## Master List
IsAddNew | Verified | Duplicate Text | Inventory ID | CSV ID | Old Asset Tag | New Asset Tag | Manufacturer | Model | Description | Serial Number | Department | Building | Floor | Audit Notes | Install Date | Hospital ID | Crothall Asset ID | Crothall Region | Facility | Department ID | Location (Vicinity) | Last PM | Next PM Date | Next PM Date Found | Notes | Old Description | Classification | Classification ID | Trace Parent | Trace Model | Installed Date | Purchase Date | Leroux find in Trace | Trace Manufacturer | Trace Description | Purchase Price | Class ID Model-Manuf | Class ID Model Only | Warranty Exp Date | Spreadsheet Verified Items | PMID | Coverage | House Code | RFID | Hospital Finance # | Pre-existing Conditions | MAC Address | IP Address | Manufactured Date | System ID | Parent Classification Name | Parent Classification | Classification Name | Manufacturer ID
NO | YES |  |  |  | 099-04541 | 099-04541 |  |  |  | R043AD3394 | Pearland-4N-Med/Surg |  |  |  |  | 099-04541 | 099-04541 | Pearland | MHHS-Pearland Hospital | Pearland-4N-Med/Surg | N418 |  | 2/1/20
YES | YES |  |  |  | 133-10226 | 133-10226 |  |  |  |  | KATY - OR |  |  |  |  | 133-10226 | 133-10226 | Katy | Memorial Hermann Katy Hospital | KATY - OR | OR 6
YES | YES |  |  |  | 151-04836 | 151-04837 | [9 empty] | 151-04836 | 151-04837
YES | YES |  |  |  | 151-04837 | 151-04837 | [9 empty] | 151-04837 | 151-04837
YES | YES |  |  |  | 133-05360 | 133-05360 |  |  |  | 02XX1F | Imaging Dept |  |  |  |  | 133-05360 | 133-05360 | Katy | Memorial Hermann | Imaging Dept | Katy (US) |  |  |  | US probe for iU22
YES | YES |  |  |  | 099-03087 | 099-03087 |  |  |  |  | 2nd floor |  |  |  |  | 099-03087 | 099-03087 | Southwest | University Place Senior Living | 2nd floor |  |  |  |  | For model
YES | YES |  |  |  | 099-03457 | 099-03457 | [9 empty] | 099-03457 | 099-03457
YES | YES |  |  |  | 099-03455 | 099-03455 | [9 empty] | 099-03455 | 099-03455
YES | YES |  |  |  | 142-03374 | 142-03374 | [9 empty] | 142-03374 | 142-03374
YES | YES |  |  |  | 099-03406 | 099-03406 | [9 empty] | 099-03406 | 099-03406 | Northeast | MH NE |  | OPID
YES | YES |  |  |  | 142-03507 | 142-03507 |  |  |  | B05hrz | [5 empty] | 142-03507 | 142-03507 | NorthEast | MH NE |  | OPID
YES | YES |  |  |  | 099-03485 | 099-03485 | [9 empty] | 099-03485 | 099-03485 |  | OPID CCC Kingwood |  |  | 10/1/18 | 2/1/20 |  | Probe
YES | YES |  |  |  | 099-03488 | 099-03488 |  |  |  | 1809FE | [5 empty] | 099-03488 | 099-03488 |  | Kingwood CCC |  | Rad Portable | 12/1/19 | 2/1/20 |  | Detector. Portable
YES | YES |  |  |  | 099-03407 | 099-03407 | [9 empty] | 099-03407 | 099-03407
YES | YES |  |  |  | 099-03408 | 099-03408 | [9 empty] | 099-03408 | 099-03408
YES | YES |  |  |  | 099-03409 | 099-03409 | [9 empty] | 099-03409 | 099-03409 | [7 empty] | Probe
YES | YES |  |  |  | 099-00219 | 099-00219 |  |  |  |  | OPID - (KY) - KATY - 445 (MP1) |  |  |  |  | 099-00219 | 099-00219 | Katy | Memorial Hermann Imaging Center - Katy Plaza 1 (#120) | OPID - (KY) - KATY - 445 (MP1) | Ultrasound A 140.2
YES | YES |  |  |  | 099-03570 | 099-03570 |  |  |  | B1427Q | SL OPID |  |  |  |  | 099-03570 | 099-03570 | Sugar Land | MH SL | SL OPID | SL, Professional Bldg 1, Suite 100, Room 172 |  |  |  |  | US probe for EPIC 5G
YES | YES |  |  |  | 029-09264 | 029-09264 | [9 empty] | 029-09264 | 029-09264 | Woodlands | MH Woodlands OOID
YES | YES |  |  |  | 017-01380 | 017-01380 |  |  |  |  | MH MG - (NE) - KINGWOOD CCC |  |  |  |  | 017-01380 | 017-01380 | Katy | Sports Medicine | MH MG - (NE) - KINGWOOD CCC | Ex 1
YES | YES |  |  |  |  | 099-03158 |  |  |  |  | NE - Lab | [5 empty] | 099-03158 | Katy | Memorial Hermann Northeast Hospital | NE - Lab | Lab
YES | YES | [9 empty] | SC CCC - (NE) - LABORATORY | [6 empty] | Katy | Memorial Hermann Summer Creek Primary Care | SC CCC - (NE) - LABORATORY | Exam 5 | 2/1/20 |  |  | One time safety
NO | YES | Asset Tag 041-19935 |  |  | 041-19935 | 041-19935 | [9 empty] | 041-19935 | 041-19935
NO | YES | Asset Tag 041-19931 |  |  | 041-19931 | 041-19931 | [9 empty] | 041-19931 | 041-19931
NO | YES | Asset Tag 151-01342 |  |  | 151-01342 | 151-01342 | [9 empty] | 151-01342 | 151-01342
YES | YES |  |  |  |  | 129-04735 |  |  |  |  | Sugar Land Biomed | [5 empty] | 129-04735 | Sugar Land | Memorial Hermann Sugar Land Hospital | Sugar Land Biomed
YES | YES | [9 empty] | Biomed | [6 empty] | Sugar Land | Memorial Hermann Sugar Land Hospital | Biomed | Biomed Shop
YES | YES |  |  |  | 129-31209 | 129-31209 |  |  |  |  | SUGAR LAND - Endoscopy |  |  |  |  | 129-31209 | 129-31209 | Sugar Land | Memorial Hermann Sugar Land Hospital | SUGAR LAND - Endoscopy | Respiratory clean supply | 2/1/19 |  | 2/1/20
YES | YES |  |  |  | 029-13925 | 029-13925 |  |  |  |  | PCU4 |  |  |  |  | 029-13925 | 029-13925 |  |  | PCU4 | Room 211 | 3/1/20
YES | YES |  |  |  | 074-06361 | 074-06361 |  |  |  |  | West Tower 3rd Floor |  |  |  |  | 074-06361 | 074-06361 | Woodlands | Memorial Hermann Hospital Woodlands | West Tower 3rd Floor | Room 3216
YES | YES |  |  |  | 074-06366 | 074-06366 |  |  |  |  | West Tower 3rd Floor |  |  |  |  | 074-06366 | 074-06366 | Woodlands | Memorial Hermann Hospital Woodlands | West Tower 3rd Floor | Room 3223
YES | YES | Asset Tag 099-02797 |  |  | 099-02797 | 099-02797 | [9 empty] | 099-02797 | 099-02797
YES | YES |  |  |  | 009-03996 | 009-03996 |  |  |  |  | Womens Center |  |  |  |  | 009-03996 | 009-03996 | Central | Memorial Hermann Hospital greater heights | Womens Center | Mamo Room 2
NO | YES | Asset Tag 009-10112 |  |  | 009-10112 | 009-10112 | [9 empty] | 009-10112 | 009-10112
NO | YES | Asset Tag 009-06904 |  |  | 009-06904 | 009-06904 |  |  |  |  | GH-OR |  |  |  |  | 009-06904 | 009-06904 | Central | MHHS-Greater Heights | GH-OR | OR 3
NO | YES | Asset Tag 009-09116 |  |  | 009-09116 | 009-09116 |  |  |  |  | GH-OR |  |  |  |  | 009-09116 | 009-09116 | Central | MHHS-Greater Heights | GH-OR | OR 3
YES | YES |  |  |  | 009-00891 | 009-00891 |  |  |  |  | Post Partum |  |  |  |  | 009-00891 | 009-00891 | Greater heights | Memorial Hermann greater heights | Post Partum | Room 17
YES | YES |  |  |  | 009-02938 | 009-02938 |  |  |  |  | L D |  |  |  |  | 009-02938 | 009-02938 | Greater heights | Memorial Hermann greater heights | L D | Room 9
YES | YES |  |  |  | 099-08046 | 099-08046 |  |  |  |  | L D |  |  |  |  | 099-08046 | 099-08046 | Greater heights | Memorial Hermann greater heights | L D | Room 9
YES | YES |  |  |  | 009-01799 | 009-01799 |  |  |  |  | L D |  |  |  |  | 009-01799 | 009-01799 | Greater heights | Memorial Hermann greater heights | L D | Room 5
YES | YES |  |  |  | 099-08062 | 099-08062 |  |  |  |  | L D |  |  |  |  | 099-08062 | 099-08062 | Greater heights | Memorial Hermann greater heights | L D | Room 2
YES | YES |  |  |  | 099-08063 | 099-08063 |  |  |  |  | L D |  |  |  |  | 099-08063 | 099-08063 | Greater heights | Memorial Hermann greater heights | L D | Room 2
NO | YES |  |  |  | 009-09266 | 009-09266 | [9 empty] | 009-09266 | 009-09266
YES | YES |  |  |  | 000-03824 | 000-03824 |  |  |  |  | Tower 3. Suite 30 |  |  |  |  | 000-03824 | 000-03824 | Greater heights | Memorial Hermann Hospital | Tower 3. Suite 30 | Storage Room | 10/1/19 |  | 6/1/20
YES | YES |  |  |  | 099-08260 | 099-08260 |  |  |  |  | CDU |  |  |  |  | 099-08260 | 099-08260 | Central | Memorial Hermann Hospital greater heights | CDU
YES | YES |  |  |  | 013-05850 | 013-05850 |  |  |  |  | Southwest endo |  |  |  |  | 013-05850 | 013-05850 | Memorial Hermann Hospital - Southwest | Memorial Hermann Hospital - Southwest | Southwest endo | Endo Pacu
YES | YES |  |  |  | 013-01430 | 013-01430 |  |  |  |  | Southwest endo |  |  |  |  | 013-01430 | 013-01430 | Memorial Hermann Hospital - Southwest | Memorial Hermann Hospital - Southwest | Southwest endo | Endo Pacu
YES | YES |  |  |  | 013-01925 | 013-01925 |  |  |  |  | Southwest endo |  |  |  |  | 013-01925 | 013-01925 | Memorial Hermann Hospital - Southwest | Memorial Hermann Hospital - Southwest | Southwest endo | Endo Pacu
YES | YES |  |  |  | 013-02512 | 013-02512 |  |  |  |  | Southwest endo |  |  |  |  | 013-02512 | 013-02512 | Memorial Hermann Hospital - Southwest | Memorial Hermann Hospital - Southwest | Southwest endo | Endo Pacu
YES | YES |  |  |  | E17773 | E17773 |  |  |  |  | Southwest endo |  |  |  |  | E17773 | E17773 | Memorial Hermann Hospital - Southwest | Memorial Hermann Hospital - Southwest | Southwest endo | Endo Pacu
YES | YES |  |  |  | 013-01467 | 013-01467 |  |  |  |  | Southwest endo |  |  |  |  | 013-01467 | 013-01467 | Memorial Hermann Hospital - Southwest | Memorial Hermann Hospital - Southwest | Southwest endo | Endo Pacu
YES | YES |  |  |  | 013-02511 | 013-02511 |  |  |  |  | Southwest endo |  |  |  |  | 013-02511 | 013-02511 | Memorial Hermann Hospital - Southwest | Memorial Hermann Hospital - Southwest | Southwest endo | Endo Pacu
YES | YES |  |  |  | 013-07580 | 013-07580 |  |  |  |  | Southwest endo |  |  |  |  | 013-07580 | 013-07580 | Memorial Hermann Hospital - Southwest | Memorial Hermann Hospital - Southwest | Southwest endo | Endo Pacu
YES | YES |  |  |  | 013-01889 | 013-01889 |  |  |  |  | Southwest endo |  |  |  |  | 013-01889 | 013-01889 | Memorial Hermann Hospital - Southwest | Memorial Hermann Hospital - Southwest | Southwest endo | Endo Pacu
YES | YES |  |  |  | 013-01887 | 013-01887 |  |  |  |  | Southwest endo |  |  |  |  | 013-01887 | 013-01887 | Memorial Hermann Hospital - Southwest | Memorial Hermann Hospital - Southwest | Southwest endo | Endo Pacu
YES | YES |  |  |  | 099-08739 | 099-08739 |  |  |  |  | SW - RESPIRATORY |  |  |  |  | 099-08739 | 099-08739 | Memorial Hermann Hospital - Southwest | Memorial Hermann Hospital - Southwest | SW - RESPIRATORY | Endo pacu
YES | YES |  |  |  | 099-08740 | 099-08740 |  |  |  |  | SW - RESPIRATORY |  |  |  |  | 099-08740 | 099-08740 | Memorial Hermann Hospital - Southwest | Memorial Hermann Hospital - Southwest | SW - RESPIRATORY | Endo pacu
YES | YES |  |  |  | 099-08743 | 099-08743 |  |  |  |  | SW - RESPIRATORY |  |  |  |  | 099-08743 | 099-08743 | Memorial Hermann Hospital - Southwest | Memorial Hermann Hospital - Southwest | SW - RESPIRATORY | Endo pacu
YES | YES |  |  |  | 013-04501 | 013-04501 |  |  |  |  | SW - RESPIRATORY |  |  |  |  | 013-04501 | 013-04501 | Memorial Hermann Hospital - Southwest | Memorial Hermann Hospital - Southwest | SW - RESPIRATORY | Endoscopy
YES | YES | Asset Tag 013-04502 |  |  | 013-04502 | 013-04502 |  |  |  |  | SW - RESPIRATORY |  |  |  |  | 013-04502 | 013-04502 | Memorial Hermann Hospital - Southwest | Memorial Hermann Hospital - Southwest | SW - RESPIRATORY | Endoscopy
YES | YES | [9 empty] | Entroscopy | [6 empty] | Memorial Hermann Hospital - Southwest | Memorial Hermann Hospital - Southwest | Entroscopy | Entroscopy
YES | YES |  |  |  | 099-08995 | 099-08995 |  |  |  |  | Entroscopy |  |  |  |  | 099-08995 | 099-08995 | Memorial Hermann Hospital - Southwest | Memorial Hermann Hospital - Southwest | Entroscopy | Entroscopy
YES | YES |  |  |  | 013-02581 | 013-02581 |  |  |  |  | Entroscopy |  |  |  |  | 013-02581 | 013-02581 | Memorial Hermann Hospital - Southwest | Memorial Hermann Hospital - Southwest | Entroscopy | Entroscopy
YES | YES |  |  |  | 013-04625 | 013-04625 |  |  |  |  | Entroscopy |  |  |  |  | 013-04625 | 013-04625 | Memorial Hermann Hospital - Southwest | Memorial Hermann Hospital - Southwest | Entroscopy | Entroscopy
YES | YES |  |  |  | 099-08997 | 099-08997 |  |  |  |  | Entroscopy |  |  |  |  | 099-08997 | 099-08997 | Memorial Hermann Hospital - Southwest | Memorial Hermann Hospital - Southwest | Entroscopy | Entroscopy
YES | YES |  |  |  | 099-08998 | 099-08998 |  |  |  |  | Entroscopy |  |  |  |  | 099-08998 | 099-08998 | Memorial Hermann Hospital - Southwest | Memorial Hermann Hospital - Southwest | Entroscopy | Entroscopy
YES | YES |  |  |  | 099-10478 | 099-10478 |  |  |  |  | 5th Floor |  |  |  |  | 099-10478 | 099-10478 | Southwest | Memorial Hermann Hospital - University | 5th Floor | 5th Floor
YES | YES |  |  |  | 099-10482 | 099-10482 |  |  |  |  | Sports Medicine |  |  |  |  | 099-10482 | 099-10482 | Southwest | Memorial Hermann Hospital - Sports Medicine | Sports Medicine | Suite 570
YES | YES |  |  |  | 013-35855 | 013-35855 |  |  |  |  | Sports Medicine |  |  |  |  | 013-35855 | 013-35855 | Southwest | Memorial Hermann Hospital - Sports Medicine | Sports Medicine | Suite 570
YES | YES |  |  |  | 099-10486 | 099-10486 |  |  |  |  | Sports Medicine |  |  |  |  | 099-10486 | 099-10486 | Southwest | Memorial Hermann Hospital - Sports Medicine | Sports Medicine | Suite 570
YES | YES |  |  |  | 013-35764 | 013-35764 |  |  |  |  | Sports Medicine |  |  |  |  | 013-35764 | 013-35764 | Southwest | Memorial Hermann Hospital - Sports Medicine | Sports Medicine | Suite 570
YES | YES |  |  |  | 013-03776 | 013-03776 |  |  |  |  | Surgery |  |  |  |  | 013-03776 | 013-03776 | Southwest | Memorial Hermann Southwest Hospital | Surgery | Pre-Op
YES | YES |  |  |  | 013-14023 | 013-14023 |  |  |  |  | Cath Lab |  |  |  |  | 013-14023 | 013-14023 | Southwest | Memorial Hermann Southwest Hospital | Cath Lab | Cath Lab
YES | YES |  |  |  | 013-03760 | 013-03760 |  |  |  |  | Cath Lab |  |  |  |  | 013-03760 | 013-03760 | Southwest | Memorial Hermann Southwest Hospital | Cath Lab | Cath Lab
YES | YES |  |  |  | 013-14021 | 013-14021 |  |  |  |  | Cath Lab |  |  |  |  | 013-14021 | 013-14021 | Southwest | Memorial Hermann Southwest Hospital | Cath Lab | Cath Lab
YES | YES |  |  |  | 013-14020 | 013-14020 |  |  |  |  | Cath Lab |  |  |  |  | 013-14020 | 013-14020 | Southwest | Memorial Hermann - Heart and Vascular | Cath Lab | Cath Lab
YES | YES |  |  |  | 013-14019 | 013-14019 |  |  |  |  | Cath Lab |  |  |  |  | 013-14019 | 013-14019 | Southwest | Memorial Hermann - Heart and Vascular | Cath Lab | Cath Lab
YES | YES |  |  |  | 013-14024 | 013-14024 |  |  |  |  | Cath Lab |  |  |  |  | 013-14024 | 013-14024 | Southwest | Memorial Hermann - Heart and Vascular | Cath Lab | Cath Lab
YES | YES |  |  |  | 013-14022 | 013-14022 |  |  |  |  | Cath Lab |  |  |  |  | 013-14022 | 013-14022 | Southwest | Memorial Hermann - Heart and Vascular | Cath Lab | Cath Lab
YES | YES |  |  |  | 013-14025 | 013-14025 |  |  |  |  | Cath Lab |  |  |  |  | 013-14025 | 013-14025 | Southwest | Memorial Hermann - Heart and Vascular | Cath Lab | Cath Lab
YES | YES |  |  |  | 013-14027 | 013-14027 |  |  |  |  | Cath Lab |  |  |  |  | 013-14027 | 013-14027 | Southwest | Memorial Hermann - Heart and Vascular | Cath Lab | Cath Lab
YES | YES |  |  |  | 013-14030 | 013-14030 |  |  |  |  | Cath Lab |  |  |  |  | 013-14030 | 013-14030 | Southwest | Memorial Hermann - Heart and Vascular | Cath Lab | Cath Lab
YES | YES |  |  |  | 013-14029 | 013-14029 |  |  |  |  | Cath Lab |  |  |  |  | 013-14029 | 013-14029 | Southwest | Memorial Hermann - Heart and Vascular | Cath Lab | Cath Lab
YES | YES |  |  |  | 013-14028 | 013-14028 |  |  |  |  | Cath Lab |  |  |  |  | 013-14028 | 013-14028 | Southwest | Memorial Hermann - Heart and Vascular | Cath Lab | Cath Lab
YES | YES |  |  |  | 013-14033 | 013-14033 |  |  |  |  | Cath Lab |  |  |  |  | 013-14033 | 013-14033 | Southwest | Memorial Hermann - Heart and Vascular | Cath Lab | Cath Lab
YES | YES |  |  |  | 013-14032 | 013-14032 |  |  |  |  | Cath Lab |  |  |  |  | 013-14032 | 013-14032 | Southwest | Memorial Hermann - Heart and Vascular | Cath Lab | Cath Lab
YES | YES |  |  |  | 013-14035 | 013-14035 |  |  |  |  | Cath Lab |  |  |  |  | 013-14035 | 013-14035 | Southwest | Memorial Hermann - Heart and Vascular | Cath Lab | Cath Lab
YES | YES |  |  |  | 013-14054 | 013-14054 |  |  |  |  | Cath Lab |  |  |  |  | 013-14054 | 013-14054 | Southwest | Memorial Hermann - Heart and Vascular | Cath Lab | Cath Lab
YES | YES |  |  |  | 013-14056 | 013-14056 |  |  |  |  | Cath Lab |  |  |  |  | 013-14056 | 013-14056 | Southwest | Memorial Hermann - Heart and Vascular | Cath Lab | Cath Lab
YES | YES |  |  |  | 013-14057 | 013-14057 |  |  |  |  | Cath Lab |  |  |  |  | 013-14057 | 013-14057 | Southwest | Memorial Hermann - Heart and Vascular | Cath Lab | Cath Lab
YES | YES |  |  |  | 013-14060 | 013-14060 |  |  |  |  | Cath Lab |  |  |  |  | 013-14060 | 013-14060 | Southwest | Memorial Hermann - Heart and Vascular | Cath Lab | Cath Lab
YES | YES |  |  |  | 013-14059 | 013-14059 |  |  |  |  | Cath Lab |  |  |  |  | 013-14059 | 013-14059 | Southwest | Memorial Hermann - Heart and Vascular | Cath Lab | Cath Lab
YES | YES |  |  |  | 013-14058 | 013-14058 |  |  |  |  | Cath Lab |  |  |  |  | 013-14058 | 013-14058 | Southwest | Memorial Hermann - Heart and Vascular | Cath Lab | Cath Lab
YES | YES |  |  |  | 099-10579 | 099-10579 |  |  |  |  | HVI |  |  |  |  | 099-10579 | 099-10579 | Southwest | Memorial Hermann Southwest Hospital - HVI | HVI | HVI
YES | YES |  |  |  | 099-08520 | 099-08520 |  |  |  |  | CVA |  |  |  |  | 099-08520 | 099-08520 | Southwest | Memorial Hermann Southwest Hospital - HVI | CVA | CVA
YES | YES |  |  |  | 013-37369 | 013-37369 |  |  |  |  | CVICU |  |  |  |  | 013-37369 | 013-37369 | Southwest | Memorial Hermann Southwest Hospital | CVICU | CVICU
YES | YES |  |  |  | 013-15375 | 013-15375 |  |  |  |  | Stress Lab |  |  |  |  | 013-15375 | 013-15375 | Southwest | Memorial Hermann Southwest Hospital | Stress Lab | Stress Lab
YES | YES |  |  |  | 013-12520 | 013-12520 |  |  |  |  | Breast Center |  |  |  |  | 013-12520 | 013-12520 | Southwest | Memorial Herman Southwest Hospital | Breast Center | Breast Center
YES | YES |  |  |  | 099-10647 | 099-10647 |  |  |  |  | Breast Center |  |  |  |  | 099-10647 | 099-10647 | Southwest | Memorial Herman Southwest Hospital | Breast Center | Breast Center
YES | YES |  |  |  | 099-10289 | 099-10289 |  |  |  |  | Floor 6 |  |  |  |  | 099-10289 | 099-10289 | Southwest | Memorial Hermann Southwest Hospital | Floor 6 | Floor 6
YES | YES |  |  |  | 013-39241 | 013-39241 |  |  |  |  | Floor 5 |  |  |  |  | 013-39241 | 013-39241 | Southwest | Memorial Hermann Southwest Hospital | Floor 5 | Floor 5
YES | YES |  |  |  | 013-39243 | 013-39243 |  |  |  |  | Floor 5 |  |  |  |  | 013-39243 | 013-39243 | Southwest | Memorial Hermann Southwest Hospital | Floor 5 | Floor 5
YES | YES |  |  |  | 921-02293 | 921-02293 | [9 empty] | 921-02293 | 921-02293
YES | YES |  |  |  | 099-10423 | 099-10423 |  |  |  | B1HXKMu | [5 empty] | 099-10423 | 099-10423
YES | YES |  |  |  | 099-13644 | 099-13644 | [9 empty] | 099-13644 | 099-13644
NO | YES |  |  |  |  | 013-08688 |  |  |  |  | SW-Biomedical Services | [5 empty] | 013-08688 | Southwest | MHHS-Southwest | SW-Biomedical Services | Biomed
NO | YES |  |  |  | 099-14841 | 099-14841 |  |  |  | R228AD1510 | SW-Transition Care Unit |  |  |  |  | 099-14841 | 099-14841 | Southwest | MHHS-Southwest | SW-Transition Care Unit | 7th
YES | YES |  |  |  | 099-14437 | 099-14437 |  |  |  |  | SW - SENIOR MEDICINE |  |  |  |  | 099-14437 | 099-14437 | Southwest | Memorial Hermann Southwest Hospital | SW - SENIOR MEDICINE | Nurse station | 4/1/15 |  |  | PM Not Required
NO | YES |  |  |  | 099-14829 | 099-14829 |  |  |  | J016AD7373 | SW-Rehab |  |  |  |  | 099-14829 | 099-14829 | Southwest | MHHS-Southwest | SW-Rehab | Rehab
NO | YES | Asset Tag 1101529 |  |  |  | 013-12427 | [10 empty] | 013-12427
YES | YES |  |  |  | 000-03649 | 000-03649 |  |  |  |  | MH MG - (SE) - URGENT CARE - FRIENDSWOOD |  |  |  |  | 000-03649 | 000-03649 | Southeast | Memorial Hermann Urgent Care Friendswood (#112) | MH MG - (SE) - URGENT CARE - FRIENDSWOOD
YES | YES |  |  |  | 069-42573 | 069-42573 |  |  |  |  | TMC - EPILEPSY - SLEEP LAB (5R) |  |  |  |  | 069-42573 | 069-42573 | TMC | Memorial Hermann-Texas Medical Center | TMC - EPILEPSY - SLEEP LAB (5R) | Bed 5 | 4/1/19 |  | 10/1/20
YES | YES |  |  |  | 099-12225 | 099-12225 |  |  |  |  | TMC |  |  |  |  | 099-12225 | 099-12225 | TMC | Memorial Hermann Heart | TMC | CVIMU Suite 14
YES | YES |  |  |  | 099-14778 | 099-14778 |  |  |  | JGGN02467 | TMC - HVI - CVICU (5HVI) |  |  |  |  | 099-14778 | 099-14778 | TMC | Memorial Hermann-Texas Medical Center | TMC - HVI - CVICU (5HVI) | CVIMU (8HVI)
NO | YES |  |  |  | 099-13976 | 099-13976 |  |  |  | K138AM3741 | IICU |  |  |  |  | 099-13976 | 099-13976 | TMC | Memorial Hermann-Texas Medical Center | IICU |  | 3/1/20 |  | 3/1/20
YES | YES |  |  |  | 069-16865 | 069-16865 |  |  |  |  | TMC - HVI - CARDIOLOGY (3HVI) |  |  |  |  | 069-16865 | 069-16865 | TMC | Memorial Hermann-Texas Medical Center | TMC - HVI - CARDIOLOGY (3HVI) | HVI3144 | 12/1/18 |  | 12/1/19
YES | YES |  |  |  | 099-12428 | 099-12428 |  |  |  | J255AE2924 | TMC |  |  |  |  | 099-12428 | 099-12428 | TMC | Memorial Hermann Heart | TMC | Cath Lab 108 | 3/1/19 |  | 3/1/20 | Pass due
YES | YES |  |  |  | 099-12424 | 099-12424 |  |  |  |  | TWC |  |  |  |  | 099-12424 | 099-12424 | TMC | Memorial Hermann Heart | TWC | CVOR 2
YES | YES |  |  |  | 099-12423 | 099-12423 |  |  |  |  | TWC |  |  |  |  | 099-12423 | 099-12423 | TMC | Memorial Hermann Heart | TWC | CVOR 2
YES | YES |  |  |  | 074-00274 | 074-00274 |  |  |  |  | TMC - HVI - OR |  |  |  |  | 074-00274 | 074-00274 | TMC | Memorial Hermann- Texas Medical Center | TMC - HVI - OR | Pre Op |  |  |  | No PM Sticker
YES | YES |  |  |  | 069-25487 | 069-25487 |  |  |  | Cffc12794 | TMC - SAROFIM 1 - ADULT ER |  |  |  |  | 069-25487 | 069-25487 | TMC | Memorial Hermann-Texas Medical Center | TMC - SAROFIM 1 - ADULT ER | Er 7
YES | YES |  |  |  | 099-12848 | 099-12848 |  |  |  |  | Ace |  |  |  |  | 099-12848 | 099-12848 | TMC | Memorial Hermann-Texas Medical Center | Ace | C420 | 2/1/20 |  | 2/1/21
YES | YES |  |  |  | 077-06121 | 077-06121 |  |  |  |  | TWC |  |  |  |  | 077-06121 | 077-06121 | TMC | Memorial Hermann-Texas Medical Center | TWC | MICU C2/21
YES | YES |  |  |  | 069-39137 | 069-39137 |  |  |  |  | TWC |  |  |  |  | 069-39137 | 069-39137 | TMC | Memorial Hermann-Texas Medical Center | TWC | IMICU 6
YES | YES |  |  |  | 099-14502 | 099-14502 |  |  |  |  | TMC - (9j) |  |  |  |  | 099-14502 | 099-14502 |  | Memorial Hermann-tmc | TMC - (9j) | J9 51
YES | YES |  |  |  | 099-11560 | 099-11560 |  |  |  | PSAY22702 | J92025 |  |  |  |  | 099-11560 | 099-11560 |  | Memorial Hermann-Texas Medical Center | J92025 | 9Johns TMC | 3/1/20 |  |  | No PM Sticker
NO | YES |  |  |  | 099-12688 | 099-12688 |  |  |  | K255AM5133 | Nuro ICU |  |  |  |  | 099-12688 | 099-12688 | TMC | Memorial Hermann-Texas Medical Center | Nuro ICU | By NSICU19 |  |  | 2/1/20
YES | YES |  |  |  | 099-11833 | 099-11833 |  |  |  |  | 5j neuro |  |  |  |  | 099-11833 | 099-11833 |  | Memorial Hermann-tmc | 5j neuro | Stroke 12 4J
YES | YES |  |  |  | 069-40347 | 069-40347 |  |  |  | DTO311K3941 | TMC - JONES - NEURO ELECTIVE (4J) |  |  |  |  | 069-40347 | 069-40347 | TMC | Childrens ER - Texas Medical Center | TMC - JONES - NEURO ELECTIVE (4J) | NVIC
YES | YES |  |  |  | 099-11973 | 099-11973 |  |  |  | DE12548493 | [5 empty] | 099-11973 | 099-11973 |  |  |  |  | 3/1/20 |  |  | No PM Sticker
YES | YES
YES | YES
YES | YES |  |  |  | 099-05789 | 099-05789 |  |  |  | SEC14407907GA | [5 empty] | 099-05789 | 099-05789
YES | YES | [8 empty] | AHF0803 | NICU Near A | [7 empty] | TMC | NICU Near A | Memorial Hermann- Texas Medical center | 3/1/20 |  |  | No PM Sticker
YES | YES |  |  |  | 099-05088 | 099-05088 | [9 empty] | 099-05088 | 099-05088
YES | YES |  |  |  | 099-05089 | 099-05089 |  |  |  | SEG15032985HX | [5 empty] | 099-05089 | 099-05089 |  |  |  |  | 3/1/20 |  |  | No PM Sticker
YES | YES |  |  |  | 077-08563 | 077-08563 | [9 empty] | 077-08563 | 077-08563
YES | YES |  |  |  | 099-05740 | 099-05740 |  |  |  | H109AE0048 | Memorial Hermann- Texas Medical Center Ribinson |  |  |  |  | 099-05740 | 099-05740 |  | TMC | Memorial Hermann- Texas Medical Center Ribinson | CICU 01 | 7/1/19 |  | 3/1/20
YES | YES |  |  |  | 069-47904 | 069-47904 |  |  |  |  | TMC - HERMANN - COU (1R) |  |  |  |  | 069-47904 | 069-47904 | TMC | Memorial Hermann-Texas Medical Center | TMC - HERMANN - COU (1R) | Nurse Station | 12/1/19 |  | 12/1/20
YES | YES |  |  |  | 099-09686 | 099-09686 |  |  |  |  | TMC - LABORATORY - Laboratory (1R) |  |  |  |  | 099-09686 | 099-09686 | TMC | Memorial Hermann-Texas Medical Center | TMC - LABORATORY - Laboratory (1R) | Laboratory (1R)
YES | YES | Asset Tag 069-38051 |  |  | 069-38051 | 069-38051 |  |  |  |  | Storage |  |  |  |  | 069-38051 | 069-38051 | TMC | Memorial Hermann-Texas Medical Center | Storage | Bach nurse station | 7/1/19 |  | 7/1/20
YES | YES | Asset Tag 069-38051 |  |  | 069-38051 | 069-38051 |  |  |  |  | Storage |  |  |  |  | 069-38051 | 069-38051 | TMC | Memorial Hermann-Texas Medical Center | Storage | Bach nurse station | 7/1/19 |  | 7/1/20
YES | YES | Asset Tag 069-38051 |  |  | 069-38051 | 069-38051 |  |  |  |  | Storage |  |  |  |  | 069-38051 | 069-38051 | TMC | Memorial Hermann-Texas Medical Center | Storage | Bach nurse station | 7/1/19 |  | 7/1/20
YES | YES
YES | YES |  |  |  | 099-09438 | 099-09438 | [9 empty] | 099-09438 | 099-09438 | TMC
YES | YES |  |  |  | 069-44762 | 069-44762 |  |  |  | Nsn | Memorial Hermann- Texas Medical Center Central Suply |  |  |  |  | 069-44762 | 069-44762 |  | TMC | Memorial Hermann- Texas Medical Center Central Suply | Central suply storage | 4/1/20 |  |  | No PM Sticker
YES | YES |  |  |  | 099-09519 | 099-09519 |  |  |  | PSAY13104pp | Tmc - PACU - |  |  |  |  | 099-09519 | 099-09519 |  | Memorial Hermann-tmc | Tmc - PACU - | S2.07 |  |  |  | No PM Sticker PM Not Required
YES | YES |  |  |  | 099-05833 | 099-05833 |  |  |  | Nsn | Memorial Hermann- Texas Medcal Center- OR |  |  |  |  | 099-05833 | 099-05833 |  | TMC | Memorial Hermann- Texas Medcal Center- OR | Tec Lab | 4/1/20 |  |  | No PM Sticker
YES | YES |  |  |  | 099-07944 | 099-07944 |  |  |  | 201-607-0828 3 M | [5 empty] | 099-07944 | 099-07944 |  |  |  |  | 4/1/20 |  |  | No PM Sticker
YES | YES |  |  |  | 099-07140 | 099-07140 |  |  |  |  | Recovery |  |  |  |  | 099-07140 | 099-07140 | TMC | Memorial Hermann-Texas Medical Center | Recovery | Chidrens OR PACU | 5/1/19 |  | 5/1/20
NO | YES |  |  |  | 069-49663 | 069-49663 |  |  |  | GA116714 | Memorial Hermann- Texas Medical Center Radiology |  |  |  |  | 069-49663 | 069-49663 |  | TMC | Memorial Hermann- Texas Medical Center Radiology | PEDI OR Storage | 2/1/20 |  | 2/1/21
NO | YES |  |  |  | 069-45812 | 069-45812 |  |  |  | VEB002173 | Memorial Hermann- Texas Medical Center- Radiology- OR |  |  |  |  | 069-45812 | 069-45812 |  | TMC | Memorial Hermann- Texas Medical Center- Radiology- OR | Serafin OR Storage room | 12/1/18 |  | 12/1/19
YES | YES |  |  |  | 069-38736 | 069-38736 |  |  |  | Nsn | Memorial Hermann- Texas Medical Center- Radiology- OR |  |  |  |  | 069-38736 | 069-38736 |  | TMC | Memorial Hermann- Texas Medical Center- Radiology- OR | Serafin OR 3floor Storage room | 4/1/20 |  |  | No PM Sticker
YES | YES |  |  |  | 069-46917 | 069-46917 |  |  |  |  | TMC - OR - ROBERTSON (2R) |  |  |  |  | 069-46917 | 069-46917 | TMC | Memorial Hermann-Texas Medical Center | TMC - OR - ROBERTSON (2R) | Storage
YES | YES |  |  |  | 069-40807 | 069-40807 |  |  |  |  | TMC - OR - ROBERTSON (2R) |  |  |  |  | 069-40807 | 069-40807 | TMC | Memorial Hermann-Texas Medical Center | TMC - OR - ROBERTSON (2R) | Storage
YES | YES |  |  |  | 099-09245 | 099-09245 |  |  |  |  | Decision Unit |  |  |  |  | 099-09245 | 099-09245 | Southeast | Memorial Hermann Southeast Hospital | Decision Unit | W1 416.24 | 10/1/19 |  | 10/1/20
NO | YES | Asset Tag 005-33924 |  |  | 005-33924 | 005-33924 | [9 empty] | 005-33924 | 005-33924
NO | YES |  |  |  | 005-06847 | 005-06847 |  |  |  |  | Sleep disorder |  |  |  |  | 005-06847 | 005-06847 | Southeast | Memorial Hermann Southeast Hospital | Sleep disorder | Sleep lab room 4 | 9/1/19 |  | 9/1/20
YES | YES |  |  |  | 099-06873 | 099-06873 |  |  |  |  | SE - WOUND CARE |  |  |  |  | 099-06873 | 099-06873 |  | Memorial Hermann- Fresher building 1 | SE - WOUND CARE | reception | 4/1/20 |  |  | No PM Sticker
NO | YES |  |  |  | 069-06011 | 069-06011 |  |  |  | NSN | TMC - PLAZA - CANCER CENTER (STE 2900) |  |  |  |  | 069-06011 | 069-06011 |  | Memorial Hermann- TMC Cancer Center | TMC - PLAZA - CANCER CENTER (STE 2900) | Infusion | 4/1/20 |  |  | No PM Sticker
YES | YES |  |  |  | 041-15454 | 041-15454 |  |  |  |  | Bldg 925 suite 400 |  |  |  |  | 041-15454 | 041-15454 | West | Memorial Hermann Medical Group Memorial City Cardiology (#400) | Bldg 925 suite 400 | Nurse station | 4/1/20
YES | YES | Serial Number Cnf |  |  | 041-33135 | 041-33135 |  |  |  | CNF | Post Pardam |  |  |  |  | 041-33135 | 041-33135 | West | Women?s Memorial Hermann Memorial City Hospital | Post Pardam | MH2 109
YES | YES |  |  |  | 005-08141 | 005-08141 |  |  |  |  | Biomed |  |  |  |  | 005-08141 | 005-08141 | Southeast | Memorial Hermann Southeast Hospital | Biomed | Storage room S4025 | 6/1/19 |  | 6/1/20
YES | YES |  |  |  | 041-12760 | 041-12760 |  |  |  | JGGM14206 | Biomed |  |  |  |  | 041-12760 | 041-12760 | West | Memorial Hermann Memorial City Medical Center | Biomed | 5th floor / RM 5M35
NO | YES |  |  |  | 151-04156 | 151-04156 |  |  |  |  | MEMORIAL CITY - OUTPATIENT SURGERY |  |  |  |  | 151-04156 | 151-04156 | West | Memorial City- Memorial Hermann Hospital | MEMORIAL CITY - OUTPATIENT SURGERY | Hallway
YES | YES |  |  |  | 151-04109 | 151-04109 |  |  |  |  | Memorial city - out patient surgery |  |  |  |  | 151-04109 | 151-04109 | West and memorial city | Memorial city - memorial herman hospital | Memorial city - out patient surgery | W1 hallway |  |  |  | No sticker found
YES | YES | [9 empty] | MEMORIAL CITY - OPERATING ROOM | [6 empty] | West | West memorial hospital - memorial herman hospital | MEMORIAL CITY - OPERATING ROOM | Surgery room 7
NO | YES |  |  |  | 041-32408 | 041-32408 |  |  |  | Q264AD5991 | MEMORIAL CITY - Center of advanced orthopedics |  |  |  |  | 041-32408 | 041-32408 | West | Memorial City - Memorial Hermann Hospital | MEMORIAL CITY - Center of advanced orthopedics | MH8 103
YES | YES |  |  |  | 041-34601 | 041-34601 |  |  |  |  | Memorial City / Pediatrics |  |  |  |  | 041-34601 | 041-34601 | West | Memorial Hermann - Memorial City | Memorial City / Pediatrics | MH4 204 Room 4M04
YES | YES |  |  |  | 569050999AR011508 | 569050999AR011508 |  |  |  |  | Memorial City - NICU |  |  |  |  | 569050999AR011508 | 569050999AR011508 | West | Memorial City - Memorial Hermann Hospital | Memorial City - NICU | MH4:318 Treatment |  |  |  | No PM sticker
YES | YES |  |  |  | 041-12888 | 041-12888 |  |  |  |  | MEMORIAL CITY - MHT - NICU |  |  |  |  | 041-12888 | 041-12888 | West | Memorial Hermann Memorial City Medical Center | MEMORIAL CITY - MHT - NICU | MEMORIAL CITY- MHT - NICU |  |  |  | Could not remove from wall. Room 4 M 22
YES | YES |  |  |  | 041-10641 | 041-10641 |  |  |  |  | MH MG - (MC) - COMPREHENSIVE HEART CARE |  |  |  |  | 041-10641 | 041-10641 | West | Memorial Hermann Medical Group Memorial City Cardiology (#400) | MH MG - (MC) - COMPREHENSIVE HEART CARE | Lab |  |  |  | No p.m.
NO | YES |  |  |  | 009-33558 | 009-33558 |  |  |  |  | GH - THERAPY |  |  |  |  | 009-33558 | 009-33558 | Central | GH- THERAPY | GH - THERAPY | GH - THERAPY
YES | YES
YES | YES |  |  |  | 013-09547 | 013-09547 |  |  |  |  | SW - Labor |  |  |  |  | 013-09547 | 013-09547 | Southwest | Memorial Hermann Southwest Hospital | SW - Labor | Nurse Station |  |  |  | No p.m.
YES | YES |  |  |  | 013-11599 | [5 empty] | SW Endoscopy |  |  |  |  | 013-11599 |  | Southwest | Memorial Hermann Southwest Hospital | SW Endoscopy | SW Endoscopy Bay 6
NO | NO | [9 empty] | NE - ER | MHHS-Northeast | [5 empty] | Katy |  | NE - ER | [5 empty] | COMPUTERS |  | .needs class | [13 empty] | Covered PM Repair - Biomedical | MHHS-Northeast
NO | NO | [9 empty] | NE - OR | MHHS-Northeast | [5 empty] | Katy |  | NE - OR | [5 empty] | COMPUTERS |  | .needs class | [13 empty] | Covered PM Repair - Biomedical | MHHS-Northeast
NO | NO | [9 empty] | NE - OR | MHHS-Northeast | [5 empty] | Katy |  | NE - OR | [5 empty] | COMPUTERS |  | .needs class | [13 empty] | Covered PM Repair - Biomedical | MHHS-Northeast
NO | NO | [9 empty] | NE - OR | MHHS-Northeast | [5 empty] | Katy |  | NE - OR | [5 empty] | COMPUTERS |  | .needs class | [13 empty] | Covered PM Repair - Biomedical | MHHS-Northeast
NO | NO | [9 empty] | NE - PACU | MHHS-Northeast | [5 empty] | Katy |  | NE - PACU | [5 empty] | COMPUTERS |  | .needs class | [13 empty] | Covered PM Repair - Biomedical | MHHS-Northeast
NO | NO | [9 empty] | NE - PACU | MHHS-Northeast | [5 empty] | Katy |  | NE - PACU | [5 empty] | COMPUTERS |  | .needs class | [13 empty] | Covered PM Repair - Biomedical | MHHS-Northeast
NO | NO | [9 empty] | NE - PACU | MHHS-Northeast | [5 empty] | Katy |  | NE - PACU | [5 empty] | COMPUTERS |  | .needs class | [13 empty] | Covered PM Repair - Biomedical | MHHS-Northeast
NO | YES | Serial Number 3508 |  |  | 009-08188 | 009-08188 |  | 0RS2066R |  |  | GH-OR Endoscopy |  |  |  |  | 009-08188 | 009-08188 | Central | MHHS-Greater Heights | GH-OR Endoscopy | OR | 8/1/19 |  | 8/1/20
NO | NO | [6 empty] | 2000039 |  | 5661415 | Beds | MHHS-Cypress | [5 empty] | Northwest & Cypress |  | Beds | [5 empty] | GOLVO 8008 LOWBASE |  | .needs class |  |  |  |  | .needs class | [9 empty] | MHHS-Cypress
NO | NO | [6 empty] | 3123002 |  | 8206740 | Beds | MEMORIAL HERMANN SW HEART AND VASCULAR | [5 empty] | Southwest |  | Beds | [5 empty] | LIKORALL 243 ES, WHITE |  | LIFTPATIENTELECTRIC-HAMEGIbericaSL-Likorall 243ES |  |  |  |  | LIFTPATIENTELECTRIC-HAMEGIbericaSL-Likorall 243ES | [9 empty] | MEMORIAL HERMANN SW HEART AND VASCULAR
NO | NO | [6 empty] | 3123002 |  | 8206747 | Beds | MEMORIAL HERMANN SW HEART AND VASCULAR | [5 empty] | Southwest |  | Beds | [5 empty] | LIKORALL 243 ES, WHITE |  | LIFTPATIENTELECTRIC-HAMEGIbericaSL-Likorall 243ES |  |  |  |  | LIFTPATIENTELECTRIC-HAMEGIbericaSL-Likorall 243ES | [9 empty] | MEMORIAL HERMANN SW HEART AND VASCULAR
NO | NO | [6 empty] | 3123002 |  | 8206750 | Beds | MEMORIAL HERMANN SW HEART AND VASCULAR | [5 empty] | Southwest |  | Beds | [5 empty] | LIKORALL 243 ES, WHITE |  | LIFTPATIENTELECTRIC-HAMEGIbericaSL-Likorall 243ES |  |  |  |  | LIFTPATIENTELECTRIC-HAMEGIbericaSL-Likorall 243ES | [9 empty] | MEMORIAL HERMANN SW HEART AND VASCULAR
NO | NO | [6 empty] | 3123002 |  | 8206743 | Beds | MEMORIAL HERMANN SW HEART AND VASCULAR | [5 empty] | Southwest |  | Beds | [5 empty] | LIKORALL 243 ES, WHITE |  | LIFTPATIENTELECTRIC-HAMEGIbericaSL-Likorall 243ES |  |  |  |  | LIFTPATIENTELECTRIC-HAMEGIbericaSL-Likorall 243ES | [9 empty] | MEMORIAL HERMANN SW HEART AND VASCULAR
NO | NO | [6 empty] | 3123002 |  | 8206745 | Beds | MEMORIAL HERMANN SW HEART AND VASCULAR | [5 empty] | Southwest |  | Beds | [5 empty] | LIKORALL 243 ES, WHITE |  | LIFTPATIENTELECTRIC-HAMEGIbericaSL-Likorall 243ES |  |  |  |  | LIFTPATIENTELECTRIC-HAMEGIbericaSL-Likorall 243ES | [9 empty] | MEMORIAL HERMANN SW HEART AND VASCULAR
NO | NO | [6 empty] | 3123002 |  | 8206748 | Beds | MEMORIAL HERMANN SW HEART AND VASCULAR | [5 empty] | Southwest |  | Beds | [5 empty] | LIKORALL 243 ES, WHITE |  | LIFTPATIENTELECTRIC-HAMEGIbericaSL-Likorall 243ES |  |  |  |  | LIFTPATIENTELECTRIC-HAMEGIbericaSL-Likorall 243ES | [9 empty] | MEMORIAL HERMANN SW HEART AND VASCULAR
NO | NO | [6 empty] | 3123002 |  | 8206776 | Beds | MEMORIAL HERMANN SW HEART AND VASCULAR | [5 empty] | Southwest |  | Beds | [5 empty] | LIKORALL 243 ES, WHITE |  | LIFTPATIENTELECTRIC-HAMEGIbericaSL-Likorall 243ES |  |  |  |  | LIFTPATIENTELECTRIC-HAMEGIbericaSL-Likorall 243ES | [9 empty] | MEMORIAL HERMANN SW HEART AND VASCULAR
NO | NO | [6 empty] | 3123002 |  | 8206786 | Beds | MEMORIAL HERMANN SW HEART AND VASCULAR | [5 empty] | Southwest |  | Beds | [5 empty] | LIKORALL 243 ES, WHITE |  | LIFTPATIENTELECTRIC-HAMEGIbericaSL-Likorall 243ES |  |  |  |  | LIFTPATIENTELECTRIC-HAMEGIbericaSL-Likorall 243ES | [9 empty] | MEMORIAL HERMANN SW HEART AND VASCULAR
NO | NO | [6 empty] | 3123002 |  | 8206853 | Beds | MEMORIAL HERMANN SW HEART AND VASCULAR | [5 empty] | Southwest |  | Beds | [5 empty] | LIKORALL 243 ES, WHITE |  | LIFTPATIENTELECTRIC-HAMEGIbericaSL-Likorall 243ES |  |  |  |  | LIFTPATIENTELECTRIC-HAMEGIbericaSL-Likorall 243ES | [9 empty] | MEMORIAL HERMANN SW HEART AND VASCULAR
NO | NO | [6 empty] | 3123002 |  | 8206861 | Beds | MEMORIAL HERMANN SW HEART AND VASCULAR | [5 empty] | Southwest |  | Beds | [5 empty] | LIKORALL 243 ES, WHITE |  | LIFTPATIENTELECTRIC-HAMEGIbericaSL-Likorall 243ES |  |  |  |  | LIFTPATIENTELECTRIC-HAMEGIbericaSL-Likorall 243ES | [9 empty] | MEMORIAL HERMANN SW HEART AND VASCULAR
NO | NO | [6 empty] | 3123002 |  | 8206739 | Beds | MEMORIAL HERMANN SW HEART AND VASCULAR | [5 empty] | Southwest |  | Beds | [5 empty] | LIKORALL 243 ES, WHITE |  | LIFTPATIENTELECTRIC-HAMEGIbericaSL-Likorall 243ES |  |  |  |  | LIFTPATIENTELECTRIC-HAMEGIbericaSL-Likorall 243ES | [9 empty] | MEMORIAL HERMANN SW HEART AND VASCULAR
NO | NO | [6 empty] | 3123002 |  | 8206746 | Beds | MEMORIAL HERMANN SW HEART AND VASCULAR | [5 empty] | Southwest |  | Beds | [5 empty] | LIKORALL 243 ES, WHITE |  | LIFTPATIENTELECTRIC-HAMEGIbericaSL-Likorall 243ES |  |  |  |  | LIFTPATIENTELECTRIC-HAMEGIbericaSL-Likorall 243ES | [9 empty] | MEMORIAL HERMANN SW HEART AND VASCULAR
NO | NO | [6 empty] | 3123002 |  | 8206772 | Beds | MEMORIAL HERMANN SW HEART AND VASCULAR | [5 empty] | Southwest |  | Beds | [5 empty] | LIKORALL 243 ES, WHITE |  | LIFTPATIENTELECTRIC-HAMEGIbericaSL-Likorall 243ES |  |  |  |  | LIFTPATIENTELECTRIC-HAMEGIbericaSL-Likorall 243ES | [9 empty] | MEMORIAL HERMANN SW HEART AND VASCULAR
YES | YES |  |  |  | 151-04179 | 151-04179 |  | Bladder scanner |  | 0570-0193 | Buomed |  |  |  |  | 151-04179 | 151-04179 | Mem city | Memorial city - memorial herman hospital | Buomed | Biomed shop |  |  |  | No manufactur and no pm sticker found
NO | NO | [6 empty] | BLENDER LOW FLOW |  | acf07756 | SW - LABOR & DELIVERY | MHHS-Southwest | [5 empty] | Southwest |  | SW - LABOR & DELIVERY | [5 empty] | OXYGEN-AIR PROPORTIONERS |  | BLENDEROXYGENAIR-TENACOREHOLDINGS-30L Low Flow |  |  |  |  | BLENDEROXYGENAIR-TENACOREHOLDINGS-30L Low Flow | [8 empty] | Not Covered Vendor Only - Biomedical | MHHS-Southwest
NO | NO | [6 empty] | BLENDER LOW FLOW |  | AFC07796 | SW - LABOR & DELIVERY | MHHS-Southwest | [5 empty] | Southwest |  | SW - LABOR & DELIVERY | [5 empty] | OXYGEN-AIR PROPORTIONERS |  | BLENDEROXYGENAIR-TENACOREHOLDINGS-30L Low Flow |  |  |  |  | BLENDEROXYGENAIR-TENACOREHOLDINGS-30L Low Flow | [8 empty] | Not Covered Vendor Only - Biomedical | MHHS-Southwest
NO | NO | [6 empty] | BLENDER LOW FLOW |  | acf07791 | SW - NICU | MHHS-Southwest | [5 empty] | Southwest |  | SW - NICU | [5 empty] | OXYGEN-AIR PROPORTIONERS |  | BLENDEROXYGENAIR-TENACOREHOLDINGS-30L Low Flow |  |  |  |  | BLENDEROXYGENAIR-TENACOREHOLDINGS-30L Low Flow | [8 empty] | Not Covered Vendor Only - Biomedical | MHHS-Southwest
NO | NO |  |  |  | 077-06659 |  |  | BLENDER LOW FLOW |  | AFF03333 | TMC - CHILDRENS - NICU (7HP) | MHHS-TMC |  |  |  | 077-06659 |  | TMC |  | TMC - CHILDRENS - NICU (7HP) | [5 empty] | OXYGEN-AIR PROPORTIONERS |  | BLENDEROXYGENAIR-TENACOREHOLDINGS-30L Low Flow |  |  |  |  | BLENDEROXYGENAIR-TENACOREHOLDINGS-30L Low Flow | [8 empty] | No Coverage Specified | MHHS-TMC
NO | NO |  |  |  | 077-05862 |  |  | BLENDER LOW FLOW |  | ACF07012 | TMC - RESPIRATORY - PEDI | MHHS-TMC |  |  |  | 077-05862 |  | TMC |  | TMC - RESPIRATORY - PEDI | [5 empty] | OXYGEN-AIR PROPORTIONERS |  | BLENDEROXYGENAIR-TENACOREHOLDINGS-30L Low Flow |  |  |  |  | BLENDEROXYGENAIR-TENACOREHOLDINGS-30L Low Flow | [8 empty] | No Coverage Specified | MHHS-TMC
NO | NO |  |  |  | 029-02232 |  |  | BLENDER LOW FLOW |  | ACF06088 | WOODLANDS - RESPIRATORY | MHHS-Woodlands |  |  |  | 029-02232 |  | Woodlands |  | WOODLANDS - RESPIRATORY | [5 empty] | OXYGEN-AIR PROPORTIONERS |  | BLENDEROXYGENAIR-TENACOREHOLDINGS-30L Low Flow |  |  |  |  | BLENDEROXYGENAIR-TENACOREHOLDINGS-30L Low Flow | [8 empty] | No Coverage Specified | MHHS-Woodlands
NO | YES | Serial Number 3 |  |  | 921-02238 | 921-02238 |  | BR01 |  |  | MH MG - (MC) - COMPREHENSIVE HEART CARE |  |  |  |  | 921-02238 | 921-02238 | West | Memorial Hermann Medical Group Memorial City Cardiology (#400) | MH MG - (MC) - COMPREHENSIVE HEART CARE | Lab |  |  |  | No p.m.
YES | YES |  |  |  | 099-13171 | 099-13171 |  | Densichek Plus |  | NSN | SW-Lab |  |  |  |  | 099-13171 | 099-13171 | Southwest | Memorial Hermann Southwest Hospital Emergency Center | SW-Lab | Microbiology
YES | YES |  |  |  | 099-13172 | 099-13172 |  | Densichek Plus |  |  | SW-Lab |  |  |  |  | 099-13172 | 099-13172 | Southwest | Memorial Hermann Southwest Hospital Emergency Center | SW-Lab | Microbiology
YES | YES |  |  |  | 099-13343 | 099-13343 |  | E233WM-BK |  | 75306761NA | SW - NICU |  |  |  |  | 099-13343 | 099-13343 | Southwest | Memorial Hermann Southwest Hospital | SW - NICU | NICU Level 3
YES | YES |  |  |  | 129-01540 | 129-01540 |  | Exam Light |  |  | Physicians at Sugar Creek |  |  |  |  | 129-01540 | 129-01540 | Sugar Land | Physicians at Sugar Creek | Physicians at Sugar Creek | NW.8
NO | YES |  |  |  | 041-19194 | 041-19194 |  | MR410 |  |  | MEMORIAL CITY - PEDIATRICS |  |  |  |  | 041-19194 | 041-19194 | West | West | MEMORIAL CITY - PEDIATRICS | MH4:416 equipment storage
NO | NO | [6 empty] | P1600B005348 |  | E219AB4800 | Beds | MHHS-Mem City | [5 empty] | West & Memorial City |  | Beds | [5 empty] | ADVANTA - W/SCALE & PPM |  | BEDPATIENTELECTRIC-Hill-Rom-ADVANTA P1600 |  |  |  |  | BEDPATIENTELECTRIC-Hill-Rom-ADVANTA P1600 | [9 empty] | MHHS-Mem City
NO | NO | [6 empty] | P1600B005348 |  | E221AB5169 | Beds | MHHS-Mem City | [5 empty] | West & Memorial City |  | Beds | [5 empty] | ADVANTA - W/SCALE & PPM |  | BEDPATIENTELECTRIC-Hill-Rom-ADVANTA P1600 |  |  |  |  | BEDPATIENTELECTRIC-Hill-Rom-ADVANTA P1600 | [9 empty] | MHHS-Mem City
NO | NO | [6 empty] | P1600B005348 |  | E219AB4799 | Beds | MHHS-Mem City | [5 empty] | West & Memorial City |  | Beds | [5 empty] | ADVANTA - W/SCALE & PPM |  | BEDPATIENTELECTRIC-Hill-Rom-ADVANTA P1600 |  |  |  |  | BEDPATIENTELECTRIC-Hill-Rom-ADVANTA P1600 | [9 empty] | MHHS-Mem City
NO | NO | [6 empty] | P1600B005348 |  | E218AB4740 | Beds | MHHS-Mem City | [5 empty] | West & Memorial City |  | Beds | [5 empty] | ADVANTA - W/SCALE & PPM |  | BEDPATIENTELECTRIC-Hill-Rom-ADVANTA P1600 |  |  |  |  | BEDPATIENTELECTRIC-Hill-Rom-ADVANTA P1600 | [9 empty] | MHHS-Mem City
NO | NO | [6 empty] | P1600B005348 |  | E219AB4798 | Beds | MHHS-Mem City | [5 empty] | West & Memorial City |  | Beds | [5 empty] | ADVANTA - W/SCALE & PPM |  | BEDPATIENTELECTRIC-Hill-Rom-ADVANTA P1600 |  |  |  |  | BEDPATIENTELECTRIC-Hill-Rom-ADVANTA P1600 | [9 empty] | MHHS-Mem City
NO | NO | [6 empty] | P1600B005348 |  | E223AB5282 | Beds | MHHS-Mem City | [5 empty] | West & Memorial City |  | Beds | [5 empty] | ADVANTA - W/SCALE & PPM |  | BEDPATIENTELECTRIC-Hill-Rom-ADVANTA P1600 |  |  |  |  | BEDPATIENTELECTRIC-Hill-Rom-ADVANTA P1600 | [9 empty] | MHHS-Mem City
NO | NO | [6 empty] | P1600B005348 |  | E224AB5316 | Beds | MHHS-Mem City | [5 empty] | West & Memorial City |  | Beds | [5 empty] | ADVANTA - W/SCALE & PPM |  | BEDPATIENTELECTRIC-Hill-Rom-ADVANTA P1600 |  |  |  |  | BEDPATIENTELECTRIC-Hill-Rom-ADVANTA P1600 | [9 empty] | MHHS-Mem City
NO | NO | [6 empty] | P1600B005348 |  | E219AB4784 | Beds | MHHS-Mem City | [5 empty] | West & Memorial City |  | Beds | [5 empty] | ADVANTA - W/SCALE & PPM |  | BEDPATIENTELECTRIC-Hill-Rom-ADVANTA P1600 |  |  |  |  | BEDPATIENTELECTRIC-Hill-Rom-ADVANTA P1600 | [9 empty] | MHHS-Mem City
NO | NO | [6 empty] | P1600B005348 |  | E223AB5281 | Beds | MHHS-Mem City | [5 empty] | West & Memorial City |  | Beds | [5 empty] | ADVANTA - W/SCALE & PPM |  | BEDPATIENTELECTRIC-Hill-Rom-ADVANTA P1600 |  |  |  |  | BEDPATIENTELECTRIC-Hill-Rom-ADVANTA P1600 | [9 empty] | MHHS-Mem City
NO | NO | [6 empty] | P1600B005348 |  | E224AB5312 | Beds | MHHS-Mem City | [5 empty] | West & Memorial City |  | Beds | [5 empty] | ADVANTA - W/SCALE & PPM |  | BEDPATIENTELECTRIC-Hill-Rom-ADVANTA P1600 |  |  |  |  | BEDPATIENTELECTRIC-Hill-Rom-ADVANTA P1600 | [9 empty] | MHHS-Mem City
NO | NO | [6 empty] | P1600B005348 |  | E223AB5289 | Beds | MHHS-Mem City | [5 empty] | West & Memorial City |  | Beds | [5 empty] | ADVANTA - W/SCALE & PPM |  | BEDPATIENTELECTRIC-Hill-Rom-ADVANTA P1600 |  |  |  |  | BEDPATIENTELECTRIC-Hill-Rom-ADVANTA P1600 | [9 empty] | MHHS-Mem City
NO | NO | [6 empty] | P1600B005348 |  | E223AB5230 | Beds | MHHS-Mem City | [5 empty] | West & Memorial City |  | Beds | [5 empty] | ADVANTA - W/SCALE & PPM |  | BEDPATIENTELECTRIC-Hill-Rom-ADVANTA P1600 |  |  |  |  | BEDPATIENTELECTRIC-Hill-Rom-ADVANTA P1600 | [9 empty] | MHHS-Mem City
NO | NO | [6 empty] | P1600B005348 |  | E219AB4780 | Beds | MHHS-Mem City | [5 empty] | West & Memorial City |  | Beds | [5 empty] | ADVANTA - W/SCALE & PPM |  | BEDPATIENTELECTRIC-Hill-Rom-ADVANTA P1600 |  |  |  |  | BEDPATIENTELECTRIC-Hill-Rom-ADVANTA P1600 | [9 empty] | MHHS-Mem City
NO | NO | [6 empty] | P1600B005348 |  | E219AB4792 | Beds | MHHS-Mem City | [5 empty] | West & Memorial City |  | Beds | [5 empty] | ADVANTA - W/SCALE & PPM |  | BEDPATIENTELECTRIC-Hill-Rom-ADVANTA P1600 |  |  |  |  | BEDPATIENTELECTRIC-Hill-Rom-ADVANTA P1600 | [9 empty] | MHHS-Mem City
NO | NO | [6 empty] | P1600B005348 |  | E219AB4806 | Beds | MHHS-Mem City | [5 empty] | West & Memorial City |  | Beds | [5 empty] | ADVANTA - W/SCALE & PPM |  | BEDPATIENTELECTRIC-Hill-Rom-ADVANTA P1600 |  |  |  |  | BEDPATIENTELECTRIC-Hill-Rom-ADVANTA P1600 | [9 empty] | MHHS-Mem City
NO | NO | [6 empty] | P1604B005706 |  | E223AB5220 | Beds | MHHS-Mem City | [5 empty] | West & Memorial City |  | Beds | [5 empty] | ADVANTA |  | BEDPATIENTELECTRIC-Hill-Rom-ADVANTA P1600 |  |  |  |  | BEDPATIENTELECTRIC-Hill-Rom-ADVANTA P1600 | [9 empty] | MHHS-Mem City
NO | NO | [6 empty] | P1604B005706 |  | E219AB4793 | Beds | MHHS-Mem City | [5 empty] | West & Memorial City |  | Beds | [5 empty] | ADVANTA |  | BEDPATIENTELECTRIC-Hill-Rom-ADVANTA P1600 |  |  |  |  | BEDPATIENTELECTRIC-Hill-Rom-ADVANTA P1600 | [9 empty] | MHHS-Mem City
NO | NO | [6 empty] | P1604B005706 |  | E223AB5241 | Beds | MHHS-Mem City | [5 empty] | West & Memorial City |  | Beds | [5 empty] | ADVANTA |  | BEDPATIENTELECTRIC-Hill-Rom-ADVANTA P1600 |  |  |  |  | BEDPATIENTELECTRIC-Hill-Rom-ADVANTA P1600 | [9 empty] | MHHS-Mem City
NO | NO | [6 empty] | P1604B005706 |  | E223AB5242 | Beds | MHHS-Mem City | [5 empty] | West & Memorial City |  | Beds | [5 empty] | ADVANTA |  | BEDPATIENTELECTRIC-Hill-Rom-ADVANTA P1600 |  |  |  |  | BEDPATIENTELECTRIC-Hill-Rom-ADVANTA P1600 | [9 empty] | MHHS-Mem City
NO | NO | [6 empty] | P1604B005706 |  | E218AB4744 | Beds | MHHS-Mem City | [5 empty] | West & Memorial City |  | Beds | [5 empty] | ADVANTA |  | BEDPATIENTELECTRIC-Hill-Rom-ADVANTA P1600 |  |  |  |  | BEDPATIENTELECTRIC-Hill-Rom-ADVANTA P1600 | [9 empty] | MHHS-Mem City
NO | NO | [6 empty] | P1604B005706 |  | E223AB5243 | Beds | MHHS-Mem City | [5 empty] | West & Memorial City |  | Beds | [5 empty] | ADVANTA |  | BEDPATIENTELECTRIC-Hill-Rom-ADVANTA P1600 |  |  |  |  | BEDPATIENTELECTRIC-Hill-Rom-ADVANTA P1600 | [9 empty] | MHHS-Mem City
NO | NO | [6 empty] | P1604B005706 |  | E218AB4736 | Beds | MHHS-Mem City | [5 empty] | West & Memorial City |  | Beds | [5 empty] | ADVANTA |  | BEDPATIENTELECTRIC-Hill-Rom-ADVANTA P1600 |  |  |  |  | BEDPATIENTELECTRIC-Hill-Rom-ADVANTA P1600 | [9 empty] | MHHS-Mem City
NO | NO | [6 empty] | P1604B005706 |  | E223AB5248 | Beds | MHHS-Mem City | [5 empty] | West & Memorial City |  | Beds | [5 empty] | ADVANTA |  | BEDPATIENTELECTRIC-Hill-Rom-ADVANTA P1600 |  |  |  |  | BEDPATIENTELECTRIC-Hill-Rom-ADVANTA P1600 | [9 empty] | MHHS-Mem City
NO | NO | [6 empty] | P1604B005706 |  | E223AB5222 | Beds | MHHS-Mem City | [5 empty] | West & Memorial City |  | Beds | [5 empty] | ADVANTA |  | BEDPATIENTELECTRIC-Hill-Rom-ADVANTA P1600 |  |  |  |  | BEDPATIENTELECTRIC-Hill-Rom-ADVANTA P1600 | [9 empty] | MHHS-Mem City
NO | NO | [6 empty] | P1604B005706 |  | E224AB5292 | Beds | MHHS-Mem City | [5 empty] | West & Memorial City |  | Beds | [5 empty] | ADVANTA |  | BEDPATIENTELECTRIC-Hill-Rom-ADVANTA P1600 |  |  |  |  | BEDPATIENTELECTRIC-Hill-Rom-ADVANTA P1600 | [9 empty] | MHHS-Mem City
NO | NO | [6 empty] | P1604B005706 |  | E218AB4745 | Beds | MHHS-Mem City | [5 empty] | West & Memorial City |  | Beds | [5 empty] | ADVANTA |  | BEDPATIENTELECTRIC-Hill-Rom-ADVANTA P1600 |  |  |  |  | BEDPATIENTELECTRIC-Hill-Rom-ADVANTA P1600 | [9 empty] | MHHS-Mem City
NO | NO | [6 empty] | P1900AF1619 |  | 08P1071999 | Beds | MHHS-Mem City | [5 empty] | West & Memorial City |  | Beds | [5 empty] | TOTALCARE-TREAT SURFACE&SCALE |  | BEDPATIENTELECTRIC-Hill-Rom-TotalCare P1900 |  |  |  |  | BEDPATIENTELECTRIC-Hill-Rom-TotalCare P1900 | [9 empty] | MHHS-Mem City
NO | NO | [6 empty] | P1900AF1619 |  | 08P1081999 | Beds | MHHS-Mem City | [5 empty] | West & Memorial City |  | Beds | [5 empty] | TOTALCARE-TREAT SURFACE&SCALE |  | BEDPATIENTELECTRIC-Hill-Rom-TotalCare P1900 |  |  |  |  | BEDPATIENTELECTRIC-Hill-Rom-TotalCare P1900 | [9 empty] | MHHS-Mem City
NO | NO | [6 empty] | P1900AF1619 |  | C190AM3240 | Beds | MHHS-Mem City | [5 empty] | West & Memorial City |  | Beds | [5 empty] | TOTALCARE-TREAT SURFACE&SCALE |  | BEDPATIENTELECTRIC-Hill-Rom-TotalCare P1900 |  |  |  |  | BEDPATIENTELECTRIC-Hill-Rom-TotalCare P1900 | [9 empty] | MHHS-Mem City
NO | NO | [6 empty] | P1900AF1619 |  | 08P1051999 | Beds | MHHS-Mem City | [5 empty] | West & Memorial City |  | Beds | [5 empty] | TOTALCARE-TREAT SURFACE&SCALE |  | BEDPATIENTELECTRIC-Hill-Rom-TotalCare P1900 |  |  |  |  | BEDPATIENTELECTRIC-Hill-Rom-TotalCare P1900 | [9 empty] | MHHS-Mem City
NO | NO | [6 empty] | P1900AF1619 |  | 08P1091999 | Beds | MHHS-Mem City | [5 empty] | West & Memorial City |  | Beds | [5 empty] | TOTALCARE-TREAT SURFACE&SCALE |  | BEDPATIENTELECTRIC-Hill-Rom-TotalCare P1900 |  |  |  |  | BEDPATIENTELECTRIC-Hill-Rom-TotalCare P1900 | [9 empty] | MHHS-Mem City
NO | NO | [6 empty] | P1900AF1619 |  | 08P1131999 | Beds | MHHS-Mem City | [5 empty] | West & Memorial City |  | Beds | [5 empty] | TOTALCARE-TREAT SURFACE&SCALE |  | BEDPATIENTELECTRIC-Hill-Rom-TotalCare P1900 |  |  |  |  | BEDPATIENTELECTRIC-Hill-Rom-TotalCare P1900 | [9 empty] | MHHS-Mem City
NO | NO | [6 empty] | P1900AF1619 |  | 08P1171999 | Beds | MHHS-Mem City | [5 empty] | West & Memorial City |  | Beds | [5 empty] | TOTALCARE-TREAT SURFACE&SCALE |  | BEDPATIENTELECTRIC-Hill-Rom-TotalCare P1900 |  |  |  |  | BEDPATIENTELECTRIC-Hill-Rom-TotalCare P1900 | [9 empty] | MHHS-Mem City
NO | NO | [6 empty] | P1900AF1619 |  | 08P1221999 | Beds | MHHS-Mem City | [5 empty] | West & Memorial City |  | Beds | [5 empty] | TOTALCARE-TREAT SURFACE&SCALE |  | BEDPATIENTELECTRIC-Hill-Rom-TotalCare P1900 |  |  |  |  | BEDPATIENTELECTRIC-Hill-Rom-TotalCare P1900 | [9 empty] | MHHS-Mem City
NO | NO | [6 empty] | P1900AF1619 |  | 08P1231999 | Beds | MHHS-Mem City | [5 empty] | West & Memorial City |  | Beds | [5 empty] | TOTALCARE-TREAT SURFACE&SCALE |  | BEDPATIENTELECTRIC-Hill-Rom-TotalCare P1900 |  |  |  |  | BEDPATIENTELECTRIC-Hill-Rom-TotalCare P1900 | [9 empty] | MHHS-Mem City
NO | NO | [6 empty] | P1900AF1619 |  | 08P1251999 | Beds | MHHS-Mem City | [5 empty] | West & Memorial City |  | Beds | [5 empty] | TOTALCARE-TREAT SURFACE&SCALE |  | BEDPATIENTELECTRIC-Hill-Rom-TotalCare P1900 |  |  |  |  | BEDPATIENTELECTRIC-Hill-Rom-TotalCare P1900 | [9 empty] | MHHS-Mem City
NO | NO | [6 empty] | P1900AF1619 |  | 08P1321999 | Beds | MHHS-Mem City | [5 empty] | West & Memorial City |  | Beds | [5 empty] | TOTALCARE-TREAT SURFACE&SCALE |  | BEDPATIENTELECTRIC-Hill-Rom-TotalCare P1900 |  |  |  |  | BEDPATIENTELECTRIC-Hill-Rom-TotalCare P1900 | [9 empty] | MHHS-Mem City
NO | NO | [6 empty] | P1900AF1619 |  | 08P1241999 | Beds | MHHS-Mem City | [5 empty] | West & Memorial City |  | Beds | [5 empty] | TOTALCARE-TREAT SURFACE&SCALE |  | BEDPATIENTELECTRIC-Hill-Rom-TotalCare P1900 |  |  |  |  | BEDPATIENTELECTRIC-Hill-Rom-TotalCare P1900 | [9 empty] | MHHS-Mem City
NO | NO | [6 empty] | P1900AF1619 |  | C190AM3247 | Beds | MHHS-Mem City | [5 empty] | West & Memorial City |  | Beds | [5 empty] | TOTALCARE-TREAT SURFACE&SCALE |  | BEDPATIENTELECTRIC-Hill-Rom-TotalCare P1900 |  |  |  |  | BEDPATIENTELECTRIC-Hill-Rom-TotalCare P1900 | [9 empty] | MHHS-Mem City
NO | NO | [6 empty] | P1900D003346-1 |  | C190AM3243 | Beds | MHHS-Mem City | [5 empty] | West & Memorial City |  | Beds | [5 empty] | TOTALCARE-TREAT SURFACE&SCALE |  | BEDPATIENTELECTRIC-Hill-Rom-TotalCare P1900 |  |  |  |  | BEDPATIENTELECTRIC-Hill-Rom-TotalCare P1900 | [9 empty] | MHHS-Mem City
NO | NO | [6 empty] | P1900D003346-1 |  | C190AM3243 | Beds | MHHS-Mem City | [5 empty] | West & Memorial City |  | Beds | [5 empty] | TOTALCARE-TREAT SURFACE&SCALE |  | BEDPATIENTELECTRIC-Hill-Rom-TotalCare P1900 |  |  |  |  | BEDPATIENTELECTRIC-Hill-Rom-TotalCare P1900 | [9 empty] | MHHS-Mem City
NO | NO | [6 empty] | P1900D003346-1 |  | C190AM3232 | Beds | MHHS-Mem City | [5 empty] | West & Memorial City |  | Beds | [5 empty] | TOTALCARE-TREAT SURFACE&SCALE |  | BEDPATIENTELECTRIC-Hill-Rom-TotalCare P1900 |  |  |  |  | BEDPATIENTELECTRIC-Hill-Rom-TotalCare P1900 | [9 empty] | MHHS-Mem City
NO | NO | [6 empty] | P1900D003346-1 |  | C190AM3230 | Beds | MHHS-Mem City | [5 empty] | West & Memorial City |  | Beds | [5 empty] | TOTALCARE-TREAT SURFACE&SCALE |  | BEDPATIENTELECTRIC-Hill-Rom-TotalCare P1900 |  |  |  |  | BEDPATIENTELECTRIC-Hill-Rom-TotalCare P1900 | [9 empty] | MHHS-Mem City
NO | NO | [6 empty] | P1900D003346-1 |  | C190AM3233 | Beds | MHHS-Mem City | [5 empty] | West & Memorial City |  | Beds | [5 empty] | TOTALCARE-TREAT SURFACE&SCALE |  | BEDPATIENTELECTRIC-Hill-Rom-TotalCare P1900 |  |  |  |  | BEDPATIENTELECTRIC-Hill-Rom-TotalCare P1900 | [9 empty] | MHHS-Mem City
NO | NO | [6 empty] | P1900D003346-1 |  | C190AM3235 | Beds | MHHS-Mem City | [5 empty] | West & Memorial City |  | Beds | [5 empty] | TOTALCARE-TREAT SURFACE&SCALE |  | BEDPATIENTELECTRIC-Hill-Rom-TotalCare P1900 |  |  |  |  | BEDPATIENTELECTRIC-Hill-Rom-TotalCare P1900 | [9 empty] | MHHS-Mem City
NO | NO | [6 empty] | P1900D003346-1 |  | C190AM3237 | Beds | MHHS-Mem City | [5 empty] | West & Memorial City |  | Beds | [5 empty] | TOTALCARE-TREAT SURFACE&SCALE |  | BEDPATIENTELECTRIC-Hill-Rom-TotalCare P1900 |  |  |  |  | BEDPATIENTELECTRIC-Hill-Rom-TotalCare P1900 | [9 empty] | MHHS-Mem City
NO | NO | [6 empty] | P1900D003346-1 |  | C190AM3244 | Beds | MHHS-Mem City | [5 empty] | West & Memorial City |  | Beds | [5 empty] | TOTALCARE-TREAT SURFACE&SCALE |  | BEDPATIENTELECTRIC-Hill-Rom-TotalCare P1900 |  |  |  |  | BEDPATIENTELECTRIC-Hill-Rom-TotalCare P1900 | [9 empty] | MHHS-Mem City
NO | NO | [6 empty] | P1900D003346-1 |  | C190AM3245 | Beds | MHHS-Mem City | [5 empty] | West & Memorial City |  | Beds | [5 empty] | TOTALCARE-TREAT SURFACE&SCALE |  | BEDPATIENTELECTRIC-Hill-Rom-TotalCare P1900 |  |  |  |  | BEDPATIENTELECTRIC-Hill-Rom-TotalCare P1900 | [9 empty] | MHHS-Mem City
NO | NO | [6 empty] | P1900D003346-1 |  | C190AM3246 | Beds | MHHS-Mem City | [5 empty] | West & Memorial City |  | Beds | [5 empty] | TOTALCARE-TREAT SURFACE&SCALE |  | BEDPATIENTELECTRIC-Hill-Rom-TotalCare P1900 |  |  |  |  | BEDPATIENTELECTRIC-Hill-Rom-TotalCare P1900 | [9 empty] | MHHS-Mem City
NO | NO | [6 empty] | P1900D003346-1 |  | C190AM3249 | Beds | MHHS-Mem City | [5 empty] | West & Memorial City |  | Beds | [5 empty] | TOTALCARE-TREAT SURFACE&SCALE |  | BEDPATIENTELECTRIC-Hill-Rom-TotalCare P1900 |  |  |  |  | BEDPATIENTELECTRIC-Hill-Rom-TotalCare P1900 | [9 empty] | MHHS-Mem City
NO | NO | [6 empty] | P1900D003346-1 |  | C190AM3241 | Beds | MHHS-Mem City | [5 empty] | West & Memorial City |  | Beds | [5 empty] | TOTALCARE-TREAT SURFACE&SCALE |  | BEDPATIENTELECTRIC-Hill-Rom-TotalCare P1900 |  |  |  |  | BEDPATIENTELECTRIC-Hill-Rom-TotalCare P1900 | [9 empty] | MHHS-Mem City
NO | NO | [6 empty] | P1900D003346-1 |  | C190AM3239 | Beds | MHHS-Mem City | [5 empty] | West & Memorial City |  | Beds | [5 empty] | TOTALCARE-TREAT SURFACE&SCALE |  | BEDPATIENTELECTRIC-Hill-Rom-TotalCare P1900 |  |  |  |  | BEDPATIENTELECTRIC-Hill-Rom-TotalCare P1900 | [9 empty] | MHHS-Mem City
NO | NO | [6 empty] | P1900D003346-1 |  | C190AM3231 | Beds | MHHS-Mem City | [5 empty] | West & Memorial City |  | Beds | [5 empty] | TOTALCARE-TREAT SURFACE&SCALE |  | BEDPATIENTELECTRIC-Hill-Rom-TotalCare P1900 |  |  |  |  | BEDPATIENTELECTRIC-Hill-Rom-TotalCare P1900 | [9 empty] | MHHS-Mem City
NO | NO | [6 empty] | P1900F005615 |  | E210AM3829 | Beds | MHHS-Mem City | [5 empty] | West & Memorial City |  | Beds | [5 empty] | TOTALCARE-TREAT SURFACE&SCALE |  | BEDPATIENTELECTRIC-Hill-Rom-TotalCare P1900 |  |  |  |  | BEDPATIENTELECTRIC-Hill-Rom-TotalCare P1900 | [9 empty] | MHHS-Mem City
NO | NO | [6 empty] | P1900F005615 |  | E210AM3829 | Beds | MHHS-Mem City | [5 empty] | West & Memorial City |  | Beds | [5 empty] | TOTALCARE-TREAT SURFACE&SCALE |  | BEDPATIENTELECTRIC-Hill-Rom-TotalCare P1900 |  |  |  |  | BEDPATIENTELECTRIC-Hill-Rom-TotalCare P1900 | [9 empty] | MHHS-Mem City
NO | NO | [6 empty] | P1900F005615 |  | E224AM4335 | Beds | MHHS-Mem City | [5 empty] | West & Memorial City |  | Beds | [5 empty] | TOTALCARE-TREAT SURFACE&SCALE |  | BEDPATIENTELECTRIC-Hill-Rom-TotalCare P1900 |  |  |  |  | BEDPATIENTELECTRIC-Hill-Rom-TotalCare P1900 | [9 empty] | MHHS-Mem City
NO | NO | [6 empty] | P1900F005615 |  | E224AM4335 | Beds | MHHS-Mem City | [5 empty] | West & Memorial City |  | Beds | [5 empty] | TOTALCARE-TREAT SURFACE&SCALE |  | BEDPATIENTELECTRIC-Hill-Rom-TotalCare P1900 |  |  |  |  | BEDPATIENTELECTRIC-Hill-Rom-TotalCare P1900 | [9 empty] | MHHS-Mem City
NO | NO | [6 empty] | P1900F005615 |  | E209AM3777 | Beds | MHHS-Mem City | [5 empty] | West & Memorial City |  | Beds | [5 empty] | TOTALCARE-TREAT SURFACE&SCALE |  | BEDPATIENTELECTRIC-Hill-Rom-TotalCare P1900 |  |  |  |  | BEDPATIENTELECTRIC-Hill-Rom-TotalCare P1900 | [9 empty] | MHHS-Mem City
NO | NO | [6 empty] | P1900F005615 |  | E217AM4068 | Beds | MHHS-Mem City | [5 empty] | West & Memorial City |  | Beds | [5 empty] | TOTALCARE-TREAT SURFACE&SCALE |  | BEDPATIENTELECTRIC-Hill-Rom-TotalCare P1900 |  |  |  |  | BEDPATIENTELECTRIC-Hill-Rom-TotalCare P1900 | [9 empty] | MHHS-Mem City
NO | NO | [6 empty] | P1900F005615 |  | E217AM4073 | Beds | MHHS-Mem City | [5 empty] | West & Memorial City |  | Beds | [5 empty] | TOTALCARE-TREAT SURFACE&SCALE |  | BEDPATIENTELECTRIC-Hill-Rom-TotalCare P1900 |  |  |  |  | BEDPATIENTELECTRIC-Hill-Rom-TotalCare P1900 | [9 empty] | MHHS-Mem City
NO | NO | [6 empty] | P1900F005615 |  | E209AM3768 | Beds | MHHS-Mem City | [5 empty] | West & Memorial City |  | Beds | [5 empty] | TOTALCARE-TREAT SURFACE&SCALE |  | BEDPATIENTELECTRIC-Hill-Rom-TotalCare P1900 |  |  |  |  | BEDPATIENTELECTRIC-Hill-Rom-TotalCare P1900 | [9 empty] | MHHS-Mem City
NO | NO | [6 empty] | P1900F005615 |  | E217AM4070 | Beds | MHHS-Mem City | [5 empty] | West & Memorial City |  | Beds | [5 empty] | TOTALCARE-TREAT SURFACE&SCALE |  | BEDPATIENTELECTRIC-Hill-Rom-TotalCare P1900 |  |  |  |  | BEDPATIENTELECTRIC-Hill-Rom-TotalCare P1900 | [9 empty] | MHHS-Mem City
NO | NO | [6 empty] | P1900F005615 |  | E209AM3766 | Beds | MHHS-Mem City | [5 empty] | West & Memorial City |  | Beds | [5 empty] | TOTALCARE-TREAT SURFACE&SCALE |  | BEDPATIENTELECTRIC-Hill-Rom-TotalCare P1900 |  |  |  |  | BEDPATIENTELECTRIC-Hill-Rom-TotalCare P1900 | [9 empty] | MHHS-Mem City
NO | NO | [6 empty] | P1900F005615 |  | E209AM3772 | Beds | MHHS-Mem City | [5 empty] | West & Memorial City |  | Beds | [5 empty] | TOTALCARE-TREAT SURFACE&SCALE |  | BEDPATIENTELECTRIC-Hill-Rom-TotalCare P1900 |  |  |  |  | BEDPATIENTELECTRIC-Hill-Rom-TotalCare P1900 | [9 empty] | MHHS-Mem City
NO | NO | [6 empty] | P1900F005615 |  | E209AM3774 | Beds | MHHS-Mem City | [5 empty] | West & Memorial City |  | Beds | [5 empty] | TOTALCARE-TREAT SURFACE&SCALE |  | BEDPATIENTELECTRIC-Hill-Rom-TotalCare P1900 |  |  |  |  | BEDPATIENTELECTRIC-Hill-Rom-TotalCare P1900 | [9 empty] | MHHS-Mem City
NO | NO | [6 empty] | P1900F005615 |  | E209AM3778 | Beds | MHHS-Mem City | [5 empty] | West & Memorial City |  | Beds | [5 empty] | TOTALCARE-TREAT SURFACE&SCALE |  | BEDPATIENTELECTRIC-Hill-Rom-TotalCare P1900 |  |  |  |  | BEDPATIENTELECTRIC-Hill-Rom-TotalCare P1900 | [9 empty] | MHHS-Mem City
NO | NO | [6 empty] | P1900F005615 |  | E209AM3782 | Beds | MHHS-Mem City | [5 empty] | West & Memorial City |  | Beds | [5 empty] | TOTALCARE-TREAT SURFACE&SCALE |  | BEDPATIENTELECTRIC-Hill-Rom-TotalCare P1900 |  |  |  |  | BEDPATIENTELECTRIC-Hill-Rom-TotalCare P1900 | [9 empty] | MHHS-Mem City
NO | NO | [6 empty] | P1900F005615 |  | E210AM3810 | Beds | MHHS-Mem City | [5 empty] | West & Memorial City |  | Beds | [5 empty] | TOTALCARE-TREAT SURFACE&SCALE |  | BEDPATIENTELECTRIC-Hill-Rom-TotalCare P1900 |  |  |  |  | BEDPATIENTELECTRIC-Hill-Rom-TotalCare P1900 | [9 empty] | MHHS-Mem City
NO | NO | [6 empty] | P1900F005615 |  | E210AM3825 | Beds | MHHS-Mem City | [5 empty] | West & Memorial City |  | Beds | [5 empty] | TOTALCARE-TREAT SURFACE&SCALE |  | BEDPATIENTELECTRIC-Hill-Rom-TotalCare P1900 |  |  |  |  | BEDPATIENTELECTRIC-Hill-Rom-TotalCare P1900 | [9 empty] | MHHS-Mem City
NO | NO | [6 empty] | P1900F005615 |  | E216AM4026 | Beds | MHHS-Mem City | [5 empty] | West & Memorial City |  | Beds | [5 empty] | TOTALCARE-TREAT SURFACE&SCALE |  | BEDPATIENTELECTRIC-Hill-Rom-TotalCare P1900 |  |  |  |  | BEDPATIENTELECTRIC-Hill-Rom-TotalCare P1900 | [9 empty] | MHHS-Mem City
NO | NO | [6 empty] | P1900F005615 |  | E217AM4075 | Beds | MHHS-Mem City | [5 empty] | West & Memorial City |  | Beds | [5 empty] | TOTALCARE-TREAT SURFACE&SCALE |  | BEDPATIENTELECTRIC-Hill-Rom-TotalCare P1900 |  |  |  |  | BEDPATIENTELECTRIC-Hill-Rom-TotalCare P1900 | [9 empty] | MHHS-Mem City
NO | NO | [6 empty] | P1900F005615 |  | E217AM4077 | Beds | MHHS-Mem City | [5 empty] | West & Memorial City |  | Beds | [5 empty] | TOTALCARE-TREAT SURFACE&SCALE |  | BEDPATIENTELECTRIC-Hill-Rom-TotalCare P1900 |  |  |  |  | BEDPATIENTELECTRIC-Hill-Rom-TotalCare P1900 | [9 empty] | MHHS-Mem City
NO | NO | [6 empty] | P1900F005615 |  | E223AM4284 | Beds | MHHS-Mem City | [5 empty] | West & Memorial City |  | Beds | [5 empty] | TOTALCARE-TREAT SURFACE&SCALE |  | BEDPATIENTELECTRIC-Hill-Rom-TotalCare P1900 |  |  |  |  | BEDPATIENTELECTRIC-Hill-Rom-TotalCare P1900 | [9 empty] | MHHS-Mem City
NO | NO | [6 empty] | P1900F005615 |  | E223AM4292 | Beds | MHHS-Mem City | [5 empty] | West & Memorial City |  | Beds | [5 empty] | TOTALCARE-TREAT SURFACE&SCALE |  | BEDPATIENTELECTRIC-Hill-Rom-TotalCare P1900 |  |  |  |  | BEDPATIENTELECTRIC-Hill-Rom-TotalCare P1900 | [9 empty] | MHHS-Mem City
NO | NO | [6 empty] | P1900N007298 |  | L074AM7656 | Beds | MHHS-Mem City | [5 empty] | West & Memorial City |  | Beds | [5 empty] | TOTALCARE SPORT LOW AIR LOSS |  | BEDPATIENTELECTRIC-Hill-Rom-TotalCare P1900 |  |  |  |  | BEDPATIENTELECTRIC-Hill-Rom-TotalCare P1900 | [9 empty] | MHHS-Mem City
NO | NO | [6 empty] | P1900N007298 |  | L167AM8877 | Beds | MHHS-Mem City | [5 empty] | West & Memorial City |  | Beds | [5 empty] | TOTALCARE SPORT LOW AIR LOSS |  | BEDPATIENTELECTRIC-Hill-Rom-TotalCare P1900 |  |  |  |  | BEDPATIENTELECTRIC-Hill-Rom-TotalCare P1900 | [9 empty] | MHHS-Mem City
NO | NO | [6 empty] | P1900N007298 |  | L168AM8880 | Beds | MHHS-Mem City | [5 empty] | West & Memorial City |  | Beds | [5 empty] | TOTALCARE SPORT LOW AIR LOSS |  | BEDPATIENTELECTRIC-Hill-Rom-TotalCare P1900 |  |  |  |  | BEDPATIENTELECTRIC-Hill-Rom-TotalCare P1900 | [9 empty] | MHHS-Mem City
NO | NO | [6 empty] | P1900N007298 |  | L055AM7354 | Beds | MHHS-Mem City | [5 empty] | West & Memorial City |  | Beds | [5 empty] | TOTALCARE SPORT LOW AIR LOSS |  | BEDPATIENTELECTRIC-Hill-Rom-TotalCare P1900 |  |  |  |  | BEDPATIENTELECTRIC-Hill-Rom-TotalCare P1900 | [9 empty] | MHHS-Mem City
NO | NO | [6 empty] | P1900N007298 |  | L168AM8878 | Beds | MHHS-Mem City | [5 empty] | West & Memorial City |  | Beds | [5 empty] | TOTALCARE SPORT LOW AIR LOSS |  | BEDPATIENTELECTRIC-Hill-Rom-TotalCare P1900 |  |  |  |  | BEDPATIENTELECTRIC-Hill-Rom-TotalCare P1900 | [9 empty] | MHHS-Mem City
NO | NO | [6 empty] | P1900N007298 |  | L158AM8750 | Beds | MHHS-Mem City | [5 empty] | West & Memorial City |  | Beds | [5 empty] | TOTALCARE SPORT LOW AIR LOSS |  | BEDPATIENTELECTRIC-Hill-Rom-TotalCare P1900 |  |  |  |  | BEDPATIENTELECTRIC-Hill-Rom-TotalCare P1900 | [9 empty] | MHHS-Mem City
NO | NO | [6 empty] | P1900P007298 |  | M147AM4536 | Beds | MHHS-Mem City | [5 empty] | West & Memorial City |  | Beds | [5 empty] | TOTALCARE PULMONARY SURFACE |  | BEDPATIENTELECTRIC-Hill-Rom-TotalCare P1900 |  |  |  |  | BEDPATIENTELECTRIC-Hill-Rom-TotalCare P1900 | [9 empty] | MHHS-Mem City
NO | NO | [6 empty] | P1900Q007328 |  | O249AM6459 | Beds | MHHS-Mem City | [5 empty] | West & Memorial City |  | Beds | [5 empty] | TOTALCARE PULMONARY SURFACE |  | BEDPATIENTELECTRIC-Hill-Rom-TotalCare P1900 |  |  |  |  | BEDPATIENTELECTRIC-Hill-Rom-TotalCare P1900 | [9 empty] | MHHS-Mem City
NO | NO | [6 empty] | P1900Q007328 |  | O252AM6475 | Beds | MHHS-Mem City | [5 empty] | West & Memorial City |  | Beds | [5 empty] | TOTALCARE PULMONARY SURFACE |  | BEDPATIENTELECTRIC-Hill-Rom-TotalCare P1900 |  |  |  |  | BEDPATIENTELECTRIC-Hill-Rom-TotalCare P1900 | [9 empty] | MHHS-Mem City
NO | NO | [6 empty] | P1900Q007328 |  | O249AM6444 | Beds | MHHS-Mem City | [5 empty] | West & Memorial City |  | Beds | [5 empty] | TOTALCARE PULMONARY SURFACE |  | BEDPATIENTELECTRIC-Hill-Rom-TotalCare P1900 |  |  |  |  | BEDPATIENTELECTRIC-Hill-Rom-TotalCare P1900 | [9 empty] | MHHS-Mem City
NO | NO | [6 empty] | P1900Q007328 |  | O252AM6462 | Beds | MHHS-Mem City | [5 empty] | West & Memorial City |  | Beds | [5 empty] | TOTALCARE PULMONARY SURFACE |  | BEDPATIENTELECTRIC-Hill-Rom-TotalCare P1900 |  |  |  |  | BEDPATIENTELECTRIC-Hill-Rom-TotalCare P1900 | [9 empty] | MHHS-Mem City
NO | NO | [6 empty] | P1900Q007727 |  | O259AM6606 | Beds | MHHS-Mem City | [5 empty] | West & Memorial City |  | Beds | [5 empty] | TOTALCARE WOUNDCARE AIR |  | BEDPATIENTELECTRIC-Hill-Rom-TotalCare P1900 |  |  |  |  | BEDPATIENTELECTRIC-Hill-Rom-TotalCare P1900 | [9 empty] | MHHS-Mem City
NO | NO | [6 empty] | P1900Q007727 |  | O254AM6534 | Beds | MHHS-Mem City | [5 empty] | West & Memorial City |  | Beds | [5 empty] | TOTALCARE WOUNDCARE AIR |  | BEDPATIENTELECTRIC-Hill-Rom-TotalCare P1900 |  |  |  |  | BEDPATIENTELECTRIC-Hill-Rom-TotalCare P1900 | [9 empty] | MHHS-Mem City
NO | NO | [6 empty] | P1900Q007727 |  | O259AM6600 | Beds | MHHS-Mem City | [5 empty] | West & Memorial City |  | Beds | [5 empty] | TOTALCARE WOUNDCARE AIR |  | BEDPATIENTELECTRIC-Hill-Rom-TotalCare P1900 |  |  |  |  | BEDPATIENTELECTRIC-Hill-Rom-TotalCare P1900 | [9 empty] | MHHS-Mem City
NO | NO | [6 empty] | P1900Q007727 |  | O259AM6603 | Beds | MHHS-Mem City | [5 empty] | West & Memorial City |  | Beds | [5 empty] | TOTALCARE WOUNDCARE AIR |  | BEDPATIENTELECTRIC-Hill-Rom-TotalCare P1900 |  |  |  |  | BEDPATIENTELECTRIC-Hill-Rom-TotalCare P1900 | [9 empty] | MHHS-Mem City
NO | NO | [6 empty] | P1900Q007727 |  | O259AM6605 | Beds | MHHS-Mem City | [5 empty] | West & Memorial City |  | Beds | [5 empty] | TOTALCARE WOUNDCARE AIR |  | BEDPATIENTELECTRIC-Hill-Rom-TotalCare P1900 |  |  |  |  | BEDPATIENTELECTRIC-Hill-Rom-TotalCare P1900 | [9 empty] | MHHS-Mem City
NO | NO | [6 empty] | P3200B000019 |  | G171AD8555 | Beds | MHHS-Mem City | [5 empty] | West & Memorial City |  | Beds | [5 empty] | VERSACARE BED |  | BEDPATIENTELECTRIC-Hill-Rom-Versacare P3200 |  |  |  |  | BEDPATIENTELECTRIC-Hill-Rom-Versacare P3200 | [9 empty] | MHHS-Mem City
NO | NO | [6 empty] | P3200B000019 |  | G224AD2419 | Beds | MHHS-Mem City | [5 empty] | West & Memorial City |  | Beds | [5 empty] | VERSACARE BED |  | BEDPATIENTELECTRIC-Hill-Rom-Versacare P3200 |  |  |  |  | BEDPATIENTELECTRIC-Hill-Rom-Versacare P3200 | [9 empty] | MHHS-Mem City
NO | NO | [6 empty] | P3200B000019 |  | G227AD2484 | Beds | MHHS-Mem City | [5 empty] | West & Memorial City |  | Beds | [5 empty] | VERSACARE BED |  | BEDPATIENTELECTRIC-Hill-Rom-Versacare P3200 |  |  |  |  | BEDPATIENTELECTRIC-Hill-Rom-Versacare P3200 | [9 empty] | MHHS-Mem City
NO | NO | [6 empty] | P3200B000019 |  | G229AD2727 | Beds | MHHS-Mem City | [5 empty] | West & Memorial City |  | Beds | [5 empty] | VERSACARE BED |  | BEDPATIENTELECTRIC-Hill-Rom-Versacare P3200 |  |  |  |  | BEDPATIENTELECTRIC-Hill-Rom-Versacare P3200 | [9 empty] | MHHS-Mem City
NO | NO | [6 empty] | P3200B000019 |  | G171AD8573 | Beds | MHHS-Mem City | [5 empty] | West & Memorial City |  | Beds | [5 empty] | VERSACARE BED |  | BEDPATIENTELECTRIC-Hill-Rom-Versacare P3200 |  |  |  |  | BEDPATIENTELECTRIC-Hill-Rom-Versacare P3200 | [9 empty] | MHHS-Mem City
NO | NO | [6 empty] | P3200B000019 |  | G200AD0379 | Beds | MHHS-Mem City | [5 empty] | West & Memorial City |  | Beds | [5 empty] | VERSACARE BED |  | BEDPATIENTELECTRIC-Hill-Rom-Versacare P3200 |  |  |  |  | BEDPATIENTELECTRIC-Hill-Rom-Versacare P3200 | [9 empty] | MHHS-Mem City
NO | NO | [6 empty] | P3200B000019 |  | G200AD0386 | Beds | MHHS-Mem City | [5 empty] | West & Memorial City |  | Beds | [5 empty] | VERSACARE BED |  | BEDPATIENTELECTRIC-Hill-Rom-Versacare P3200 |  |  |  |  | BEDPATIENTELECTRIC-Hill-Rom-Versacare P3200 | [9 empty] | MHHS-Mem City
NO | NO | [6 empty] | P3200B000019 |  | G200AD0390 | Beds | MHHS-Mem City | [5 empty] | West & Memorial City |  | Beds | [5 empty] | VERSACARE BED |  | BEDPATIENTELECTRIC-Hill-Rom-Versacare P3200 |  |  |  |  | BEDPATIENTELECTRIC-Hill-Rom-Versacare P3200 | [9 empty] | MHHS-Mem City
NO | NO | [6 empty] | P3200B000019 |  | G200AD0402 | Beds | MHHS-Mem City | [5 empty] | West & Memorial City |  | Beds | [5 empty] | VERSACARE BED |  | BEDPATIENTELECTRIC-Hill-Rom-Versacare P3200 |  |  |  |  | BEDPATIENTELECTRIC-Hill-Rom-Versacare P3200 | [9 empty] | MHHS-Mem City
NO | NO | [6 empty] | P3200B000019 |  | G227AD2465 | Beds | MHHS-Mem City | [5 empty] | West & Memorial City |  | Beds | [5 empty] | VERSACARE BED |  | BEDPATIENTELECTRIC-Hill-Rom-Versacare P3200 |  |  |  |  | BEDPATIENTELECTRIC-Hill-Rom-Versacare P3200 | [9 empty] | MHHS-Mem City
NO | NO | [6 empty] | P3200B000019 |  | G229AD2730 | Beds | MHHS-Mem City | [5 empty] | West & Memorial City |  | Beds | [5 empty] | VERSACARE BED |  | BEDPATIENTELECTRIC-Hill-Rom-Versacare P3200 |  |  |  |  | BEDPATIENTELECTRIC-Hill-Rom-Versacare P3200 | [9 empty] | MHHS-Mem City
NO | NO | [6 empty] | P3200B000019 |  | G200AD0377 | Beds | MHHS-Mem City | [5 empty] | West & Memorial City |  | Beds | [5 empty] | VERSACARE BED |  | BEDPATIENTELECTRIC-Hill-Rom-Versacare P3200 |  |  |  |  | BEDPATIENTELECTRIC-Hill-Rom-Versacare P3200 | [9 empty] | MHHS-Mem City
NO | NO | [6 empty] | P3200B000019 |  | G200AD0407 | Beds | MHHS-Mem City | [5 empty] | West & Memorial City |  | Beds | [5 empty] | VERSACARE BED |  | BEDPATIENTELECTRIC-Hill-Rom-Versacare P3200 |  |  |  |  | BEDPATIENTELECTRIC-Hill-Rom-Versacare P3200 | [9 empty] | MHHS-Mem City
NO | NO | [6 empty] | P3200B000019 |  | G229AD2718 | Beds | MHHS-Mem City | [5 empty] | West & Memorial City |  | Beds | [5 empty] | VERSACARE BED |  | BEDPATIENTELECTRIC-Hill-Rom-Versacare P3200 |  |  |  |  | BEDPATIENTELECTRIC-Hill-Rom-Versacare P3200 | [9 empty] | MHHS-Mem City
NO | NO | [6 empty] | P3200B000019 |  | G200AD0392 | Beds | MHHS-Mem City | [5 empty] | West & Memorial City |  | Beds | [5 empty] | VERSACARE BED |  | BEDPATIENTELECTRIC-Hill-Rom-Versacare P3200 |  |  |  |  | BEDPATIENTELECTRIC-Hill-Rom-Versacare P3200 | [9 empty] | MHHS-Mem City
NO | NO | [6 empty] | P3200B000019 |  | G200AD0401 | Beds | MHHS-Mem City | [5 empty] | West & Memorial City |  | Beds | [5 empty] | VERSACARE BED |  | BEDPATIENTELECTRIC-Hill-Rom-Versacare P3200 |  |  |  |  | BEDPATIENTELECTRIC-Hill-Rom-Versacare P3200 | [9 empty] | MHHS-Mem City
NO | NO | [6 empty] | P3200B000019 |  | G200AD0404 | Beds | MHHS-Mem City | [5 empty] | West & Memorial City |  | Beds | [5 empty] | VERSACARE BED |  | BEDPATIENTELECTRIC-Hill-Rom-Versacare P3200 |  |  |  |  | BEDPATIENTELECTRIC-Hill-Rom-Versacare P3200 | [9 empty] | MHHS-Mem City
NO | NO | [6 empty] | P3200B000019 |  | G200AD0422 | Beds | MHHS-Mem City | [5 empty] | West & Memorial City |  | Beds | [5 empty] | VERSACARE BED |  | BEDPATIENTELECTRIC-Hill-Rom-Versacare P3200 |  |  |  |  | BEDPATIENTELECTRIC-Hill-Rom-Versacare P3200 | [9 empty] | MHHS-Mem City
NO | NO | [6 empty] | P3200B000019 |  | G227AD2457 | Beds | MHHS-Mem City | [5 empty] | West & Memorial City |  | Beds | [5 empty] | VERSACARE BED |  | BEDPATIENTELECTRIC-Hill-Rom-Versacare P3200 |  |  |  |  | BEDPATIENTELECTRIC-Hill-Rom-Versacare P3200 | [9 empty] | MHHS-Mem City
NO | NO | [6 empty] | P3200B000019 |  | G200AD0413 | Beds | MHHS-Mem City | [5 empty] | West & Memorial City |  | Beds | [5 empty] | VERSACARE BED |  | BEDPATIENTELECTRIC-Hill-Rom-Versacare P3200 |  |  |  |  | BEDPATIENTELECTRIC-Hill-Rom-Versacare P3200 | [9 empty] | MHHS-Mem City
NO | NO | [6 empty] | P3200B000019 |  | G224AD2421 | Beds | MHHS-Mem City | [5 empty] | West & Memorial City |  | Beds | [5 empty] | VERSACARE BED |  | BEDPATIENTELECTRIC-Hill-Rom-Versacare P3200 |  |  |  |  | BEDPATIENTELECTRIC-Hill-Rom-Versacare P3200 | [9 empty] | MHHS-Mem City
NO | NO | [6 empty] | P3200B000019 |  | G229AD2729 | Beds | MHHS-Mem City | [5 empty] | West & Memorial City |  | Beds | [5 empty] | VERSACARE BED |  | BEDPATIENTELECTRIC-Hill-Rom-Versacare P3200 |  |  |  |  | BEDPATIENTELECTRIC-Hill-Rom-Versacare P3200 | [9 empty] | MHHS-Mem City
NO | NO | [6 empty] | P3200B000019 |  | G171AD8568 | Beds | MHHS-Mem City | [5 empty] | West & Memorial City |  | Beds | [5 empty] | VERSACARE BED |  | BEDPATIENTELECTRIC-Hill-Rom-Versacare P3200 |  |  |  |  | BEDPATIENTELECTRIC-Hill-Rom-Versacare P3200 | [9 empty] | MHHS-Mem City
NO | NO | [6 empty] | P3200B000019 |  | G200AD0382 | Beds | MHHS-Mem City | [5 empty] | West & Memorial City |  | Beds | [5 empty] | VERSACARE BED |  | BEDPATIENTELECTRIC-Hill-Rom-Versacare P3200 |  |  |  |  | BEDPATIENTELECTRIC-Hill-Rom-Versacare P3200 | [9 empty] | MHHS-Mem City
NO | NO | [6 empty] | P3200B000019 |  | G200AD0384 | Beds | MHHS-Mem City | [5 empty] | West & Memorial City |  | Beds | [5 empty] | VERSACARE BED |  | BEDPATIENTELECTRIC-Hill-Rom-Versacare P3200 |  |  |  |  | BEDPATIENTELECTRIC-Hill-Rom-Versacare P3200 | [9 empty] | MHHS-Mem City
NO | NO | [6 empty] | P3200B000019 |  | G217AD1772 | Beds | MHHS-Mem City | [5 empty] | West & Memorial City |  | Beds | [5 empty] | VERSACARE BED |  | BEDPATIENTELECTRIC-Hill-Rom-Versacare P3200 |  |  |  |  | BEDPATIENTELECTRIC-Hill-Rom-Versacare P3200 | [9 empty] | MHHS-Mem City
NO | NO | [6 empty] | P3200B000019 |  | G227AD2478 | Beds | MHHS-Mem City | [5 empty] | West & Memorial City |  | Beds | [5 empty] | VERSACARE BED |  | BEDPATIENTELECTRIC-Hill-Rom-Versacare P3200 |  |  |  |  | BEDPATIENTELECTRIC-Hill-Rom-Versacare P3200 | [9 empty] | MHHS-Mem City
NO | NO | [6 empty] | P3200B000019 |  | G200AD0418 | Beds | MHHS-Mem City | [5 empty] | West & Memorial City |  | Beds | [5 empty] | VERSACARE BED |  | BEDPATIENTELECTRIC-Hill-Rom-Versacare P3200 |  |  |  |  | BEDPATIENTELECTRIC-Hill-Rom-Versacare P3200 | [9 empty] | MHHS-Mem City
NO | NO | [6 empty] | P3200B000019 |  | G227AD2429 | Beds | MHHS-Mem City | [5 empty] | West & Memorial City |  | Beds | [5 empty] | VERSACARE BED |  | BEDPATIENTELECTRIC-Hill-Rom-Versacare P3200 |  |  |  |  | BEDPATIENTELECTRIC-Hill-Rom-Versacare P3200 | [9 empty] | MHHS-Mem City
NO | NO | [6 empty] | P3200B000019 |  | G229AD2728 | Beds | MHHS-Mem City | [5 empty] | West & Memorial City |  | Beds | [5 empty] | VERSACARE BED |  | BEDPATIENTELECTRIC-Hill-Rom-Versacare P3200 |  |  |  |  | BEDPATIENTELECTRIC-Hill-Rom-Versacare P3200 | [9 empty] | MHHS-Mem City
NO | NO | [6 empty] | P3200B000019 |  | G171AD8548 | Beds | MHHS-Mem City | [5 empty] | West & Memorial City |  | Beds | [5 empty] | VERSACARE BED |  | BEDPATIENTELECTRIC-Hill-Rom-Versacare P3200 |  |  |  |  | BEDPATIENTELECTRIC-Hill-Rom-Versacare P3200 | [9 empty] | MHHS-Mem City
NO | NO | [6 empty] | P3200B000019 |  | G171AD8556 | Beds | MHHS-Mem City | [5 empty] | West & Memorial City |  | Beds | [5 empty] | VERSACARE BED |  | BEDPATIENTELECTRIC-Hill-Rom-Versacare P3200 |  |  |  |  | BEDPATIENTELECTRIC-Hill-Rom-Versacare P3200 | [9 empty] | MHHS-Mem City
NO | NO | [6 empty] | P3200B000019 |  | G171AD8559 | Beds | MHHS-Mem City | [5 empty] | West & Memorial City |  | Beds | [5 empty] | VERSACARE BED |  | BEDPATIENTELECTRIC-Hill-Rom-Versacare P3200 |  |  |  |  | BEDPATIENTELECTRIC-Hill-Rom-Versacare P3200 | [9 empty] | MHHS-Mem City
NO | NO | [6 empty] | P3200B000019 |  | G171AD8570 | Beds | MHHS-Mem City | [5 empty] | West & Memorial City |  | Beds | [5 empty] | VERSACARE BED |  | BEDPATIENTELECTRIC-Hill-Rom-Versacare P3200 |  |  |  |  | BEDPATIENTELECTRIC-Hill-Rom-Versacare P3200 | [9 empty] | MHHS-Mem City
NO | NO | [6 empty] | P3200B000019 |  | G200AD0399 | Beds | MHHS-Mem City | [5 empty] | West & Memorial City |  | Beds | [5 empty] | VERSACARE BED |  | BEDPATIENTELECTRIC-Hill-Rom-Versacare P3200 |  |  |  |  | BEDPATIENTELECTRIC-Hill-Rom-Versacare P3200 | [9 empty] | MHHS-Mem City
NO | NO | [6 empty] | P3200B000019 |  | G227AD2435 | Beds | MHHS-Mem City | [5 empty] | West & Memorial City |  | Beds | [5 empty] | VERSACARE BED |  | BEDPATIENTELECTRIC-Hill-Rom-Versacare P3200 |  |  |  |  | BEDPATIENTELECTRIC-Hill-Rom-Versacare P3200 | [9 empty] | MHHS-Mem City
NO | NO | [6 empty] | P3200B000019 |  | G227AD2437 | Beds | MHHS-Mem City | [5 empty] | West & Memorial City |  | Beds | [5 empty] | VERSACARE BED |  | BEDPATIENTELECTRIC-Hill-Rom-Versacare P3200 |  |  |  |  | BEDPATIENTELECTRIC-Hill-Rom-Versacare P3200 | [9 empty] | MHHS-Mem City
NO | NO | [6 empty] | P3200B000019 |  | G227AD2482 | Beds | MHHS-Mem City | [5 empty] | West & Memorial City |  | Beds | [5 empty] | VERSACARE BED |  | BEDPATIENTELECTRIC-Hill-Rom-Versacare P3200 |  |  |  |  | BEDPATIENTELECTRIC-Hill-Rom-Versacare P3200 | [9 empty] | MHHS-Mem City
NO | NO | [6 empty] | P3200B000019 |  | G229AD2722 | Beds | MHHS-Mem City | [5 empty] | West & Memorial City |  | Beds | [5 empty] | VERSACARE BED |  | BEDPATIENTELECTRIC-Hill-Rom-Versacare P3200 |  |  |  |  | BEDPATIENTELECTRIC-Hill-Rom-Versacare P3200 | [9 empty] | MHHS-Mem City
NO | NO | [6 empty] | P3200B000019 |  | G200AD0388 | Beds | MHHS-Mem City | [5 empty] | West & Memorial City |  | Beds | [5 empty] | VERSACARE BED |  | BEDPATIENTELECTRIC-Hill-Rom-Versacare P3200 |  |  |  |  | BEDPATIENTELECTRIC-Hill-Rom-Versacare P3200 | [9 empty] | MHHS-Mem City
NO | NO | [6 empty] | P3200B000019 |  | G200AD0393 | Beds | MHHS-Mem City | [5 empty] | West & Memorial City |  | Beds | [5 empty] | VERSACARE BED |  | BEDPATIENTELECTRIC-Hill-Rom-Versacare P3200 |  |  |  |  | BEDPATIENTELECTRIC-Hill-Rom-Versacare P3200 | [9 empty] | MHHS-Mem City
NO | NO | [6 empty] | P3200B000019 |  | G224AD2417 | Beds | MHHS-Mem City | [5 empty] | West & Memorial City |  | Beds | [5 empty] | VERSACARE BED |  | BEDPATIENTELECTRIC-Hill-Rom-Versacare P3200 |  |  |  |  | BEDPATIENTELECTRIC-Hill-Rom-Versacare P3200 | [9 empty] | MHHS-Mem City
NO | NO | [6 empty] | P3200B000019 |  | G224AD2423 | Beds | MHHS-Mem City | [5 empty] | West & Memorial City |  | Beds | [5 empty] | VERSACARE BED |  | BEDPATIENTELECTRIC-Hill-Rom-Versacare P3200 |  |  |  |  | BEDPATIENTELECTRIC-Hill-Rom-Versacare P3200 | [9 empty] | MHHS-Mem City
NO | NO | [6 empty] | P3200B000019 |  | G200AD0367 | Beds | MHHS-Mem City | [5 empty] | West & Memorial City |  | Beds | [5 empty] | VERSACARE BED |  | BEDPATIENTELECTRIC-Hill-Rom-Versacare P3200 |  |  |  |  | BEDPATIENTELECTRIC-Hill-Rom-Versacare P3200 | [9 empty] | MHHS-Mem City
NO | NO | [6 empty] | P3200B000019 |  | G200AD0395 | Beds | MHHS-Mem City | [5 empty] | West & Memorial City |  | Beds | [5 empty] | VERSACARE BED |  | BEDPATIENTELECTRIC-Hill-Rom-Versacare P3200 |  |  |  |  | BEDPATIENTELECTRIC-Hill-Rom-Versacare P3200 | [9 empty] | MHHS-Mem City
NO | NO | [6 empty] | P3200B000019 |  | G200AD0408 | Beds | MHHS-Mem City | [5 empty] | West & Memorial City |  | Beds | [5 empty] | VERSACARE BED |  | BEDPATIENTELECTRIC-Hill-Rom-Versacare P3200 |  |  |  |  | BEDPATIENTELECTRIC-Hill-Rom-Versacare P3200 | [9 empty] | MHHS-Mem City
NO | NO | [6 empty] | P3200B000019 |  | G200AD0415 | Beds | MHHS-Mem City | [5 empty] | West & Memorial City |  | Beds | [5 empty] | VERSACARE BED |  | BEDPATIENTELECTRIC-Hill-Rom-Versacare P3200 |  |  |  |  | BEDPATIENTELECTRIC-Hill-Rom-Versacare P3200 | [9 empty] | MHHS-Mem City
NO | NO | [6 empty] | P3200B000019 |  | G200AD0420 | Beds | MHHS-Mem City | [5 empty] | West & Memorial City |  | Beds | [5 empty] | VERSACARE BED |  | BEDPATIENTELECTRIC-Hill-Rom-Versacare P3200 |  |  |  |  | BEDPATIENTELECTRIC-Hill-Rom-Versacare P3200 | [9 empty] | MHHS-Mem City
NO | NO | [6 empty] | P3200B000019 |  | G200AD0412 | Beds | MHHS-Mem City | [5 empty] | West & Memorial City |  | Beds | [5 empty] | VERSACARE BED |  | BEDPATIENTELECTRIC-Hill-Rom-Versacare P3200 |  |  |  |  | BEDPATIENTELECTRIC-Hill-Rom-Versacare P3200 | [9 empty] | MHHS-Mem City
NO | NO | [6 empty] | P3200B000019 |  | G200AD0410 | Beds | MHHS-Mem City | [5 empty] | West & Memorial City |  | Beds | [5 empty] | VERSACARE BED |  | BEDPATIENTELECTRIC-Hill-Rom-Versacare P3200 |  |  |  |  | BEDPATIENTELECTRIC-Hill-Rom-Versacare P3200 | [9 empty] | MHHS-Mem City
NO | NO | [6 empty] | P3200B000019 |  | G200AD0396 | Beds | MHHS-Mem City | [5 empty] | West & Memorial City |  | Beds | [5 empty] | VERSACARE BED |  | BEDPATIENTELECTRIC-Hill-Rom-Versacare P3200 |  |  |  |  | BEDPATIENTELECTRIC-Hill-Rom-Versacare P3200 | [9 empty] | MHHS-Mem City
NO | NO | [6 empty] | P3200G000060 |  | J291AD0144 | Beds | MHHS-Mem City | [5 empty] | West & Memorial City |  | Beds | [5 empty] | VERSACARE BED |  | BEDPATIENTELECTRIC-Hill-Rom-Versacare P3200 |  |  |  |  | BEDPATIENTELECTRIC-Hill-Rom-Versacare P3200 | [9 empty] | MHHS-Mem City
NO | NO | [6 empty] | P3200G000060 |  | J273AD8519 | Beds | MHHS-Mem City | [5 empty] | West & Memorial City |  | Beds | [5 empty] | VERSACARE BED |  | BEDPATIENTELECTRIC-Hill-Rom-Versacare P3200 |  |  |  |  | BEDPATIENTELECTRIC-Hill-Rom-Versacare P3200 | [9 empty] | MHHS-Mem City
NO | NO | [6 empty] | P3200G000060 |  | J284AD9574 | Beds | MHHS-Mem City | [5 empty] | West & Memorial City |  | Beds | [5 empty] | VERSACARE BED |  | BEDPATIENTELECTRIC-Hill-Rom-Versacare P3200 |  |  |  |  | BEDPATIENTELECTRIC-Hill-Rom-Versacare P3200 | [9 empty] | MHHS-Mem City
NO | NO | [6 empty] | P3200G000060 |  | J284AD9584 | Beds | MHHS-Mem City | [5 empty] | West & Memorial City |  | Beds | [5 empty] | VERSACARE BED |  | BEDPATIENTELECTRIC-Hill-Rom-Versacare P3200 |  |  |  |  | BEDPATIENTELECTRIC-Hill-Rom-Versacare P3200 | [9 empty] | MHHS-Mem City
NO | NO | [6 empty] | P3200G000060 |  | J284AD9587 | Beds | MHHS-Mem City | [5 empty] | West & Memorial City |  | Beds | [5 empty] | VERSACARE BED |  | BEDPATIENTELECTRIC-Hill-Rom-Versacare P3200 |  |  |  |  | BEDPATIENTELECTRIC-Hill-Rom-Versacare P3200 | [9 empty] | MHHS-Mem City
NO | NO | [6 empty] | P3200G000060 |  | J289AD9897 | Beds | MHHS-Mem City | [5 empty] | West & Memorial City |  | Beds | [5 empty] | VERSACARE BED |  | BEDPATIENTELECTRIC-Hill-Rom-Versacare P3200 |  |  |  |  | BEDPATIENTELECTRIC-Hill-Rom-Versacare P3200 | [9 empty] | MHHS-Mem City
NO | NO | [6 empty] | P3200G000060 |  | J290AD0014 | Beds | MHHS-Mem City | [5 empty] | West & Memorial City |  | Beds | [5 empty] | VERSACARE BED |  | BEDPATIENTELECTRIC-Hill-Rom-Versacare P3200 |  |  |  |  | BEDPATIENTELECTRIC-Hill-Rom-Versacare P3200 | [9 empty] | MHHS-Mem City
NO | NO | [6 empty] | P3200G000060 |  | J290AD0042 | Beds | MHHS-Mem City | [5 empty] | West & Memorial City |  | Beds | [5 empty] | VERSACARE BED |  | BEDPATIENTELECTRIC-Hill-Rom-Versacare P3200 |  |  |  |  | BEDPATIENTELECTRIC-Hill-Rom-Versacare P3200 | [9 empty] | MHHS-Mem City
NO | NO | [6 empty] | P3200G000060 |  | J291AD0085 | Beds | MHHS-Mem City | [5 empty] | West & Memorial City |  | Beds | [5 empty] | VERSACARE BED |  | BEDPATIENTELECTRIC-Hill-Rom-Versacare P3200 |  |  |  |  | BEDPATIENTELECTRIC-Hill-Rom-Versacare P3200 | [9 empty] | MHHS-Mem City
NO | NO | [6 empty] | P3200G000060 |  | J291AD0105 | Beds | MHHS-Mem City | [5 empty] | West & Memorial City |  | Beds | [5 empty] | VERSACARE BED |  | BEDPATIENTELECTRIC-Hill-Rom-Versacare P3200 |  |  |  |  | BEDPATIENTELECTRIC-Hill-Rom-Versacare P3200 | [9 empty] | MHHS-Mem City
NO | NO | [6 empty] | P3200G000060 |  | J291AD0124 | Beds | MHHS-Mem City | [5 empty] | West & Memorial City |  | Beds | [5 empty] | VERSACARE BED |  | BEDPATIENTELECTRIC-Hill-Rom-Versacare P3200 |  |  |  |  | BEDPATIENTELECTRIC-Hill-Rom-Versacare P3200 | [9 empty] | MHHS-Mem City
NO | NO | [6 empty] | P3200G000060 |  | J291AD0129 | Beds | MHHS-Mem City | [5 empty] | West & Memorial City |  | Beds | [5 empty] | VERSACARE BED |  | BEDPATIENTELECTRIC-Hill-Rom-Versacare P3200 |  |  |  |  | BEDPATIENTELECTRIC-Hill-Rom-Versacare P3200 | [9 empty] | MHHS-Mem City
NO | NO | [6 empty] | P3200G000060 |  | J291AD0165 | Beds | MHHS-Mem City | [5 empty] | West & Memorial City |  | Beds | [5 empty] | VERSACARE BED |  | BEDPATIENTELECTRIC-Hill-Rom-Versacare P3200 |  |  |  |  | BEDPATIENTELECTRIC-Hill-Rom-Versacare P3200 | [9 empty] | MHHS-Mem City
NO | NO | [6 empty] | P3200G000060 |  | J297AD0600 | Beds | MHHS-Mem City | [5 empty] | West & Memorial City |  | Beds | [5 empty] | VERSACARE BED |  | BEDPATIENTELECTRIC-Hill-Rom-Versacare P3200 |  |  |  |  | BEDPATIENTELECTRIC-Hill-Rom-Versacare P3200 | [9 empty] | MHHS-Mem City
NO | NO | [6 empty] | P3200G000060 |  | J297AD0601 | Beds | MHHS-Mem City | [5 empty] | West & Memorial City |  | Beds | [5 empty] | VERSACARE BED |  | BEDPATIENTELECTRIC-Hill-Rom-Versacare P3200 |  |  |  |  | BEDPATIENTELECTRIC-Hill-Rom-Versacare P3200 | [9 empty] | MHHS-Mem City
NO | NO | [6 empty] | P3200G000060 |  | J330AD3593 | Beds | MHHS-Mem City | [5 empty] | West & Memorial City |  | Beds | [5 empty] | VERSACARE BED |  | BEDPATIENTELECTRIC-Hill-Rom-Versacare P3200 |  |  |  |  | BEDPATIENTELECTRIC-Hill-Rom-Versacare P3200 | [9 empty] | MHHS-Mem City
NO | NO | [6 empty] | P3200G000060 |  | J330AD3609 | Beds | MHHS-Mem City | [5 empty] | West & Memorial City |  | Beds | [5 empty] | VERSACARE BED |  | BEDPATIENTELECTRIC-Hill-Rom-Versacare P3200 |  |  |  |  | BEDPATIENTELECTRIC-Hill-Rom-Versacare P3200 | [9 empty] | MHHS-Mem City
NO | NO | [6 empty] | P3200G000060 |  | K019AD6164 | Beds | MHHS-Mem City | [5 empty] | West & Memorial City |  | Beds | [5 empty] | VERSACARE BED |  | BEDPATIENTELECTRIC-Hill-Rom-Versacare P3200 |  |  |  |  | BEDPATIENTELECTRIC-Hill-Rom-Versacare P3200 | [9 empty] | MHHS-Mem City
NO | NO | [6 empty] | P3200G000060 |  | K022AD6490 | Beds | MHHS-Mem City | [5 empty] | West & Memorial City |  | Beds | [5 empty] | VERSACARE BED |  | BEDPATIENTELECTRIC-Hill-Rom-Versacare P3200 |  |  |  |  | BEDPATIENTELECTRIC-Hill-Rom-Versacare P3200 | [9 empty] | MHHS-Mem City
NO | NO | [6 empty] | P3200G000060 |  | J283AD9562 | Beds | MHHS-Mem City | [5 empty] | West & Memorial City |  | Beds | [5 empty] | VERSACARE BED |  | BEDPATIENTELECTRIC-Hill-Rom-Versacare P3200 |  |  |  |  | BEDPATIENTELECTRIC-Hill-Rom-Versacare P3200 | [9 empty] | MHHS-Mem City
NO | NO | [6 empty] | P3200G000060 |  | J284AD9568 | Beds | MHHS-Mem City | [5 empty] | West & Memorial City |  | Beds | [5 empty] | VERSACARE BED |  | BEDPATIENTELECTRIC-Hill-Rom-Versacare P3200 |  |  |  |  | BEDPATIENTELECTRIC-Hill-Rom-Versacare P3200 | [9 empty] | MHHS-Mem City
NO | NO | [6 empty] | P3200G000060 |  | J290AD0024 | Beds | MHHS-Mem City | [5 empty] | West & Memorial City |  | Beds | [5 empty] | VERSACARE BED |  | BEDPATIENTELECTRIC-Hill-Rom-Versacare P3200 |  |  |  |  | BEDPATIENTELECTRIC-Hill-Rom-Versacare P3200 | [9 empty] | MHHS-Mem City
NO | NO | [6 empty] | P3200G000060 |  | J290AD0037 | Beds | MHHS-Mem City | [5 empty] | West & Memorial City |  | Beds | [5 empty] | VERSACARE BED |  | BEDPATIENTELECTRIC-Hill-Rom-Versacare P3200 |  |  |  |  | BEDPATIENTELECTRIC-Hill-Rom-Versacare P3200 | [9 empty] | MHHS-Mem City
NO | NO | [6 empty] | P3200G000060 |  | J290AD0040 | Beds | MHHS-Mem City | [5 empty] | West & Memorial City |  | Beds | [5 empty] | VERSACARE BED |  | BEDPATIENTELECTRIC-Hill-Rom-Versacare P3200 |  |  |  |  | BEDPATIENTELECTRIC-Hill-Rom-Versacare P3200 | [9 empty] | MHHS-Mem City
NO | NO | [6 empty] | P3200G000060 |  | J290AD0048 | Beds | MHHS-Mem City | [5 empty] | West & Memorial City |  | Beds | [5 empty] | VERSACARE BED |  | BEDPATIENTELECTRIC-Hill-Rom-Versacare P3200 |  |  |  |  | BEDPATIENTELECTRIC-Hill-Rom-Versacare P3200 | [9 empty] | MHHS-Mem City
NO | NO | [6 empty] | P3200G000060 |  | J291AD0092 | Beds | MHHS-Mem City | [5 empty] | West & Memorial City |  | Beds | [5 empty] | VERSACARE BED |  | BEDPATIENTELECTRIC-Hill-Rom-Versacare P3200 |  |  |  |  | BEDPATIENTELECTRIC-Hill-Rom-Versacare P3200 | [9 empty] | MHHS-Mem City
NO | NO | [6 empty] | P3200G000060 |  | J291AD0131 | Beds | MHHS-Mem City | [5 empty] | West & Memorial City |  | Beds | [5 empty] | VERSACARE BED |  | BEDPATIENTELECTRIC-Hill-Rom-Versacare P3200 |  |  |  |  | BEDPATIENTELECTRIC-Hill-Rom-Versacare P3200 | [9 empty] | MHHS-Mem City
NO | NO | [6 empty] | P3200G000060 |  | J291AD0136 | Beds | MHHS-Mem City | [5 empty] | West & Memorial City |  | Beds | [5 empty] | VERSACARE BED |  | BEDPATIENTELECTRIC-Hill-Rom-Versacare P3200 |  |  |  |  | BEDPATIENTELECTRIC-Hill-Rom-Versacare P3200 | [9 empty] | MHHS-Mem City
NO | NO | [6 empty] | P3200G000060 |  | J291AD0153 | Beds | MHHS-Mem City | [5 empty] | West & Memorial City |  | Beds | [5 empty] | VERSACARE BED |  | BEDPATIENTELECTRIC-Hill-Rom-Versacare P3200 |  |  |  |  | BEDPATIENTELECTRIC-Hill-Rom-Versacare P3200 | [9 empty] | MHHS-Mem City
NO | NO | [6 empty] | P3200G000060 |  | J291AD0159 | Beds | MHHS-Mem City | [5 empty] | West & Memorial City |  | Beds | [5 empty] | VERSACARE BED |  | BEDPATIENTELECTRIC-Hill-Rom-Versacare P3200 |  |  |  |  | BEDPATIENTELECTRIC-Hill-Rom-Versacare P3200 | [9 empty] | MHHS-Mem City
NO | NO | [6 empty] | P3200G000060 |  | J291AD0163 | Beds | MHHS-Mem City | [5 empty] | West & Memorial City |  | Beds | [5 empty] | VERSACARE BED |  | BEDPATIENTELECTRIC-Hill-Rom-Versacare P3200 |  |  |  |  | BEDPATIENTELECTRIC-Hill-Rom-Versacare P3200 | [9 empty] | MHHS-Mem City
NO | NO | [6 empty] | P3200G000060 |  | J291AD0168 | Beds | MHHS-Mem City | [5 empty] | West & Memorial City |  | Beds | [5 empty] | VERSACARE BED |  | BEDPATIENTELECTRIC-Hill-Rom-Versacare P3200 |  |  |  |  | BEDPATIENTELECTRIC-Hill-Rom-Versacare P3200 | [9 empty] | MHHS-Mem City
NO | NO | [6 empty] | P3200G000060 |  | J297AD0611 | Beds | MHHS-Mem City | [5 empty] | West & Memorial City |  | Beds | [5 empty] | VERSACARE BED |  | BEDPATIENTELECTRIC-Hill-Rom-Versacare P3200 |  |  |  |  | BEDPATIENTELECTRIC-Hill-Rom-Versacare P3200 | [9 empty] | MHHS-Mem City
NO | NO | [6 empty] | P3200G000060 |  | J330AD3589 | Beds | MHHS-Mem City | [5 empty] | West & Memorial City |  | Beds | [5 empty] | VERSACARE BED |  | BEDPATIENTELECTRIC-Hill-Rom-Versacare P3200 |  |  |  |  | BEDPATIENTELECTRIC-Hill-Rom-Versacare P3200 | [9 empty] | MHHS-Mem City
NO | NO | [6 empty] | P3200G000060 |  | K013AD5822 | Beds | MHHS-Mem City | [5 empty] | West & Memorial City |  | Beds | [5 empty] | VERSACARE BED |  | BEDPATIENTELECTRIC-Hill-Rom-Versacare P3200 |  |  |  |  | BEDPATIENTELECTRIC-Hill-Rom-Versacare P3200 | [9 empty] | MHHS-Mem City
NO | NO | [6 empty] | P3200G000060 |  | K019AD6246 | Beds | MHHS-Mem City | [5 empty] | West & Memorial City |  | Beds | [5 empty] | VERSACARE BED |  | BEDPATIENTELECTRIC-Hill-Rom-Versacare P3200 |  |  |  |  | BEDPATIENTELECTRIC-Hill-Rom-Versacare P3200 | [9 empty] | MHHS-Mem City
NO | NO | [6 empty] | P3200G000060 |  | K021AD6454 | Beds | MHHS-Mem City | [5 empty] | West & Memorial City |  | Beds | [5 empty] | VERSACARE BED |  | BEDPATIENTELECTRIC-Hill-Rom-Versacare P3200 |  |  |  |  | BEDPATIENTELECTRIC-Hill-Rom-Versacare P3200 | [9 empty] | MHHS-Mem City
NO | NO | [6 empty] | P3200G000060 |  | K021AD6460 | Beds | MHHS-Mem City | [5 empty] | West & Memorial City |  | Beds | [5 empty] | VERSACARE BED |  | BEDPATIENTELECTRIC-Hill-Rom-Versacare P3200 |  |  |  |  | BEDPATIENTELECTRIC-Hill-Rom-Versacare P3200 | [9 empty] | MHHS-Mem City
NO | NO | [6 empty] | P3200G000060 |  | K021AD6462 | Beds | MHHS-Mem City | [5 empty] | West & Memorial City |  | Beds | [5 empty] | VERSACARE BED |  | BEDPATIENTELECTRIC-Hill-Rom-Versacare P3200 |  |  |  |  | BEDPATIENTELECTRIC-Hill-Rom-Versacare P3200 | [9 empty] | MHHS-Mem City
NO | NO | [6 empty] | P3200G000060 |  | K022AD6476 | Beds | MHHS-Mem City | [5 empty] | West & Memorial City |  | Beds | [5 empty] | VERSACARE BED |  | BEDPATIENTELECTRIC-Hill-Rom-Versacare P3200 |  |  |  |  | BEDPATIENTELECTRIC-Hill-Rom-Versacare P3200 | [9 empty] | MHHS-Mem City
NO | NO | [6 empty] | P3200G000060 |  | K022AD6480 | Beds | MHHS-Mem City | [5 empty] | West & Memorial City |  | Beds | [5 empty] | VERSACARE BED |  | BEDPATIENTELECTRIC-Hill-Rom-Versacare P3200 |  |  |  |  | BEDPATIENTELECTRIC-Hill-Rom-Versacare P3200 | [9 empty] | MHHS-Mem City
NO | NO | [6 empty] | P3200G000060 |  | K022AD6484 | Beds | MHHS-Mem City | [5 empty] | West & Memorial City |  | Beds | [5 empty] | VERSACARE BED |  | BEDPATIENTELECTRIC-Hill-Rom-Versacare P3200 |  |  |  |  | BEDPATIENTELECTRIC-Hill-Rom-Versacare P3200 | [9 empty] | MHHS-Mem City
NO | NO | [6 empty] | P3200G000060 |  | J283AD9560 | Beds | MHHS-Mem City | [5 empty] | West & Memorial City |  | Beds | [5 empty] | VERSACARE BED |  | BEDPATIENTELECTRIC-Hill-Rom-Versacare P3200 |  |  |  |  | BEDPATIENTELECTRIC-Hill-Rom-Versacare P3200 | [9 empty] | MHHS-Mem City
NO | NO | [6 empty] | P3200G000060 |  | J284AD9565 | Beds | MHHS-Mem City | [5 empty] | West & Memorial City |  | Beds | [5 empty] | VERSACARE BED |  | BEDPATIENTELECTRIC-Hill-Rom-Versacare P3200 |  |  |  |  | BEDPATIENTELECTRIC-Hill-Rom-Versacare P3200 | [9 empty] | MHHS-Mem City
NO | NO | [6 empty] | P3200G000060 |  | J290AD0031 | Beds | MHHS-Mem City | [5 empty] | West & Memorial City |  | Beds | [5 empty] | VERSACARE BED |  | BEDPATIENTELECTRIC-Hill-Rom-Versacare P3200 |  |  |  |  | BEDPATIENTELECTRIC-Hill-Rom-Versacare P3200 | [9 empty] | MHHS-Mem City
NO | NO | [6 empty] | P3200G000060 |  | J290AD0049 | Beds | MHHS-Mem City | [5 empty] | West & Memorial City |  | Beds | [5 empty] | VERSACARE BED |  | BEDPATIENTELECTRIC-Hill-Rom-Versacare P3200 |  |  |  |  | BEDPATIENTELECTRIC-Hill-Rom-Versacare P3200 | [9 empty] | MHHS-Mem City
NO | NO | [6 empty] | P3200G000060 |  | J290AD0054 | Beds | MHHS-Mem City | [5 empty] | West & Memorial City |  | Beds | [5 empty] | VERSACARE BED |  | BEDPATIENTELECTRIC-Hill-Rom-Versacare P3200 |  |  |  |  | BEDPATIENTELECTRIC-Hill-Rom-Versacare P3200 | [9 empty] | MHHS-Mem City
NO | NO | [6 empty] | P3200G000060 |  | J291AD0133 | Beds | MHHS-Mem City | [5 empty] | West & Memorial City |  | Beds | [5 empty] | VERSACARE BED |  | BEDPATIENTELECTRIC-Hill-Rom-Versacare P3200 |  |  |  |  | BEDPATIENTELECTRIC-Hill-Rom-Versacare P3200 | [9 empty] | MHHS-Mem City
NO | NO | [6 empty] | P3200G000060 |  | J291AD0155 | Beds | MHHS-Mem City | [5 empty] | West & Memorial City |  | Beds | [5 empty] | VERSACARE BED |  | BEDPATIENTELECTRIC-Hill-Rom-Versacare P3200 |  |  |  |  | BEDPATIENTELECTRIC-Hill-Rom-Versacare P3200 | [9 empty] | MHHS-Mem City
NO | NO | [6 empty] | P3200G000060 |  | J291AD0166 | Beds | MHHS-Mem City | [5 empty] | West & Memorial City |  | Beds | [5 empty] | VERSACARE BED |  | BEDPATIENTELECTRIC-Hill-Rom-Versacare P3200 |  |  |  |  | BEDPATIENTELECTRIC-Hill-Rom-Versacare P3200 | [9 empty] | MHHS-Mem City
NO | NO | [6 empty] | P3200G000060 |  | J291AD0167 | Beds | MHHS-Mem City | [5 empty] | West & Memorial City |  | Beds | [5 empty] | VERSACARE BED |  | BEDPATIENTELECTRIC-Hill-Rom-Versacare P3200 |  |  |  |  | BEDPATIENTELECTRIC-Hill-Rom-Versacare P3200 | [9 empty] | MHHS-Mem City
NO | NO | [6 empty] | P3200G000060 |  | J297AD0609 | Beds | MHHS-Mem City | [5 empty] | West & Memorial City |  | Beds | [5 empty] | VERSACARE BED |  | BEDPATIENTELECTRIC-Hill-Rom-Versacare P3200 |  |  |  |  | BEDPATIENTELECTRIC-Hill-Rom-Versacare P3200 | [9 empty] | MHHS-Mem City
NO | NO | [6 empty] | P3200G000060 |  | J325AD3210 | Beds | MHHS-Mem City | [5 empty] | West & Memorial City |  | Beds | [5 empty] | VERSACARE BED |  | BEDPATIENTELECTRIC-Hill-Rom-Versacare P3200 |  |  |  |  | BEDPATIENTELECTRIC-Hill-Rom-Versacare P3200 | [9 empty] | MHHS-Mem City
NO | NO | [6 empty] | P3200G000060 |  | K019AD6242 | Beds | MHHS-Mem City | [5 empty] | West & Memorial City |  | Beds | [5 empty] | VERSACARE BED |  | BEDPATIENTELECTRIC-Hill-Rom-Versacare P3200 |  |  |  |  | BEDPATIENTELECTRIC-Hill-Rom-Versacare P3200 | [9 empty] | MHHS-Mem City
NO | NO | [6 empty] | P3200G000060 |  | K022AD6464 | Beds | MHHS-Mem City | [5 empty] | West & Memorial City |  | Beds | [5 empty] | VERSACARE BED |  | BEDPATIENTELECTRIC-Hill-Rom-Versacare P3200 |  |  |  |  | BEDPATIENTELECTRIC-Hill-Rom-Versacare P3200 | [9 empty] | MHHS-Mem City
NO | NO | [6 empty] | P3200G000060 |  | K022AD6466 | Beds | MHHS-Mem City | [5 empty] | West & Memorial City |  | Beds | [5 empty] | VERSACARE BED |  | BEDPATIENTELECTRIC-Hill-Rom-Versacare P3200 |  |  |  |  | BEDPATIENTELECTRIC-Hill-Rom-Versacare P3200 | [9 empty] | MHHS-Mem City
NO | NO | [6 empty] | P3200G000060 |  | K022AD6468 | Beds | MHHS-Mem City | [5 empty] | West & Memorial City |  | Beds | [5 empty] | VERSACARE BED |  | BEDPATIENTELECTRIC-Hill-Rom-Versacare P3200 |  |  |  |  | BEDPATIENTELECTRIC-Hill-Rom-Versacare P3200 | [9 empty] | MHHS-Mem City
NO | NO | [6 empty] | P3200G000060 |  | K022AD6492 | Beds | MHHS-Mem City | [5 empty] | West & Memorial City |  | Beds | [5 empty] | VERSACARE BED |  | BEDPATIENTELECTRIC-Hill-Rom-Versacare P3200 |  |  |  |  | BEDPATIENTELECTRIC-Hill-Rom-Versacare P3200 | [9 empty] | MHHS-Mem City
NO | NO | [6 empty] | P3200G000060 |  | J273AD8517 | Beds | MHHS-Mem City | [5 empty] | West & Memorial City |  | Beds | [5 empty] | VERSACARE BED |  | BEDPATIENTELECTRIC-Hill-Rom-Versacare P3200 |  |  |  |  | BEDPATIENTELECTRIC-Hill-Rom-Versacare P3200 | [9 empty] | MHHS-Mem City
NO | NO | [6 empty] | P3200G000060 |  | J273AD8527 | Beds | MHHS-Mem City | [5 empty] | West & Memorial City |  | Beds | [5 empty] | VERSACARE BED |  | BEDPATIENTELECTRIC-Hill-Rom-Versacare P3200 |  |  |  |  | BEDPATIENTELECTRIC-Hill-Rom-Versacare P3200 | [9 empty] | MHHS-Mem City
NO | NO | [6 empty] | P3200G000060 |  | J273AD8529 | Beds | MHHS-Mem City | [5 empty] | West & Memorial City |  | Beds | [5 empty] | VERSACARE BED |  | BEDPATIENTELECTRIC-Hill-Rom-Versacare P3200 |  |  |  |  | BEDPATIENTELECTRIC-Hill-Rom-Versacare P3200 | [9 empty] | MHHS-Mem City
NO | NO | [6 empty] | P3200G000060 |  | J283AD9563 | Beds | MHHS-Mem City | [5 empty] | West & Memorial City |  | Beds | [5 empty] | VERSACARE BED |  | BEDPATIENTELECTRIC-Hill-Rom-Versacare P3200 |  |  |  |  | BEDPATIENTELECTRIC-Hill-Rom-Versacare P3200 | [9 empty] | MHHS-Mem City
NO | NO | [6 empty] | P3200G000060 |  | J284AD9566 | Beds | MHHS-Mem City | [5 empty] | West & Memorial City |  | Beds | [5 empty] | VERSACARE BED |  | BEDPATIENTELECTRIC-Hill-Rom-Versacare P3200 |  |  |  |  | BEDPATIENTELECTRIC-Hill-Rom-Versacare P3200 | [9 empty] | MHHS-Mem City
NO | NO | [6 empty] | P3200G000060 |  | J284AD9606 | Beds | MHHS-Mem City | [5 empty] | West & Memorial City |  | Beds | [5 empty] | VERSACARE BED |  | BEDPATIENTELECTRIC-Hill-Rom-Versacare P3200 |  |  |  |  | BEDPATIENTELECTRIC-Hill-Rom-Versacare P3200 | [9 empty] | MHHS-Mem City
NO | NO | [6 empty] | P3200G000060 |  | J289AD9974 | Beds | MHHS-Mem City | [5 empty] | West & Memorial City |  | Beds | [5 empty] | VERSACARE BED |  | BEDPATIENTELECTRIC-Hill-Rom-Versacare P3200 |  |  |  |  | BEDPATIENTELECTRIC-Hill-Rom-Versacare P3200 | [9 empty] | MHHS-Mem City
NO | NO | [6 empty] | P3200G000060 |  | J290AD0038 | Beds | MHHS-Mem City | [5 empty] | West & Memorial City |  | Beds | [5 empty] | VERSACARE BED |  | BEDPATIENTELECTRIC-Hill-Rom-Versacare P3200 |  |  |  |  | BEDPATIENTELECTRIC-Hill-Rom-Versacare P3200 | [9 empty] | MHHS-Mem City
NO | NO | [6 empty] | P3200G000060 |  | J290AD0043 | Beds | MHHS-Mem City | [5 empty] | West & Memorial City |  | Beds | [5 empty] | VERSACARE BED |  | BEDPATIENTELECTRIC-Hill-Rom-Versacare P3200 |  |  |  |  | BEDPATIENTELECTRIC-Hill-Rom-Versacare P3200 | [9 empty] | MHHS-Mem City
NO | NO | [6 empty] | P3200G000060 |  | J291AD0118 | Beds | MHHS-Mem City | [5 empty] | West & Memorial City |  | Beds | [5 empty] | VERSACARE BED |  | BEDPATIENTELECTRIC-Hill-Rom-Versacare P3200 |  |  |  |  | BEDPATIENTELECTRIC-Hill-Rom-Versacare P3200 | [9 empty] | MHHS-Mem City
NO | NO | [6 empty] | P3200G000060 |  | J291AD0138 | Beds | MHHS-Mem City | [5 empty] | West & Memorial City |  | Beds | [5 empty] | VERSACARE BED |  | BEDPATIENTELECTRIC-Hill-Rom-Versacare P3200 |  |  |  |  | BEDPATIENTELECTRIC-Hill-Rom-Versacare P3200 | [9 empty] | MHHS-Mem City
NO | NO | [6 empty] | P3200G000060 |  | J291AD0158 | Beds | MHHS-Mem City | [5 empty] | West & Memorial City |  | Beds | [5 empty] | VERSACARE BED |  | BEDPATIENTELECTRIC-Hill-Rom-Versacare P3200 |  |  |  |  | BEDPATIENTELECTRIC-Hill-Rom-Versacare P3200 | [9 empty] | MHHS-Mem City
NO | NO | [6 empty] | P3200G000060 |  | J294AD0292 | Beds | MHHS-Mem City | [5 empty] | West & Memorial City |  | Beds | [5 empty] | VERSACARE BED |  | BEDPATIENTELECTRIC-Hill-Rom-Versacare P3200 |  |  |  |  | BEDPATIENTELECTRIC-Hill-Rom-Versacare P3200 | [9 empty] | MHHS-Mem City
NO | NO | [6 empty] | P3200G000060 |  | J294AD0295 | Beds | MHHS-Mem City | [5 empty] | West & Memorial City |  | Beds | [5 empty] | VERSACARE BED |  | BEDPATIENTELECTRIC-Hill-Rom-Versacare P3200 |  |  |  |  | BEDPATIENTELECTRIC-Hill-Rom-Versacare P3200 | [9 empty] | MHHS-Mem City
NO | NO | [6 empty] | P3200G000060 |  | J297AD0589 | Beds | MHHS-Mem City | [5 empty] | West & Memorial City |  | Beds | [5 empty] | VERSACARE BED |  | BEDPATIENTELECTRIC-Hill-Rom-Versacare P3200 |  |  |  |  | BEDPATIENTELECTRIC-Hill-Rom-Versacare P3200 | [9 empty] | MHHS-Mem City
NO | NO | [6 empty] | P3200G000060 |  | J317AD2447 | Beds | MHHS-Mem City | [5 empty] | West & Memorial City |  | Beds | [5 empty] | VERSACARE BED |  | BEDPATIENTELECTRIC-Hill-Rom-Versacare P3200 |  |  |  |  | BEDPATIENTELECTRIC-Hill-Rom-Versacare P3200 | [9 empty] | MHHS-Mem City
NO | NO | [6 empty] | P3200G000060 |  | J330AD3591 | Beds | MHHS-Mem City | [5 empty] | West & Memorial City |  | Beds | [5 empty] | VERSACARE BED |  | BEDPATIENTELECTRIC-Hill-Rom-Versacare P3200 |  |  |  |  | BEDPATIENTELECTRIC-Hill-Rom-Versacare P3200 | [9 empty] | MHHS-Mem City
NO | NO | [6 empty] | P3200G000060 |  | K022AD6478 | Beds | MHHS-Mem City | [5 empty] | West & Memorial City |  | Beds | [5 empty] | VERSACARE BED |  | BEDPATIENTELECTRIC-Hill-Rom-Versacare P3200 |  |  |  |  | BEDPATIENTELECTRIC-Hill-Rom-Versacare P3200 | [9 empty] | MHHS-Mem City
NO | NO | [6 empty] | P3200G000060 |  | K022AD6488 | Beds | MHHS-Mem City | [5 empty] | West & Memorial City |  | Beds | [5 empty] | VERSACARE BED |  | BEDPATIENTELECTRIC-Hill-Rom-Versacare P3200 |  |  |  |  | BEDPATIENTELECTRIC-Hill-Rom-Versacare P3200 | [9 empty] | MHHS-Mem City
NO | NO | [6 empty] | P3200G000060 |  | J284AD9597 | Beds | MHHS-Mem City | [5 empty] | West & Memorial City |  | Beds | [5 empty] | VERSACARE BED |  | BEDPATIENTELECTRIC-Hill-Rom-Versacare P3200 |  |  |  |  | BEDPATIENTELECTRIC-Hill-Rom-Versacare P3200 | [9 empty] | MHHS-Mem City
NO | NO | [6 empty] | P3200G000060 |  | J289AD9968 | Beds | MHHS-Mem City | [5 empty] | West & Memorial City |  | Beds | [5 empty] | VERSACARE BED |  | BEDPATIENTELECTRIC-Hill-Rom-Versacare P3200 |  |  |  |  | BEDPATIENTELECTRIC-Hill-Rom-Versacare P3200 | [9 empty] | MHHS-Mem City
NO | NO | [6 empty] | P3200G000060 |  | J289AD9986 | Beds | MHHS-Mem City | [5 empty] | West & Memorial City |  | Beds | [5 empty] | VERSACARE BED |  | BEDPATIENTELECTRIC-Hill-Rom-Versacare P3200 |  |  |  |  | BEDPATIENTELECTRIC-Hill-Rom-Versacare P3200 | [9 empty] | MHHS-Mem City
NO | NO | [6 empty] | P3200G000060 |  | J290AD0013 | Beds | MHHS-Mem City | [5 empty] | West & Memorial City |  | Beds | [5 empty] | VERSACARE BED |  | BEDPATIENTELECTRIC-Hill-Rom-Versacare P3200 |  |  |  |  | BEDPATIENTELECTRIC-Hill-Rom-Versacare P3200 | [9 empty] | MHHS-Mem City
NO | NO | [6 empty] | P3200G000060 |  | J290AD0025 | Beds | MHHS-Mem City | [5 empty] | West & Memorial City |  | Beds | [5 empty] | VERSACARE BED |  | BEDPATIENTELECTRIC-Hill-Rom-Versacare P3200 |  |  |  |  | BEDPATIENTELECTRIC-Hill-Rom-Versacare P3200 | [9 empty] | MHHS-Mem City
NO | NO | [6 empty] | P3200G000060 |  | J290AD0045 | Beds | MHHS-Mem City | [5 empty] | West & Memorial City |  | Beds | [5 empty] | VERSACARE BED |  | BEDPATIENTELECTRIC-Hill-Rom-Versacare P3200 |  |  |  |  | BEDPATIENTELECTRIC-Hill-Rom-Versacare P3200 | [9 empty] | MHHS-Mem City
NO | NO | [6 empty] | P3200G000060 |  | J290AD0055 | Beds | MHHS-Mem City | [5 empty] | West & Memorial City |  | Beds | [5 empty] | VERSACARE BED |  | BEDPATIENTELECTRIC-Hill-Rom-Versacare P3200 |  |  |  |  | BEDPATIENTELECTRIC-Hill-Rom-Versacare P3200 | [9 empty] | MHHS-Mem City
NO | NO | [6 empty] | P3200G000060 |  | J291AD0095 | Beds | MHHS-Mem City | [5 empty] | West & Memorial City |  | Beds | [5 empty] | VERSACARE BED |  | BEDPATIENTELECTRIC-Hill-Rom-Versacare P3200 |  |  |  |  | BEDPATIENTELECTRIC-Hill-Rom-Versacare P3200 | [9 empty] | MHHS-Mem City
NO | NO | [6 empty] | P3200G000060 |  | J291AD0116 | Beds | MHHS-Mem City | [5 empty] | West & Memorial City |  | Beds | [5 empty] | VERSACARE BED |  | BEDPATIENTELECTRIC-Hill-Rom-Versacare P3200 |  |  |  |  | BEDPATIENTELECTRIC-Hill-Rom-Versacare P3200 | [9 empty] | MHHS-Mem City
NO | NO | [6 empty] | P3200G000060 |  | J291AD0126 | Beds | MHHS-Mem City | [5 empty] | West & Memorial City |  | Beds | [5 empty] | VERSACARE BED |  | BEDPATIENTELECTRIC-Hill-Rom-Versacare P3200 |  |  |  |  | BEDPATIENTELECTRIC-Hill-Rom-Versacare P3200 | [9 empty] | MHHS-Mem City
NO | NO | [6 empty] | P3200G000060 |  | J291AD0146 | Beds | MHHS-Mem City | [5 empty] | West & Memorial City |  | Beds | [5 empty] | VERSACARE BED |  | BEDPATIENTELECTRIC-Hill-Rom-Versacare P3200 |  |  |  |  | BEDPATIENTELECTRIC-Hill-Rom-Versacare P3200 | [9 empty] | MHHS-Mem City
NO | NO | [6 empty] | P3200G000060 |  | J291AD0156 | Beds | MHHS-Mem City | [5 empty] | West & Memorial City |  | Beds | [5 empty] | VERSACARE BED |  | BEDPATIENTELECTRIC-Hill-Rom-Versacare P3200 |  |  |  |  | BEDPATIENTELECTRIC-Hill-Rom-Versacare P3200 | [9 empty] | MHHS-Mem City
NO | NO | [6 empty] | P3200G000060 |  | J297AD0591 | Beds | MHHS-Mem City | [5 empty] | West & Memorial City |  | Beds | [5 empty] | VERSACARE BED |  | BEDPATIENTELECTRIC-Hill-Rom-Versacare P3200 |  |  |  |  | BEDPATIENTELECTRIC-Hill-Rom-Versacare P3200 | [9 empty] | MHHS-Mem City
NO | NO | [6 empty] | P3200G000060 |  | J317AD2435 | Beds | MHHS-Mem City | [5 empty] | West & Memorial City |  | Beds | [5 empty] | VERSACARE BED |  | BEDPATIENTELECTRIC-Hill-Rom-Versacare P3200 |  |  |  |  | BEDPATIENTELECTRIC-Hill-Rom-Versacare P3200 | [9 empty] | MHHS-Mem City
NO | NO | [6 empty] | P3200G000060 |  | J317AD2439 | Beds | MHHS-Mem City | [5 empty] | West & Memorial City |  | Beds | [5 empty] | VERSACARE BED |  | BEDPATIENTELECTRIC-Hill-Rom-Versacare P3200 |  |  |  |  | BEDPATIENTELECTRIC-Hill-Rom-Versacare P3200 | [9 empty] | MHHS-Mem City
NO | NO | [6 empty] | P3200G000060 |  | J325AD3115 | Beds | MHHS-Mem City | [5 empty] | West & Memorial City |  | Beds | [5 empty] | VERSACARE BED |  | BEDPATIENTELECTRIC-Hill-Rom-Versacare P3200 |  |  |  |  | BEDPATIENTELECTRIC-Hill-Rom-Versacare P3200 | [9 empty] | MHHS-Mem City
NO | NO | [6 empty] | P3200G000060 |  | J326AD3336 | Beds | MHHS-Mem City | [5 empty] | West & Memorial City |  | Beds | [5 empty] | VERSACARE BED |  | BEDPATIENTELECTRIC-Hill-Rom-Versacare P3200 |  |  |  |  | BEDPATIENTELECTRIC-Hill-Rom-Versacare P3200 | [9 empty] | MHHS-Mem City
NO | NO | [6 empty] | P3200G000060 |  | K021AD6456 | Beds | MHHS-Mem City | [5 empty] | West & Memorial City |  | Beds | [5 empty] | VERSACARE BED |  | BEDPATIENTELECTRIC-Hill-Rom-Versacare P3200 |  |  |  |  | BEDPATIENTELECTRIC-Hill-Rom-Versacare P3200 | [9 empty] | MHHS-Mem City
NO | NO | [6 empty] | P3200G000060 |  | J284AD9571 | Beds | MHHS-Mem City | [5 empty] | West & Memorial City |  | Beds | [5 empty] | VERSACARE BED |  | BEDPATIENTELECTRIC-Hill-Rom-Versacare P3200 |  |  |  |  | BEDPATIENTELECTRIC-Hill-Rom-Versacare P3200 | [9 empty] | MHHS-Mem City
NO | NO | [6 empty] | P3200G000060 |  | J291AD0098 | Beds | MHHS-Mem City | [5 empty] | West & Memorial City |  | Beds | [5 empty] | VERSACARE BED |  | BEDPATIENTELECTRIC-Hill-Rom-Versacare P3200 |  |  |  |  | BEDPATIENTELECTRIC-Hill-Rom-Versacare P3200 | [9 empty] | MHHS-Mem City
NO | NO | [6 empty] | P3200G000060 |  | J297AD0605 | Beds | MHHS-Mem City | [5 empty] | West & Memorial City |  | Beds | [5 empty] | VERSACARE BED |  | BEDPATIENTELECTRIC-Hill-Rom-Versacare P3200 |  |  |  |  | BEDPATIENTELECTRIC-Hill-Rom-Versacare P3200 | [9 empty] | MHHS-Mem City
NO | NO | [6 empty] | P3200G000060 |  | J326AD3362 | Beds | MHHS-Mem City | [5 empty] | West & Memorial City |  | Beds | [5 empty] | VERSACARE BED |  | BEDPATIENTELECTRIC-Hill-Rom-Versacare P3200 |  |  |  |  | BEDPATIENTELECTRIC-Hill-Rom-Versacare P3200 | [9 empty] | MHHS-Mem City
NO | NO | [6 empty] | P3200G000060 |  | J330AD3583 | Beds | MHHS-Mem City | [5 empty] | West & Memorial City |  | Beds | [5 empty] | VERSACARE BED |  | BEDPATIENTELECTRIC-Hill-Rom-Versacare P3200 |  |  |  |  | BEDPATIENTELECTRIC-Hill-Rom-Versacare P3200 | [9 empty] | MHHS-Mem City
NO | NO | [6 empty] | P3200G000060 |  | J284AD9575 | Beds | MHHS-Mem City | [5 empty] | West & Memorial City |  | Beds | [5 empty] | VERSACARE BED |  | BEDPATIENTELECTRIC-Hill-Rom-Versacare P3200 |  |  |  |  | BEDPATIENTELECTRIC-Hill-Rom-Versacare P3200 | [9 empty] | MHHS-Mem City
NO | NO | [6 empty] | P3200G000060 |  | J288AD9874 | Beds | MHHS-Mem City | [5 empty] | West & Memorial City |  | Beds | [5 empty] | VERSACARE BED |  | BEDPATIENTELECTRIC-Hill-Rom-Versacare P3200 |  |  |  |  | BEDPATIENTELECTRIC-Hill-Rom-Versacare P3200 | [9 empty] | MHHS-Mem City
NO | NO | [6 empty] | P3200G000060 |  | J290AD0046 | Beds | MHHS-Mem City | [5 empty] | West & Memorial City |  | Beds | [5 empty] | VERSACARE BED |  | BEDPATIENTELECTRIC-Hill-Rom-Versacare P3200 |  |  |  |  | BEDPATIENTELECTRIC-Hill-Rom-Versacare P3200 | [9 empty] | MHHS-Mem City
NO | NO | [6 empty] | P3200G000060 |  | J291AD0151 | Beds | MHHS-Mem City | [5 empty] | West & Memorial City |  | Beds | [5 empty] | VERSACARE BED |  | BEDPATIENTELECTRIC-Hill-Rom-Versacare P3200 |  |  |  |  | BEDPATIENTELECTRIC-Hill-Rom-Versacare P3200 | [9 empty] | MHHS-Mem City
NO | NO | [6 empty] | P3200G000060 |  | J297AD0585 | Beds | MHHS-Mem City | [5 empty] | West & Memorial City |  | Beds | [5 empty] | VERSACARE BED |  | BEDPATIENTELECTRIC-Hill-Rom-Versacare P3200 |  |  |  |  | BEDPATIENTELECTRIC-Hill-Rom-Versacare P3200 | [9 empty] | MHHS-Mem City
NO | NO | [6 empty] | P3200G000060 |  | J297AD0598 | Beds | MHHS-Mem City | [5 empty] | West & Memorial City |  | Beds | [5 empty] | VERSACARE BED |  | BEDPATIENTELECTRIC-Hill-Rom-Versacare P3200 |  |  |  |  | BEDPATIENTELECTRIC-Hill-Rom-Versacare P3200 | [9 empty] | MHHS-Mem City
NO | NO | [6 empty] | P3200G000060 |  | J326AD3365 | Beds | MHHS-Mem City | [5 empty] | West & Memorial City |  | Beds | [5 empty] | VERSACARE BED |  | BEDPATIENTELECTRIC-Hill-Rom-Versacare P3200 |  |  |  |  | BEDPATIENTELECTRIC-Hill-Rom-Versacare P3200 | [9 empty] | MHHS-Mem City
NO | NO | [6 empty] | P3200G000060 |  | J291AD0122 | Beds | MHHS-Mem City | [5 empty] | West & Memorial City |  | Beds | [5 empty] | VERSACARE BED |  | BEDPATIENTELECTRIC-Hill-Rom-Versacare P3200 |  |  |  |  | BEDPATIENTELECTRIC-Hill-Rom-Versacare P3200 | [9 empty] | MHHS-Mem City
NO | NO | [6 empty] | P3200G000060 |  | J291AD0108 | Beds | MHHS-Mem City | [5 empty] | West & Memorial City |  | Beds | [5 empty] | VERSACARE BED |  | BEDPATIENTELECTRIC-Hill-Rom-Versacare P3200 |  |  |  |  | BEDPATIENTELECTRIC-Hill-Rom-Versacare P3200 | [9 empty] | MHHS-Mem City
NO | NO | [6 empty] | P3200G000060 |  | J291AD0150 | Beds | MHHS-Mem City | [5 empty] | West & Memorial City |  | Beds | [5 empty] | VERSACARE BED |  | BEDPATIENTELECTRIC-Hill-Rom-Versacare P3200 |  |  |  |  | BEDPATIENTELECTRIC-Hill-Rom-Versacare P3200 | [9 empty] | MHHS-Mem City
NO | NO | [6 empty] | P3200G000060 |  | J330AD3581 | Beds | MHHS-Mem City | [5 empty] | West & Memorial City |  | Beds | [5 empty] | VERSACARE BED |  | BEDPATIENTELECTRIC-Hill-Rom-Versacare P3200 |  |  |  |  | BEDPATIENTELECTRIC-Hill-Rom-Versacare P3200 | [9 empty] | MHHS-Mem City
NO | NO | [6 empty] | P3200G000060 |  | K022AD6482 | Beds | MHHS-Mem City | [5 empty] | West & Memorial City |  | Beds | [5 empty] | VERSACARE BED |  | BEDPATIENTELECTRIC-Hill-Rom-Versacare P3200 |  |  |  |  | BEDPATIENTELECTRIC-Hill-Rom-Versacare P3200 | [9 empty] | MHHS-Mem City
NO | NO | [6 empty] | P3200G000060 |  | J291AD0145 | Beds | MHHS-Mem City | [5 empty] | West & Memorial City |  | Beds | [5 empty] | VERSACARE BED |  | BEDPATIENTELECTRIC-Hill-Rom-Versacare P3200 |  |  |  |  | BEDPATIENTELECTRIC-Hill-Rom-Versacare P3200 | [9 empty] | MHHS-Mem City
NO | NO | [6 empty] | P3200G000060 |  | J291AD0152 | Beds | MHHS-Mem City | [5 empty] | West & Memorial City |  | Beds | [5 empty] | VERSACARE BED |  | BEDPATIENTELECTRIC-Hill-Rom-Versacare P3200 |  |  |  |  | BEDPATIENTELECTRIC-Hill-Rom-Versacare P3200 | [9 empty] | MHHS-Mem City
NO | NO | [6 empty] | P3200G000060 |  | J330AD3607 | Beds | MHHS-Mem City | [5 empty] | West & Memorial City |  | Beds | [5 empty] | VERSACARE BED |  | BEDPATIENTELECTRIC-Hill-Rom-Versacare P3200 |  |  |  |  | BEDPATIENTELECTRIC-Hill-Rom-Versacare P3200 | [9 empty] | MHHS-Mem City
NO | NO | [6 empty] | P3200K000567 |  | Q264AD5989 | Beds | MHHS-Mem City | [5 empty] | West & Memorial City |  | Beds | [5 empty] | VERSACARE BED |  | BEDPATIENTELECTRIC-Hill-Rom-Versacare P3200 |  |  |  |  | BEDPATIENTELECTRIC-Hill-Rom-Versacare P3200 | [9 empty] | MHHS-Mem City
NO | NO | [6 empty] | P3200K000567 |  | Q264AD5993 | Beds | MHHS-Mem City | [5 empty] | West & Memorial City |  | Beds | [5 empty] | VERSACARE BED |  | BEDPATIENTELECTRIC-Hill-Rom-Versacare P3200 |  |  |  |  | BEDPATIENTELECTRIC-Hill-Rom-Versacare P3200 | [9 empty] | MHHS-Mem City
NO | NO | [6 empty] | P3200K000567 |  | Q272AD6668 | Beds | MHHS-Mem City | [5 empty] | West & Memorial City |  | Beds | [5 empty] | VERSACARE BED |  | BEDPATIENTELECTRIC-Hill-Rom-Versacare P3200 |  |  |  |  | BEDPATIENTELECTRIC-Hill-Rom-Versacare P3200 | [9 empty] | MHHS-Mem City
NO | NO | [6 empty] | P3200K000567 |  | Q229AD3853 | Beds | MHHS-Mem City | [5 empty] | West & Memorial City |  | Beds | [5 empty] | VERSACARE BED |  | BEDPATIENTELECTRIC-Hill-Rom-Versacare P3200 |  |  |  |  | BEDPATIENTELECTRIC-Hill-Rom-Versacare P3200 | [9 empty] | MHHS-Mem City
NO | NO | [6 empty] | P3200K000567 |  | Q229AD3857 | Beds | MHHS-Mem City | [5 empty] | West & Memorial City |  | Beds | [5 empty] | VERSACARE BED |  | BEDPATIENTELECTRIC-Hill-Rom-Versacare P3200 |  |  |  |  | BEDPATIENTELECTRIC-Hill-Rom-Versacare P3200 | [9 empty] | MHHS-Mem City
NO | NO | [6 empty] | P3200K000567 |  | Q230AD3931 | Beds | MHHS-Mem City | [5 empty] | West & Memorial City |  | Beds | [5 empty] | VERSACARE BED |  | BEDPATIENTELECTRIC-Hill-Rom-Versacare P3200 |  |  |  |  | BEDPATIENTELECTRIC-Hill-Rom-Versacare P3200 | [9 empty] | MHHS-Mem City
NO | NO | [6 empty] | P3200K000567 |  | Q264AD5985 | Beds | MHHS-Mem City | [5 empty] | West & Memorial City |  | Beds | [5 empty] | VERSACARE BED |  | BEDPATIENTELECTRIC-Hill-Rom-Versacare P3200 |  |  |  |  | BEDPATIENTELECTRIC-Hill-Rom-Versacare P3200 | [9 empty] | MHHS-Mem City
NO | NO | [6 empty] | P3200K000567 |  | Q229AD3851 | Beds | MHHS-Mem City | [5 empty] | West & Memorial City |  | Beds | [5 empty] | VERSACARE BED |  | BEDPATIENTELECTRIC-Hill-Rom-Versacare P3200 |  |  |  |  | BEDPATIENTELECTRIC-Hill-Rom-Versacare P3200 | [9 empty] | MHHS-Mem City
NO | NO | [6 empty] | P3700B000012 |  | J218AA9547 | Beds | MHHS-Mem City | [5 empty] | West & Memorial City |  | Beds | [5 empty] | AFFINITY IV |  | BEDBIRTHING-Hill-Rom-AFFINITY 4 |  |  |  |  | BEDBIRTHING-Hill-Rom-AFFINITY 4 | [9 empty] | MHHS-Mem City
NO | NO | [6 empty] | P3700B000012 |  | J235AA9834 | Beds | MHHS-Mem City | [5 empty] | West & Memorial City |  | Beds | [5 empty] | AFFINITY IV |  | BEDBIRTHING-Hill-Rom-AFFINITY 4 |  |  |  |  | BEDBIRTHING-Hill-Rom-AFFINITY 4 | [9 empty] | MHHS-Mem City
NO | NO | [6 empty] | P7500A000183 |  | R047AW1028 | Beds | MHHS-Mem City | [5 empty] | West & Memorial City |  | Beds | [5 empty] | PROGRESSA |  | BEDPATIENTELECTRIC-Hill-Rom-Progressa P7500 |  |  |  |  | BEDPATIENTELECTRIC-Hill-Rom-Progressa P7500 | [9 empty] | MHHS-Mem City
NO | NO | [6 empty] | P7500A000183 |  | R047AW1029 | Beds | MHHS-Mem City | [5 empty] | West & Memorial City |  | Beds | [5 empty] | PROGRESSA |  | BEDPATIENTELECTRIC-Hill-Rom-Progressa P7500 |  |  |  |  | BEDPATIENTELECTRIC-Hill-Rom-Progressa P7500 | [9 empty] | MHHS-Mem City
NO | NO | [6 empty] | P7500A000183 |  | R047AW1030 | Beds | MHHS-Mem City | [5 empty] | West & Memorial City |  | Beds | [5 empty] | PROGRESSA |  | BEDPATIENTELECTRIC-Hill-Rom-Progressa P7500 |  |  |  |  | BEDPATIENTELECTRIC-Hill-Rom-Progressa P7500 | [9 empty] | MHHS-Mem City
NO | NO | [6 empty] | P7500A000183 |  | R047AW1031 | Beds | MHHS-Mem City | [5 empty] | West & Memorial City |  | Beds | [5 empty] | PROGRESSA |  | BEDPATIENTELECTRIC-Hill-Rom-Progressa P7500 |  |  |  |  | BEDPATIENTELECTRIC-Hill-Rom-Progressa P7500 | [9 empty] | MHHS-Mem City
NO | NO | [6 empty] | P7500A000212 |  | Q028AW4636 | Beds | MHHS-Mem City | [5 empty] | West & Memorial City |  | Beds | [5 empty] | PROGRESSA |  | BEDPATIENTELECTRIC-Hill-Rom-Progressa P7500 |  |  |  |  | BEDPATIENTELECTRIC-Hill-Rom-Progressa P7500 | [9 empty] | MHHS-Mem City
NO | NO | [6 empty] | P7500A000212 |  | Q028AW4640 | Beds | MHHS-Mem City | [5 empty] | West & Memorial City |  | Beds | [5 empty] | PROGRESSA |  | BEDPATIENTELECTRIC-Hill-Rom-Progressa P7500 |  |  |  |  | BEDPATIENTELECTRIC-Hill-Rom-Progressa P7500 | [9 empty] | MHHS-Mem City
NO | NO | [6 empty] | P7500A000212 |  | Q028AW4643 | Beds | MHHS-Mem City | [5 empty] | West & Memorial City |  | Beds | [5 empty] | PROGRESSA |  | BEDPATIENTELECTRIC-Hill-Rom-Progressa P7500 |  |  |  |  | BEDPATIENTELECTRIC-Hill-Rom-Progressa P7500 | [9 empty] | MHHS-Mem City
NO | NO | [6 empty] | P7500A000212 |  | Q029AW4657 | Beds | MHHS-Mem City | [5 empty] | West & Memorial City |  | Beds | [5 empty] | PROGRESSA |  | BEDPATIENTELECTRIC-Hill-Rom-Progressa P7500 |  |  |  |  | BEDPATIENTELECTRIC-Hill-Rom-Progressa P7500 | [9 empty] | MHHS-Mem City
NO | NO | [6 empty] | P7500A000212 |  | Q042AW4787 | Beds | MHHS-Mem City | [5 empty] | West & Memorial City |  | Beds | [5 empty] | PROGRESSA |  | BEDPATIENTELECTRIC-Hill-Rom-Progressa P7500 |  |  |  |  | BEDPATIENTELECTRIC-Hill-Rom-Progressa P7500 | [9 empty] | MHHS-Mem City
NO | NO | [6 empty] | P7500A000212 |  | Q030AW4669 | Beds | MHHS-Mem City | [5 empty] | West & Memorial City |  | Beds | [5 empty] | PROGRESSA |  | BEDPATIENTELECTRIC-Hill-Rom-Progressa P7500 |  |  |  |  | BEDPATIENTELECTRIC-Hill-Rom-Progressa P7500 | [9 empty] | MHHS-Mem City
NO | NO | [6 empty] | P7500A000212 |  | Q034AW4699 | Beds | MHHS-Mem City | [5 empty] | West & Memorial City |  | Beds | [5 empty] | PROGRESSA |  | BEDPATIENTELECTRIC-Hill-Rom-Progressa P7500 |  |  |  |  | BEDPATIENTELECTRIC-Hill-Rom-Progressa P7500 | [9 empty] | MHHS-Mem City
NO | NO | [6 empty] | P7500A000212 |  | Q027AW4630 | Beds | MHHS-Mem City | [5 empty] | West & Memorial City |  | Beds | [5 empty] | PROGRESSA |  | BEDPATIENTELECTRIC-Hill-Rom-Progressa P7500 |  |  |  |  | BEDPATIENTELECTRIC-Hill-Rom-Progressa P7500 | [9 empty] | MHHS-Mem City
NO | NO | [6 empty] | P7500A000212 |  | Q028AW4633 | Beds | MHHS-Mem City | [5 empty] | West & Memorial City |  | Beds | [5 empty] | PROGRESSA |  | BEDPATIENTELECTRIC-Hill-Rom-Progressa P7500 |  |  |  |  | BEDPATIENTELECTRIC-Hill-Rom-Progressa P7500 | [9 empty] | MHHS-Mem City
NO | NO | [6 empty] | P7500A000212 |  | Q028AW4634 | Beds | MHHS-Mem City | [5 empty] | West & Memorial City |  | Beds | [5 empty] | PROGRESSA |  | BEDPATIENTELECTRIC-Hill-Rom-Progressa P7500 |  |  |  |  | BEDPATIENTELECTRIC-Hill-Rom-Progressa P7500 | [9 empty] | MHHS-Mem City
NO | NO | [6 empty] | P7500A000212 |  | Q028AW4638 | Beds | MHHS-Mem City | [5 empty] | West & Memorial City |  | Beds | [5 empty] | PROGRESSA |  | BEDPATIENTELECTRIC-Hill-Rom-Progressa P7500 |  |  |  |  | BEDPATIENTELECTRIC-Hill-Rom-Progressa P7500 | [9 empty] | MHHS-Mem City
NO | NO | [6 empty] | P7500A000212 |  | Q028AW4642 | Beds | MHHS-Mem City | [5 empty] | West & Memorial City |  | Beds | [5 empty] | PROGRESSA |  | BEDPATIENTELECTRIC-Hill-Rom-Progressa P7500 |  |  |  |  | BEDPATIENTELECTRIC-Hill-Rom-Progressa P7500 | [9 empty] | MHHS-Mem City
NO | NO | [6 empty] | P7500A000212 |  | Q030AW4671 | Beds | MHHS-Mem City | [5 empty] | West & Memorial City |  | Beds | [5 empty] | PROGRESSA |  | BEDPATIENTELECTRIC-Hill-Rom-Progressa P7500 |  |  |  |  | BEDPATIENTELECTRIC-Hill-Rom-Progressa P7500 | [9 empty] | MHHS-Mem City
NO | NO | [6 empty] | P7500A000212 |  | Q041AW4776 | Beds | MHHS-Mem City | [5 empty] | West & Memorial City |  | Beds | [5 empty] | PROGRESSA |  | BEDPATIENTELECTRIC-Hill-Rom-Progressa P7500 |  |  |  |  | BEDPATIENTELECTRIC-Hill-Rom-Progressa P7500 | [9 empty] | MHHS-Mem City
NO | NO | [6 empty] | P7500A000212 |  | Q041AW4777 | Beds | MHHS-Mem City | [5 empty] | West & Memorial City |  | Beds | [5 empty] | PROGRESSA |  | BEDPATIENTELECTRIC-Hill-Rom-Progressa P7500 |  |  |  |  | BEDPATIENTELECTRIC-Hill-Rom-Progressa P7500 | [9 empty] | MHHS-Mem City
NO | NO | [6 empty] | P7500A000212 |  | Q041AW4779 | Beds | MHHS-Mem City | [5 empty] | West & Memorial City |  | Beds | [5 empty] | PROGRESSA |  | BEDPATIENTELECTRIC-Hill-Rom-Progressa P7500 |  |  |  |  | BEDPATIENTELECTRIC-Hill-Rom-Progressa P7500 | [9 empty] | MHHS-Mem City
NO | NO | [6 empty] | P7500A000212 |  | Q029AW4661 | Beds | MHHS-Mem City | [5 empty] | West & Memorial City |  | Beds | [5 empty] | PROGRESSA |  | BEDPATIENTELECTRIC-Hill-Rom-Progressa P7500 |  |  |  |  | BEDPATIENTELECTRIC-Hill-Rom-Progressa P7500 | [9 empty] | MHHS-Mem City
NO | NO | [6 empty] | P7500A000213 |  | S263AW1582 | Beds | MHHS-Mem City | [5 empty] | West & Memorial City |  | Beds | [5 empty] | PROGRESSA |  | BEDPATIENTELECTRIC-Hill-Rom-Progressa P7500 |  |  |  |  | BEDPATIENTELECTRIC-Hill-Rom-Progressa P7500 | [9 empty] | MHHS-Mem City
NO | NO | [6 empty] | P7500A000213 |  | T168AW6047 | Beds | MHHS-Mem City | [5 empty] | West & Memorial City |  | Beds | [5 empty] | PROGRESSA |  | BEDPATIENTELECTRIC-Hill-Rom-Progressa P7500 |  |  |  |  | BEDPATIENTELECTRIC-Hill-Rom-Progressa P7500 | [9 empty] | MHHS-Mem City
NO | NO | [6 empty] | P7500A000213 |  | T168AW6048 | Beds | MHHS-Mem City | [5 empty] | West & Memorial City |  | Beds | [5 empty] | PROGRESSA |  | BEDPATIENTELECTRIC-Hill-Rom-Progressa P7500 |  |  |  |  | BEDPATIENTELECTRIC-Hill-Rom-Progressa P7500 | [9 empty] | MHHS-Mem City
NO | NO | [6 empty] | P7500A000213 |  | T168AW6049 | Beds | MHHS-Mem City | [5 empty] | West & Memorial City |  | Beds | [5 empty] | PROGRESSA |  | BEDPATIENTELECTRIC-Hill-Rom-Progressa P7500 |  |  |  |  | BEDPATIENTELECTRIC-Hill-Rom-Progressa P7500 | [9 empty] | MHHS-Mem City
NO | NO | [6 empty] | P7500A000213 |  | T168AW6050 | Beds | MHHS-Mem City | [5 empty] | West & Memorial City |  | Beds | [5 empty] | PROGRESSA |  | BEDPATIENTELECTRIC-Hill-Rom-Progressa P7500 |  |  |  |  | BEDPATIENTELECTRIC-Hill-Rom-Progressa P7500 | [9 empty] | MHHS-Mem City
NO | NO | [6 empty] | P7500A000213 |  | T168AW6051 | Beds | MHHS-Mem City | [5 empty] | West & Memorial City |  | Beds | [5 empty] | PROGRESSA |  | BEDPATIENTELECTRIC-Hill-Rom-Progressa P7500 |  |  |  |  | BEDPATIENTELECTRIC-Hill-Rom-Progressa P7500 | [9 empty] | MHHS-Mem City
NO | NO | [6 empty] | P7500A000213 |  | S193AW9931 | Beds | MHHS-Mem City | [5 empty] | West & Memorial City |  | Beds | [5 empty] | PROGRESSA |  | BEDPATIENTELECTRIC-Hill-Rom-Progressa P7500 |  |  |  |  | BEDPATIENTELECTRIC-Hill-Rom-Progressa P7500 | [9 empty] | MHHS-Mem City
NO | NO | [6 empty] | P7500A000213 |  | S193AW9932 | Beds | MHHS-Mem City | [5 empty] | West & Memorial City |  | Beds | [5 empty] | PROGRESSA |  | BEDPATIENTELECTRIC-Hill-Rom-Progressa P7500 |  |  |  |  | BEDPATIENTELECTRIC-Hill-Rom-Progressa P7500 | [9 empty] | MHHS-Mem City
NO | NO | [6 empty] | P7500A000289 |  | R040AW0919 | Beds | MHHS-Mem City | [5 empty] | West & Memorial City |  | Beds | [5 empty] | PROGRESSA |  | BEDPATIENTELECTRIC-Hill-Rom-Progressa P7500 |  |  |  |  | BEDPATIENTELECTRIC-Hill-Rom-Progressa P7500 | [9 empty] | MHHS-Mem City
NO | NO | [6 empty] | P7500A000289 |  | R041AW0920 | Beds | MHHS-Mem City | [5 empty] | West & Memorial City |  | Beds | [5 empty] | PROGRESSA |  | BEDPATIENTELECTRIC-Hill-Rom-Progressa P7500 |  |  |  |  | BEDPATIENTELECTRIC-Hill-Rom-Progressa P7500 | [9 empty] | MHHS-Mem City
NO | NO | [6 empty] | P7500A000289 |  | R041AW0921 | Beds | MHHS-Mem City | [5 empty] | West & Memorial City |  | Beds | [5 empty] | PROGRESSA |  | BEDPATIENTELECTRIC-Hill-Rom-Progressa P7500 |  |  |  |  | BEDPATIENTELECTRIC-Hill-Rom-Progressa P7500 | [9 empty] | MHHS-Mem City
NO | NO | [6 empty] | P7500A000289 |  | R041AW0922 | Beds | MHHS-Mem City | [5 empty] | West & Memorial City |  | Beds | [5 empty] | PROGRESSA |  | BEDPATIENTELECTRIC-Hill-Rom-Progressa P7500 |  |  |  |  | BEDPATIENTELECTRIC-Hill-Rom-Progressa P7500 | [9 empty] | MHHS-Mem City
NO | NO | [6 empty] | P7500A000289 |  | R041AW0927 | Beds | MHHS-Mem City | [5 empty] | West & Memorial City |  | Beds | [5 empty] | PROGRESSA |  | BEDPATIENTELECTRIC-Hill-Rom-Progressa P7500 |  |  |  |  | BEDPATIENTELECTRIC-Hill-Rom-Progressa P7500 | [9 empty] | MHHS-Mem City
NO | NO | [6 empty] | P7500A000289 |  | R041AW0937 | Beds | MHHS-Mem City | [5 empty] | West & Memorial City |  | Beds | [5 empty] | PROGRESSA |  | BEDPATIENTELECTRIC-Hill-Rom-Progressa P7500 |  |  |  |  | BEDPATIENTELECTRIC-Hill-Rom-Progressa P7500 | [9 empty] | MHHS-Mem City
NO | NO | [6 empty] | P7500A000289 |  | R043AW0990 | Beds | MHHS-Mem City | [5 empty] | West & Memorial City |  | Beds | [5 empty] | PROGRESSA |  | BEDPATIENTELECTRIC-Hill-Rom-Progressa P7500 |  |  |  |  | BEDPATIENTELECTRIC-Hill-Rom-Progressa P7500 | [9 empty] | MHHS-Mem City
NO | NO | [6 empty] | P7500A000289 |  | R047AW1046 | Beds | MHHS-Mem City | [5 empty] | West & Memorial City |  | Beds | [5 empty] | PROGRESSA |  | BEDPATIENTELECTRIC-Hill-Rom-Progressa P7500 |  |  |  |  | BEDPATIENTELECTRIC-Hill-Rom-Progressa P7500 | [9 empty] | MHHS-Mem City
NO | NO | [6 empty] | P7500A000289 |  | R047AW1051 | Beds | MHHS-Mem City | [5 empty] | West & Memorial City |  | Beds | [5 empty] | PROGRESSA |  | BEDPATIENTELECTRIC-Hill-Rom-Progressa P7500 |  |  |  |  | BEDPATIENTELECTRIC-Hill-Rom-Progressa P7500 | [9 empty] | MHHS-Mem City
NO | NO | [6 empty] | P7500A000289 |  | R048AW1055 | Beds | MHHS-Mem City | [5 empty] | West & Memorial City |  | Beds | [5 empty] | PROGRESSA |  | BEDPATIENTELECTRIC-Hill-Rom-Progressa P7500 |  |  |  |  | BEDPATIENTELECTRIC-Hill-Rom-Progressa P7500 | [9 empty] | MHHS-Mem City
NO | NO | [6 empty] | P7500A000289 |  | R048AW1058 | Beds | MHHS-Mem City | [5 empty] | West & Memorial City |  | Beds | [5 empty] | PROGRESSA |  | BEDPATIENTELECTRIC-Hill-Rom-Progressa P7500 |  |  |  |  | BEDPATIENTELECTRIC-Hill-Rom-Progressa P7500 | [9 empty] | MHHS-Mem City
NO | NO | [6 empty] | P7500A000289 |  | R048AW1060 | Beds | MHHS-Mem City | [5 empty] | West & Memorial City |  | Beds | [5 empty] | PROGRESSA |  | BEDPATIENTELECTRIC-Hill-Rom-Progressa P7500 |  |  |  |  | BEDPATIENTELECTRIC-Hill-Rom-Progressa P7500 | [9 empty] | MHHS-Mem City
NO | NO | [6 empty] | P7500A000289 |  | R049AW1108 | Beds | MHHS-Mem City | [5 empty] | West & Memorial City |  | Beds | [5 empty] | PROGRESSA |  | BEDPATIENTELECTRIC-Hill-Rom-Progressa P7500 |  |  |  |  | BEDPATIENTELECTRIC-Hill-Rom-Progressa P7500 | [9 empty] | MHHS-Mem City
NO | NO | [6 empty] | P7500A000289 |  | R048AW1053 | Beds | MHHS-Mem City | [5 empty] | West & Memorial City |  | Beds | [5 empty] | PROGRESSA |  | BEDPATIENTELECTRIC-Hill-Rom-Progressa P7500 |  |  |  |  | BEDPATIENTELECTRIC-Hill-Rom-Progressa P7500 | [9 empty] | MHHS-Mem City
NO | NO | [6 empty] | P7500A000289 |  | R049AW1099 | Beds | MHHS-Mem City | [5 empty] | West & Memorial City |  | Beds | [5 empty] | PROGRESSA |  | BEDPATIENTELECTRIC-Hill-Rom-Progressa P7500 |  |  |  |  | BEDPATIENTELECTRIC-Hill-Rom-Progressa P7500 | [9 empty] | MHHS-Mem City
NO | NO |  |  |  | 013-35182 |  |  | REPEX |  | 2012-007 | SMR - (TMC) - GREENWAY PLAZA | MHHS-SMR |  |  |  | 013-35182 |  | TMC |  | SMR - (TMC) - GREENWAY PLAZA | [5 empty] | TABLES, EXAMINATION/TREATMENT |  | .needs class | [13 empty] | Covered PM Repair - Biomedical | MHHS-SMR
YES | YES |  |  |  | 013-36340 | 013-36340 |  | Therabath |  |  | SMR - (SL) - WILLIAMS TRACE |  |  |  |  | 013-36340 | 013-36340 | Sugar Land | Memorial Hermann Sports Medicine | SMR - (SL) - WILLIAMS TRACE
YES | YES |  |  |  | E15057 | E15057 |  | Tissue lamp |  |  | SW - Histology |  |  |  |  | E15057 | E15057 | Southwest | Memorial Hermann Diagnostic Laboratory - Southwest Medical Plaza 1 (#756) | SW - Histology | Lab
YES | YES |  |  |  | 099-04814 | 099-04814 |  | Tm-902c |  |  | Lab |  |  |  |  | 099-04814 | 099-04814 | Pearland | Memorial Hermann Pearland Hospital | Lab | Specimen processing | 3/1/20 | 3/1/20
NO | NO |  |  |  | 000-03605 |  |  | Unknown |  | NO S/N | SMR - (SE) - ALVIN | MHHS-SMR |  |  |  | 000-03605 |  | Southeast & Bay Area |  | SMR - (SE) - ALVIN | [5 empty] | EXERCISERS |  | .needs class |  |  |  |  | .needs class | [8 empty] | Covered PM Repair - Biomedical | MHHS-SMR
NO | NO | [6 empty] | UNKNOWN |  |  | SW - RADIOLOGY | MHHS-Southwest | [5 empty] | Southwest |  | SW - RADIOLOGY | [5 empty] | VIEW BOXES, X-RAY |  | .needs class |  |  |  |  | .needs class | [8 empty] | Covered PM Repair - Biomedical | MHHS-Southwest
YES | YES |  |  |  | 099-09251 | 099-09251 |  | Vacuum unit |  | GFFH22445 | PACU |  |  |  |  | 099-09251 | 099-09251 | Southeast | Memorial Hermann Southeast Hospital | PACU |  | 4/1/20 |  | 4/1/20
YES | YES | [5 empty] | Siemens | Clinitek Status |  |  | Clinical Laboratory | [6 empty] | West | Memorial Hermann Memorial City Medical Center | Clinical Laboratory | Work Station #1 (Right) Inside Door
YES | YES | [5 empty] | (null) | (null) |  |  | (null) | [8 empty] | (null)
NO | YES | Asset Tag 929-01399 |  |  | 929-01399 | 929-01399 | (null) | (null) | [7 empty] | 929-01399 | 929-01399 | [18 empty] | (null)
YES | YES | Asset Tag 099-03541 |  |  | 099-03541 | 099-03541 | (null) | (null) | [7 empty] | 099-03541 | 099-03541 | [18 empty] | (null)
NO | YES | Asset Tag 069-21668 |  |  | 069-21668 |  | (null) | (null) |  | (null) | (null) |  |  |  |  | 069-21668 |  | (null) | (null) | (null) | (null) | (null) | (null) | (null) | (null) | (null)
YES | YES |  |  |  | 029-13453 | 029-13453 | 10x Genomics | PISA |  | PSAY07924 | Neuroscience |  |  |  |  | 029-13453 | 029-13453 | Woodlands | Memorial Herman Herman Hospital Woodland | Neuroscience | E456 | [6 empty] | REGULATORVACUUM-Ohio Medical-PISA
YES | YES |  |  |  | 129-31368 | 129-31368 | 1byone Products Inc. | Kitchen Scale |  |  | SUGAR LAND - PEDI IMU |  |  |  |  | 129-31368 | 129-31368 | Sugar Land | Memorial Hermann Sugar Land Hospital | SUGAR LAND - PEDI IMU | Suite 521
YES | YES |  |  |  |  | 005-02762 | 20/20 Medical Systems | LogiQ book |  | 04850WX4 | Radiology | [5 empty] | 005-02762 | Southeast | Memorial Hermann Southeast Hospital | Radiology | Equipment room |  |  |  | Sys id. LB04850
YES | YES |  |  |  | 029-13455 | 029-13455 | 20/20 Medical Systems | P1SA |  | PSAY07934 | Neuroscience |  |  |  |  | 029-13455 | 029-13455 | Woodlands | Memorial Herman Hospital woodlands | Neuroscience | E453
NO | NO |  |  |  | 029-06426 |  | 3COM | 3C17304A |  | 0201LGZV90LE878AO | WOODLANDS - TELEMETRY | MHHS-Woodlands |  |  |  | 029-06426 |  | Woodlands |  | WOODLANDS - TELEMETRY | [5 empty] | NETWORK SERVERS |  | .needs class |  |  |  |  | .needs class | 3COM | [7 empty] | Covered PM Repair - Radiology, Low End | MHHS-Woodlands
YES | YES |  |  |  | 099-03053 | 099-03053 | 3M |  |  |  | KATY - OR |  |  |  |  | 099-03053 | 099-03053 | Katy | Memorial Hermann Katy Hospital | KATY - OR | C SECTION OR1
YES | YES | Serial Number 9223372036854780000 |  |  | 099-02240 | 099-02240 | 3M |  |  |  | 2nd floor |  |  |  |  | 099-02240 | 099-02240 | Katy | Katy | 2nd floor | Ambulatory | 2/1/20 |  |  | No pm
YES | YES |  |  |  | 013-36510 | 013-36510 | 3M | Bair Hugger 775 |  |  | ICU |  |  |  |  | 013-36510 | 013-36510 | Southwest | Memorial Hermann Southwest Hospital | ICU | ICU54 ante
YES | YES | Serial Number 9223372036854780000 |  |  | 099-03028 | 099-03028 | 3M | Ranger 245 |  |  | KATY - OR |  |  |  |  | 099-03028 | 099-03028 | Katy | Memorial Hermann Katy Hospital | KATY - OR | OR | 11/1/20 | 5/1/20 |  |  |  | Warmer, Blood/Fluid | WARMERBLOODFLUID-3M-Ranger 245 | [12 empty] | WBF-SA | [9 empty] | Warmer, Blood/Fluid | WARMERBLOODFLUID | Warmer, Blood/Fluid | 3M
YES | YES |  |  |  | 099-03030 | 099-03030 | 3M | Ranger 245 |  | 0100707387781491111703272168318p | KATY - OR |  |  |  |  | 099-03030 | 099-03030 | Katy | Memorial Hermann Katy Hospital | KATY - OR | OR | 11/1/19 | 5/1/20 |  |  |  | Warmer, Blood/Fluid | WARMERBLOODFLUID-3M-Ranger 245 | [12 empty] | WBF-SA | [9 empty] | Warmer, Blood/Fluid | WARMERBLOODFLUID | Warmer, Blood/Fluid | 3M
YES | YES | Serial Number 9223372036854780000 |  |  | 099-03031 | 099-03031 | 3M | Ranger 245 |  |  | KATY - OR |  |  |  |  | 099-03031 | 099-03031 | Katy | Memorial Hermann Katy Hospital | KATY - OR | OR | 10/1/20 | 4/1/20 |  |  |  | Warmer, Blood/Fluid | WARMERBLOODFLUID-3M-Ranger 245 | [12 empty] | WBF-SA | [9 empty] | Warmer, Blood/Fluid | WARMERBLOODFLUID | Warmer, Blood/Fluid | 3M
YES | YES | Serial Number 9223372036854780000 |  |  | 099-03032 | 099-03032 | 3M | Ranger 245 |  |  | KATY - OR |  |  |  |  | 099-03032 | 099-03032 | Katy | Memorial Hermann Katy Hospital | KATY - OR | OR | 12/1/19 | 6/1/20 |  |  |  | Warmer, Blood/Fluid | WARMERBLOODFLUID-3M-Ranger 245 | [12 empty] | WBF-SA | [9 empty] | Warmer, Blood/Fluid | WARMERBLOODFLUID | Warmer, Blood/Fluid | 3M
NO | YES |  |  |  | 099-03289 | 099-03289 | 3M | Ranger 245 |  |  | Katy-OR |  |  |  |  | 099-03289 | 099-03289 | Katy | MHHS-Katy | Katy-OR | OR1 | 11/1/19 | 5/1/20 |  |  |  | Warmer, Blood/Fluid | WARMERBLOODFLUID-3M-Ranger 245 | [12 empty] | WBF-SA | [9 empty] | Warmer, Blood/Fluid | WARMERBLOODFLUID | Warmer, Blood/Fluid | 3M
NO | YES |  |  |  | 099-03056 | 099-03056 | 3M | Ranger 245 |  |  | Katy-OR |  |  |  |  | 099-03056 | 099-03056 | Katy | MHHS-Katy | Katy-OR | C SECTION OR1 | 1/1/20 | 7/1/20 |  |  |  | Warmer, Blood/Fluid | WARMERBLOODFLUID-3M-Ranger 245 | [12 empty] | WBF-SA | [9 empty] | Warmer, Blood/Fluid | WARMERBLOODFLUID | Warmer, Blood/Fluid | 3M
YES | YES | Serial Number 9223372036854780000 |  |  | 099-04382 | 099-04382 | 3M | Ranger 245 |  |  | KATY - Cath Lab |  |  |  |  | 099-04382 | 099-04382 | Katy | Memorial Hermann Katy Hospital | KATY - Cath Lab | Recovery | [5 empty] | Warmer, Blood/Fluid | WARMERBLOODFLUID-3M-Ranger 245 | [12 empty] | WBF-SA | [9 empty] | Warmer, Blood/Fluid | WARMERBLOODFLUID | Warmer, Blood/Fluid | 3M
NO | YES |  |  |  | 129-07887 | 129-07887 | 3M | Ranger 245 |  |  | Surgery |  |  |  |  | 129-07887 | 129-07887 | Sugar Land | Memorial Hermann Sugar Land Hospital | Surgery | Surgery | 2/1/20 |  | 2/1/21 |  |  | Warmer, Blood/Fluid | WARMERBLOODFLUID-3M-Ranger 245 | [12 empty] | WBF-SA | [9 empty] | Warmer, Blood/Fluid | WARMERBLOODFLUID | Warmer, Blood/Fluid | 3M
YES | YES |  |  |  | 005-33054 | 005-33054 | 3M | Ranger 245 |  |  | Biomed shop |  |  |  |  | 005-33054 | 005-33054 | Woodlands | MH woodland | Biomed shop | [6 empty] | Warmer, Blood/Fluid | WARMERBLOODFLUID-3M-Ranger 245 | [12 empty] | WBF-SA | [9 empty] | Warmer, Blood/Fluid | WARMERBLOODFLUID | Warmer, Blood/Fluid | 3M
YES | YES |  |  |  | 005-33055 | 005-33055 | 3M | Ranger 245 | [7 empty] | 005-33055 | 005-33055 | Woodlands | MH woodland |  | Biomed shop | [5 empty] | Warmer, Blood/Fluid | WARMERBLOODFLUID-3M-Ranger 245 | [12 empty] | WBF-SA | [9 empty] | Warmer, Blood/Fluid | WARMERBLOODFLUID | Warmer, Blood/Fluid | 3M
YES | YES |  |  |  | 009-34739 | 009-34739 | 3M | Ranger 245 |  |  | GH - OR |  |  |  |  | 009-34739 | 009-34739 | Central | Memorial Hermann Greater Heights Hospital | GH - OR | GH - OR | 12/1/19 |  | 12/1/20 |  |  | Warmer, Blood/Fluid | WARMERBLOODFLUID-3M-Ranger 245 | [12 empty] | WBF-SA | [9 empty] | Warmer, Blood/Fluid | WARMERBLOODFLUID | Warmer, Blood/Fluid | 3M
NO | YES | Asset Tag 013-13817 |  |  | 013-13817 | 013-13817 | 3M | Ranger 245 |  |  | SW-OR |  |  |  |  | 013-13817 | 013-13817 | Southwest | MHHS-Southwest | SW-OR | OR5 | 2/1/20 |  | 8/1/20 |  |  | Warmer, Blood/Fluid | WARMERBLOODFLUID-3M-Ranger 245 | [12 empty] | WBF-SA | [9 empty] | Warmer, Blood/Fluid | WARMERBLOODFLUID | Warmer, Blood/Fluid | 3M
NO | YES | Serial Number 9223372036854780000 |  |  | 013-37611 | 013-37611 | 3M | Ranger 24500 |  |  | SW-OR |  |  |  |  | 013-37611 | 013-37611 | Southwest | MHHS-Southwest | SW-OR | OR | 2/1/20 |  | 8/1/20
YES | YES | [5 empty] | 3M | SpotOn Temperature Monitoring System |  |  | Memorial City - Pre-OP | [6 empty] | West | Memorial Hermann Memorial City Medical Center | Memorial City - Pre-OP | Memorial City - Pre-OP Nurses Station |  |  |  | No pm sticker
YES | YES | [5 empty] | 3M Healrh Care | 3M SpotOn Temperature Monitoring System |  |  | MEMORIAL CITY - MHT - JHC OR | [6 empty] | West | West | MEMORIAL CITY - MHT - JHC OR | MH11: 504 OR11
YES | YES | [5 empty] | 3M Healrh Care | 3M SpotOn Temperature Monitoring System |  |  | MEMORIAL CITY - MHT - JHC PACU | [6 empty] | West | West | MEMORIAL CITY - MHT - JHC PACU | MH11:504 OR4
NO | YES |  |  |  | 013-04187 | 013-04187 | 3M Health Care |  |  |  | SW-HVI-OR | MHHS-Southwest |  | Thermia Unit, Hypo-Hyper |  | 013-04187 | 013-04187 | Southwest | MHHS-Southwest | SW-HVI-OR | SW-HVI-OR | 9/1/19 |  | 9/1/20 |  | WARMING/COOLING UNITS, PATIENT | Thermia Unit, Hypo-Hyper | THERMIAUNITHYPOHYPER-Terumo-11160 | THERMIAUNITHYPOHYPER |  |  |  |  | Terumo | Thermia Unit, Hypo-Hyper |  |  | THERMIAUNITHYPOHYPER-Terumo-11160 |  |  | TUHH-A | Covered PM Repair - Biomedical | MHHS-Southwest | [8 empty] | THERMIAUNITHYPOHYPER | Thermia Unit, Hypo-Hyper | Terumo
NO | YES |  |  |  | 013-04188 | 013-04188 | 3M Health Care |  |  |  | SW-HVI-OR | MHHS-Southwest |  | Thermia Unit, Hypo-Hyper |  | 013-04188 | 013-04188 | Southwest | MHHS-Southwest | SW-HVI-OR | HVI OR | 4/1/19 |  |  |  | WARMING/COOLING UNITS, PATIENT | Thermia Unit, Hypo-Hyper | THERMIAUNITHYPOHYPER-Terumo-11160 | THERMIAUNITHYPOHYPER |  |  |  |  | Terumo | Thermia Unit, Hypo-Hyper |  |  | THERMIAUNITHYPOHYPER-Terumo-11160 |  |  | TUHH-A | Covered PM Repair - Biomedical | MHHS-Southwest | [8 empty] | THERMIAUNITHYPOHYPER | Thermia Unit, Hypo-Hyper | Terumo
NO | YES |  |  |  | 013-14210 | 013-14210 | 3M Health Care |  |  |  | SW-HVI-OR | MHHS-Southwest |  | Thermia Unit, Hypo-Hyper |  | 013-14210 | 013-14210 | Southwest | MHHS-Southwest | SW-HVI-OR | CVOR3 | 5/1/19 |  | 11/1/19 |  | WARMING/COOLING UNITS, PATIENT | Thermia Unit, Hypo-Hyper | THERMIAUNITHYPOHYPER-Terumo-11160 | THERMIAUNITHYPOHYPER |  |  |  |  | Terumo | Thermia Unit, Hypo-Hyper |  |  | THERMIAUNITHYPOHYPER-Terumo-11160 |  |  | TUHH-A | Covered PM Repair - Biomedical | MHHS-Southwest | [8 empty] | THERMIAUNITHYPOHYPER | Thermia Unit, Hypo-Hyper | Terumo
NO | YES |  |  |  | 013-14211 | 013-14211 | 3M Health Care |  |  |  | SW-HVI-OR | MHHS-Southwest |  | Thermia Unit, Hypo-Hyper |  | 013-14211 | 013-14211 | Southwest | MHHS-Southwest | SW-HVI-OR | CVOR2 | 4/1/19 |  | 4/1/20 |  | WARMING/COOLING UNITS, PATIENT | Thermia Unit, Hypo-Hyper | THERMIAUNITHYPOHYPER-Terumo-11160 | THERMIAUNITHYPOHYPER |  |  |  |  | Terumo | Thermia Unit, Hypo-Hyper |  |  | THERMIAUNITHYPOHYPER-Terumo-11160 |  |  | TUHH-A | Covered PM Repair - Biomedical | MHHS-Southwest | [8 empty] | THERMIAUNITHYPOHYPER | Thermia Unit, Hypo-Hyper | Terumo
NO | YES |  |  |  | 013-14213 | 013-14213 | 3M Health Care |  |  |  | SW-HVI-OR | MHHS-Southwest |  | Thermia Unit, Hypo-Hyper |  | 013-14213 | 013-14213 | Southwest | MHHS-Southwest | SW-HVI-OR | CVOR2 | 5/1/19 |  | 5/1/20 |  | WARMING/COOLING UNITS, PATIENT | Thermia Unit, Hypo-Hyper | THERMIAUNITHYPOHYPER-Terumo-11160 | THERMIAUNITHYPOHYPER |  |  |  |  | Terumo | Thermia Unit, Hypo-Hyper |  |  | THERMIAUNITHYPOHYPER-Terumo-11160 |  |  | TUHH-A | Covered PM Repair - Biomedical | MHHS-Southwest | [8 empty] | THERMIAUNITHYPOHYPER | Thermia Unit, Hypo-Hyper | Terumo
NO | YES |  |  |  | 099-04908 | 099-04908 | 3M Health Care |  |  |  | Katy-Cath Lab |  |  |  |  | 099-04908 | 099-04908 | Katy | MHHS-Katy | Katy-Cath Lab | Cath lab 1 | 12/1/19 | 6/1/20 |  |  |  | Warmer, Blood/Fluid | WARMERBLOODFLUID-3M-Ranger 245 | [12 empty] | WBF-SA | [10 empty] | WARMERBLOODFLUID | Warmer, Blood/Fluid | 3M
NO | YES |  |  |  | 099-04907 | 099-04907 | 3M Health Care |  |  |  | Katy-Cath Lab |  |  |  |  | 099-04907 | 099-04907 | Katy | MHHS-Katy | Katy-Cath Lab | Cath lab 1 | 10/1/19 | 4/1/20 |  |  |  | Warmer, Blood/Fluid | WARMERBLOODFLUID-3M-Ranger 245 | [12 empty] | WBF-SA | [10 empty] | WARMERBLOODFLUID | Warmer, Blood/Fluid | 3M
NO | YES |  |  |  | 099-04906 | 099-04906 | 3M Health Care |  |  |  | Katy-Cath Lab |  |  |  |  | 099-04906 | 099-04906 | Katy | MHHS-Katy | Katy-Cath Lab | Cath lab 1 | 9/1/19 | 3/1/20 |  |  |  | Warmer, Blood/Fluid | WARMERBLOODFLUID-3M-Ranger 245 | [12 empty] | WBF-SA | [10 empty] | WARMERBLOODFLUID | Warmer, Blood/Fluid | 3M
NO | YES |  |  |  |  | 142-05999 | 3M Health Care | 245: 3M RANGER BLOOD AND FLUID WARMING UNIT |  |  | NE-Cath Lab | MHHS-Northeast |  |  |  |  | 142-05999 | Katy | MHHS-Northeast | NE-Cath Lab | OR Storage | 11/1/18 |  |  |  | WARMING UNITS, BLOOD/INTRAVENOUS SOLUTION | Warmer, Blood/Fluid | WARMERBLOODFLUID-3M-Ranger 245 |  |  |  |  | WARMERBLOODFLUID-3M-Ranger 245 | [7 empty] | WBF-SA | Covered PM Repair - Biomedical | MHHS-Northeast | [8 empty] | WARMERBLOODFLUID | Warmer, Blood/Fluid | 3M
NO | YES |  |  |  | 013-38912 | 013-38912 | 3M Health Care | 245: 3M RANGER BLOOD AND FLUID WARMING UNIT |  |  | SW-OR | MHHS-Southwest |  |  |  | 013-38912 | 013-38912 | Southwest | MHHS-Southwest | SW-OR | OR | 8/1/19 |  | 8/1/20 |  | WARMING UNITS, BLOOD/INTRAVENOUS SOLUTION | Warmer, Blood/Fluid | WARMERBLOODFLUID-3M-Ranger 245 |  |  |  |  | WARMERBLOODFLUID-3M-Ranger 245 | [7 empty] | WBF-SA | Covered PM Repair - Biomedical | MHHS-Southwest | [8 empty] | WARMERBLOODFLUID | Warmer, Blood/Fluid | 3M
NO | YES |  |  |  | 013-38913 | 013-38913 | 3M Health Care | 245: 3M RANGER BLOOD AND FLUID WARMING UNIT |  |  | SW-Labor | MHHS-Southwest |  |  |  | 013-38913 | 013-38913 | Southwest | MHHS-Southwest | SW-Labor | Delivery Room 3 |  |  |  |  | WARMING UNITS, BLOOD/INTRAVENOUS SOLUTION | Warmer, Blood/Fluid | WARMERBLOODFLUID-3M-Ranger 245 |  |  |  |  | WARMERBLOODFLUID-3M-Ranger 245 | [7 empty] | WBF-SA | Covered PM Repair - Biomedical | MHHS-Southwest | [8 empty] | WARMERBLOODFLUID | Warmer, Blood/Fluid | 3M
NO | YES |  |  |  | 013-39082 | 013-39082 | 3M Health Care | 245: 3M RANGER BLOOD AND FLUID WARMING UNIT |  |  | SW-OR | MHHS-Southwest |  |  |  | 013-39082 | 013-39082 | Southwest | MHHS-Southwest | SW-OR | OR 1 | 2/1/20 |  | 8/1/20 |  | WARMING UNITS, BLOOD/INTRAVENOUS SOLUTION | Warmer, Blood/Fluid | WARMERBLOODFLUID-3M-Ranger 245 |  |  |  |  | WARMERBLOODFLUID-3M-Ranger 245 | [7 empty] | WBF-SA | Covered PM Repair - Biomedical | MHHS-Southwest | [8 empty] | WARMERBLOODFLUID | Warmer, Blood/Fluid | 3M
NO | YES |  |  |  | 129-05827 | 129-05827 | 3M Health Care | 245: 3M RANGER BLOOD AND FLUID WARMING UNIT |  |  | Sugar Land-OR | MHHS-Sugarland |  |  |  | 129-05827 | 129-05827 | Sugar Land | MHHS-Sugarland | Sugar Land-OR |  | 8/1/19 | 8/1/20 |  |  | WARMING UNITS, BLOOD/INTRAVENOUS SOLUTION | Warmer, Blood/Fluid | WARMERBLOODFLUID-3M-Ranger 245 |  |  |  |  | WARMERBLOODFLUID-3M-Ranger 245 | [7 empty] | WBF-SA | Covered PM Repair - Biomedical | MHHS-Sugarland | [8 empty] | WARMERBLOODFLUID | Warmer, Blood/Fluid | 3M
NO | YES |  |  |  | 129-05828 | 129-05828 | 3M Health Care | 245: 3M RANGER BLOOD AND FLUID WARMING UNIT |  |  | Sugar Land-OR | MHHS-Sugarland |  |  |  | 129-05828 | 129-05828 | Sugar Land | MHHS-Sugarland | Sugar Land-OR | OR 4 | 2/1/20 | 8/1/20 |  |  | WARMING UNITS, BLOOD/INTRAVENOUS SOLUTION | Warmer, Blood/Fluid | WARMERBLOODFLUID-3M-Ranger 245 |  |  |  |  | WARMERBLOODFLUID-3M-Ranger 245 | [7 empty] | WBF-SA | Covered PM Repair - Biomedical | MHHS-Sugarland | [8 empty] | WARMERBLOODFLUID | Warmer, Blood/Fluid | 3M
NO | YES |  |  |  | 129-05830 | 129-05830 | 3M Health Care | 245: 3M RANGER BLOOD AND FLUID WARMING UNIT |  |  | Sugar Land-OR | MHHS-Sugarland |  |  |  | 129-05830 | 129-05830 | Sugar Land | MHHS-Sugarland | Sugar Land-OR | OR | 7/1/19 |  | 7/1/20 |  | WARMING UNITS, BLOOD/INTRAVENOUS SOLUTION | Warmer, Blood/Fluid | WARMERBLOODFLUID-3M-Ranger 245 |  |  |  |  | WARMERBLOODFLUID-3M-Ranger 245 | [7 empty] | WBF-SA | Covered PM Repair - Biomedical | MHHS-Sugarland | [8 empty] | WARMERBLOODFLUID | Warmer, Blood/Fluid | 3M
NO | YES |  |  |  | 129-05864 | 129-05864 | 3M Health Care | 245: 3M RANGER BLOOD AND FLUID WARMING UNIT |  |  | Sugar Land-OR | MHHS-Sugarland |  |  |  | 129-05864 | 129-05864 | Sugar Land | MHHS-Sugarland | Sugar Land-OR | OR 2 | 2/1/20 |  | 2/1/21 |  | WARMING UNITS, BLOOD/INTRAVENOUS SOLUTION | Warmer, Blood/Fluid | WARMERBLOODFLUID-3M-Ranger 245 |  |  |  |  | WARMERBLOODFLUID-3M-Ranger 245 | [7 empty] | WBF-SA | Covered PM Repair - Biomedical | MHHS-Sugarland | [8 empty] | WARMERBLOODFLUID | Warmer, Blood/Fluid | 3M
NO | YES |  |  |  | 129-07434 | 129-07434 | 3M Health Care | 245: 3M RANGER BLOOD AND FLUID WARMING UNIT |  |  | Sugar Land-OR | MHHS-Sugarland |  |  |  | 129-07434 | 129-07434 | Sugar Land | MHHS-Sugarland | Sugar Land-OR | OR 7 | 7/1/19 |  |  |  | WARMING UNITS, BLOOD/INTRAVENOUS SOLUTION | Warmer, Blood/Fluid | WARMERBLOODFLUID-3M-Ranger 245 |  |  |  |  | WARMERBLOODFLUID-3M-Ranger 245 | [7 empty] | WBF-SA | Covered PM Repair - Biomedical | MHHS-Sugarland | [8 empty] | WARMERBLOODFLUID | Warmer, Blood/Fluid | 3M
NO | YES |  |  |  | 129-07881 | 129-07881 | 3M Health Care | 245: 3M RANGER BLOOD AND FLUID WARMING UNIT |  |  | Sugar Land-OR | MHHS-Sugarland |  |  |  | 129-07881 | 129-07881 | Sugar Land | MHHS-Sugarland | Sugar Land-OR | OR 1 | 2/1/20 |  | 8/1/20 |  | WARMING UNITS, BLOOD/INTRAVENOUS SOLUTION | Warmer, Blood/Fluid | WARMERBLOODFLUID-3M-Ranger 245 |  |  |  |  | WARMERBLOODFLUID-3M-Ranger 245 | [7 empty] | WBF-SA | Covered PM Repair - Biomedical | MHHS-Sugarland | [8 empty] | WARMERBLOODFLUID | Warmer, Blood/Fluid | 3M
NO | NO |  |  |  | 017-00288 |  | 3M Health Care | ATTEST 116 |  |  | MH MG - (SL) - PHYSICIANS AT SUGAR CREEK | MHHS-MG |  | Sterilization Process Indicator |  | 017-00288 |  | Sugar Land |  | MH MG - (SL) - PHYSICIANS AT SUGAR CREEK | [5 empty] | INCUBATORS, LABORATORY, THERMOCYCLING |  | STERIND-3M-Attest 116 | STERIND | Attest 116 |  |  |  | 3M | Sterilization Process Indicator |  |  | STERIND-3M-Attest 116 |  |  |  | Covered PM Repair - Biomedical | MHHS-MG
NO | NO |  |  |  | 069-37570 |  | 3M Health Care | ATTEST 116 |  |  | MH MG - (TMC) - VANGUARD UROLOGY (STE 2300) | MHHS-MG |  | Sterilization Process Indicator |  | 069-37570 |  | TMC |  | MH MG - (TMC) - VANGUARD UROLOGY (STE 2300) | [5 empty] | INCUBATORS, LABORATORY, THERMOCYCLING |  | STERIND-3M-Attest 116 | STERIND | Attest 116 |  |  |  | 3M | Sterilization Process Indicator |  |  | STERIND-3M-Attest 116 |  |  |  | Covered PM Repair - Biomedical | MHHS-MG
NO | NO | [5 empty] | 3M Health Care | BAIR HUGGER 37000 |  |  | TMC - JONES - NEURO ICU (7J) | MHHS-TMC | [5 empty] | TMC |  | TMC - JONES - NEURO ICU (7J) | [5 empty] | PHYSIOLOGIC MONITOR MODULES, TEMPERATURE |  | .needs class |  |  |  |  | .needs class | [8 empty] | No Coverage Specified | MHHS-TMC
NO | NO | [5 empty] | 3M Health Care | BAIR HUGGER 37000 |  |  | TMC - MHTMC - NON HOSPITAL-OWNED | MHHS-TMC | [5 empty] | TMC |  | TMC - MHTMC - NON HOSPITAL-OWNED | [5 empty] | PHYSIOLOGIC MONITOR MODULES, TEMPERATURE |  | .needs class |  |  |  |  | .needs class | [8 empty] | No Coverage Specified | MHHS-TMC
NO | NO | [5 empty] | 3M Health Care | BAIR HUGGER 37000 |  |  | TMC - MHTMC - NON HOSPITAL-OWNED | MHHS-TMC | [5 empty] | TMC |  | TMC - MHTMC - NON HOSPITAL-OWNED | [5 empty] | PHYSIOLOGIC MONITOR MODULES, TEMPERATURE |  | .needs class |  |  |  |  | .needs class | [8 empty] | No Coverage Specified | MHHS-TMC
NO | NO | [5 empty] | 3M Health Care | BAIR HUGGER 37000 |  |  | TMC - MHTMC - NON HOSPITAL-OWNED | MHHS-TMC | [5 empty] | TMC |  | TMC - MHTMC - NON HOSPITAL-OWNED | [5 empty] | PHYSIOLOGIC MONITOR MODULES, TEMPERATURE |  | .needs class |  |  |  |  | .needs class | [8 empty] | No Coverage Specified | MHHS-TMC
NO | NO | [5 empty] | 3M Health Care | BAIR HUGGER 775 |  |  | SW - OR | MHHS-Southwest |  | Warmer, Patient |  |  |  | Southwest |  | SW - OR | [5 empty] | WARMING/COOLING UNITS, PATIENT |  | WARMERPATIENT-Arizant-Bair Hugger-775 | WARMERPATIENT | Bair Hugger-775 |  |  |  | Arizant | Warmer, Patient |  |  | WARMERPATIENT-Arizant-Bair Hugger-775 |  |  |  | No Coverage Specified | MHHS-Southwest
NO | NO | [5 empty] | 3M Health Care | RANGER |  |  | KATY - OR | MHHS-Katy | [5 empty] | Katy |  | KATY - OR | [5 empty] | WARMING UNITS, BLOOD/INTRAVENOUS SOLUTION |  | .needs class | [13 empty] | Covered PM Repair - Biomedical | MHHS-Katy
NO | NO | [5 empty] | 3M Health Care | RANGER |  |  | KATY - OR | MHHS-Katy | [5 empty] | Katy |  | KATY - OR | [5 empty] | WARMING UNITS, BLOOD/INTRAVENOUS SOLUTION |  | .needs class | [13 empty] | Not Covered Vendor Only - Biomedical | MHHS-Katy
NO | NO | [5 empty] | 3M Health Care | RANGER |  |  | KATY - OR | MHHS-Katy | [5 empty] | Katy |  | KATY - OR | [5 empty] | WARMING UNITS, BLOOD/INTRAVENOUS SOLUTION |  | .needs class | [13 empty] | Covered PM Repair - Biomedical | MHHS-Katy
NO | NO | [5 empty] | 3M Health Care | RANGER |  |  | KATY - OR | MHHS-Katy | [5 empty] | Katy |  | KATY - OR | [5 empty] | WARMING UNITS, BLOOD/INTRAVENOUS SOLUTION |  | .needs class | [13 empty] | Not Covered Vendor Only - Biomedical | MHHS-Katy
NO | NO | [5 empty] | 3M Health Care | RANGER |  |  | KATY - OR | MHHS-Katy | [5 empty] | Katy |  | KATY - OR | [5 empty] | WARMING UNITS, BLOOD/INTRAVENOUS SOLUTION |  | .needs class | [13 empty] | Not Covered Vendor Only - Biomedical | MHHS-Katy
NO | YES | Serial Number 166 |  |  | 129-05634 | 129-05634 | 3M Health Care | RANGER PRESSURE INFUSOR 145 |  |  | Sugar Land-OR | MHHS-Sugarland |  |  |  | 129-05634 | 129-05634 | Sugar Land | MHHS-Sugarland | Sugar Land-OR | OR Storage | 8/1/19 |  |  |  | INFUSION PUMPS |  | .needs class | [10 empty] | 2/15/20 |  |  | Not Covered Vendor Only - Biomedical | MHHS-Sugarland
NO | YES |  |  |  | 129-05635 | 129-05635 | 3M Health Care | RANGER PRESSURE INFUSOR 145 |  |  | Sugar Land-Labor & Delivery | MHHS-Sugarland |  |  |  | 129-05635 | 129-05635 | Sugar Land | MHHS-Sugarland | Sugar Land-Labor & Delivery | L | 10/1/19 |  | 10/1/20 |  | INFUSION PUMPS |  | .needs class | [10 empty] | 2/15/20 |  |  | Not Covered Vendor Only - Biomedical | MHHS-Sugarland
NO | YES |  |  |  | 129-05636 | 129-05636 | 3M Health Care | RANGER PRESSURE INFUSOR 145 |  |  | Sugar Land-OR | MHHS-Sugarland |  |  |  | 129-05636 | 129-05636 | Sugar Land | MHHS-Sugarland | Sugar Land-OR | OR Storage | 8/1/19 |  |  |  | INFUSION PUMPS |  | .needs class | [13 empty] | Covered PM Repair - Biomedical | MHHS-Sugarland
NO | YES |  |  |  | 129-05637 | 129-05637 | 3M Health Care | RANGER PRESSURE INFUSOR 145 |  |  | Sugar Land-OR | MHHS-Sugarland |  |  |  | 129-05637 | 129-05637 | Sugar Land | MHHS-Sugarland | Sugar Land-OR | OR Storage | 8/1/19 |  |  |  | INFUSION PUMPS |  | .needs class | [10 empty] | 9/1/11 |  |  | Covered PM Repair - Biomedical | MHHS-Sugarland
NO | NO |  |  |  | 009-07144 |  | 3M Health Care | YL7330 |  |  | GH - ER | MHHS-Greater Heights |  | Charger, Battery |  | 009-07144 |  | Central & Greater Heights |  | GH - ER | [5 empty] | BATTERIES, EXTERNAL DEFIBRILLATOR |  | CHARGERBATTERY-3M-YL7330 | CHARGERBATTERY | YL7330 |  |  |  | 3M | Charger, Battery |  |  | CHARGERBATTERY-3M-YL7330 |  |  |  | Not Covered Vendor Only - Biomedical | MHHS-Greater Heights
YES | YES |  |  |  | 074-06020 | 074-06020 | 44FU healthcare | GW108 |  |  | MH MG - (WDLS) - OB/GYN (MP3) |  |  |  |  | 074-06020 | 074-06020 | woodlands |  | MH MG - (WDLS) - OB/GYN (MP3) | OBGYN | 3/1/20 |  |  |  |  | Warmer, Gel | WARMERGEL-Ideal Medical Prod-GW108 | [23 empty] | WARMERGEL | Warmer, Gel | Ideal Medical Prod
YES | YES |  |  |  | 005-08733 | 005-08733 | 44FU Medical | GW116 |  |  | SE-L |  |  |  |  | 005-08733 | 005-08733 |  | Memorial Hermann- SE- L | SE-L |  | 4/1/20 |  |  | PM Not Required |  |  | WARMERGEL-Ideal Medical Prod-GW108
YES | YES |  |  |  | 099-02326 | 099-02326 | 4moms |  |  |  | NE - NICU |  |  |  |  | 099-02326 | 099-02326 | Katy | Memorial Hermann Northeast Hospital | NE - NICU | Nursing
YES | YES |  |  |  | 099-11828 | 099-11828 | A | Hl-2000i |  | Nsn | TMC - EPILEPSY - PEDI EMU (10HP) |  |  |  |  | 099-11828 | 099-11828 |  | Memorial Hermann-tmc | TMC - EPILEPSY - PEDI EMU (10HP) | H10 12 |  |  |  | No PM Sticker
YES | YES |  |  |  | 099-11279 | 099-11279 | A | HL-2000i | [7 empty] | 099-11279 | 099-11279
YES | YES |  |  |  | 099-11277 | 099-11277 | A | HL-2000i |  |  | TWC |  |  |  |  | 099-11277 | 099-11277 | TMC | Memorial Hermann-Texas Medical Center | TWC | PEMU #4
YES | YES |  |  |  | 099-11955 | 099-11955 | A | HL-2000i |  | Q40233976 | Epilepsy PEDI HD1012 |  |  |  |  | 099-11955 | 099-11955 |  | Memorial Hermann- Texas Medica Center | Epilepsy PEDI HD1012 | Childrens Epilepsy PEDI |  |  |  | No PM Sticker
YES | YES |  |  |  | 099-11825 | 099-11825 | A | Hl-2000i |  | Nsn | TMC - EPILEPSY - PEDI EMU (10HP) |  |  |  |  | 099-11825 | 099-11825 |  | Memorial Hermann-tmc | TMC - EPILEPSY - PEDI EMU (10HP) | H10 15
YES | YES |  |  |  | 099-05180 | 099-05180 | A | HL-2000i |  |  | TWC |  |  |  |  | 099-05180 | 099-05180 | TMC | Memorial Hermann-Texas Medical Center | TWC | PEMU #6
YES | YES |  |  |  | 099-10474 | 099-10474 | A | UA-651BLE |  |  | 5th Floor |  |  |  |  | 099-10474 | 099-10474 | Southwest | Memorial Hermann Hospital - University | 5th Floor | 5th Floor
YES | YES |  |  |  | 041-33176 | 041-33176 | A | UA-767 |  | SN301100500 | Memorial Hermann city- health center |  |  |  |  | 041-33176 | 041-33176 |  | Memorial Hermann city- health center | Memorial Hermann city- health center |  | 4/1/20 |  |  | No PM Sticker
YES | YES |  |  |  | 099-10493 | 099-10493 | A | UA-767 Plus |  | 50910 00501 | SMR - (SW) - SOUTHWEST (MP4) |  |  |  |  | 099-10493 | 099-10493 | Southwest | Memorial Hermann Diagnostic Laboratory - Southwest Medical Plaza 4 | SMR - (SW) - SOUTHWEST (MP4) | Suite 570 |  |  |  | New Add
YES | YES |  |  |  | 099-10494 | 099-10494 | A | UA-789 |  | 0803 00219 | SMR - (SW) - SOUTHWEST (MP4) |  |  |  |  | 099-10494 | 099-10494 | Southwest | Memorial Hermann Diagnostic Laboratory - Southwest Medical Plaza 4 | SMR - (SW) - SOUTHWEST (MP4) | Suite 570 |  |  |  | New Add - some of SN sticker missing
YES | YES |  |  |  | 099-13401 | 099-13401 | A | UA-853 |  | 50909 00186 | Sports Medicine - Town and Country |  |  |  |  | 099-13401 | 099-13401 | West | Memorial Hermann Sports Medicine | Sports Medicine - Town and Country | Treatment Room 2 |  |  |  | New Add
NO | YES |  |  |  | 069-38397 | 069-38397 | A-dec, Inc. | 2561 DUO CART |  | 13B59629 | TMC-Hermann-Pedi ER (1Hp) | MHHS-TMC |  |  |  | 069-38397 | 069-38397 | TMC | MHHS-TMC | TMC-Hermann-Pedi ER (1Hp) | Pedi 24 - Opthomology Room | 8/1/19 |  | 8/1/20 |  | DENTAL DELIVERY UNITS | Dental Console | DENTALCONSOLE-A-DecInc-2561 |  |  |  |  | DENTALCONSOLE-A-DecInc-2561 | A-dec Inc |  |  |  |  | 6/26/13 |  |  | Covered PM Repair - Biomedical | MHHS-TMC | [8 empty] | DENTALCONSOLE | Dental Console | A-dec Inc
NO | YES |  |  |  | 069-29632 | 069-29632 | A-dec, Inc. |  |  | B009087 | TMC-OR-Pedi OR (2R) | MHHS-TMC |  | Dental Console |  | 069-29632 | 069-29632 | TMC | MHHS-TMC | TMC-OR-Pedi OR (2R) | OR Hallway |  |  |  |  | DENTAL DELIVERY UNITS |  | DENTALCONSOLE-A-DecInc-2562 | DENTALCONSOLE |  |  |  |  | A-dec Inc | Dental Console |  | DENTALCONSOLE-A-DecInc-2562 |  |  |  |  | Covered PM Repair - Biomedical | MHHS-TMC
NO | YES |  |  |  | 005-09805 | 005-09805 | A-dec, Inc. |  |  | f703647 | SE - Storage 4th | MHHS-Southeast |  | Oximeter, Pulse |  | 005-09805 | 005-09805 | Southeast | Memorial Hermann Southeast Hospital | SE - Storage 4th | Storage |  |  |  |  | CARTS |  | OXIMETERPULSE-Smiths Medical-3420 | OXIMETERPULSE |  |  |  |  | Smiths Medical | Oximeter, Pulse |  |  | OXIMETERPULSE-Smiths Medical-3420 |  |  |  | Covered PM Repair - Biomedical | MHHS-Southeast
NO | YES |  |  |  | 069-01133 | 069-01133 | A-dec, Inc. |  |  | d439224 | TMC-OR-Pedi OR (2R) | MHHS-TMC |  | Oximeter, Pulse |  | 069-01133 | 069-01133 | TMC | MHHS-TMC | TMC-OR-Pedi OR (2R) | Biomed shop | 8/1/17 |  |  |  | CARTS | Oximeter, Pulse | OXIMETERPULSE-Smiths Medical-3420 | OXIMETERPULSE |  |  |  |  | Smiths Medical | Oximeter, Pulse |  |  | OXIMETERPULSE-Smiths Medical-3420 | 8/16/19 |  | OP-A | Covered PM Repair - Biomedical | MHHS-TMC | [8 empty] | OXIMETERPULSE | Oximeter, Pulse | Smiths Medical
NO | NO |  |  |  | 133-10304 |  | A-M Systems | MGC DIAGNOSTICS /A-M SYSTEMS 3 LITER CAL SYRINGE |  |  | KATY - CARDIOLOGY | MHHS-Katy |  |  |  | 133-10304 |  | Katy |  | KATY - CARDIOLOGY | [5 empty] | DEFAULT |  | .needs class | [5 empty] | A-M Systems | [7 empty] | Covered PM Repair - Biomedical | MHHS-Katy
NO | NO |  |  |  | 133-10360 |  | A-M Systems | MGC DIAGNOSTICS /A-M SYSTEMS 3 LITER CAL SYRINGE |  |  | KATY - CARDIOLOGY | MHHS-Katy |  |  |  | 133-10360 |  | Katy |  | KATY - CARDIOLOGY | [5 empty] | DEFAULT |  | .needs class | [5 empty] | A-M Systems | [7 empty] | Covered PM Repair - Biomedical | MHHS-Katy
NO | NO |  |  |  | 013-39159 |  | A-M Systems | MGC DIAGNOSTICS /A-M SYSTEMS 3 LITER CAL SYRINGE |  |  | SW - RESPIRATORY | MHHS-Southwest |  |  |  | 013-39159 |  | Southwest |  | SW - RESPIRATORY | [5 empty] | DEFAULT |  | .needs class | [5 empty] | A-M Systems | [7 empty] | Covered PM Repair - Biomedical | MHHS-Southwest
NO | NO |  |  |  | 069-43821 |  | A-M Systems | MGC DIAGNOSTICS /A-M SYSTEMS 3 LITER CAL SYRINGE |  |  | TMC - RESPIRATORY - PULMONARY LAB | MHHS-TMC |  |  |  | 069-43821 |  | TMC |  | TMC - RESPIRATORY - PULMONARY LAB | [5 empty] | DEFAULT |  | .needs class | [5 empty] | A-M Systems | [7 empty] | Covered PM Repair - Biomedical | MHHS-TMC
NO | NO |  |  |  | 069-43822 |  | A-M Systems | MGC DIAGNOSTICS /A-M SYSTEMS 3 LITER CAL SYRINGE |  |  | TMC - RESPIRATORY - PULMONARY LAB | MHHS-TMC |  |  |  | 069-43822 |  | TMC |  | TMC - RESPIRATORY - PULMONARY LAB | [5 empty] | DEFAULT |  | .needs class | [5 empty] | A-M Systems | [7 empty] | Covered PM Repair - Biomedical | MHHS-TMC
NO | NO |  |  |  | 069-45302 |  | A-M Systems | MGC DIAGNOSTICS /A-M SYSTEMS 3 LITER CAL SYRINGE |  |  | TMC - RESPIRATORY - PULMONARY LAB | MHHS-TMC |  |  |  | 069-45302 |  | TMC |  | TMC - RESPIRATORY - PULMONARY LAB | [5 empty] | DEFAULT |  | .needs class | [5 empty] | A-M Systems | [7 empty] | Covered PM Repair - Biomedical | MHHS-TMC
NO | NO | [5 empty] | A-M Systems | MGC DIAGNOSTICS /A-M SYSTEMS 3 LITER CAL SYRINGE |  |  | WOODLANDS - CARDIOPULMONARY | MHHS-Woodlands | [5 empty] | Woodlands |  | WOODLANDS - CARDIOPULMONARY | [5 empty] | DEFAULT |  | .needs class | [5 empty] | A-M Systems | [7 empty] | Covered PM Repair - Biomedical | MHHS-Woodlands
NO | NO | [5 empty] | A-M Systems | MGC DIAGNOSTICS /A-M SYSTEMS 3 LITER CAL SYRINGE |  |  | WOODLANDS - CARDIOPULMONARY | MHHS-Woodlands | [5 empty] | Woodlands |  | WOODLANDS - CARDIOPULMONARY | [5 empty] | DEFAULT |  | .needs class | [5 empty] | A-M Systems | [7 empty] | Covered PM Repair - Biomedical | MHHS-Woodlands
NO | NO |  |  |  | 074-05176 |  | AADCO MEDICAL INC | OS-816511LNFBP |  |  | TMC - CATH LAB - ADULT (2HVI) | MHHS-TMC |  |  |  | 074-05176 |  | TMC |  | TMC - CATH LAB - ADULT (2HVI) | [5 empty] | LIGHTS, EXAMINATION |  | .needs class | [5 empty] | AADCO Med | [7 empty] | Covered PM Repair - Biomedical | MHHS-TMC
YES | YES | Serial Number Cnf |  |  | 099-14365 | 099-14365 | Aamvex | Cnf |  | Cnf | Sw-Nicu |  |  |  |  | 099-14365 | 099-14365 | MHSW | MHSW | Sw-Nicu | Micu level 3 | 3/1/20 |  | 3/1/20 |  |  |  | .needs class
YES | YES |  |  |  | 005-11710 | 005-11710 | Aaron Medical | Bovie |  | AA4016015 | MH MG - (SE) - LC CCC - TIMESHARE |  |  |  |  | 005-11710 | 005-11710 | Southeast | Memorial Hermann Convenient Care Center in League City (League City CCC) | MH MG - (SE) - LC CCC - TIMESHARE | Ste500
NO | NO |  |  |  | 000-02650 |  | Aaron Medical Industries Inc A Bovie Medical Co |  |  | AA1306044 | MH MG - (SE) - UROLOGY ASSOCIATES - SOUTHEAST | MHHS-MG |  | Electrosurgical Unit |  | 000-02650 |  | Southeast & Bay Area |  | MH MG - (SE) - UROLOGY ASSOCIATES - SOUTHEAST | [5 empty] | ELECTROSURGICAL UNITS |  | ELECTROSURGICALUNIT-BovieMed-1250 | ELECTROSURGICALUNIT |  |  |  |  | BOVIE | Electrosurgical Unit |  |  | ELECTROSURGICALUNIT-BovieMed-1250 |  |  |  | Covered PM Repair - Biomedical | MHHS-MG
NO | NO |  |  |  | 241-02975 |  | Aaron Medical Industries Inc A Bovie Medical Co | AARON 2250 |  | AA3913008 | TIRR - UROLOGY/SPEC PROC (17) | MHHS-TIRR |  | Electrosurgical Unit |  | 241-02975 |  | TMC |  | TIRR - UROLOGY/SPEC PROC (17) | [5 empty] | ELECTROSURGICAL UNITS |  | ELECTROSURGICALUNIT-BovieMed-Aaron 2250 | ELECTROSURGICALUNIT | Aaron 2250 |  |  |  | BOVIE | Electrosurgical Unit |  |  | ELECTROSURGICALUNIT-BovieMed-Aaron 2250 |  |  |  | Covered PM Repair - Biomedical | MHHS-TIRR
NO | NO |  |  |  | AA2898006 |  | Aaron Medical Industries Inc A Bovie Medical Co | AARON 800 |  | AA2898006 | MH MG - (SE) - UROLOGY ASSOCIATES - WEBSTER | MHHS-MG |  |  |  | AA2898006 |  | Southeast & Bay Area |  | MH MG - (SE) - UROLOGY ASSOCIATES - WEBSTER | [5 empty] | ELECTROSURGICAL UNITS |  | .needs class |  |  |  |  | .needs class | Aaron Medical | [7 empty] | Covered PM Repair - Biomedical | MHHS-MG
NO | NO |  |  |  | 000-02665 |  | Aaron Medical Industries Inc A Bovie Medical Co | AARON 940 |  | AA409019 | MH MG - (SE) - UROLOGY ASSOCIATES - SOUTHEAST | MHHS-MG |  | Electrosurgical Unit |  | 000-02665 |  | Southeast & Bay Area |  | MH MG - (SE) - UROLOGY ASSOCIATES - SOUTHEAST | [5 empty] | ELECTROSURGICAL UNITS |  | ELECTROSURGICALUNIT-BovieMed-Aaron 940 | ELECTROSURGICALUNIT | Aaron 940 |  |  |  | BOVIE | Electrosurgical Unit |  |  | ELECTROSURGICALUNIT-BovieMed-Aaron 940 |  |  |  | Covered PM Repair - Biomedical | MHHS-MG
NO | YES |  |  |  | 929-01505 | 929-01505 | Aaron Medical Industries Inc A Bovie Medical Co | SMOKE SHARK |  | BFAA0525 | MH MG-(WDLS)-Ob/Gyn (Mp3) | MHHS-MG |  | System, Evacuation, Smoke |  | 929-01505 | 929-01505 | Woodlands | MHHS-MG | MH MG-(WDLS)-Ob/Gyn (Mp3) | OB | 10/1/19 |  | 8/1/20 |  | SMOKE EVACUATION SYSTEMS, SURGICAL | System, Evacuation, Smoke | SYSEVACSMOKE-BovieMed-Smoke Shark | SYSEVACSMOKE | Smoke Shark |  |  |  | BOVIE | System, Evacuation, Smoke |  |  | SYSEVACSMOKE-BovieMed-Smoke Shark |  |  |  | Covered PM Repair - Biomedical | MHHS-MG | [8 empty] | SYSEVACSMOKE | System, Evacuation, Smoke | BOVIE
NO | NO |  |  |  | 000-038390 |  | Aaron Medical Industries Inc A Bovie Medical Co | SMOKE SHARK |  | BFAA4970 | MH MG - (PL) - UROLOGY ASSOCIATES - PEARLAND | MHHS-MG |  | System, Evacuation, Smoke |  | 000-038390 |  | Pearland |  | MH MG - (PL) - UROLOGY ASSOCIATES - PEARLAND | [5 empty] | SMOKE EVACUATION SYSTEMS, SURGICAL |  | SYSEVACSMOKE-BovieMed-Smoke Shark | SYSEVACSMOKE | Smoke Shark |  |  |  | BOVIE | System, Evacuation, Smoke |  |  | SYSEVACSMOKE-BovieMed-Smoke Shark |  |  |  | Covered PM Repair - Radiology, Low End | MHHS-MG
NO | NO |  |  |  | 000-03835 |  | Aaron Medical Industries Inc A Bovie Medical Co | SMOKE SHARK |  | BFAA5004 | MH MG - (SE) - UROLOGY ASSOCIATES - WEBSTER | MHHS-MG |  | System, Evacuation, Smoke |  | 000-03835 |  | Southeast & Bay Area |  | MH MG - (SE) - UROLOGY ASSOCIATES - WEBSTER | [5 empty] | SMOKE EVACUATION SYSTEMS, SURGICAL |  | SYSEVACSMOKE-BovieMed-Smoke Shark | SYSEVACSMOKE | Smoke Shark |  |  |  | BOVIE | System, Evacuation, Smoke |  |  | SYSEVACSMOKE-BovieMed-Smoke Shark |  |  |  | Covered PM Repair - Radiology, High End | MHHS-MG
NO | NO |  |  |  | 241-02976 |  | Aaron Medical Industries Inc A Bovie Medical Co | SMOKE SHARK |  | BFAA2819 | TIRR - UROLOGY/SPEC PROC (17) | MHHS-TIRR |  | System, Evacuation, Smoke |  | 241-02976 |  | TMC |  | TIRR - UROLOGY/SPEC PROC (17) | [5 empty] | SMOKE EVACUATION SYSTEMS, SURGICAL |  | SYSEVACSMOKE-BovieMed-Smoke Shark | SYSEVACSMOKE | Smoke Shark |  |  |  | BOVIE | System, Evacuation, Smoke |  |  | SYSEVACSMOKE-BovieMed-Smoke Shark |  |  |  | Covered PM Repair - Radiology, Low End | MHHS-TIRR
YES | YES |  |  |  | 099-02147 | 099-02147 | Abbott | 300-G |  |  | Sut 120 |  |  |  |  | 099-02147 | 099-02147 | Katy | Katy | Sut 120 | IV pre | 2/1/20
NO | YES |  |  |  | 151-02351 | 151-02351 | Abbott | i-Stat |  |  | IMAGING CENTER-CYPRESS - |  |  |  |  | 151-02351 | 151-02351 | Northwest | Cypress- Memorial Hermann Cypress Hospital | IMAGING CENTER-CYPRESS - | MRI
YES | YES | Serial Number 317622 |  |  | 099-00228 | 099-00228 | Abbott | i-Stat 1 |  |  | OPID- Sugarland |  |  |  |  | 099-00228 | 099-00228 | West | OPID-Sugarland | OPID- Sugarland | IV Prep
YES | YES | Serial Number 21355007 |  |  | 009-33168 | 009-33168 | Abbott | i-Stat 1 |  |  | OPID- Sugarland |  |  |  |  | 009-33168 | 009-33168 | West | OPID-Sugarland | OPID- Sugarland | CT
YES | YES | [5 empty] | Abbott | i-Stat 1 |  |  | SUGAR LAND - CATH LAB | [6 empty] | Sugar Land | MHHS-SUGAR LAND | SUGAR LAND - CATH LAB | Control Room
YES | YES |  |  |  | 099-02119 | 099-02119 | Abbott | I-Stat1 |  |  | KATY - LABORATORY |  |  |  |  | 099-02119 | 099-02119 | Katy | Katy | KATY - LABORATORY | Microbiology | 2/1/20
YES | YES |  |  |  | 005-34811 | 005-34811 | Abbott | I-Stat1 |  |  | MEMORIAL CITY - LABOR |  |  |  |  | 005-34811 | 005-34811 | West |  | MEMORIAL CITY - LABOR
YES | YES |  |  |  | 099-02121 | 099-02121 | Abbott | i-Stat1 300 |  |  | KATY - LABORATORY |  |  |  |  | 099-02121 | 099-02121 | Katy | Katy | KATY - LABORATORY | Microbiology | 2/1/20
NO | YES |  |  |  | 133-00949 | 133-00949 | Abbott Laboratories Diagnostic Div |  |  |  | Katy-Laboratory | MHHS-Katy |  | Centrifuge, General Purpose |  | 133-00949 | 133-00949 | Katy | MHHS-Katy | Katy-Laboratory | Lab | 1/1/20 | 7/1/20 |  |  | CENTRIFUGES | Centrifuge, General Purpose | CENTRIFUGEGENPURP-Abbott-3531 | CENTRIFUGEGENPURP |  |  |  |  | Abbott Lab | Centrifuge, General Purpose |  | CENTRIFUGEGENPURP-Abbott-3531 |  | 3/13/15 |  | CGP-A | Covered PM Repair - Biomedical | MHHS-Katy | [8 empty] | CENTRIFUGEGENPURP | Centrifuge, General Purpose | Abbott Lab
NO | YES |  |  |  |  | 013-02474 | Abbott Laboratories Diagnostic Div |  |  |  | SW-Laboratory-Chemistry | MHHS-Southwest |  | Centrifuge, General Purpose |  |  | 013-02474 | Southwest | MHHS-Southwest | SW-Laboratory-Chemistry | Lab |  |  |  |  | CENTRIFUGES | Centrifuge, General Purpose | CENTRIFUGEGENPURP-Abbott-3531 | CENTRIFUGEGENPURP |  |  |  |  | Abbott Lab | Centrifuge, General Purpose |  | CENTRIFUGEGENPURP-Abbott-3531 |  | 3/13/15 |  | CGP-A | Covered PM Repair - Biomedical | MHHS-Southwest | [8 empty] | CENTRIFUGEGENPURP | Centrifuge, General Purpose | Abbott Lab
NO | YES |  |  |  | 069-15081 | 069-15081 | Abbott Laboratories Diagnostic Div |  |  |  | TMC-Hermann-COU (1R) | MHHS-TMC |  | Centrifuge, General Purpose |  | 069-15081 | 069-15081 | TMC | MHHS-TMC | TMC-Hermann-COU (1R) | Chemistry | 1/1/20 |  | 7/1/20 |  | CENTRIFUGES |  | CENTRIFUGEGENPURP-Abbott-3531 | CENTRIFUGEGENPURP |  |  |  |  | Abbott Lab | Centrifuge, General Purpose |  | CENTRIFUGEGENPURP-Abbott-3531 |  | 3/13/15 |  |  | Covered PM Repair - Biomedical | MHHS-TMC
NO | YES |  |  |  | 069-36659 | 069-36659 | Abbott Laboratories Diagnostic Div | ARCHITECT I1000SR |  | NSN | TMC-Laboratory-Chemistry (1R) | MHHS-TMC |  | Analyzer, Immunochemistry |  | 069-36659 | 069-36659 | TMC | MHHS-TMC | TMC-Laboratory-Chemistry (1R) | Chemistry | 12/1/16 |  |  | PM Not Required | ANALYZERS, LABORATORY, IMMUNOASSAY |  | ANALYZERIMMUNOCHEMISTRY-Abbott-Architect i1000SR | ANALYZERIMMUNOCHEMISTRY | Architect i1000SR |  |  |  | Abbott Lab | Analyzer, Immunochemistry |  | ANALYZERIMMUNOCHEMISTRY-Abbott-Architect i1000SR |  | 7/11/19 |  |  | Covered PM Repair - Respiratory/Steriliz | MHHS-TMC
NO | YES |  |  |  | 129-06743 | 129-06743 | Abbott Laboratories Diagnostic Div | I-STAT |  |  | MH MG - (SL) - URGENT CARE - TELFAIR | MHHS-MG |  | Analyzer, Hematology |  | 129-06743 | 129-06743 | Sugar Land | Memorial Hermann Urgent Care Telfair (#A) | MH MG - (SL) - URGENT CARE - TELFAIR | Lab | 4/1/16 |  |  |  | ANALYZERS, LABORATORY, BLOOD GAS/PH | Analyzer, Hematology | ANALYZERHEMATOLOGY-Abbott-i-STAT | ANALYZERHEMATOLOGY | i-STAT |  |  |  | Abbott Lab | Analyzer, Hematology |  | ANALYZERHEMATOLOGY-Abbott-i-STAT |  | 12/1/17 |  | AH-A | Covered PM Repair - Biomedical | MHHS-MG | [8 empty] | ANALYZERHEMATOLOGY | Analyzer, Hematology | Abbott Lab
NO | NO |  |  |  | 929-00752 |  | Abbott Laboratories Diagnostic Div | I-STAT |  |  | OPID - (MC) - MEMORIAL CITY - 422 (MP4) | MHHS-OPID |  | Analyzer, Hematology |  | 929-00752 |  | West & Memorial City |  | OPID - (MC) - MEMORIAL CITY - 422 (MP4) | [5 empty] | ANALYZERS, LABORATORY, BLOOD GAS/PH |  | ANALYZERHEMATOLOGY-Abbott-i-STAT | ANALYZERHEMATOLOGY | i-STAT |  |  |  | Abbott Lab | Analyzer, Hematology |  | ANALYZERHEMATOLOGY-Abbott-i-STAT |  |  |  |  | Covered PM Repair - Biomedical | MHHS-OPID
NO | NO |  |  |  | 929-00749 |  | Abbott Laboratories Diagnostic Div | I-STAT |  |  | OPID - (MHOSH) - BELLAIRE - 441 | MHHS-OPID |  | Analyzer, Hematology |  | 929-00749 |  | Central & Greater Heights |  | OPID - (MHOSH) - BELLAIRE - 441 | [5 empty] | ANALYZERS, LABORATORY, BLOOD GAS/PH |  | ANALYZERHEMATOLOGY-Abbott-i-STAT | ANALYZERHEMATOLOGY | i-STAT |  |  |  | Abbott Lab | Analyzer, Hematology |  | ANALYZERHEMATOLOGY-Abbott-i-STAT |  |  |  |  | Covered PM Repair - Biomedical | MHHS-OPID
NO | NO |  |  |  | 017-01032 |  | Abbott Laboratories Diagnostic Div | I-STAT |  |  | OPID - (SE) - FRIENDSWOOD - 401 | MHHS-OPID |  | Analyzer, Hematology |  | 017-01032 |  | Southeast & Bay Area |  | OPID - (SE) - FRIENDSWOOD - 401 | [5 empty] | ANALYZERS, LABORATORY, BLOOD GAS/PH |  | ANALYZERHEMATOLOGY-Abbott-i-STAT | ANALYZERHEMATOLOGY | i-STAT |  |  |  | Abbott Lab | Analyzer, Hematology |  | ANALYZERHEMATOLOGY-Abbott-i-STAT |  |  |  |  | Covered PM Repair - Biomedical | MHHS-OPID
NO | YES |  |  |  | 929-01158 | 929-01158 | Abbott Laboratories Diagnostic Div | I-STAT 1 |  |  | MH MG-(GH)-Urgent Care-Washington Ave | MHHS-MG |  | Analyzer, Hematology |  | 929-01158 | 929-01158 | Central | MHHS-MG | MH MG-(GH)-Urgent Care-Washington Ave | Lab | 5/1/17 |  |  | Note says do not use | ANALYZERS, POINT-OF-CARE, WHOLE BLOOD, GLUCOSE | Analyzer, Hematology | ANALYZERHEMATOLOGY-Abbott-i-STAT 1 | ANALYZERHEMATOLOGY | i-STAT 1 |  |  |  | Abbott Lab | Analyzer, Hematology |  | ANALYZERHEMATOLOGY-Abbott-i-STAT 1 |  |  |  | AH-A | Covered PM Repair - Radiology, Low End | MHHS-MG | [8 empty] | ANALYZERHEMATOLOGY | Analyzer, Hematology | Abbott Lab
NO | YES |  |  |  | 583-01374 | 583-01374 | Abbott Laboratories Diagnostic Div | I-STAT 1 |  |  | MH MG-(KY)-Urgent Care-Fulshear | MHHS-MG |  | Analyzer, Hematology |  | 583-01374 | 583-01374 | Katy | MHHS-MG | MH MG-(KY)-Urgent Care-Fulshear | Lab | 1/1/20 | 1/1/21 |  |  | ANALYZERS, POINT-OF-CARE, WHOLE BLOOD, GLUCOSE | Analyzer, Hematology | ANALYZERHEMATOLOGY-Abbott-i-STAT 1 | ANALYZERHEMATOLOGY | i-STAT 1 |  |  |  | Abbott Lab | Analyzer, Hematology |  | ANALYZERHEMATOLOGY-Abbott-i-STAT 1 |  | 2/19/19 |  | AH-A | Covered PM Repair - Radiology, Low End | MHHS-MG | [8 empty] | ANALYZERHEMATOLOGY | Analyzer, Hematology | Abbott Lab
NO | YES |  |  |  | 005-11738 | 005-11738 | Abbott Laboratories Diagnostic Div | I-STAT 1 |  |  | MH MG - (SE) - URGENT CARE - CLEAR LAKE (WEBSTER) | MHHS-MG |  | Analyzer, Hematology |  | 005-11738 | 005-11738 | Southeast | Memorial Hermann Urgent Care Clear Lake (#3) | MH MG - (SE) - URGENT CARE - CLEAR LAKE (WEBSTER) | Lab | 2/1/19 |  |  |  | ANALYZERS, POINT-OF-CARE, WHOLE BLOOD, GLUCOSE | Analyzer, Hematology | ANALYZERHEMATOLOGY-Abbott-i-STAT 1 | ANALYZERHEMATOLOGY | i-STAT 1 |  |  |  | Abbott Lab | Analyzer, Hematology |  | ANALYZERHEMATOLOGY-Abbott-i-STAT 1 |  | 10/8/20 |  | AH-A | Not Covered Vendor Only - Biomedical | MHHS-MG | [8 empty] | ANALYZERHEMATOLOGY | Analyzer, Hematology | Abbott Lab
NO | YES |  |  |  | 000-03672 | 000-03672 | Abbott Laboratories Diagnostic Div | I-STAT 1 |  |  | MH MG-(WDLS)-Urgent Care-Benders Landing | MHHS-MG |  | Analyzer, Hematology |  | 000-03672 | 000-03672 | Woodlands | MHHS-MG | MH MG-(WDLS)-Urgent Care-Benders Landing | Lab |  |  |  |  | ANALYZERS, POINT-OF-CARE, WHOLE BLOOD, GLUCOSE | Analyzer, Hematology | ANALYZERHEMATOLOGY-Abbott-i-STAT 1 | ANALYZERHEMATOLOGY | i-STAT 1 |  |  |  | Abbott Lab | Analyzer, Hematology |  | ANALYZERHEMATOLOGY-Abbott-i-STAT 1 |  | 10/21/24 |  | AH-A | Not Covered Vendor Only - Biomedical | MHHS-MG | [8 empty] | ANALYZERHEMATOLOGY | Analyzer, Hematology | Abbott Lab
NO | YES | [5 empty] | Abbott Laboratories Diagnostic Div | I-STAT 1 |  |  | MH MG-(WDLS)-Urgent Care-Spring | MHHS-MG |  | Analyzer, Hematology |  |  |  | Woodlands | MHHS-MG | MH MG-(WDLS)-Urgent Care-Spring | Urgent care 1 | 4/1/19 |  |  |  | ANALYZERS, POINT-OF-CARE, WHOLE BLOOD, GLUCOSE | Analyzer, Hematology | ANALYZERHEMATOLOGY-Abbott-i-STAT 1 | ANALYZERHEMATOLOGY | i-STAT 1 |  |  |  | Abbott Lab | Analyzer, Hematology |  | ANALYZERHEMATOLOGY-Abbott-i-STAT 1 |  | 10/21/24 |  | AH-A | Not Covered Vendor Only - Biomedical | MHHS-MG | [8 empty] | ANALYZERHEMATOLOGY | Analyzer, Hematology | Abbott Lab
NO | YES |  |  |  | 151-02352 | 151-02352 | Abbott Laboratories Diagnostic Div | I-STAT 1 |  |  | IMAGING CENTER-CYPRESS - | MHHS-OPID |  | Analyzer, Hematology |  | 151-02352 | 151-02352 | Northwest | Cypress- Memorial Hermann Cypress Hospital | IMAGING CENTER-CYPRESS - | CT control room |  |  |  |  | ANALYZERS, POINT-OF-CARE, WHOLE BLOOD, GLUCOSE |  | ANALYZERHEMATOLOGY-Abbott-i-STAT 1 | ANALYZERHEMATOLOGY | i-STAT 1 |  |  |  | Abbott Lab | Analyzer, Hematology |  | ANALYZERHEMATOLOGY-Abbott-i-STAT 1 |  |  |  |  | Not Covered Vendor Only - Biomedical | MHHS-OPID
NO | YES |  |  |  | 009-10654 | 009-10654 | Abbott Laboratories Diagnostic Div | I-STAT 1 |  |  | MH MG-(GH)-GH CCC-Timeshare | MHHS-OPID |  | Analyzer, Hematology |  | 009-10654 | 009-10654 | Central | MHHS-MG | MH MG-(GH)-GH CCC-Timeshare | Sports | 10/1/17 | 10/1/20 |  |  | ANALYZERS, POINT-OF-CARE, WHOLE BLOOD, GLUCOSE | Analyzer, Hematology | ANALYZERHEMATOLOGY-Abbott-i-STAT 1 | ANALYZERHEMATOLOGY | i-STAT 1 |  |  |  | Abbott Lab | Analyzer, Hematology |  | ANALYZERHEMATOLOGY-Abbott-i-STAT 1 |  | 10/21/24 |  | AH-A | Not Covered Vendor Only - Biomedical | MHHS-OPID | [8 empty] | ANALYZERHEMATOLOGY | Analyzer, Hematology | Abbott Lab
NO | YES |  |  |  | 017-01018 | 017-01018 | Abbott Laboratories Diagnostic Div | I-STAT 1 |  |  | OPID - (SE) - BAYSHORE - 403 | MHHS-OPID |  | Analyzer, Hematology |  | 017-01018 | 017-01018 | Southeast | Memorial Hermann Imaging Center - Pasadena | OPID - (SE) - BAYSHORE - 403 | CT Control Room |  |  |  |  | ANALYZERS, POINT-OF-CARE, WHOLE BLOOD, GLUCOSE | Analyzer, Hematology | ANALYZERHEMATOLOGY-Abbott-i-STAT 1 | ANALYZERHEMATOLOGY | i-STAT 1 |  |  |  | Abbott Lab | Analyzer, Hematology |  | ANALYZERHEMATOLOGY-Abbott-i-STAT 1 |  | 10/28/24 |  | AH-A | Not Covered Vendor Only - Biomedical | MHHS-OPID | [8 empty] | ANALYZERHEMATOLOGY | Analyzer, Hematology | Abbott Lab
NO | YES | [5 empty] | Abbott Laboratories Diagnostic Div | I-STAT 1 |  |  | MH MG - (TMC) - MRI | MHHS-OPID |  | Analyzer, Hematology |  |  |  | TMC | Memorial Hermann-Texas Medical Center | MH MG - (TMC) - MRI | [5 empty] | ANALYZERS, POINT-OF-CARE, WHOLE BLOOD, GLUCOSE | Analyzer, Hematology | ANALYZERHEMATOLOGY-Abbott-i-STAT 1 | ANALYZERHEMATOLOGY | i-STAT 1 |  |  |  | Abbott Lab | Analyzer, Hematology |  | ANALYZERHEMATOLOGY-Abbott-i-STAT 1 |  | 10/28/24 |  | AH-A | Not Covered Vendor Only - Biomedical | MHHS-OPID | [8 empty] | ANALYZERHEMATOLOGY | Analyzer, Hematology | Abbott Lab
NO | YES |  |  |  |  | 099-00221 | Abbott Laboratories Diagnostic Div | I-STAT 1 |  |  | OPID - (TMC) - MH IMAGING CENTER - 417 | MHHS-OPID |  | Analyzer, Hematology |  |  | 099-00221 | TMC |  | OPID - (TMC) - MH IMAGING CENTER - 417 | [5 empty] | ANALYZERS, POINT-OF-CARE, WHOLE BLOOD, GLUCOSE |  | ANALYZERHEMATOLOGY-Abbott-i-STAT 1 | ANALYZERHEMATOLOGY | i-STAT 1 |  |  |  | Abbott Lab | Analyzer, Hematology |  | ANALYZERHEMATOLOGY-Abbott-i-STAT 1 |  |  |  |  | Not Covered Vendor Only - Biomedical | MHHS-OPID
NO | YES |  |  |  | 929-01446 | 929-01446 | Abbott Laboratories Diagnostic Div | I-STAT 1 |  |  | OPID - (WDLS) - WOODLANDS - 430 (MP3) | MHHS-OPID |  | Analyzer, Hematology |  | 929-01446 | 929-01446 | Woodlands | Memorial- Woodlands | OPID - (WDLS) - WOODLANDS - 430 (MP3) | CT |  |  |  |  | ANALYZERS, POINT-OF-CARE, WHOLE BLOOD, GLUCOSE |  | ANALYZERHEMATOLOGY-Abbott-i-STAT 1 | ANALYZERHEMATOLOGY | i-STAT 1 |  |  |  | Abbott Lab | Analyzer, Hematology |  | ANALYZERHEMATOLOGY-Abbott-i-STAT 1 |  |  |  |  | Not Covered Vendor Only - Biomedical | MHHS-OPID
NO | YES |  |  |  | 005-11837 | 005-11837 | Abbott Laboratories Diagnostic Div | I-STAT 1 |  |  | SE - EMERGENCY CENTER | MHHS-Southeast |  | Analyzer, Hematology |  | 005-11837 | 005-11837 | Southeast | Memorial Hermman South East | SE - EMERGENCY CENTER | Nurse Station |  |  |  |  | ANALYZERS, POINT-OF-CARE, WHOLE BLOOD, GLUCOSE |  | ANALYZERHEMATOLOGY-Abbott-i-STAT 1 | ANALYZERHEMATOLOGY | i-STAT 1 |  |  |  | Abbott Lab | Analyzer, Hematology |  | ANALYZERHEMATOLOGY-Abbott-i-STAT 1 |  |  |  |  | Covered PM Repair - Biomedical | MHHS-Southeast
YES | YES |  |  |  | 099-02814 | 099-02814 | Abbott Laboratories Diagnostic Div | I-STAT 1 |  |  | MH MG - (GH) - URGENT CARE - GREATER HEIGHTS |  |  |  |  | 099-02814 | 099-02814 | Central | Memorial Hermann Urgent Care Greater Heights (#100) | MH MG - (GH) - URGENT CARE - GREATER HEIGHTS | Lab |  |  |  | No pm |  | Analyzer, Hematology | ANALYZERHEMATOLOGY-Abbott-i-STAT 1 | [12 empty] | AH-A | [10 empty] | ANALYZERHEMATOLOGY | Analyzer, Hematology | Abbott Lab
NO | NO |  |  |  | 009-09496 |  | Abbott Laboratories Diagnostic Div | I-STAT 1 |  |  | GH - ER | MHHS-Greater Heights |  | Analyzer, Hematology |  | 009-09496 |  | Central & Greater Heights |  | GH - ER | [5 empty] | ANALYZERS, POINT-OF-CARE, WHOLE BLOOD, GLUCOSE |  | ANALYZERHEMATOLOGY-Abbott-i-STAT 1 | ANALYZERHEMATOLOGY | i-STAT 1 |  |  |  | Abbott Lab | Analyzer, Hematology |  | ANALYZERHEMATOLOGY-Abbott-i-STAT 1 |  |  |  |  | Covered PM Repair - Biomedical | MHHS-Greater Heights
NO | NO |  |  |  | 133-04193 |  | Abbott Laboratories Diagnostic Div | I-STAT 1 |  |  | KATY - LABORATORY | MHHS-Katy |  | Analyzer, Hematology |  | 133-04193 |  | Katy |  | KATY - LABORATORY | [5 empty] | ANALYZERS, POINT-OF-CARE, WHOLE BLOOD, GLUCOSE |  | ANALYZERHEMATOLOGY-Abbott-i-STAT 1 | ANALYZERHEMATOLOGY | i-STAT 1 |  |  |  | Abbott Lab | Analyzer, Hematology |  | ANALYZERHEMATOLOGY-Abbott-i-STAT 1 |  |  |  |  | Covered PM Repair - Biomedical | MHHS-Katy
NO | NO |  |  |  | 133-10038 |  | Abbott Laboratories Diagnostic Div | I-STAT 1 |  |  | MH MG - (MC) - URGENT CARE - TOWN & COUNTRY | MHHS-MG |  | Analyzer, Hematology |  | 133-10038 |  | West & Memorial City |  | MH MG - (MC) - URGENT CARE - TOWN & COUNTRY | [5 empty] | ANALYZERS, POINT-OF-CARE, WHOLE BLOOD, GLUCOSE |  | ANALYZERHEMATOLOGY-Abbott-i-STAT 1 | ANALYZERHEMATOLOGY | i-STAT 1 |  |  |  | Abbott Lab | Analyzer, Hematology |  | ANALYZERHEMATOLOGY-Abbott-i-STAT 1 |  |  |  |  | Not Covered Vendor Only - Biomedical | MHHS-MG
NO | NO |  |  |  | 017-01203 |  | Abbott Laboratories Diagnostic Div | I-STAT 1 |  |  | MH MG - (SE) - URGENT CARE - FRIENDSWOOD | MHHS-MG |  | Analyzer, Hematology |  | 017-01203 |  | Southeast & Bay Area |  | MH MG - (SE) - URGENT CARE - FRIENDSWOOD | [5 empty] | ANALYZERS, POINT-OF-CARE, WHOLE BLOOD, GLUCOSE |  | ANALYZERHEMATOLOGY-Abbott-i-STAT 1 | ANALYZERHEMATOLOGY | i-STAT 1 |  |  |  | Abbott Lab | Analyzer, Hematology |  | ANALYZERHEMATOLOGY-Abbott-i-STAT 1 |  |  |  |  | Not Covered Vendor Only - Biomedical | MHHS-MG
NO | NO |  |  |  | 583-00527 |  | Abbott Laboratories Diagnostic Div | I-STAT 1 |  |  | OPID - (KY) - SOUTH KATY CCC - 446 | MHHS-OPID |  | Analyzer, Hematology |  | 583-00527 |  | Katy |  | OPID - (KY) - SOUTH KATY CCC - 446 | [5 empty] | ANALYZERS, POINT-OF-CARE, WHOLE BLOOD, GLUCOSE |  | ANALYZERHEMATOLOGY-Abbott-i-STAT 1 | ANALYZERHEMATOLOGY | i-STAT 1 |  |  |  | Abbott Lab | Analyzer, Hematology |  | ANALYZERHEMATOLOGY-Abbott-i-STAT 1 |  |  |  |  | Not Covered Vendor Only - Biomedical | MHHS-OPID
NO | NO |  |  |  | 929-01082 |  | Abbott Laboratories Diagnostic Div | I-STAT 1 |  |  | OPID - (MC) - MEMORIAL CITY - 422 (MP4) | MHHS-OPID |  | Analyzer, Hematology |  | 929-01082 |  | West & Memorial City |  | OPID - (MC) - MEMORIAL CITY - 422 (MP4) | [5 empty] | ANALYZERS, POINT-OF-CARE, WHOLE BLOOD, GLUCOSE |  | ANALYZERHEMATOLOGY-Abbott-i-STAT 1 | ANALYZERHEMATOLOGY | i-STAT 1 |  |  |  | Abbott Lab | Analyzer, Hematology |  | ANALYZERHEMATOLOGY-Abbott-i-STAT 1 |  |  |  |  | Not Covered Vendor Only - Biomedical | MHHS-OPID
NO | NO |  |  |  | 929-00797 |  | Abbott Laboratories Diagnostic Div | I-STAT 1 |  |  | OPID - (NE) - SUMMER CREEK CCC - 444 | MHHS-OPID |  | Analyzer, Hematology |  | 929-00797 |  | Katy |  | OPID - (NE) - SUMMER CREEK CCC - 444 | [5 empty] | ANALYZERS, POINT-OF-CARE, WHOLE BLOOD, GLUCOSE |  | ANALYZERHEMATOLOGY-Abbott-i-STAT 1 | ANALYZERHEMATOLOGY | i-STAT 1 |  |  |  | Abbott Lab | Analyzer, Hematology |  | ANALYZERHEMATOLOGY-Abbott-i-STAT 1 |  |  |  |  | Not Covered Vendor Only - Biomedical | MHHS-OPID
NO | NO | [5 empty] | Abbott Laboratories Diagnostic Div | I-STAT 1 |  |  | OPID - (PL) - PEARLAND - 406 (MP1) | MHHS-OPID |  | Analyzer, Hematology |  |  |  | Pearland |  | OPID - (PL) - PEARLAND - 406 (MP1) | [5 empty] | ANALYZERS, POINT-OF-CARE, WHOLE BLOOD, GLUCOSE |  | ANALYZERHEMATOLOGY-Abbott-i-STAT 1 | ANALYZERHEMATOLOGY | i-STAT 1 |  |  |  | Abbott Lab | Analyzer, Hematology |  | ANALYZERHEMATOLOGY-Abbott-i-STAT 1 |  |  |  |  | Not Covered Vendor Only - Biomedical | MHHS-OPID
NO | NO |  |  |  | 017-01020 |  | Abbott Laboratories Diagnostic Div | I-STAT 1 |  |  | OPID - (SE) - PASADENA - 465 | MHHS-OPID |  | Analyzer, Hematology |  | 017-01020 |  | Southeast & Bay Area |  | OPID - (SE) - PASADENA - 465 | [5 empty] | ANALYZERS, POINT-OF-CARE, WHOLE BLOOD, GLUCOSE |  | ANALYZERHEMATOLOGY-Abbott-i-STAT 1 | ANALYZERHEMATOLOGY | i-STAT 1 |  |  |  | Abbott Lab | Analyzer, Hematology |  | ANALYZERHEMATOLOGY-Abbott-i-STAT 1 |  |  |  |  | Not Covered Vendor Only - Biomedical | MHHS-OPID
NO | NO |  |  |  | 929-01452 |  | Abbott Laboratories Diagnostic Div | I-STAT 1 |  |  | OPID - (WDLS) - SPRING CCC - 440 | MHHS-OPID |  | Analyzer, Hematology |  | 929-01452 |  | Woodlands |  | OPID - (WDLS) - SPRING CCC - 440 | [5 empty] | ANALYZERS, POINT-OF-CARE, WHOLE BLOOD, GLUCOSE |  | ANALYZERHEMATOLOGY-Abbott-i-STAT 1 | ANALYZERHEMATOLOGY | i-STAT 1 |  |  |  | Abbott Lab | Analyzer, Hematology |  | ANALYZERHEMATOLOGY-Abbott-i-STAT 1 |  |  |  |  | Not Covered Vendor Only - Biomedical | MHHS-OPID
NO | NO |  |  |  | 005-11838 |  | Abbott Laboratories Diagnostic Div | I-STAT 1 |  |  | SE - EMERGENCY CENTER | MHHS-Southeast |  | Analyzer, Hematology |  | 005-11838 |  | Southeast & Bay Area |  | SE - EMERGENCY CENTER | [5 empty] | ANALYZERS, POINT-OF-CARE, WHOLE BLOOD, GLUCOSE |  | ANALYZERHEMATOLOGY-Abbott-i-STAT 1 | ANALYZERHEMATOLOGY | i-STAT 1 |  |  |  | Abbott Lab | Analyzer, Hematology |  | ANALYZERHEMATOLOGY-Abbott-i-STAT 1 |  |  |  |  | Covered PM Repair - Biomedical | MHHS-Southeast
NO | NO |  |  |  | 029-08585 |  | Abbott Laboratories Diagnostic Div | I-STAT 1 |  |  | WOODLANDS - OR | MHHS-Woodlands |  | Analyzer, Hematology |  | 029-08585 |  | Woodlands |  | WOODLANDS - OR | [5 empty] | ANALYZERS, POINT-OF-CARE, WHOLE BLOOD, GLUCOSE |  | ANALYZERHEMATOLOGY-Abbott-i-STAT 1 | ANALYZERHEMATOLOGY | i-STAT 1 |  |  |  | Abbott Lab | Analyzer, Hematology |  | ANALYZERHEMATOLOGY-Abbott-i-STAT 1 |  |  |  |  | Covered PM Repair - Biomedical | MHHS-Woodlands
NO | NO | [5 empty] | Abbott Laboratories Diagnostic Div | I-STAT 1 |  |  | WOODLANDS - PACU | MHHS-Woodlands |  | Analyzer, Hematology |  |  |  | Woodlands |  | WOODLANDS - PACU | [5 empty] | ANALYZERS, POINT-OF-CARE, WHOLE BLOOD, GLUCOSE |  | ANALYZERHEMATOLOGY-Abbott-i-STAT 1 | ANALYZERHEMATOLOGY | i-STAT 1 |  |  |  | Abbott Lab | Analyzer, Hematology |  | ANALYZERHEMATOLOGY-Abbott-i-STAT 1 |  |  |  |  | Covered PM Repair - Radiology, Low End | MHHS-Woodlands
NO | NO |  |  |  | 029-05185 |  | Abbott Laboratories Diagnostic Div | I-STAT 1 |  |  | WOODLANDS - PREOP | MHHS-Woodlands |  | Analyzer, Hematology |  | 029-05185 |  | Woodlands |  | WOODLANDS - PREOP | [5 empty] | ANALYZERS, POINT-OF-CARE, WHOLE BLOOD, GLUCOSE |  | ANALYZERHEMATOLOGY-Abbott-i-STAT 1 | ANALYZERHEMATOLOGY | i-STAT 1 |  |  |  | Abbott Lab | Analyzer, Hematology |  | ANALYZERHEMATOLOGY-Abbott-i-STAT 1 |  |  |  |  | Covered PM Repair - Radiology, Low End | MHHS-Woodlands
NO | NO |  |  |  | 029-12661 |  | Abbott Laboratories Diagnostic Div | I-STAT 1 WIRELESS |  |  | WOODLANDS - NICU (NEW) | MHHS-Woodlands |  | Analyzer, Hematology |  | 029-12661 |  | Woodlands |  | WOODLANDS - NICU (NEW) | [5 empty] | ANALYZERS, LABORATORY, BLOOD |  | ANALYZERHEMATOLOGY-Abbott-i-STAT 1 Wireless | ANALYZERHEMATOLOGY | i-STAT 1 Wireless |  |  |  | Abbott Lab | Analyzer, Hematology |  | ANALYZERHEMATOLOGY-Abbott-i-STAT 1 Wireless |  |  |  |  | Covered PM Repair - Biomedical | MHHS-Woodlands
NO | YES |  |  |  | 145-00879 | 145-00879 | Abbott Laboratories Diagnostic Div | I-STAT 300G |  |  | Pearland-Laboratory-Main | MHHS-Pearland Hospital |  | Analyzer, Hematology |  | 145-00879 | 145-00879 | Pearland | MHHS-Pearland Hospital | Pearland-Laboratory-Main | Speciman Processing | 12/1/17 |  |  |  | ANALYZERS, LABORATORY, BLOOD GAS/PH | Analyzer, Hematology | ANALYZERHEMATOLOGY-Abbott-i-STAT 300G | ANALYZERHEMATOLOGY | i-STAT 300G |  |  |  | Abbott Lab | Analyzer, Hematology |  | ANALYZERHEMATOLOGY-Abbott-i-STAT 300G |  | 8/12/13 |  | AH-A | Covered PM Repair - Biomedical | MHHS-Pearland Hospital | [8 empty] | ANALYZERHEMATOLOGY | Analyzer, Hematology | Abbott Lab
NO | YES | [5 empty] | Abbott Laboratories Diagnostic Div | PR-300 I-STAT PRINTER |  |  | MH MG-(WDLS)-Urgent Care-Spring | MHHS-MG | [5 empty] | Woodlands | MHHS-MG | MH MG-(WDLS)-Urgent Care-Spring | Urgent care 1 | 4/1/17 |  |  |  | PRINTERS |  | .needs class | [5 empty] | Abbott Lab | [7 empty] | Covered PM Repair - Biomedical | MHHS-MG
NO | YES | [5 empty] | Abbott Laboratories Hospital Products Div | I-STAT 300 POWER SUPPLY |  | DRC-88071 | MH MG-(WDLS)-Urgent Care-Spring | MHHS-MG | [5 empty] | Woodlands | MHHS-MG | MH MG-(WDLS)-Urgent Care-Spring | Urgent care 1 | 4/1/17 |  |  |  | POWER SUPPLIES |  | .needs class | [5 empty] | Abbott Lab | [7 empty] | Covered PM Repair - Biomedical | MHHS-MG
NO | NO |  |  |  | DRC-83918 |  | Abbott Laboratories Hospital Products Div | I-STAT 300 POWER SUPPLY |  | DRC-83918 | OPID - (CY) - CYPRESS - 427 (MP1) | MHHS-OPID |  |  |  | DRC-83918 |  | Northwest & Cypress |  | OPID - (CY) - CYPRESS - 427 (MP1) | [5 empty] | POWER SUPPLIES |  | .needs class | [5 empty] | Abbott Lab | [7 empty] | Covered PM Repair - Biomedical | MHHS-OPID
NO | NO |  |  |  | DRC-84110 |  | Abbott Laboratories Hospital Products Div | I-STAT 300 POWER SUPPLY |  | DRC-84110 | OPID - (CY) - CYPRESS - 427 (MP1) | MHHS-OPID |  |  |  | DRC-84110 |  | Northwest & Cypress |  | OPID - (CY) - CYPRESS - 427 (MP1) | [5 empty] | POWER SUPPLIES |  | .needs class | [5 empty] | Abbott Lab | [7 empty] | Covered PM Repair - Biomedical | MHHS-OPID
NO | NO | [5 empty] | Abbott Laboratories Hospital Products Div | I-STAT 300 POWER SUPPLY |  |  | OPID - (NE) - NORTHEAST - 437 (MP1) | MHHS-OPID | [5 empty] | Katy |  | OPID - (NE) - NORTHEAST - 437 (MP1) | [5 empty] | POWER SUPPLIES |  | .needs class | [5 empty] | Abbott Lab | [7 empty] | Covered PM Repair - Biomedical | MHHS-OPID
YES | YES |  |  |  | 000-03630 | 000-03630 | Abbott Laboratories Inc |  |  |  | MH MG - (SE) - URGENT CARE - CLEAR LAKE (WEBSTER) |  |  |  |  | 000-03630 | 000-03630 | Southeast | Memorial Hermann Urgent Care Clear Lake (#3) | MH MG - (SE) - URGENT CARE - CLEAR LAKE (WEBSTER) | Lab
YES | YES |  |  |  | 151-03834 | 151-03834 | Abbott Laboratories Inc | 300-G |  |  | Opid-(pl)-pearland |  |  |  |  | 151-03834 | 151-03834 | Pearland | Breast care | Opid-(pl)-pearland |  |  | 2/1/20
NO | YES |  |  |  | 099-04862 | 099-04862 | Abbott Laboratories Inc | 300-G |  |  | KT CCC-(KY)-Emergency Room |  |  |  |  | 099-04862 | 099-04862 | Katy | MHHS-Others | KT CCC-(KY)-Emergency Room | Lab
YES | YES |  |  |  | 000-04357 | 000-04357 | Abbott Laboratories Inc | 300-G |  |  | ER lab |  |  |  |  | 000-04357 | 000-04357 | Katy | Memorial Hermann Convenient Care Center in Kingwood (Kingwood CCC) | ER lab | Nurses station
YES | YES |  |  |  | 009-10498 | 009-10498 | Abbott Laboratories Inc | 300-G |  |  | CC-Lab |  |  |  |  | 009-10498 | 009-10498 | Central | Memorial Hermann Urgent Care Greater Heights (#100) | CC-Lab | Lab | 2/1/20
YES | YES |  |  |  | 099-01024 | 099-01024 | Abbott Laboratories Inc | 300-G |  |  | NE - OR |  |  |  |  | 099-01024 | 099-01024 | Katy | Memorial Hermann Northeast Hospital | NE - OR | OR Hybrid Room
YES | YES |  |  |  | 099-10610 | 099-10610 | Abbott Laboratories Inc | 300-G |  |  | Stress Lab |  |  |  |  | 099-10610 | 099-10610 | Southwest | Memorial Hermann Southwest Hospital | Stress Lab | Stress Lab
YES | YES |  |  |  | 099-10611 | 099-10611 | Abbott Laboratories Inc | 300-G |  |  | Stress Lab |  |  |  |  | 099-10611 | 099-10611 | Southwest | Memorial Hermann Southwest Hospital | Stress Lab | Stress Lab
YES | YES |  |  |  | 099-10613 | 099-10613 | Abbott Laboratories Inc | 300-G |  |  | Stress Lab |  |  |  |  | 099-10613 | 099-10613 | Southwest | Memorial Hermann Southwest Hospital | Stress Lab | Stress Lab
YES | YES |  |  |  | 099-10612 | 099-10612 | Abbott Laboratories Inc | 300-G |  |  | Stress Lab |  |  |  |  | 099-10612 | 099-10612 | Southwest | Memorial Hermann Southwest Hospital | Stress Lab | Stress Lab
YES | YES |  |  |  | 099-14059 | 099-14059 | Abbott Laboratories Inc | 300-G |  |  | SW-NICU |  |  |  |  | 099-14059 | 099-14059 | Southwest | Memorial Hermann Southwest Hospital | SW-NICU | Blood/Gas Lab | 3/1/20 |  | 3/1/20
YES | YES |  |  |  | 000-03640 | 000-03640 | Abbott Laboratories Inc | 300-G |  |  | MH MG - (SE) - URGENT CARE - FRIENDSWOOD |  |  |  |  | 000-03640 | 000-03640 | Southeast | Memorial Hermann Urgent Care Friendswood (#112) | MH MG - (SE) - URGENT CARE - FRIENDSWOOD |  |  |  | 3/1/20
YES | YES |  |  |  | 099-07563 | 099-07563 | Abbott Laboratories Inc | 300-G |  |  | SE - LABORATORY |  |  |  |  | 099-07563 | 099-07563 | Southeast | Memorial Hermann Southeast Hospital | SE - LABORATORY |  |  |  | 4/1/20
YES | YES |  |  |  | 583-01644 | 583-01644 | Abbott Laboratories Inc | Architect i1000SR |  | 2018061200017D | Laboratory |  |  |  |  | 583-01644 | 583-01644 | Southwest | Memorial Hermann Laboratory | Laboratory | Lab
YES | YES |  |  |  | 013-35662 | 013-35662 | Abbott Laboratories Inc | Architect i2000sr |  | I SR51203 | SW - LABORATORY - CHEMISTRY |  |  |  |  | 013-35662 | 013-35662 | Southwest | Memorial Hermann Southwest Hospital | SW - LABORATORY - CHEMISTRY | Core Lab |  |  |  | New Add
YES | YES |  |  |  | 099-00283 | 099-00283 | Abbott Laboratories Inc | DRC-300 |  | DRC-57471 | NE - OR HOLDING |  |  |  |  | 099-00283 | 099-00283 | Southwest |  | NE - OR HOLDING | OR HOLDING |  |  |  | No pm
YES | YES |  |  |  | 005-33207 | 005-33207 | Abbott Laboratories Inc | DRC-300 |  | DRC 81215 | 3 East |  |  |  |  | 005-33207 | 005-33207 | Sugar Land | Memorial Hermann Sugar land Hospital | 3 East | Back hallway
YES | YES |  |  |  | 099-08538 | 099-08538 | Abbott Laboratories Inc | DRC-300 |  | DRC-61448 | SW - PREOP |  |  |  |  | 099-08538 | 099-08538 | Southwest | Memorial Hermann Southwest Hospital | SW - PREOP | Bay 1 |  |  |  | New Add
YES | YES |  |  |  | 099-10614 | 099-10614 | Abbott Laboratories Inc | DRC-300 |  | DRC-61411 | Stress Lab |  |  |  |  | 099-10614 | 099-10614 | Southwest | Memorial Hermann Southwest Hospital | Stress Lab | Stress Lab
YES | YES |  |  |  | 000-03629 | 000-03629 | Abbott Laboratories Inc | DRC-300 |  | 21DRC-88658 | MH MG - (SE) - URGENT CARE - CLEAR LAKE (WEBSTER) |  |  |  |  | 000-03629 | 000-03629 | Southeast | Memorial Hermann Urgent Care Clear Lake (#3) | MH MG - (SE) - URGENT CARE - CLEAR LAKE (WEBSTER) | Lab
YES | YES |  |  |  | 099-00345 | 099-00345 | Abbott Laboratories Inc | i-STAT |  |  | CT |  |  |  |  | 099-00345 | 099-00345 | Katy | Memorial Hermann Imaging Center - Katy Plaza 1 (#120) | CT | Control Room | [5 empty] | Analyzer, Hematology | ANALYZERHEMATOLOGY-Abbott-i-STAT 1 | [12 empty] | AH-A | [10 empty] | ANALYZERHEMATOLOGY | Analyzer, Hematology | Abbott Lab
YES | YES | Serial Number 317622 |  |  |  |  | Abbott Laboratories Inc | i-STAT |  |  | IV Prep | [6 empty] | Sugar Land | MD Anderson Breast Care with Memorial Hermann - Sugar Land (#120) | IV Prep | [6 empty] | Analyzer, Hematology | ANALYZERHEMATOLOGY-Abbott-i-STAT 1 | [12 empty] | AH-A | [10 empty] | ANALYZERHEMATOLOGY | Analyzer, Hematology | Abbott Lab
YES | YES | Serial Number 21355007 |  |  |  |  | Abbott Laboratories Inc | i-STAT |  |  | OPID - (SL) - SUGAR LAND - 449 (MP1) | [6 empty] | Sugar Land | MD Anderson Breast Care with Memorial Hermann - Sugar Land (#120) | OPID - (SL) - SUGAR LAND - 449 (MP1) | Blood Draw | [5 empty] | Analyzer, Hematology | ANALYZERHEMATOLOGY-Abbott-i-STAT 1 | [12 empty] | AH-A | [10 empty] | ANALYZERHEMATOLOGY | Analyzer, Hematology | Abbott Lab
YES | YES | Serial Number 364718 |  |  |  |  | Abbott Laboratories Inc | i-STAT |  |  | OPID - (SL) - SUGAR LAND - 449 (MP1) | [6 empty] | Sugar Land | MD Anderson Breast Care with Memorial Hermann - Sugar Land (#120) | OPID - (SL) - SUGAR LAND - 449 (MP1) | MRI Control Room | [5 empty] | Analyzer, Hematology | ANALYZERHEMATOLOGY-Abbott-i-STAT 1 | [12 empty] | AH-A | [10 empty] | ANALYZERHEMATOLOGY | Analyzer, Hematology | Abbott Lab
NO | YES |  |  |  | 005-33206 | 005-33206 | Abbott Laboratories Inc | I-stat |  |  | 3 East |  |  |  |  | 005-33206 | 005-33206 | Sugar Land | MHSugarland hospital | 3 East | Back Hallway | [5 empty] | Analyzer, Hematology | ANALYZERHEMATOLOGY-Abbott-i-STAT 1 | [12 empty] | AH-A | [10 empty] | ANALYZERHEMATOLOGY | Analyzer, Hematology | Abbott Lab
YES | YES |  |  |  | 099-02777 | 099-02777 | Abbott Laboratories Inc | i-STAT 1 |  |  | MH MG - (TMC) - URGENT CARE - WEST UNIVERSITY |  |  |  |  | 099-02777 | 099-02777 | TMC | Urgent care bellaire | MH MG - (TMC) - URGENT CARE - WEST UNIVERSITY | Lab |  |  |  | No pm. Note says out of order until further notice per RA. |  | Analyzer, Hematology | ANALYZERHEMATOLOGY-Abbott-i-STAT 1 | [12 empty] | AH-A | [10 empty] | ANALYZERHEMATOLOGY | Analyzer, Hematology | Abbott Lab
YES | YES |  |  |  | 133-07284 | 133-07284 | Abbott Laboratories Inc | i-STAT 1 |  |  | KATY - ER |  |  |  |  | 133-07284 | 133-07284 | Katy | Memorial Hermann Katy Hospital | KATY - ER | ER CT control | [5 empty] | Analyzer, Hematology | ANALYZERHEMATOLOGY-Abbott-i-STAT 1 | [12 empty] | AH-A | [10 empty] | ANALYZERHEMATOLOGY | Analyzer, Hematology | Abbott Lab
YES | YES |  |  |  | 099-00284 | 099-00284 | Abbott Laboratories Inc | i-STAT 1 |  |  | NE - OR HOLDING |  |  |  |  | 099-00284 | 099-00284 | Southwest |  | NE - OR HOLDING | OR HOLDING |  |  |  | No pm |  | Analyzer, Hematology | ANALYZERHEMATOLOGY-Abbott-i-STAT 1 | [12 empty] | AH-A | [10 empty] | ANALYZERHEMATOLOGY | Analyzer, Hematology | Abbott Lab
YES | YES |  |  |  | 099-01125 | 099-01125 | Abbott Laboratories Inc | i-STAT 1 |  |  | NE - CATH LAB |  |  |  |  | 099-01125 | 099-01125 | Katy | Memorial Hermann Northeast Hospital | NE - CATH LAB | Cath Lab | [5 empty] | Analyzer, Hematology | ANALYZERHEMATOLOGY-Abbott-i-STAT 1 | [12 empty] | AH-A | [10 empty] | ANALYZERHEMATOLOGY | Analyzer, Hematology | Abbott Lab
YES | YES |  |  |  | 000-04941 | 000-04941 | Abbott Laboratories Inc | i-STAT 1 |  |  | Lab |  |  |  |  | 000-04941 | 000-04941 | Katy | Memorial Hermann Northeast Hospital | Lab | Blood Bank | [5 empty] | Analyzer, Hematology | ANALYZERHEMATOLOGY-Abbott-i-STAT 1 | [12 empty] | AH-A | [10 empty] | ANALYZERHEMATOLOGY | Analyzer, Hematology | Abbott Lab
YES | YES |  |  |  | 099-01832 | 099-01832 | Abbott Laboratories Inc | i-STAT 1 |  |  | OPID - (NE) - SUMMER CREEK CCC - 444 |  |  |  |  | 099-01832 | 099-01832 | Katy | Memorial Hermann Imaging Center - Convenient Care Center in Summer Creek | OPID - (NE) - SUMMER CREEK CCC - 444 | CT Room | [5 empty] | Analyzer, Hematology | ANALYZERHEMATOLOGY-Abbott-i-STAT 1 | [12 empty] | AH-A | [10 empty] | ANALYZERHEMATOLOGY | Analyzer, Hematology | Abbott Lab
YES | YES |  |  |  | 000-04403 | 000-04403 | Abbott Laboratories Inc | i-STAT 1 | [7 empty] | 000-04403 | 000-04403 | Sugar Land |  |  | Lab |  |  |  | No pm |  | Analyzer, Hematology | ANALYZERHEMATOLOGY-Abbott-i-STAT 1 | [12 empty] | AH-A | [10 empty] | ANALYZERHEMATOLOGY | Analyzer, Hematology | Abbott Lab
YES | YES |  |  |  | 099-10540 | 099-10540 | Abbott Laboratories Inc | i-STAT 1 |  |  | Cath Lab |  |  |  |  | 099-10540 | 099-10540 | Southwest | Memorial Hermann - Heart and Vascular | Cath Lab | Cath Lab | [6 empty] | ANALYZERHEMATOLOGY-Abbott-i-STAT 1
YES | YES |  |  |  | 099-10541 | 099-10541 | Abbott Laboratories Inc | i-STAT 1 |  | DRC-61410 | Cath Lab |  |  |  |  | 099-10541 | 099-10541 | Southwest | Memorial Hermann - Heart and Vascular | Cath Lab | Cath Lab | [6 empty] | ANALYZERHEMATOLOGY-Abbott-i-STAT 1
YES | YES |  |  |  | 041-34412 | 041-34412 | Abbott Laboratories Inc | i-STAT 1 |  |  | Memorial City-MOR Recovery |  |  |  |  | 041-34412 | 041-34412 | West | Memorial Hermann Memorial City Medical Center | Memorial City-MOR Recovery | E2 Nurses Station
YES | YES | [5 empty] | Abbott Laboratories Inc | i-STAT 1 |  |  | Memorial City - Pre-OP | [6 empty] | West | Memorial Hermann Memorial City Medical Center | Memorial City - Pre-OP | Memorial City - Pre-OP Nurses Station |  |  |  | No pm sticker
YES | YES |  |  |  | 583-01701 | 583-01701 | Abbott Laboratories Inc | i-STAT 1 |  |  | Memorial city |  |  |  |  | 583-01701 | 583-01701 | West | Memorial Hermann Medical Group Memorial City (#100) | Memorial city | Lab |  |  |  | No pm tag manufactured 2010-11
YES | YES |  |  |  | 583-01702 | 583-01702 | Abbott Laboratories Inc | i-STAT 1 |  |  | Memorial city |  |  |  |  | 583-01702 | 583-01702 | West | Memorial Hermann Medical Group Memorial City (#100) | Memorial city | Lab |  |  |  | Manufactured2014-11
YES | YES |  |  |  | 583-01703 | 583-01703 | Abbott Laboratories Inc | i-STAT 1 |  |  | Memorial city |  |  |  |  | 583-01703 | 583-01703 | West | Memorial Hermann Medical Group Memorial City (#100) | Memorial city | Lab |  |  |  | Manufactured 2018-06
YES | YES |  |  |  | 583-01704 | 583-01704 | Abbott Laboratories Inc | i-STAT 1 |  |  | Memorial city |  |  |  |  | 583-01704 | 583-01704 | West | Memorial Hermann Medical Group Memorial City (#100) | Memorial city | Lab |  |  |  | Manufactured 2006-09
YES | YES |  |  |  | 583-01705 | 583-01705 | Abbott Laboratories Inc | i-STAT 1 |  |  | Memorial city |  |  |  |  | 583-01705 | 583-01705 | West | Memorial Hermann Medical Group Memorial City (#100) | Memorial city | Lab |  |  |  | Manufactured 2008-11
YES | YES |  |  |  | 583-01706 | 583-01706 | Abbott Laboratories Inc | i-STAT 1 |  |  | Memorial city |  |  |  |  | 583-01706 | 583-01706 | West | Memorial Hermann Medical Group Memorial City (#100) | Memorial city | Lab |  |  |  | Manufactured 2018-11
YES | YES |  |  |  | 041-33763 | 041-33763 | Abbott Laboratories Inc | i-STAT 1 |  |  | Outpation radiolgy |  |  |  |  | 041-33763 | 041-33763 | Woodlands | Memorial Hermann The Woodlands Medical Center - Imaging Center (#100) | Outpation radiolgy | Suite 100 |  |  |  | Manufactor 2005-08
YES | YES |  |  |  | 099-08537 | 099-08537 | Abbott Laboratories Inc | i-STAT 300G |  |  | SW - PREOP |  |  |  |  | 099-08537 | 099-08537 | Southwest | Memorial Hermann Southwest Hospital | SW - PREOP | Bay 1 |  |  |  | New Add
YES | YES | Serial Number 364718 |  |  | 099-00227 | 099-00227 | Abbott Laboratories Inc | i-STAT 300G |  |  | Out patention imaging |  |  |  |  | 099-00227 | 099-00227 | Sugar Land | OPID SUGARLAND | Out patention imaging | IV PREP |  |  |  | For mRI 1.5 T
YES | YES |  |  |  | 151-04232 | 151-04232 | Abbott Laboratories Inc | i-Stat Printer |  |  | OPID - (PL) - PEARLAND - 406 (MP1) |  |  |  |  | 151-04232 | 151-04232 | Pearland | Breast Care | OPID - (PL) - PEARLAND - 406 (MP1) | MRI Zone 3
NO | YES |  |  |  | 029-08349 | 029-08349 | Abbott Laboratories Inc | Tec 7 |  | BEGM03396 | Woodlands-OR |  |  |  |  | 029-08349 | 029-08349 | Woodlands | MHHS-Woodlands | Woodlands-OR | OR Room 18 | 3/1/20 |  |  |  |  | Vaporizer, Anesthesia | VAPORIZERANESTHESIA-Datex-Ohmeda-TEC 7 | [12 empty] | VA-SA | [10 empty] | VAPORIZERANESTHESIA | Vaporizer, Anesthesia | Datex-Ohmeda
YES | YES |  |  |  | 029-08344 | 029-08344 | Abbott Laboratories Inc | Tec 7 |  | BEJF01256 | Cath lab |  |  |  |  | 029-08344 | 029-08344 | Woodlands | Woodland memorial hospital | Cath lab | Rm 1 | 11/1/19 |  | 5/1/20
NO | YES |  |  |  | 099-07526 |  | Abbott Laboratories Inc | Tec 7 |  | BEJJ03146 | SE-OR |  |  |  |  | 099-07526 |  | Southeast | MHHS-Southeast | SE-OR | Hallway | 10/1/14 |  | 4/1/15
NO | NO |  |  |  | 133-10325 |  | Abbott Medical Optics | WHITSTAR SIGNATURE PRO |  |  | KATY - OR | MHHS-Katy |  |  |  | 133-10325 |  | Katy |  | KATY - OR | [5 empty] | CATARACT EXTRACTION UNITS, PHACOEMULSIFICATION |  | .needs class | [13 empty] | Covered PM Repair - Biomedical | MHHS-Katy
YES | YES |  |  |  | 099-02272 | 099-02272 | Abbott pount of care | I-stat |  |  | MH MG - (NE) - KINGWOOD CCC |  |  |  |  | 099-02272 | 099-02272 | Katy | 24 Hour Emergency Room - Convenient Care Center in Katy | MH MG - (NE) - KINGWOOD CCC | Er - mri | [5 empty] | Analyzer, Hematology | ANALYZERHEMATOLOGY-Abbott-i-STAT 1 | [12 empty] | AH-A | [10 empty] | ANALYZERHEMATOLOGY | Analyzer, Hematology | Abbott Lab
NO | NO |  |  |  | 069-41131 |  | Abco Dealers | EXAM TABLE |  | HIJCBC14080019 | TMC - REHAB - OT/PT CLINIC (4J) | MHHS-TMC |  |  |  | 069-41131 |  | TMC |  | TMC - REHAB - OT/PT CLINIC (4J) | [5 empty] | TABLES, EXAMINATION/TREATMENT |  | .needs class | [5 empty] | ABCO | [7 empty] | Not Covered Vendor Only - Biomedical | MHHS-TMC
NO | NO |  |  |  | 069-41132 |  | Abco Dealers | EXAM TABLE |  | HIJCBC14080006 | TMC - REHAB - OT/PT CLINIC (4J) | MHHS-TMC |  |  |  | 069-41132 |  | TMC |  | TMC - REHAB - OT/PT CLINIC (4J) | [5 empty] | TABLES, EXAMINATION/TREATMENT |  | .needs class | [5 empty] | ABCO | [7 empty] | Not Covered Vendor Only - Biomedical | MHHS-TMC
NO | YES |  |  |  | 009-10254 | 009-10254 | Abco Dealers | MICROSCOPE |  | NSN | Neighborhood Clinic-(GH)-Northwest Cc | MHHS-MG |  |  |  | 009-10254 | 009-10254 | Central | MHHS-Others | Neighborhood Clinic-(GH)-Northwest Cc |  | 4/1/19 |  |  |  | MICROSCOPES, LIGHT, LABORATORY |  | .needs class | [5 empty] | ABCO |  |  |  |  | 7/12/17 |  |  | Covered PM Repair - Biomedical | MHHS-MG
NO | NO | [5 empty] | ABIOMED |  |  | 10-1698 | GH - CATH LAB | MHHS-Greater Heights | [5 empty] | Central & Greater Heights |  | GH - CATH LAB | [5 empty] | POWER SUPPLIES |  | .Needs Class |  |  |  |  | .Needs Class | ABIOMED | [7 empty] | Covered PM Repair - Biomedical | MHHS-Greater Heights
NO | YES |  |  |  | 009-06123 | 009-06123 | ABIOMED | IMPELLA 2.5 |  | IC2355 | GH-Cath Lab | MHHS-Greater Heights |  | Pump, Blood, Extracorporeal Circulation |  | 009-06123 | 009-06123 | Central | MHHS-Greater Heights | GH-Cath Lab | OR | 5/1/19 |  | 5/1/20 |  | CIRCULATORY ASSIST UNITS, INTRA-AORTIC BALLOON | Pump, Blood, Extracorporeal Circulation | PUMPBLOODEXTRACORPCIRC-ABIOMED-Impella 2.5 | PUMPBLOODEXTRACORPCIRC | Impella 2.5 |  |  |  | ABIOMEDInc | Pump, Blood, Extracorporeal Circulation |  |  | PUMPBLOODEXTRACORPCIRC-ABIOMED-Impella 2.5 | 11/19/20 |  | PBEC-SA | Not Covered Vendor Only - Biomedical | MHHS-Greater Heights | [8 empty] | PUMPBLOODEXTRACORPCIRC | Pump, Blood, Extracorporeal Circulation | ABIOMEDInc
NO | YES |  |  |  | 133-08332 | 133-08332 | ABIOMED | IMPELLA 2.5 |  | IC4106 | Katy-Cath Lab | MHHS-Katy |  | Pump, Blood, Extracorporeal Circulation |  | 133-08332 | 133-08332 | Katy | MHHS-Katy | Katy-Cath Lab | Cath lab 1 | 1/1/19 | 1/1/21 |  |  | CIRCULATORY ASSIST UNITS, INTRA-AORTIC BALLOON | Pump, Blood, Extracorporeal Circulation | PUMPBLOODEXTRACORPCIRC-ABIOMED-Impella 2.5 | PUMPBLOODEXTRACORPCIRC | Impella 2.5 |  |  |  | ABIOMEDInc | Pump, Blood, Extracorporeal Circulation |  |  | PUMPBLOODEXTRACORPCIRC-ABIOMED-Impella 2.5 | 11/19/20 |  | PBEC-SA | Not Covered Vendor Only - Biomedical | MHHS-Katy | [8 empty] | PUMPBLOODEXTRACORPCIRC | Pump, Blood, Extracorporeal Circulation | ABIOMEDInc
NO | YES |  |  |  | 133-08333 | 133-08333 | ABIOMED | IMPELLA 2.5 |  | IC4105 | Katy-Cath Lab | MHHS-Katy |  | Pump, Blood, Extracorporeal Circulation |  | 133-08333 | 133-08333 | Katy | MHHS-Katy | Katy-Cath Lab | Cath lab 1 | 1/1/19 | 1/1/21 |  |  | CIRCULATORY ASSIST UNITS, INTRA-AORTIC BALLOON | Pump, Blood, Extracorporeal Circulation | PUMPBLOODEXTRACORPCIRC-ABIOMED-Impella 2.5 | PUMPBLOODEXTRACORPCIRC | Impella 2.5 |  |  |  | ABIOMEDInc | Pump, Blood, Extracorporeal Circulation |  |  | PUMPBLOODEXTRACORPCIRC-ABIOMED-Impella 2.5 | 11/19/20 |  | PBEC-SA | Not Covered Vendor Only - Biomedical | MHHS-Katy | [8 empty] | PUMPBLOODEXTRACORPCIRC | Pump, Blood, Extracorporeal Circulation | ABIOMEDInc
NO | YES | Serial Number IC1414 |  |  |  | 041-17532 | ABIOMED | IMPELLA 2.5 |  | IC1414 | MEMORIAL CITY - CATH LAB | MHHS-Mem City |  | Pump, Blood, Extracorporeal Circulation |  |  | 041-17532 | West | Memorial Hermann Heart | MEMORIAL CITY - CATH LAB | Hallway in front of room E9 205 |  |  |  | No pm sticker | CIRCULATORY ASSIST UNITS, INTRA-AORTIC BALLOON |  | PUMPBLOODEXTRACORPCIRC-ABIOMED-Impella 2.5 | PUMPBLOODEXTRACORPCIRC | Impella 2.5 |  |  |  | ABIOMEDInc | Pump, Blood, Extracorporeal Circulation |  |  | PUMPBLOODEXTRACORPCIRC-ABIOMED-Impella 2.5 |  |  |  | Not Covered Vendor Only - Biomedical | MHHS-Mem City
NO | YES |  |  |  | 145-00395 | 145-00395 | ABIOMED | IMPELLA 2.5 |  | IC4383 | Pearland-Cardiac Cath Lab | MHHS-Pearland Hospital |  | Pump, Blood, Extracorporeal Circulation |  | 145-00395 | 145-00395 | Pearland | MHHS-Pearland Hospital | Pearland-Cardiac Cath Lab | Procedure Room S2 225 | 8/1/19 | 2/1/20 |  |  | CIRCULATORY ASSIST UNITS, INTRA-AORTIC BALLOON | Pump, Blood, Extracorporeal Circulation | PUMPBLOODEXTRACORPCIRC-ABIOMED-Impella 2.5 | PUMPBLOODEXTRACORPCIRC | Impella 2.5 |  |  |  | ABIOMEDInc | Pump, Blood, Extracorporeal Circulation |  |  | PUMPBLOODEXTRACORPCIRC-ABIOMED-Impella 2.5 | 11/19/20 |  | PBEC-SA | Not Covered Vendor Only - Biomedical | MHHS-Pearland Hospital | [8 empty] | PUMPBLOODEXTRACORPCIRC | Pump, Blood, Extracorporeal Circulation | ABIOMEDInc
NO | YES |  |  |  | 145-00396 | 145-00396 | ABIOMED | IMPELLA 2.5 |  | IC4382 | Pearland-Cardiac Cath Lab | MHHS-Pearland Hospital |  | Pump, Blood, Extracorporeal Circulation |  | 145-00396 | 145-00396 | Pearland | MHHS-Pearland Hospital | Pearland-Cardiac Cath Lab | Storage 215 | 8/1/19 | 8/1/20 |  |  | CIRCULATORY ASSIST UNITS, INTRA-AORTIC BALLOON | Pump, Blood, Extracorporeal Circulation | PUMPBLOODEXTRACORPCIRC-ABIOMED-Impella 2.5 | PUMPBLOODEXTRACORPCIRC | Impella 2.5 |  |  |  | ABIOMEDInc | Pump, Blood, Extracorporeal Circulation |  |  | PUMPBLOODEXTRACORPCIRC-ABIOMED-Impella 2.5 | 11/19/20 |  | PBEC-SA | Not Covered Vendor Only - Biomedical | MHHS-Pearland Hospital | [8 empty] | PUMPBLOODEXTRACORPCIRC | Pump, Blood, Extracorporeal Circulation | ABIOMEDInc
NO | YES |  |  |  | 005-09835 | 005-09835 | ABIOMED | IMPELLA 2.5 |  | IC2776 | SE-Cath Lab | MHHS-Southeast |  | Pump, Blood, Extracorporeal Circulation |  | 005-09835 | 005-09835 | Southeast | MHHS-Southeast | SE-Cath Lab | Cath Lab |  |  |  |  | CIRCULATORY ASSIST UNITS, INTRA-AORTIC BALLOON |  | PUMPBLOODEXTRACORPCIRC-ABIOMED-Impella 2.5 | PUMPBLOODEXTRACORPCIRC | Impella 2.5 |  |  |  | ABIOMEDInc | Pump, Blood, Extracorporeal Circulation |  |  | PUMPBLOODEXTRACORPCIRC-ABIOMED-Impella 2.5 | 11/19/20 |  |  | Not Covered Vendor Only - Biomedical | MHHS-Southeast
NO | YES |  |  |  | 005-09836 | 005-09836 | ABIOMED | IMPELLA 2.5 |  | IC2775 | SE-Cath Lab | MHHS-Southeast |  | Pump, Blood, Extracorporeal Circulation |  | 005-09836 | 005-09836 | Southeast | MHHS-Southeast | SE-Cath Lab | Room 2 |  |  |  |  | CIRCULATORY ASSIST UNITS, INTRA-AORTIC BALLOON |  | PUMPBLOODEXTRACORPCIRC-ABIOMED-Impella 2.5 | PUMPBLOODEXTRACORPCIRC | Impella 2.5 |  |  |  | ABIOMEDInc | Pump, Blood, Extracorporeal Circulation |  |  | PUMPBLOODEXTRACORPCIRC-ABIOMED-Impella 2.5 | 11/19/20 |  |  | Not Covered Vendor Only - Biomedical | MHHS-Southeast
NO | YES | [5 empty] | ABIOMED | IMPELLA 2.5 |  | IC2342 | Woodlands-Cath Lab | MHHS-Woodlands |  | Pump, Blood, Extracorporeal Circulation |  |  |  | Woodlands | MHHS-Woodlands | Woodlands-Cath Lab | Storage room | 2/1/19 |  | 1/1/20 |  | CIRCULATORY ASSIST UNITS, INTRA-AORTIC BALLOON | Pump, Blood, Extracorporeal Circulation | PUMPBLOODEXTRACORPCIRC-ABIOMED-Impella 2.5 | PUMPBLOODEXTRACORPCIRC | Impella 2.5 |  |  |  | ABIOMEDInc | Pump, Blood, Extracorporeal Circulation |  |  | PUMPBLOODEXTRACORPCIRC-ABIOMED-Impella 2.5 | 11/19/20 |  | PBEC-SA | Not Covered Vendor Only - Biomedical | MHHS-Woodlands | [8 empty] | PUMPBLOODEXTRACORPCIRC | Pump, Blood, Extracorporeal Circulation | ABIOMEDInc
NO | YES | [5 empty] | ABIOMED | IMPELLA 2.5 |  | IC2344 | Woodlands-Cath Lab | MHHS-Woodlands |  | Pump, Blood, Extracorporeal Circulation |  |  |  | Woodlands | MHHS-Woodlands | Woodlands-Cath Lab | Storage room | 1/1/19 |  | 1/1/21 |  | CIRCULATORY ASSIST UNITS, INTRA-AORTIC BALLOON | Pump, Blood, Extracorporeal Circulation | PUMPBLOODEXTRACORPCIRC-ABIOMED-Impella 2.5 | PUMPBLOODEXTRACORPCIRC | Impella 2.5 |  |  |  | ABIOMEDInc | Pump, Blood, Extracorporeal Circulation |  |  | PUMPBLOODEXTRACORPCIRC-ABIOMED-Impella 2.5 | 11/19/20 |  | PBEC-SA | Not Covered Vendor Only - Biomedical | MHHS-Woodlands | [8 empty] | PUMPBLOODEXTRACORPCIRC | Pump, Blood, Extracorporeal Circulation | ABIOMEDInc
NO | YES |  |  |  | 013-35993 | 013-35993 | ABIOMED | Impella 2.5 |  | IC2352 | SW-HVI-OR |  |  |  |  | 013-35993 | 013-35993 | Southwest | MHHS-Southwest | SW-HVI-OR | HVI - OR
NO | YES |  |  |  | 013-35994 | 013-35994 | ABIOMED | Impella 2.5 |  | IC2351 | SW-HVI-OR |  |  |  |  | 013-35994 | 013-35994 | Southwest | MHHS-Southwest | SW-HVI-OR | HVI - OR
NO | NO |  |  |  | 009-06122 |  | ABIOMED | IMPELLA 2.5 |  | IC2354 | GH - CATH LAB | MHHS-Greater Heights |  | Pump, Blood, Extracorporeal Circulation |  | 009-06122 |  | Central & Greater Heights |  | GH - CATH LAB | [5 empty] | CIRCULATORY ASSIST UNITS, INTRA-AORTIC BALLOON |  | PUMPBLOODEXTRACORPCIRC-ABIOMED-Impella 2.5 | PUMPBLOODEXTRACORPCIRC | Impella 2.5 |  |  |  | ABIOMEDInc | Pump, Blood, Extracorporeal Circulation |  |  | PUMPBLOODEXTRACORPCIRC-ABIOMED-Impella 2.5 |  |  |  | Not Covered Vendor Only - Biomedical | MHHS-Greater Heights
NO | NO |  |  |  | 009-06121 |  | ABIOMED | IMPELLA 2.5 |  | IC2356 | GH - OR | MHHS-Greater Heights |  | Pump, Blood, Extracorporeal Circulation |  | 009-06121 |  | Central & Greater Heights |  | GH - OR | [5 empty] | CIRCULATORY ASSIST UNITS, INTRA-AORTIC BALLOON |  | PUMPBLOODEXTRACORPCIRC-ABIOMED-Impella 2.5 | PUMPBLOODEXTRACORPCIRC | Impella 2.5 |  |  |  | ABIOMEDInc | Pump, Blood, Extracorporeal Circulation |  |  | PUMPBLOODEXTRACORPCIRC-ABIOMED-Impella 2.5 |  |  |  | Not Covered Vendor Only - Biomedical | MHHS-Greater Heights
NO | NO | [5 empty] | ABIOMED | IMPELLA 2.5 |  | IC1668 | MEMORIAL CITY - MOR | MHHS-Mem City |  | Pump, Blood, Extracorporeal Circulation |  |  |  | West & Memorial City |  | MEMORIAL CITY - MOR | [5 empty] | CIRCULATORY ASSIST UNITS, INTRA-AORTIC BALLOON |  | PUMPBLOODEXTRACORPCIRC-ABIOMED-Impella 2.5 | PUMPBLOODEXTRACORPCIRC | Impella 2.5 |  |  |  | ABIOMEDInc | Pump, Blood, Extracorporeal Circulation |  |  | PUMPBLOODEXTRACORPCIRC-ABIOMED-Impella 2.5 |  |  |  | Not Covered Vendor Only - Biomedical | MHHS-Mem City
NO | NO | [5 empty] | ABIOMED | IMPELLA 2.5 |  | IC2304 | TMC - CATH LAB - ADULT (2HVI) | MHHS-TMC |  | Pump, Blood, Extracorporeal Circulation |  |  |  | TMC |  | TMC - CATH LAB - ADULT (2HVI) | [5 empty] | CIRCULATORY ASSIST UNITS, INTRA-AORTIC BALLOON |  | PUMPBLOODEXTRACORPCIRC-ABIOMED-Impella 2.5 | PUMPBLOODEXTRACORPCIRC | Impella 2.5 |  |  |  | ABIOMEDInc | Pump, Blood, Extracorporeal Circulation |  |  | PUMPBLOODEXTRACORPCIRC-ABIOMED-Impella 2.5 |  |  |  | Not Covered Vendor Only - Biomedical | MHHS-TMC
NO | NO | [5 empty] | ABIOMED | IMPELLA 2.5 |  | IC2305 | TMC - CATH LAB - ADULT (2HVI) | MHHS-TMC |  | Pump, Blood, Extracorporeal Circulation |  |  |  | TMC |  | TMC - CATH LAB - ADULT (2HVI) | [5 empty] | CIRCULATORY ASSIST UNITS, INTRA-AORTIC BALLOON |  | PUMPBLOODEXTRACORPCIRC-ABIOMED-Impella 2.5 | PUMPBLOODEXTRACORPCIRC | Impella 2.5 |  |  |  | ABIOMEDInc | Pump, Blood, Extracorporeal Circulation |  |  | PUMPBLOODEXTRACORPCIRC-ABIOMED-Impella 2.5 |  |  |  | Not Covered Vendor Only - Biomedical | MHHS-TMC
NO | NO |  |  |  | 074-04549 |  | ABIOMED | IMPELLA 2.5 |  | IC2724 | TMC - HVI - CIRCULATORY SUPPORT (2HVI) | MHHS-TMC |  | Pump, Blood, Extracorporeal Circulation |  | 074-04549 |  | TMC |  | TMC - HVI - CIRCULATORY SUPPORT (2HVI) | [5 empty] | CIRCULATORY ASSIST UNITS, INTRA-AORTIC BALLOON |  | PUMPBLOODEXTRACORPCIRC-ABIOMED-Impella 2.5 | PUMPBLOODEXTRACORPCIRC | Impella 2.5 |  |  |  | ABIOMEDInc | Pump, Blood, Extracorporeal Circulation |  |  | PUMPBLOODEXTRACORPCIRC-ABIOMED-Impella 2.5 |  |  |  | Not Covered Vendor Only - Biomedical | MHHS-TMC
NO | NO |  |  |  | 074-04554 |  | ABIOMED | IMPELLA 2.5 |  | IC2702 | TMC - HVI - CIRCULATORY SUPPORT (2HVI) | MHHS-TMC |  | Pump, Blood, Extracorporeal Circulation |  | 074-04554 |  | TMC |  | TMC - HVI - CIRCULATORY SUPPORT (2HVI) | [5 empty] | CIRCULATORY ASSIST UNITS, INTRA-AORTIC BALLOON |  | PUMPBLOODEXTRACORPCIRC-ABIOMED-Impella 2.5 | PUMPBLOODEXTRACORPCIRC | Impella 2.5 |  |  |  | ABIOMEDInc | Pump, Blood, Extracorporeal Circulation |  |  | PUMPBLOODEXTRACORPCIRC-ABIOMED-Impella 2.5 |  |  |  | Not Covered Vendor Only - Biomedical | MHHS-TMC
NO | YES |  |  |  | 151-02710 | 151-02710 | ABIOMED | IMPELLA CONTROLLER |  | IC6481 | CY-Cardiac Cath Lab | MHHS-Cypress |  | Pump, Blood, Extracorporeal Circulation |  | 151-02710 | 151-02710 | Northwest | MHHS-Cypress | CY-Cardiac Cath Lab | Cath lab 1 | 11/1/19 | 11/1/20 |  |  | CARDIAC OUTPUT UNITS | Pump, Blood, Extracorporeal Circulation | PUMPBLOODEXTRACORPCIRC-Abiomed-Impella Controller | PUMPBLOODEXTRACORPCIRC | Impella Controller |  |  |  | Abiomed | Pump, Blood, Extracorporeal Circulation |  | PUMPBLOODEXTRACORPCIRC-Abiomed-Impella Controller |  | 11/19/20 |  | PBEC-SA | Not Covered Vendor Only - Biomedical | MHHS-Cypress | [7 empty] | Pump, Blood, Extracorporeal Circulation | PUMPBLOODEXTRACORPCIRC | Pump, Blood, Extracorporeal Circulation | Abiomed
NO | YES |  |  |  | 151-02711 | 151-02711 | ABIOMED | IMPELLA CONTROLLER |  | IC6482 | CY-Cardiac Cath Lab | MHHS-Cypress |  | Pump, Blood, Extracorporeal Circulation |  | 151-02711 | 151-02711 | Northwest | MHHS-Cypress | CY-Cardiac Cath Lab | Cath lab | 11/1/19 | 11/1/20 |  |  | CARDIAC OUTPUT UNITS | Pump, Blood, Extracorporeal Circulation | PUMPBLOODEXTRACORPCIRC-Abiomed-Impella Controller | PUMPBLOODEXTRACORPCIRC | Impella Controller |  |  |  | Abiomed | Pump, Blood, Extracorporeal Circulation |  | PUMPBLOODEXTRACORPCIRC-Abiomed-Impella Controller |  | 11/19/20 |  | PBEC-SA | Not Covered Vendor Only - Biomedical | MHHS-Cypress | [7 empty] | Pump, Blood, Extracorporeal Circulation | PUMPBLOODEXTRACORPCIRC | Pump, Blood, Extracorporeal Circulation | Abiomed
NO | YES |  |  |  | 142-07310 | 142-07310 | ABIOMED | IMPELLA CONTROLLER |  | IC5395 | NE-Cath Lab | MHHS-Northeast |  | Pump, Blood, Extracorporeal Circulation |  | 142-07310 | 142-07310 | Katy | MHHS-Northeast | NE-Cath Lab | OR Storage | 11/1/19 | 11/1/20 |  |  | CARDIAC OUTPUT UNITS | Pump, Blood, Extracorporeal Circulation | PUMPBLOODEXTRACORPCIRC-Abiomed-Impella Controller | PUMPBLOODEXTRACORPCIRC | Impella Controller |  |  |  | Abiomed | Pump, Blood, Extracorporeal Circulation |  | PUMPBLOODEXTRACORPCIRC-Abiomed-Impella Controller |  | 11/19/20 |  | PBEC-SA | Not Covered Vendor Only - Biomedical | MHHS-Northeast | [7 empty] | Pump, Blood, Extracorporeal Circulation | PUMPBLOODEXTRACORPCIRC | Pump, Blood, Extracorporeal Circulation | Abiomed
NO | YES |  |  |  | 129-07636 | 129-07636 | ABIOMED | IMPELLA CONTROLLER |  | IC5191 | SUGAR LAND - CATH LAB | MHHS-Sugarland |  | Pump, Blood, Extracorporeal Circulation |  | 129-07636 | 129-07636 | Sugar Land | Memorial Hermann Sugar Land Hospital | SUGAR LAND - CATH LAB | CATH LAB | 9/1/19 |  | 9/1/20 |  | CARDIAC OUTPUT UNITS | Pump, Blood, Extracorporeal Circulation | PUMPBLOODEXTRACORPCIRC-Abiomed-Impella Controller | PUMPBLOODEXTRACORPCIRC | Impella Controller |  |  |  | Abiomed | Pump, Blood, Extracorporeal Circulation |  | PUMPBLOODEXTRACORPCIRC-Abiomed-Impella Controller |  | 11/19/20 |  | PBEC-SA | Not Covered Vendor Only - Biomedical | MHHS-Sugarland | [7 empty] | Pump, Blood, Extracorporeal Circulation | PUMPBLOODEXTRACORPCIRC | Pump, Blood, Extracorporeal Circulation | Abiomed
NO | YES |  |  |  | 129-07637 | 129-07637 | ABIOMED | IMPELLA CONTROLLER |  | IC5190 | Sugar Land-Cath Lab | MHHS-Sugarland |  | Pump, Blood, Extracorporeal Circulation |  | 129-07637 | 129-07637 | Sugar Land | MHHS-Sugarland | Sugar Land-Cath Lab |  | 12/1/18 |  |  |  | CARDIAC OUTPUT UNITS | Pump, Blood, Extracorporeal Circulation | PUMPBLOODEXTRACORPCIRC-Abiomed-Impella Controller | PUMPBLOODEXTRACORPCIRC | Impella Controller |  |  |  | Abiomed | Pump, Blood, Extracorporeal Circulation |  | PUMPBLOODEXTRACORPCIRC-Abiomed-Impella Controller |  | 11/19/20 |  | PBEC-SA | Not Covered Vendor Only - Biomedical | MHHS-Sugarland | [7 empty] | Pump, Blood, Extracorporeal Circulation | PUMPBLOODEXTRACORPCIRC | Pump, Blood, Extracorporeal Circulation | Abiomed
NO | YES |  |  |  | 074-05695 | 074-05695 | ABIOMED | IMPELLA CONTROLLER |  | IC6957 | TMC-HVI-Circulatory Support (2Hvi) | MHHS-TMC |  | Pump, Blood, Extracorporeal Circulation |  | 074-05695 | 074-05695 | TMC | MHHS-TMC | TMC-HVI-Circulatory Support (2Hvi) |  | 3/19/19 |  |  |  | CARDIAC OUTPUT UNITS | Pump, Blood, Extracorporeal Circulation | PUMPBLOODEXTRACORPCIRC-Abiomed-Impella Controller | PUMPBLOODEXTRACORPCIRC | Impella Controller |  |  |  | Abiomed | Pump, Blood, Extracorporeal Circulation |  | PUMPBLOODEXTRACORPCIRC-Abiomed-Impella Controller |  | 11/19/20 | Finished from Script 3/27/2020 12:11:52pm (Central) | PBEC-SA | Not Covered Vendor Only - Biomedical | MHHS-TMC | [7 empty] | Pump, Blood, Extracorporeal Circulation | PUMPBLOODEXTRACORPCIRC | Pump, Blood, Extracorporeal Circulation | Abiomed
NO | YES |  |  |  | 029-11919 | 029-11919 | ABIOMED | IMPELLA CONTROLLER |  | IC5762 | Woodlands-Cath Lab | MHHS-Woodlands |  | Pump, Blood, Extracorporeal Circulation |  | 029-11919 | 029-11919 | Woodlands | MHHS-Woodlands | Woodlands-Cath Lab | Storage room | 1/1/19 |  | 1/1/21 |  | CARDIAC OUTPUT UNITS | Pump, Blood, Extracorporeal Circulation | PUMPBLOODEXTRACORPCIRC-Abiomed-Impella Controller | PUMPBLOODEXTRACORPCIRC | Impella Controller |  |  |  | Abiomed | Pump, Blood, Extracorporeal Circulation |  | PUMPBLOODEXTRACORPCIRC-Abiomed-Impella Controller |  | 11/19/20 |  | PBEC-SA | Not Covered Vendor Only - Biomedical | MHHS-Woodlands | [7 empty] | Pump, Blood, Extracorporeal Circulation | PUMPBLOODEXTRACORPCIRC | Pump, Blood, Extracorporeal Circulation | Abiomed
NO | NO |  |  |  | 142-07311 |  | ABIOMED | IMPELLA CONTROLLER |  | IC5416 | NE - CATH LAB | MHHS-Northeast |  | Pump, Blood, Extracorporeal Circulation |  | 142-07311 |  | Katy |  | NE - CATH LAB | [5 empty] | CARDIAC OUTPUT UNITS |  | PUMPBLOODEXTRACORPCIRC-Abiomed-Impella Controller | PUMPBLOODEXTRACORPCIRC | Impella Controller |  |  |  | Abiomed | Pump, Blood, Extracorporeal Circulation |  | PUMPBLOODEXTRACORPCIRC-Abiomed-Impella Controller |  |  |  |  | Not Covered Vendor Only - Biomedical | MHHS-Northeast
NO | NO |  |  |  | 142-08011 |  | ABIOMED | IMPELLA CONTROLLER |  | IC7114 | NE - CATH LAB | MHHS-Northeast |  | Pump, Blood, Extracorporeal Circulation |  | 142-08011 |  | Katy |  | NE - CATH LAB | [5 empty] | CARDIAC OUTPUT UNITS |  | PUMPBLOODEXTRACORPCIRC-Abiomed-Impella Controller | PUMPBLOODEXTRACORPCIRC | Impella Controller |  |  |  | Abiomed | Pump, Blood, Extracorporeal Circulation |  | PUMPBLOODEXTRACORPCIRC-Abiomed-Impella Controller |  |  |  |  | Not Covered Vendor Only - Biomedical | MHHS-Northeast
NO | NO |  |  |  | 074-03263 |  | ABIOMED | IMPELLA CONTROLLER |  | IC6972 | TMC - HVI - CIRCULATORY SUPPORT (2HVI) | MHHS-TMC |  | Pump, Blood, Extracorporeal Circulation |  | 074-03263 |  | TMC |  | TMC - HVI - CIRCULATORY SUPPORT (2HVI) | [5 empty] | CARDIAC OUTPUT UNITS |  | PUMPBLOODEXTRACORPCIRC-Abiomed-Impella Controller | PUMPBLOODEXTRACORPCIRC | Impella Controller |  |  |  | Abiomed | Pump, Blood, Extracorporeal Circulation |  | PUMPBLOODEXTRACORPCIRC-Abiomed-Impella Controller |  |  |  |  | Not Covered Vendor Only - Biomedical | MHHS-TMC
NO | NO |  |  |  | 074-03264 |  | ABIOMED | IMPELLA CONTROLLER |  | IC6974 | TMC - HVI - CIRCULATORY SUPPORT (2HVI) | MHHS-TMC |  | Pump, Blood, Extracorporeal Circulation |  | 074-03264 |  | TMC |  | TMC - HVI - CIRCULATORY SUPPORT (2HVI) | [5 empty] | CARDIAC OUTPUT UNITS |  | PUMPBLOODEXTRACORPCIRC-Abiomed-Impella Controller | PUMPBLOODEXTRACORPCIRC | Impella Controller |  |  |  | Abiomed | Pump, Blood, Extracorporeal Circulation |  | PUMPBLOODEXTRACORPCIRC-Abiomed-Impella Controller |  |  |  |  | Not Covered Vendor Only - Biomedical | MHHS-TMC
NO | NO |  |  |  | 074-04942 |  | ABIOMED | IMPELLA CONTROLLER |  | IC7663 | TMC - HVI - CIRCULATORY SUPPORT (2HVI) | MHHS-TMC |  | Pump, Blood, Extracorporeal Circulation |  | 074-04942 |  | TMC |  | TMC - HVI - CIRCULATORY SUPPORT (2HVI) | [5 empty] | CARDIAC OUTPUT UNITS |  | PUMPBLOODEXTRACORPCIRC-Abiomed-Impella Controller | PUMPBLOODEXTRACORPCIRC | Impella Controller |  |  |  | Abiomed | Pump, Blood, Extracorporeal Circulation |  | PUMPBLOODEXTRACORPCIRC-Abiomed-Impella Controller |  |  |  |  | Not Covered Vendor Only - Biomedical | MHHS-TMC
NO | NO |  |  |  | 074-05894 |  | ABIOMED | IMPELLA CONTROLLER |  | IC6823 | TMC - HVI - CIRCULATORY SUPPORT (2HVI) | MHHS-TMC |  | Pump, Blood, Extracorporeal Circulation |  | 074-05894 |  | TMC |  | TMC - HVI - CIRCULATORY SUPPORT (2HVI) | [5 empty] | CARDIAC OUTPUT UNITS |  | PUMPBLOODEXTRACORPCIRC-Abiomed-Impella Controller | PUMPBLOODEXTRACORPCIRC | Impella Controller |  |  |  | Abiomed | Pump, Blood, Extracorporeal Circulation |  | PUMPBLOODEXTRACORPCIRC-Abiomed-Impella Controller |  |  |  |  | Not Covered Vendor Only - Biomedical | MHHS-TMC
NO | NO |  |  |  | IC3692 |  | ABIOMED | IMPELLA CONTROLLER |  | IC3692 | TMC - MHTMC - NON HOSPITAL-OWNED | MHHS-TMC |  | Pump, Blood, Extracorporeal Circulation |  | IC3692 |  | TMC |  | TMC - MHTMC - NON HOSPITAL-OWNED | [5 empty] | CARDIAC OUTPUT UNITS |  | PUMPBLOODEXTRACORPCIRC-Abiomed-Impella Controller | PUMPBLOODEXTRACORPCIRC | Impella Controller |  |  |  | Abiomed | Pump, Blood, Extracorporeal Circulation |  | PUMPBLOODEXTRACORPCIRC-Abiomed-Impella Controller |  |  |  |  | Not Covered Vendor Only - Biomedical | MHHS-TMC
NO | YES |  |  |  | 041-17533 | 041-17533 | Abiomed, Inc. | Impella Controller |  | IC1417 | MEMORIAL CITY - CATH LAB |  |  |  |  | 041-17533 | 041-17533 | West | Memorial Hermann Heart | MEMORIAL CITY - CATH LAB | Cath Lab 3
NO | YES | Serial Number IC1414 |  |  | 041-17532 | 041-17532 | Abiomed, Inc. | Impella Controller |  | IC1414 | Memorial City-Cath Lab |  |  |  |  | 041-17532 | 041-17532 | West | Memorial Hermann Heart | Memorial City-Cath Lab | Infront of E9 205
NO | NO |  |  |  | 005-10785 |  | Absocold Corporation | AFD502MW11R |  |  | SMR - (PL) - PEARLAND ELITE ORTHO | MHHS-SMR |  | Freezer, Laboratory |  | 005-10785 |  | Pearland |  | SMR - (PL) - PEARLAND ELITE ORTHO | [5 empty] | REFRIGERATORS, LABORATORY |  | FREEZERLAB-Absocold Corp-AFD502MW11R | FREEZERLAB | AFD502MW11R |  |  |  | Absocold Corp | Freezer, Laboratory |  | FREEZERLAB-Absocold Corp-AFD502MW11R |  |  |  |  | Covered PM Repair - Biomedical | MHHS-SMR
NO | NO |  |  |  | 241-02658 |  | Absocold Corporation | AFD502MW11R |  | AFD502MW11R | TIRR - KIRBY GLENN | MHHS-TIRR |  | Freezer, Laboratory |  | 241-02658 |  | TMC |  | TIRR - KIRBY GLENN | [5 empty] | REFRIGERATORS, LABORATORY |  | FREEZERLAB-Absocold Corp-AFD502MW11R | FREEZERLAB | AFD502MW11R |  |  |  | Absocold Corp | Freezer, Laboratory |  | FREEZERLAB-Absocold Corp-AFD502MW11R |  |  |  |  | Covered PM Repair - Biomedical | MHHS-TIRR
NO | YES |  |  |  | 583-01217 | 583-01217 | Absocold Corporation | AFD502MW12R |  |  | Katy Rehab-Inpatient Rehab Gym | MHHS-Katy Rehab |  | Freezer, Laboratory |  | 583-01217 | 583-01217 | Katy | MHHS-Others | Katy Rehab-Inpatient Rehab Gym | Nurses station | 3/1/19 | 3/1/20 |  |  | FREEZERS, LABORATORY | Freezer, Laboratory | FREEZERLAB-WhitehallMfgDiv-AFD502MW12R | FREEZERLAB | AFD502MW12R |  |  |  | WhitehallMfgDiv | Freezer, Laboratory |  |  | FREEZERLAB-WhitehallMfgDiv-AFD502MW12R |  |  | FL-A | Covered PM Repair - Biomedical | MHHS-Katy Rehab | [8 empty] | FREEZERLAB | Freezer, Laboratory | WhitehallMfgDiv
NO | YES |  |  |  | 029-08821 | 029-08821 | Absocold Corporation | AFD502MW12R |  |  | SMR-(WDLS)-Wl Ironman [Pinecroft-Ste450] | MHHS-SMR |  | Freezer, Laboratory |  | 029-08821 | 029-08821 | Woodlands | MHHS-Others | SMR-(WDLS)-Wl Ironman [Pinecroft-Ste450] | Gym | 7/1/18 |  |  |  | FREEZERS, LABORATORY | Freezer, Laboratory | FREEZERLAB-WhitehallMfgDiv-AFD502MW12R | FREEZERLAB | AFD502MW12R |  |  |  | WhitehallMfgDiv | Freezer, Laboratory |  |  | FREEZERLAB-WhitehallMfgDiv-AFD502MW12R | 11/30/15 |  | FL-A | Covered PM Repair - Biomedical | MHHS-SMR | [8 empty] | FREEZERLAB | Freezer, Laboratory | WhitehallMfgDiv
NO | YES |  |  |  | 029-08822 | 029-08822 | Absocold Corporation | AFD502MW12R |  |  | SMR-(WDLS)-Wl Ironman [Pinecroft-Ste450] | MHHS-SMR |  | Freezer, Laboratory |  | 029-08822 | 029-08822 | Woodlands | MHHS-Others | SMR-(WDLS)-Wl Ironman [Pinecroft-Ste450] | Gym | 7/1/18 |  |  |  | FREEZERS, LABORATORY | Freezer, Laboratory | FREEZERLAB-WhitehallMfgDiv-AFD502MW12R | FREEZERLAB | AFD502MW12R |  |  |  | WhitehallMfgDiv | Freezer, Laboratory |  |  | FREEZERLAB-WhitehallMfgDiv-AFD502MW12R |  |  | FL-A | Not Covered Vendor Only - Biomedical | MHHS-SMR | [8 empty] | FREEZERLAB | Freezer, Laboratory | WhitehallMfgDiv
YES | YES |  |  |  | 151-04949 | 151-04949 | Accriva Diagnostics | Avoximeter 1000E |  |  | CY - CARDIAC CATH LAB |  |  |  |  | 151-04949 | 151-04949 | Northwest | Memorial Hermann Cypress Hospital | CY - CARDIAC CATH LAB | Cath Lab
YES | YES |  |  |  | 099-01126 | 099-01126 | Accriva Diagnostics | Avoximeter 1000E |  |  | NE - CATH LAB |  |  |  |  | 099-01126 | 099-01126 | Katy | Memorial Hermann Northeast Hospital | NE - CATH LAB | Cath Lab
YES | YES |  |  |  | 151-04948 | 151-04948 | Accriva Diagnostics | Hemochron Signature Elite |  | SE 16235 | CY - CARDIAC CATH LAB |  |  |  |  | 151-04948 | 151-04948 | Northwest | Memorial Hermann Cypress Hospital | CY - CARDIAC CATH LAB | Cath Lab
YES | YES |  |  |  | 151-04728 | 151-04728 | Accriva Diagnostics | Hemochron Signature Elite |  | SE 16253 | CY - ICU |  |  |  |  | 151-04728 | 151-04728 | Northwest | Memorial Hermann Cypress Hospital | CY - ICU | ICU Nurse Station
YES | YES |  |  |  | 099-08083 | 099-08083 | Accriva Diagnostics | Hemochron Signature Elite |  | SE15716 | WOODLANDS - PCU5 |  |  |  |  | 099-08083 | 099-08083 | Woodlands | Herman woodland hospital | WOODLANDS - PCU5 | Cath lab 2
YES | YES |  |  |  | 041-34014 | 041-34014 | Accriva diagnostics | Hemochron signature elite |  | SE 16068 | MEMORIAL CITY - CATH LAB |  |  |  |  | 041-34014 | 041-34014 | West | Heart | MEMORIAL CITY - CATH LAB | E9 215.2 Control Room |  |  |  | No Pm sticker
YES | YES |  |  |  | 099-07664 | 099-07664 | Accriva Diagnostics | Response |  | HR9327 | SE - OR - ANESTHESIA |  |  |  |  | 099-07664 | 099-07664 | Southeast | Memorial Hermann Southeast Hospital | SE - OR - ANESTHESIA | Hybrid
YES | YES |  |  |  | 099-04557 | 099-04557 | Accu Vein Inc. | HF470 |  | HF14200199 | KATY - PACU |  |  |  |  | 099-04557 | 099-04557 | Katy | Memorial Hermann Katy Hospital | KATY - PACU | PacU Nurses station clean storage room 2058C | 2/1/20
YES | YES |  |  |  | 069-44820 | 069-44820 | Accu-Drive |  |  | W000049415.1 | TMC - JONES - HYPERBARIC/WOUND CARE (JG) |  |  |  |  | 069-44820 | 069-44820 | TMC | Memorial Hermann Texas Medixal Center | TMC - JONES - HYPERBARIC/WOUND CARE (JG) | Wound care chamber | 3/1/19 |  | 3/1/20
YES | YES |  |  |  | 069-44821 | 069-44821 | Accu-Drive |  |  | W000046803.1 | TMC - JONES - HYPERBARIC/WOUND CARE (JG) |  |  |  |  | 069-44821 | 069-44821 | TMC | Memorial Hermann Texas Medixal Center | TMC - JONES - HYPERBARIC/WOUND CARE (JG) | Wound care chamber | 3/1/19 |  | 3/1/20
YES | YES |  |  |  | 099-09820 | 099-09820 | ACCU-DRIVE | 3D |  |  | TMC - JONES - HYPERBARIC/WOUND CARE (JG) |  |  |  |  | 099-09820 | 099-09820 | TMC | Memorial Hermann-Texas Medical Center | TMC - JONES - HYPERBARIC/WOUND CARE (JG) | TMC - JONES - HYPERBARIC/WOUND CARE (JG) | 3/1/19 |  | 3/1/20
YES | YES |  |  |  | 069-39374 | 069-39374 | Accu-metrics | VerifyNow |  |  | TMC - LABORATORY - BLOOD BANK (1R) |  |  |  |  | 069-39374 | 069-39374 | TMC | Childrens ER - Texas Medical Center | TMC - LABORATORY - BLOOD BANK (1R) | LABORATORY |  |  |  | Broken
YES | YES |  |  |  | 099-05336 | 099-05336 | Accu-metrics | VerifyNow |  |  | TMC - LABORATORY - BLOOD BANK (1R) |  |  |  |  | 099-05336 | 099-05336 | TMC | Childrens ER - Texas Medical Center | TMC - LABORATORY - BLOOD BANK (1R) | LABORATORY |  |  |  | Not in use
NO | NO | [5 empty] | ACCU-SCOPE Inc. | EXC-350 |  |  | GH - NON CLINICAL DEPARTMENTS | MHHS-Greater Heights |  | Microscope, Laboratory |  |  |  | Central & Greater Heights |  | GH - NON CLINICAL DEPARTMENTS | [5 empty] | MICROSCOPES, LIGHT, LABORATORY |  | MICROSCOPELAB-ACCU-SCOPE Inc-EXC-350 | MICROSCOPELAB | EXC-350 |  |  |  | ACCU-SCOPE Inc | Microscope, Laboratory |  | MICROSCOPELAB-ACCU-SCOPE Inc-EXC-350 |  |  |  |  | Not Covered Vendor Only - Biomedical | MHHS-Greater Heights
YES | YES | Serial Number Cnf |  |  | 069-48905 | 069-48905 | Accuc | ID |  | CNF | TMC - LABORATORY - PATHOLOGY (2R) |  |  |  |  | 069-48905 | 069-48905 | TMC | Memorial Hermann Texas Medical Center | TMC - LABORATORY - PATHOLOGY (2R) | Lab Frozen Lab | 4/1/20
YES | YES |  |  |  | 029-11655 | 029-11655 | Accuc Id | AL750L |  | 2016-07-1076 | CCC in spring |  |  |  |  | 029-11655 | 029-11655 | ccc spring |  | CCC in spring | Lab |  |  | 11/1/20 |  |  |  | REFRIGERATORKITCHEN-Summit Medical-AL750L
YES | YES |  |  |  | 151-03822 | 151-03822 | Accuc Id | AL750SHIM |  | 2018-12-1006 | [5 empty] | 151-03822 | 151-03822 | Northwest | Memorial Hermann Cypress Hospital |  | ER Room Ct | 2/1/20
YES | YES | Serial Number Cnf |  |  | 145-00778 | 145-00778 | Accuc id | Cnf |  | Cnf | PEARLAND - ICU/IMCU |  |  |  |  | 145-00778 | 145-00778 | Pearland | Memorial Hermann Pearland Hospital | PEARLAND - ICU/IMCU | Authorized personnel only room n4: 161 | 2/1/20 | 2/1/20 |  |  |  |  | .needs class
YES | YES | Serial Number Cnf |  |  | 145-01100 | 145-01100 | Accuc id | Cnf |  | Cnf | Pre-Op |  |  |  |  | 145-01100 | 145-01100 | Pearland | Memorial Hermann Pearland Hospital | Pre-Op | Authorized personnel only rm131 | [6 empty] | .needs class
YES | YES |  |  |  | 041-19858 | 041-19858 | Accuc Id | FF6L |  | 2015 09 000073 | L |  |  |  |  | 041-19858 | 041-19858 | Northwest | Memorial Hermann Cypress Hospital | L | L | 2/1/20
YES | YES |  |  |  | 099-02146 | 099-02146 | Accuc ID | FF7BILHD |  | 2016-06-1000 | Sut 120 |  |  |  |  | 099-02146 | 099-02146 | Katy | Katy | Sut 120 | IV pre
YES | YES |  |  |  | 151-05203 | 151-05203 | Accuc-Id | Cnf |  | Snf | L |  |  |  |  | 151-05203 | 151-05203 | Northwest | Memorial Hermann Cypress Hospital | L | Sub sterile |  | 2/1/20 |  | Malignant Hyperthermia Refrigerators |  |  | .needs class
YES | YES |  |  |  | 099-10966 | 099-10966 | Accucare | [8 empty] | 099-10966 | 099-10966
YES | YES |  |  |  | 074-06352 | 074-06352 | Accucare Canada |  |  |  | West Tower 3 |  |  |  |  | 074-06352 | 074-06352 | Woodlands | Memorial Hermann Hospital Woodlands | West Tower 3 | Clean Storage |  |  | 3/1/20
YES | YES |  |  |  | 099-14847 | 099-14847 | Accucold |  |  |  | SE - BAYSHORE |  |  |  |  | 099-14847 | 099-14847 | Southeast | Memorial Hermann Southeast Hospital | SE - BAYSHORE | 11476 Space Center Blvd
YES | YES |  |  |  | 099-09052 | 099-09052 | Accucold |  |  |  | TMC - SAROFIM 3 - OR |  |  |  |  | 099-09052 | 099-09052 | TMC | Memorial Hermann-Texas Medical Center | TMC - SAROFIM 3 - OR | SAROFIM 3 - OR
YES | YES |  |  |  | 099-01664 | 099-01664 | Accucold | A1-750 |  | N/A | [5 empty] | 099-01664 | 099-01664 | Katy | Memorial Hermann Northeast Hospital |  | 2 South
YES | YES |  |  |  | 145-00053 | 145-00053 | Accucold | Accucold |  |  | Pearland - Med/Ser |  |  |  |  | 145-00053 | 145-00053 | Pearland | Memorial Hermann Pearland Hospital | Pearland - Med/Ser | Nursing | 3/1/16 | 3/1/17
YES | YES |  |  |  | 099-03036 | 099-03036 | Accucold | Accucold |  |  | Scope storage |  |  |  |  | 099-03036 | 099-03036 | Katy | Memorial Hermann Katy Hospital | Scope storage | Invetory control
YES | YES |  |  |  | 000-04358 | 000-04358 | Accucold | Accucold |  |  | ER |  |  |  |  | 000-04358 | 000-04358 | Katy | Memorial Hermann Convenient Care Center in Kingwood (Kingwood CCC) | ER | Lab |  | 2/1/20
YES | YES |  |  |  | 000-03817 | 000-03817 | Accucold | Accucold |  |  | MH MG - (NE) - KINGWOOD CCC |  |  |  |  | 000-03817 | 000-03817 | Katy | 24 Hour Emergency Room - Convenient Care Center in Katy | MH MG - (NE) - KINGWOOD CCC | Er - mri
YES | YES |  |  |  | 151-04257 | 151-04257 | Accucold Div Felix Storch Inc | Al-750 |  | 2016-10-1341 | CY - IMAGING |  |  |  |  | 151-04257 | 151-04257 | Northwest | Memorial Hermann Cypress Hospital | CY - IMAGING | Radiology | [6 empty] | REFRIGERATORKITCHEN-Summit Medical-AL750L
YES | YES |  |  |  | 099-00437 | 099-00437 | Accucold Div Felix Storch Inc | AL750 |  | 2017-06-1150 | CC-Lab |  |  |  |  | 099-00437 | 099-00437 | Central | Memorial Hermann Urgent Care Greater Heights (#100) | CC-Lab | Lab | 2/1/20 |  |  |  |  | Refrigerator, Kitchen | REFRIGERATORKITCHEN-Summit Medical-AL750L | [23 empty] | REFRIGERATORKITCHEN | Refrigerator, Kitchen | Summit Medical
NO | YES |  |  |  | 099-07035 | 099-07035 | Accucold Div Felix Storch Inc | AL750L-LHD |  | 2018-12-1114 | TMC - SEROFIM 2 - OR |  |  |  |  | 099-07035 | 099-07035 | TMC | Memorial Hermann-Texas Medical Center | TMC - SEROFIM 2 - OR | TEG Lab |  |  |  | No pm found q
YES | YES | Serial Number Cnf |  |  | 145-00135 | 145-00135 | Accucold Div Felix Storch Inc | Cnf |  | Cnf | PEARLAND - CARDIAC CATH LAB |  |  |  |  | 145-00135 | 145-00135 | Pearland | Memorial Hermann Pearland Hospital | PEARLAND - CARDIAC CATH LAB | Procedure Room S2 225 | 7/1/18 | 7/1/19 |  |  |  |  | .needs class
YES | YES | Serial Number Cnf |  |  | 099-01527 | 099-01527 | Accucold Div Felix Storch Inc | CNF |  | CNF | 5th floor storage |  |  |  |  | 099-01527 | 099-01527 | Katy | Memorial Hermann Northeast Hospital | 5th floor storage | Room Hallway | [6 empty] | .needs class
YES | YES | Serial Number Cnf |  |  | 099-00706 | 099-00706 | Accucold Div Felix Storch Inc | CNF |  | CNF | [5 empty] | 099-00706 | 099-00706 | Katy | Memorial Hermann Medical Group Kingwood Obstetrics |  | Lab 116 | [6 empty] | .needs class
YES | YES |  |  |  | 099-04849 | 099-04849 | Accucold Div Felix Storch Inc | FF28LWH |  | AP012811510270104 | PEARLAND - RADIOLOGY - NUC MED |  |  |  |  | 099-04849 | 099-04849 | Pearland | Memorial Hermann Pearland Hospital | PEARLAND - RADIOLOGY - NUC MED | Hot lab
YES | YES |  |  |  | 145-01159 | 145-01159 | Accucold Div Felix Storch Inc | FFAR24L |  | AP014991503190420 | Surgery Center |  |  |  |  | 145-01159 | 145-01159 | Pearland | Memorial Hermann Pearland Hospital | Surgery Center | Med Room | 2/1/17 | 2/1/18
YES | YES |  |  |  | 145-00912 | 145-00912 | Accucold Div Felix Storch Inc | FFAR24L |  | AP014991503190190 | PEARLAND - CARDIAC CATH LAB |  |  |  |  | 145-00912 | 145-00912 | Pearland | Memorial Hermann Pearland Hospital | PEARLAND - CARDIAC CATH LAB | Cardiac Cath Lab | 7/1/19 | 7/1/20
NO | YES |  |  |  | 133-05474 | 133-05474 | Acculab | VIC-4KG |  |  | Katy-Laboratory | MHHS-Katy |  | Balance, Electronic |  | 133-05474 | 133-05474 | Katy | MHHS-Katy | Katy-Laboratory | Lab Pathology |  |  |  |  | SCALES, CLINICAL, LABORATORY | Balance, Electronic | BALANCEELECTRONIC-ACCULAB-VIC-4kg | BALANCEELECTRONIC | VIC-4kg |  |  |  | ACCULAB | Balance, Electronic |  | BALANCEELECTRONIC-ACCULAB-VIC-4kg |  | 4/3/17 |  |  | Covered PM Repair - Biomedical | MHHS-Katy | [7 empty] | Balance, Electronic | BALANCEELECTRONIC | Balance, Electronic | ACCULAB
NO | NO | [5 empty] | Acculab | VIC-4KG |  |  | WOODLANDS - OR | MHHS-Woodlands |  | Balance, Electronic |  |  |  | Woodlands |  | WOODLANDS - OR | [5 empty] | SCALES, CLINICAL, LABORATORY |  | BALANCEELECTRONIC-ACCULAB-VIC-4kg | BALANCEELECTRONIC | VIC-4kg |  |  |  | ACCULAB | Balance, Electronic |  | BALANCEELECTRONIC-ACCULAB-VIC-4kg |  |  |  |  | Covered PM Repair - Biomedical | MHHS-Woodlands
NO | NO |  |  |  | 069-43544 |  | Acculab | VIC-511 |  |  | MH MG - (TMC) - VANGUARD UROLOGY (STE 2300) | MHHS-MG |  |  |  | 069-43544 |  | TMC |  | MH MG - (TMC) - VANGUARD UROLOGY (STE 2300) | [5 empty] | SCALES, CLINICAL, LABORATORY |  | .needs class | [5 empty] | Acculab | [7 empty] | Covered PM Repair - Biomedical | MHHS-MG
YES | YES |  |  |  | 069-33540 | 069-33540 | Accumetrics | Mcp9821x |  |  | TMC - LABORATORY - CHEMISTRY (1R) |  |  |  |  | 069-33540 | 069-33540 | TMC | Memorial Hermann-Texas Medical Center | TMC - LABORATORY - CHEMISTRY (1R) | Chemistry | 3/1/20
YES | YES |  |  |  | 099-13657 | 099-13657 | Accumetrics | VerifyNow |  |  | SW - LABORATORY l |  |  |  |  | 099-13657 | 099-13657 | Southwest | Memorial Hermann Diagnostic Laboratory | SW - LABORATORY l | Lab | [5 empty] | Analyzer, Hematology | ANALYZERHEMATOLOGY-Accumetrics-VerifyNow | [12 empty] | AH-A | [9 empty] | Analyzer, Hematology | ANALYZERHEMATOLOGY | Analyzer, Hematology | Accumetrics
NO | YES |  |  |  | 041-18355 | 041-18355 | Accumetrics | VERIFYNOW SYSTEM |  |  | MH MG - (MC) - COMPREHENSIVE HEART CARE | MHHS-Mem City |  |  |  | 041-18355 | 041-18355 | West | Memorial Hermann Medical Group Memorial City Cardiology (#400) | MH MG - (MC) - COMPREHENSIVE HEART CARE | Lab |  |  |  | No p.m. | ANALYZERS, LABORATORY, COAGULATION |  | .needs class | [5 empty] | Accumetrics | [7 empty] | Not Covered Vendor Only - Biomedical | MHHS-Mem City
NO | YES |  |  |  | 069-36674 | 069-36674 | Accumetrics | VERIFYNOW SYSTEM |  |  | TMC-Laboratory-Surgical Stat Lab (2R) | MHHS-TMC |  |  |  | 069-36674 | 069-36674 | TMC | MHHS-TMC | TMC-Laboratory-Surgical Stat Lab (2R) | Lab |  |  |  |  | ANALYZERS, LABORATORY, COAGULATION |  | .needs class | [5 empty] | Accumetrics |  |  |  |  | 6/1/20 |  |  | Not Covered Vendor Only - Biomedical | MHHS-TMC
NO | YES |  |  |  | 069-33253 | 069-33253 | Accumetrics | VERIFYNOW SYSTEM |  |  | TMC-Laboratory-HVI Lab (7Hvi) | MHHS-TMC |  |  |  | 069-33253 | 069-33253 | TMC | MHHS-TMC | TMC-Laboratory-HVI Lab (7Hvi) | TMC - LABORATORY - HVI LAB | 12/1/14 |  |  |  | ANALYZERS, LABORATORY, COAGULATION |  | .needs class | [5 empty] | Accumetrics |  |  |  |  | 6/1/20 |  |  | Not Covered Vendor Only - Biomedical | MHHS-TMC
NO | YES |  |  |  | 029-08783 | 029-08783 | Accumetrics | VERIFYNOW SYSTEM |  |  | Woodlands-Laboratory | MHHS-Woodlands |  |  |  | 029-08783 | 029-08783 | Woodlands | MHHS-Woodlands | Woodlands-Laboratory | Lab | 3/1/15 |  |  |  | ANALYZERS, LABORATORY, COAGULATION |  | .needs class | [5 empty] | Accumetrics |  |  |  |  | 6/1/20 |  |  | Not Covered Vendor Only - Biomedical | MHHS-Woodlands
NO | YES |  |  |  | 929-00984 | 929-00984 | ACCURIS INSTRUMENTS (DIV OF BENCHMARK SCIENTIFIC) | W3300-500 ACCURIS COMPACT BALANCE 500 GRAM CAPACIT |  |  | MHOSH-Laboratory | MHHS Orthopedic & Spine |  |  |  | 929-00984 | 929-00984 | Central & Greater Heights | MHHS-Orthopedic & Spine | MHOSH-Laboratory |  | 1/22/19 |  |  |  | WEIGHTS, BALANCE, PRECISION |  | .needs class | [11 empty] | MHOSH Inventory Dec 2019 into 2020 - Copy.xls - Newly Verified |  | Covered PM Repair - Biomedical | MHHS Orthopedic & Spine
NO | YES |  |  |  | 005-12152 | 005-12152 | ACCURIS INSTRUMENTS (DIV OF BENCHMARK SCIENTIFIC) | W3300-500 ACCURIS COMPACT BALANCE 500 GRAM CAPACIT |  |  | SE-Laboratory-Blood Bank | MHHS-Southeast |  |  |  | 005-12152 | 005-12152 | Southeast | MHHS-Southeast | SE-Laboratory-Blood Bank |  | 2/1/18 |  |  |  | WEIGHTS, BALANCE, PRECISION |  | .needs class | [13 empty] | Covered PM Repair - Biomedical | MHHS-Southeast
NO | YES |  |  |  | 129-07695 | 129-07695 | ACCURIS INSTRUMENTS (DIV OF BENCHMARK SCIENTIFIC) | W3300-500 ACCURIS COMPACT BALANCE 500 GRAM CAPACIT |  |  | Sugar Land-Laboratory-Blood Bank | MHHS-Sugarland |  |  |  | 129-07695 | 129-07695 | Sugar Land | MHHS-Sugarland | Sugar Land-Laboratory-Blood Bank |  | 9/1/19 | 9/1/20 |  |  | WEIGHTS, BALANCE, PRECISION |  | .needs class | [13 empty] | Covered PM Repair - Biomedical | MHHS-Sugarland
NO | NO |  |  |  | 013-36299 |  | ACCURIS INSTRUMENTS (DIV OF BENCHMARK SCIENTIFIC) | W3300-500 ACCURIS COMPACT BALANCE 500 GRAM CAPACIT |  |  | SW - TRANSFUSION SERVICES | MHHS-Southwest |  |  |  | 013-36299 |  | Southwest |  | SW - TRANSFUSION SERVICES | [5 empty] | WEIGHTS, BALANCE, PRECISION |  | .needs class | [13 empty] | Covered PM Repair - Biomedical | MHHS-Southwest
NO | NO |  |  |  | 029-11794 |  | ACCURIS INSTRUMENTS (DIV OF BENCHMARK SCIENTIFIC) | W3300-500 ACCURIS COMPACT BALANCE 500 GRAM CAPACIT |  |  | WOODLANDS - LABORATORY - BLOOD BANK | MHHS-Woodlands |  |  |  | 029-11794 |  | Woodlands |  | WOODLANDS - LABORATORY - BLOOD BANK | [5 empty] | WEIGHTS, BALANCE, PRECISION |  | .needs class | [13 empty] | Covered PM Repair - Biomedical | MHHS-Woodlands
YES | YES |  |  |  | 099-09987 | 099-09987 | AccuSync Medical Research Corp |  |  | A72138250 | TMC - RADIOLOGY - JONES PAVILION |  |  |  |  | 099-09987 | 099-09987 | TMC | Memorial Hermann-Texas Medical Center | TMC - RADIOLOGY - JONES PAVILION | Radiology Control Room |  |  |  | No pm found
YES | YES |  |  |  | 133-07013 | 133-07013 | AccuSync Medical Research Corp | Filac 300 AD |  | A0820900 | KATY - NICU |  |  |  |  | 133-07013 | 133-07013 | Katy | Memorial Hermann Katy Hospital | KATY - NICU | Nurses Station A
NO | YES |  |  |  | 069-35736 | 069-35736 | AccuVein | AV300 |  | AV11428727 | TMC-Cullen-Oncology/Hematology (4C) | MHHS-TMC |  | Vein Viewer |  | 069-35736 | 069-35736 | TMC | MHHS-TMC | TMC-Cullen-Oncology/Hematology (4C) | Nurse station | 10/1/16 |  | 10/1/17 |  | VEIN FINDERS | Vein Viewer | VEINVIEWER-AccuVein LLC-AV300 | VEINVIEWER | AV300 |  |  |  | AccuVein LLC | Vein Viewer |  | VEINVIEWER-AccuVein LLC-AV300 |  | 7/1/19 |  | VV-A | Covered PM Repair - Radiology, Low End | MHHS-TMC | [8 empty] | VEINVIEWER | Vein Viewer | AccuVein LLC
NO | YES |  |  |  | 074-02193 | 074-02193 | AccuVein | AV300 |  | AV!!408588 | TMC-HVI-CVICU (8Hvi) | MHHS-TMC |  | Vein Viewer |  | 074-02193 | 074-02193 | TMC | MHHS-TMC | TMC-HVI-CVICU (8Hvi) | Dictation | 9/1/16 |  |  | PM Not Required | VEIN FINDERS | Vein Viewer | VEINVIEWER-AccuVein LLC-AV300 | VEINVIEWER | AV300 |  |  |  | AccuVein LLC | Vein Viewer |  | VEINVIEWER-AccuVein LLC-AV300 |  |  |  | VV-A | Covered PM Repair - Respiratory/Steriliz | MHHS-TMC | [8 empty] | VEINVIEWER | Vein Viewer | AccuVein LLC
NO | YES |  |  |  | 069-35737 | 069-35737 | AccuVein | AV300 |  | AV11408528 | TMC-Cullen-Oncology/Hematology (4C) | MHHS-TMC |  | Vein Viewer |  | 069-35737 | 069-35737 | TMC | MHHS-TMC | TMC-Cullen-Oncology/Hematology (4C) | Nurse station | 9/1/16 |  | 9/1/17 |  | VEIN FINDERS | Vein Viewer | VEINVIEWER-AccuVein LLC-AV300 | VEINVIEWER | AV300 |  |  |  | AccuVein LLC | Vein Viewer |  | VEINVIEWER-AccuVein LLC-AV300 |  |  |  | VV-A | Covered PM Repair - Respiratory/Steriliz | MHHS-TMC | [8 empty] | VEINVIEWER | Vein Viewer | AccuVein LLC
NO | NO | [5 empty] | AccuVein | AV300 |  | AV12260175 | NE - 5 SOUTH WEST | MHHS-Northeast |  | Vein Viewer |  |  |  | Katy |  | NE - 5 SOUTH WEST | [5 empty] | VEIN FINDERS |  | VEINVIEWER-AccuVein LLC-AV300 | VEINVIEWER | AV300 |  |  |  | AccuVein LLC | Vein Viewer |  | VEINVIEWER-AccuVein LLC-AV300 |  |  |  |  | Covered PM Repair - Respiratory/Steriliz | MHHS-Northeast
NO | NO |  |  |  | 013-35185 |  | AccuVein | AV300 |  | 0004577B | SW - MED/SURG 6 | MHHS-Southwest |  | Vein Viewer |  | 013-35185 |  | Southwest |  | SW - MED/SURG 6 | [5 empty] | VEIN FINDERS |  | VEINVIEWER-AccuVein LLC-AV300 | VEINVIEWER | AV300 |  |  |  | AccuVein LLC | Vein Viewer |  | VEINVIEWER-AccuVein LLC-AV300 |  |  |  |  | Covered PM Repair - Biomedical | MHHS-Southwest
NO | NO |  |  |  | 013-35029 |  | AccuVein | AV300 |  | AV12039766 | SW - MED/SURG 9 JOINT CAMP | MHHS-Southwest |  | Vein Viewer |  | 013-35029 |  | Southwest |  | SW - MED/SURG 9 JOINT CAMP | [5 empty] | VEIN FINDERS |  | VEINVIEWER-AccuVein LLC-AV300 | VEINVIEWER | AV300 |  |  |  | AccuVein LLC | Vein Viewer |  | VEINVIEWER-AccuVein LLC-AV300 |  |  |  |  | Covered PM Repair - Biomedical | MHHS-Southwest
NO | NO |  |  |  | 013-35028 |  | AccuVein | AV300 |  | 0004577B | SW - TELEMETRY | MHHS-Southwest |  | Vein Viewer |  | 013-35028 |  | Southwest |  | SW - TELEMETRY | [5 empty] | VEIN FINDERS |  | VEINVIEWER-AccuVein LLC-AV300 | VEINVIEWER | AV300 |  |  |  | AccuVein LLC | Vein Viewer |  | VEINVIEWER-AccuVein LLC-AV300 |  |  |  |  | Covered PM Repair - Respiratory/Steriliz | MHHS-Southwest
NO | NO |  |  |  | 129-04768 |  | AccuVein | AV300 |  |  | SUGAR LAND - ER | MHHS-Sugarland |  | Vein Viewer |  | 129-04768 |  | Sugar Land |  | SUGAR LAND - ER | [5 empty] | VEIN FINDERS |  | VEINVIEWER-AccuVein LLC-AV300 | VEINVIEWER | AV300 |  |  |  | AccuVein LLC | Vein Viewer |  | VEINVIEWER-AccuVein LLC-AV300 |  |  |  |  | Covered PM Repair - Biomedical | MHHS-Sugarland
NO | NO |  |  |  | 241-01814 |  | AccuVein | AV300 |  | AV12070006 | TIRR - PCU 4 | MHHS-TIRR |  | Vein Viewer |  | 241-01814 |  | TMC |  | TIRR - PCU 4 | [5 empty] | VEIN FINDERS |  | VEINVIEWER-AccuVein LLC-AV300 | VEINVIEWER | AV300 |  |  |  | AccuVein LLC | Vein Viewer |  | VEINVIEWER-AccuVein LLC-AV300 |  |  |  |  | Covered PM Repair - Respiratory/Steriliz | MHHS-TIRR
NO | NO |  |  |  | 241-01817 |  | AccuVein | AV300 |  | AV12260093 | TIRR - PCU 5 | MHHS-TIRR |  | Vein Viewer |  | 241-01817 |  | TMC |  | TIRR - PCU 5 | [5 empty] | VEIN FINDERS |  | VEINVIEWER-AccuVein LLC-AV300 | VEINVIEWER | AV300 |  |  |  | AccuVein LLC | Vein Viewer |  | VEINVIEWER-AccuVein LLC-AV300 |  |  |  |  | Covered PM Repair - Respiratory/Steriliz | MHHS-TIRR
NO | NO |  |  |  | 069-41456 |  | AccuVein | AV300 |  | AV10194857 | TMC - CHILDRENS - L&D (5HP) | MHHS-TMC |  | Vein Viewer |  | 069-41456 |  | TMC |  | TMC - CHILDRENS - L&D (5HP) | [5 empty] | VEIN FINDERS |  | VEINVIEWER-AccuVein LLC-AV300 | VEINVIEWER | AV300 |  |  |  | AccuVein LLC | Vein Viewer |  | VEINVIEWER-AccuVein LLC-AV300 |  |  |  |  | Covered PM Repair - Radiology, Low End | MHHS-TMC
NO | NO | [5 empty] | AccuVein | AV300 |  | AV11428699 | TMC - CULLEN - ONCOLOGY/HEMATOLOGY (4C) | MHHS-TMC |  | Vein Viewer |  |  |  | TMC |  | TMC - CULLEN - ONCOLOGY/HEMATOLOGY (4C) | [5 empty] | VEIN FINDERS |  | VEINVIEWER-AccuVein LLC-AV300 | VEINVIEWER | AV300 |  |  |  | AccuVein LLC | Vein Viewer |  | VEINVIEWER-AccuVein LLC-AV300 |  |  |  |  | Covered PM Repair - Radiology, Low End | MHHS-TMC
NO | NO |  |  |  | 069-25693 |  | AccuVein | AV300 |  | AV12080041 | TMC - HERMANN - ADULT ER (1HP) | MHHS-TMC |  | Vein Viewer |  | 069-25693 |  | TMC |  | TMC - HERMANN - ADULT ER (1HP) | [5 empty] | VEIN FINDERS |  | VEINVIEWER-AccuVein LLC-AV300 | VEINVIEWER | AV300 |  |  |  | AccuVein LLC | Vein Viewer |  | VEINVIEWER-AccuVein LLC-AV300 |  |  |  |  | Covered PM Repair - Respiratory/Steriliz | MHHS-TMC
NO | NO |  |  |  | 069-25694 |  | AccuVein | AV300 |  | AV12050114 | TMC - HERMANN - PEDI ER (1HP) | MHHS-TMC |  | Vein Viewer |  | 069-25694 |  | TMC |  | TMC - HERMANN - PEDI ER (1HP) | [5 empty] | VEIN FINDERS |  | VEINVIEWER-AccuVein LLC-AV300 | VEINVIEWER | AV300 |  |  |  | AccuVein LLC | Vein Viewer |  | VEINVIEWER-AccuVein LLC-AV300 |  |  |  |  | Covered PM Repair - Respiratory/Steriliz | MHHS-TMC
NO | NO | [5 empty] | AccuVein | AV300 |  | AV12070072 | TMC - HERMANN - STICU (3HP) | MHHS-TMC |  | Vein Viewer |  |  |  | TMC |  | TMC - HERMANN - STICU (3HP) | [5 empty] | VEIN FINDERS |  | VEINVIEWER-AccuVein LLC-AV300 | VEINVIEWER | AV300 |  |  |  | AccuVein LLC | Vein Viewer |  | VEINVIEWER-AccuVein LLC-AV300 |  |  |  |  | Covered PM Repair - Respiratory/Steriliz | MHHS-TMC
NO | NO | [5 empty] | AccuVein | AV300 |  | AV12070035 | TMC - HVI - HEART FAILURE ICU (5HVI) | MHHS-TMC |  | Vein Viewer |  |  |  | TMC |  | TMC - HVI - HEART FAILURE ICU (5HVI) | [5 empty] | VEIN FINDERS |  | VEINVIEWER-AccuVein LLC-AV300 | VEINVIEWER | AV300 |  |  |  | AccuVein LLC | Vein Viewer |  | VEINVIEWER-AccuVein LLC-AV300 |  |  |  |  | Covered PM Repair - Biomedical | MHHS-TMC
NO | NO | [5 empty] | AccuVein | AV300 |  | AV12070055 | TMC - HVI - HEART FAILURE ICU (5HVI) | MHHS-TMC |  | Vein Viewer |  |  |  | TMC |  | TMC - HVI - HEART FAILURE ICU (5HVI) | [5 empty] | VEIN FINDERS |  | VEINVIEWER-AccuVein LLC-AV300 | VEINVIEWER | AV300 |  |  |  | AccuVein LLC | Vein Viewer |  | VEINVIEWER-AccuVein LLC-AV300 |  |  |  |  | Covered PM Repair - Biomedical | MHHS-TMC
NO | NO | [5 empty] | AccuVein | AV300 |  | 0004577B | TMC - JONES - ENT CLINIC (JB) | MHHS-TMC |  | Vein Viewer |  |  |  | TMC |  | TMC - JONES - ENT CLINIC (JB) | [5 empty] | VEIN FINDERS |  | VEINVIEWER-AccuVein LLC-AV300 | VEINVIEWER | AV300 |  |  |  | AccuVein LLC | Vein Viewer |  | VEINVIEWER-AccuVein LLC-AV300 |  |  |  |  | Covered PM Repair - Biomedical | MHHS-TMC
NO | NO |  |  |  | 069-41433 |  | AccuVein | AV300 |  | 0004577B | TMC - JONES - NEURO ICU (7J) | MHHS-TMC |  | Vein Viewer |  | 069-41433 |  | TMC |  | TMC - JONES - NEURO ICU (7J) | [5 empty] | VEIN FINDERS |  | VEINVIEWER-AccuVein LLC-AV300 | VEINVIEWER | AV300 |  |  |  | AccuVein LLC | Vein Viewer |  | VEINVIEWER-AccuVein LLC-AV300 |  |  |  |  | Covered PM Repair - Biomedical | MHHS-TMC
NO | YES |  |  |  | 151-02667 | 151-02667 | AccuVein | AV400 |  | AV18370363 | CY-Cardiac Cath Lab | MHHS-Cypress |  | Vein Viewer |  | 151-02667 | 151-02667 | Northwest | MHHS-Cypress | CY-Cardiac Cath Lab | Biomed | 10/18/18 |  |  |  | VEIN FINDERS | Vein Viewer | VEINVIEWER-AccuVein LLC-AV400 | VEINVIEWER | AV400 |  |  |  | AccuVein LLC | Vein Viewer |  | VEINVIEWER-AccuVein LLC-AV400 |  | 6/10/20 |  | VV-A | Not Covered Vendor Only - Biomedical | MHHS-Cypress | [8 empty] | VEINVIEWER | Vein Viewer | AccuVein LLC
NO | YES |  |  |  | 151-02554 | 151-02554 | AccuVein | AV400 |  | AV18310144 | CY-ICU | MHHS-Cypress |  | Vein Viewer |  | 151-02554 | 151-02554 | Northwest | MHHS-Cypress | CY-ICU | ICU Nurse Station | 9/1/18 | 9/1/19 |  |  | VEIN FINDERS | Vein Viewer | VEINVIEWER-AccuVein LLC-AV400 | VEINVIEWER | AV400 |  |  |  | AccuVein LLC | Vein Viewer |  | VEINVIEWER-AccuVein LLC-AV400 |  | 1/1/18 |  | VV-A | Covered PM Repair - Biomedical | MHHS-Cypress | [8 empty] | VEINVIEWER | Vein Viewer | AccuVein LLC
NO | YES |  |  |  | 151-01977 | 151-01977 | AccuVein | AV400 |  | AV16510073 | CY-Medsurg | MHHS-Cypress |  | Vein Viewer |  | 151-01977 | 151-01977 | Northwest | MHHS-Cypress | CY-Medsurg | Nurses statio | 4/1/17 |  |  |  | VEIN FINDERS | Vein Viewer | VEINVIEWER-AccuVein LLC-AV400 | VEINVIEWER | AV400 |  |  |  | AccuVein LLC | Vein Viewer |  | VEINVIEWER-AccuVein LLC-AV400 |  |  |  | VV-A | Covered PM Repair - Biomedical | MHHS-Cypress | [8 empty] | VEINVIEWER | Vein Viewer | AccuVein LLC
NO | YES |  |  |  | 009-10960 | 009-10960 | AccuVein | AV400 |  | AV18030012 | GH-Med Surg 6 | MHHS-Greater Heights |  | Vein Viewer |  | 009-10960 | 009-10960 | Central | MHHS-Greater Heights | GH-Med Surg 6 | Nurse Station | 3/1/18 |  |  |  | VEIN FINDERS | Vein Viewer | VEINVIEWER-AccuVein LLC-AV400 | VEINVIEWER | AV400 |  |  |  | AccuVein LLC | Vein Viewer |  | VEINVIEWER-AccuVein LLC-AV400 |  | 6/1/18 |  | VV-A | Not Covered Vendor Only - Biomedical | MHHS-Greater Heights | [8 empty] | VEINVIEWER | Vein Viewer | AccuVein LLC
NO | YES |  |  |  | 133-09950 | 133-09950 | AccuVein | AV400 |  | AV16420016 | KATY - AMBULATORY CARE | MHHS-Katy |  | Vein Viewer |  | 133-09950 | 133-09950 | Katy | Memorial Hermann Katy Hospital | KATY - AMBULATORY CARE | Minor Procedure Room |  |  |  |  | VEIN FINDERS | Vein Viewer | VEINVIEWER-AccuVein LLC-AV400 | VEINVIEWER | AV400 |  |  |  | AccuVein LLC | Vein Viewer |  | VEINVIEWER-AccuVein LLC-AV400 |  | 9/12/17 |  | VV-A | Covered PM Repair - Biomedical | MHHS-Katy | [8 empty] | VEINVIEWER | Vein Viewer | AccuVein LLC
NO | YES |  |  |  | 133-10419 | 133-10419 | AccuVein | AV400 |  | AV19120047 | Katy-NICU | MHHS-Katy |  | Vein Viewer |  | 133-10419 | 133-10419 | Katy | MHHS-Katy | Katy-NICU | Hallway | 4/1/19 |  |  |  | VEIN FINDERS | Vein Viewer | VEINVIEWER-AccuVein LLC-AV400 | VEINVIEWER | AV400 |  |  |  | AccuVein LLC | Vein Viewer |  | VEINVIEWER-AccuVein LLC-AV400 |  |  |  | VV-A | Covered PM Repair - Biomedical | MHHS-Katy | [8 empty] | VEINVIEWER | Vein Viewer | AccuVein LLC
NO | YES |  |  |  | 133-10307 | 133-10307 | AccuVein | AV400 |  | AV16340306 | Katy-Postpartum-2W | MHHS-Katy |  | Vein Viewer |  | 133-10307 | 133-10307 | Katy | MHHS-Katy | Katy-Postpartum-2W | LDR 2 | 9/1/18 |  |  |  | VEIN FINDERS | Vein Viewer | VEINVIEWER-AccuVein LLC-AV400 | VEINVIEWER | AV400 |  |  |  | AccuVein LLC | Vein Viewer |  | VEINVIEWER-AccuVein LLC-AV400 |  |  |  | VV-A | Covered PM Repair - Biomedical | MHHS-Katy | [8 empty] | VEINVIEWER | Vein Viewer | AccuVein LLC
NO | YES |  |  |  | 041-21034 | 041-21034 | AccuVein | AV400 |  | AV13400084 | MEMORIAL CITY - CARDIOLOGY | MHHS-Mem City |  | Vein Viewer |  | 041-21034 | 041-21034 | West | Memorial City - Memorial Cardiology East | MEMORIAL CITY - CARDIOLOGY | Telemetry |  |  |  | No PM sticker | VEIN FINDERS |  | VEINVIEWER-AccuVein LLC-AV400 | VEINVIEWER | AV400 |  |  |  | AccuVein LLC | Vein Viewer |  | VEINVIEWER-AccuVein LLC-AV400 |  |  |  |  | Covered PM Repair - Respiratory/Steriliz | MHHS-Mem City
NO | YES |  |  |  | 041-34195 | 041-34195 | AccuVein | AV400 |  | AV17190072 | Memorial City -MHT - Med/Surg | MHHS-Mem City |  | Vein Viewer |  | 041-34195 | 041-34195 | West | Memorial Hermann Memorial City Medical Center | Memorial City -MHT - Med/Surg | MH 6 Medication Room |  |  |  |  | VEIN FINDERS |  | VEINVIEWER-AccuVein LLC-AV400 | VEINVIEWER | AV400 |  |  |  | AccuVein LLC | Vein Viewer |  | VEINVIEWER-AccuVein LLC-AV400 |  |  |  |  | Covered PM Repair - Respiratory/Steriliz | MHHS-Mem City
NO | YES |  |  |  | 041-32198 | 041-32198 | AccuVein | AV400 |  | AV17150126 | MEMORIAL CITY - Pediatrics | MHHS-Mem City |  | Vein Viewer |  | 041-32198 | 041-32198 | West | Memorial Hermann Memorial City Medical Center | MEMORIAL CITY - Pediatrics | MEMORIAL CITY - MHT - Pediatrics MH4 400.3 med room |  |  |  | 1 time pm sticker | VEIN FINDERS |  | VEINVIEWER-AccuVein LLC-AV400 | VEINVIEWER | AV400 |  |  |  | AccuVein LLC | Vein Viewer |  | VEINVIEWER-AccuVein LLC-AV400 |  |  |  |  | Covered PM Repair - Biomedical | MHHS-Mem City
NO | YES |  |  |  | 925-01680 | 925-01680 | AccuVein | AV400 |  | AV15450083 | MHOSH-3rd Floor | MHHS Orthopedic & Spine |  | Vein Viewer |  | 925-01680 | 925-01680 | Central & Greater Heights | MHHS-Orthopedic & Spine | MHOSH-3rd Floor | [5 empty] | VEIN FINDERS | Vein Viewer | VEINVIEWER-AccuVein LLC-AV400 | VEINVIEWER | AV400 |  |  |  | AccuVein LLC | Vein Viewer |  | VEINVIEWER-AccuVein LLC-AV400 |  |  | MHOSH Inventory Dec 2019 into 2020 - Copy.xls - Newly Verified | VV-A | Covered PM Repair - Biomedical | MHHS Orthopedic & Spine | [8 empty] | VEINVIEWER | Vein Viewer | AccuVein LLC
NO | YES |  |  |  | 929-00922 | 929-00922 | AccuVein | AV400 |  |  | MHOSH-Pre/Post Op | MHHS Orthopedic & Spine |  | Vein Viewer |  | 929-00922 | 929-00922 | Central & Greater Heights | MHHS-Orthopedic & Spine | MHOSH-Pre/Post Op |  | 1/25/18 |  |  |  | VEIN FINDERS | Vein Viewer | VEINVIEWER-AccuVein LLC-AV400 | VEINVIEWER | AV400 |  |  |  | AccuVein LLC | Vein Viewer |  | VEINVIEWER-AccuVein LLC-AV400 |  | 11/4/24 | MHOSH Inventory Dec 2019 into 2020 - Copy.xls - Newly Verified | VV-A | Not Covered Vendor Only - Biomedical | MHHS Orthopedic & Spine | [8 empty] | VEINVIEWER | Vein Viewer | AccuVein LLC
NO | YES |  |  |  | 142-07928 | 142-07928 | AccuVein | AV400 |  | AV18200160 | NE - 3 WEST TOWER Cardio | MHHS-Northeast |  | Vein Viewer |  | 142-07928 | 142-07928 | Katy | Memorial Hermann Northeast Hospital | NE - 3 WEST TOWER Cardio | Med Surg Cardiac Storage |  |  |  | No pm required sticker | VEIN FINDERS |  | VEINVIEWER-AccuVein LLC-AV400 | VEINVIEWER | AV400 |  |  |  | AccuVein LLC | Vein Viewer |  | VEINVIEWER-AccuVein LLC-AV400 |  |  |  |  | Covered PM Repair - Biomedical | MHHS-Northeast
NO | YES |  |  |  | 142-07970 | 142-07970 | AccuVein | AV400 |  | AV18220128 | NE-Med/Surg | MHHS-Northeast |  | Vein Viewer |  | 142-07970 | 142-07970 | Katy | MHHS-Northeast | NE-Med/Surg | Storage equipment | 11/1/18 |  |  | No pm required | VEIN FINDERS | Vein Viewer | VEINVIEWER-AccuVein LLC-AV400 | VEINVIEWER | AV400 |  |  |  | AccuVein LLC | Vein Viewer |  | VEINVIEWER-AccuVein LLC-AV400 |  |  |  | VV-A | Covered PM Repair - Biomedical | MHHS-Northeast | [8 empty] | VEINVIEWER | Vein Viewer | AccuVein LLC
NO | YES |  |  |  | 142-08038 | 142-08038 | AccuVein | AV400 |  | AV18430055 | NE-NICU | MHHS-Northeast |  | Vein Viewer |  | 142-08038 | 142-08038 | Katy | MHHS-Northeast | NE-NICU |  | 11/1/18 | 11/1/19 |  |  | VEIN FINDERS | Vein Viewer | VEINVIEWER-AccuVein LLC-AV400 | VEINVIEWER | AV400 |  |  |  | AccuVein LLC | Vein Viewer |  | VEINVIEWER-AccuVein LLC-AV400 |  |  |  | VV-A | Covered PM Repair - Biomedical | MHHS-Northeast | [8 empty] | VEINVIEWER | Vein Viewer | AccuVein LLC
NO | YES |  |  |  | 145-00711 | 145-00711 | AccuVein | AV400 |  | AV15500075 | Pearland-Emergency Center | MHHS-Pearland Hospital |  | Vein Viewer |  | 145-00711 | 145-00711 | Pearland | MHHS-Pearland Hospital | Pearland-Emergency Center | Triage 2 | 2/1/17 |  |  |  | VEIN FINDERS | Vein Viewer | VEINVIEWER-AccuVein LLC-AV400 | VEINVIEWER | AV400 |  |  |  | AccuVein LLC | Vein Viewer |  | VEINVIEWER-AccuVein LLC-AV400 |  |  |  | VV-A | Not Covered Vendor Only - Biomedical | MHHS-Pearland Hospital | [8 empty] | VEINVIEWER | Vein Viewer | AccuVein LLC
NO | YES |  |  |  | 145-01099 | 145-01099 | AccuVein | AV400 |  | AV15500108 | Pearland-OR-Preop/PACU | MHHS-Pearland Hospital |  | Vein Viewer |  | 145-01099 | 145-01099 | Pearland | MHHS-Pearland Hospital | Pearland-OR-Preop/PACU | S3 142 | 12/1/17 |  |  | No pm | VEIN FINDERS | Vein Viewer | VEINVIEWER-AccuVein LLC-AV400 | VEINVIEWER | AV400 |  |  |  | AccuVein LLC | Vein Viewer |  | VEINVIEWER-AccuVein LLC-AV400 |  |  |  | VV-A | Covered PM Repair - Biomedical | MHHS-Pearland Hospital | [8 empty] | VEINVIEWER | Vein Viewer | AccuVein LLC
NO | YES |  |  |  | 145-01101 | 145-01101 | AccuVein | AV400 |  | AV15500103 | Pearland-OR-Preop/PACU | MHHS-Pearland Hospital |  | Vein Viewer |  | 145-01101 | 145-01101 | Pearland | MHHS-Pearland Hospital | Pearland-OR-Preop/PACU | Authorized personnel only rm131 | 12/1/17 |  |  |  | VEIN FINDERS | Vein Viewer | VEINVIEWER-AccuVein LLC-AV400 | VEINVIEWER | AV400 |  |  |  | AccuVein LLC | Vein Viewer |  | VEINVIEWER-AccuVein LLC-AV400 |  |  |  | VV-A | Covered PM Repair - Biomedical | MHHS-Pearland Hospital | [8 empty] | VEINVIEWER | Vein Viewer | AccuVein LLC
NO | YES |  |  |  | 005-11999 | 005-11999 | AccuVein | AV400 |  | AV17440042 | SE-Esophageal Disease Center | MHHS-Southeast |  | Vein Viewer |  | 005-11999 | 005-11999 | Southeast | MHHS-Southeast | SE-Esophageal Disease Center | SE - ESOPHAGEAL DISEASE CENTER | 1/1/18 |  |  |  | VEIN FINDERS |  | VEINVIEWER-AccuVein LLC-AV400 | VEINVIEWER | AV400 |  |  |  | AccuVein LLC | Vein Viewer |  | VEINVIEWER-AccuVein LLC-AV400 |  |  |  |  | Covered PM Repair - Biomedical | MHHS-Southeast
NO | YES |  |  |  | 013-36168 | 013-36168 | AccuVein | AV400 |  |  | SW-Preadmitting | MHHS-Southwest |  | Vein Viewer |  | 013-36168 | 013-36168 | Southwest | MHHS-Southwest | SW-Preadmitting | Rm 3 | 9/1/18 |  | 9/1/19 |  | VEIN FINDERS | Vein Viewer | VEINVIEWER-AccuVein LLC-AV400 | VEINVIEWER | AV400 |  |  |  | AccuVein LLC | Vein Viewer |  | VEINVIEWER-AccuVein LLC-AV400 |  |  |  | VV-A | Covered PM Repair - Biomedical | MHHS-Southwest | [8 empty] | VEINVIEWER | Vein Viewer | AccuVein LLC
NO | YES |  |  |  | 013-36858 | 013-36858 | AccuVein | AV400 |  | AV14250006 | SW-HVI-Preop | MHHS-Southwest |  | Vein Viewer |  | 013-36858 | 013-36858 | Southwest | MHHS-Southwest | SW-HVI-Preop | Isolation Room Ante | 11/1/19 |  | 11/1/20 |  | VEIN FINDERS | Vein Viewer | VEINVIEWER-AccuVein LLC-AV400 | VEINVIEWER | AV400 |  |  |  | AccuVein LLC | Vein Viewer |  | VEINVIEWER-AccuVein LLC-AV400 |  | 11/1/17 |  | VV-A | Covered PM Repair - Biomedical | MHHS-Southwest | [8 empty] | VEINVIEWER | Vein Viewer | AccuVein LLC
NO | YES |  |  |  | 013-39043 | 013-39043 | AccuVein | AV400 |  | AV17080194 | SW-Telemetry | MHHS-Southwest |  | Vein Viewer |  | 013-39043 | 013-39043 | Southwest | MHHS-Southwest | SW-Telemetry | Equipment Storage | 9/1/18 |  |  | No PM Sticker | VEIN FINDERS | Vein Viewer | VEINVIEWER-AccuVein LLC-AV400 | VEINVIEWER | AV400 |  |  |  | AccuVein LLC | Vein Viewer |  | VEINVIEWER-AccuVein LLC-AV400 |  | 11/18/21 |  | VV-A | Not Covered Vendor Only - Resp/Ster | MHHS-Southwest | [8 empty] | VEINVIEWER | Vein Viewer | AccuVein LLC
NO | YES |  |  |  | 129-07717 | 129-07717 | AccuVein | AV400 |  | AV18370240 | Sugar Land-Med/Surg-East 4th | MHHS-Sugarland |  | Vein Viewer |  | 129-07717 | 129-07717 | Sugar Land | MHHS-Sugarland | Sugar Land-Med/Surg-East 4th | Nurses Station Clean Supply | 6/1/19 |  |  |  | VEIN FINDERS | Vein Viewer | VEINVIEWER-AccuVein LLC-AV400 | VEINVIEWER | AV400 |  |  |  | AccuVein LLC | Vein Viewer |  | VEINVIEWER-AccuVein LLC-AV400 |  | 11/1/15 |  | VV-A | Covered PM Repair - Respiratory/Steriliz | MHHS-Sugarland | [8 empty] | VEINVIEWER | Vein Viewer | AccuVein LLC
NO | YES |  |  |  | 129-31181 | 129-31181 | AccuVein | AV400 |  | AV19030022 | SUGAR LAND - MED/SURG - WEST 4TH | MHHS-Sugarland |  | Vein Viewer |  | 129-31181 | 129-31181 | Sugar Land |  | SUGAR LAND - MED/SURG - WEST 4TH | [5 empty] | VEIN FINDERS | Vein Viewer | VEINVIEWER-AccuVein LLC-AV400 | VEINVIEWER | AV400 |  |  |  | AccuVein LLC | Vein Viewer |  | VEINVIEWER-AccuVein LLC-AV400 |  | 1/1/19 |  | VV-A | Covered PM Repair - Biomedical | MHHS-Sugarland | [8 empty] | VEINVIEWER | Vein Viewer | AccuVein LLC
NO | YES |  |  |  | 241-05191 | 241-05191 | AccuVein | AV400 |  | AV18080020 | TIRR-Patient Care Unit 6-2414378 | MHHS-TIRR |  | Vein Viewer |  | 241-05191 | 241-05191 | TMC | MHHS-Others | TIRR-Patient Care Unit 6-2414378 | TIRR - PCU 3 C | 6/1/18 |  |  |  | VEIN FINDERS | Vein Viewer | VEINVIEWER-AccuVein LLC-AV400 | VEINVIEWER | AV400 |  |  |  | AccuVein LLC | Vein Viewer |  | VEINVIEWER-AccuVein LLC-AV400 |  |  |  | VV-A | Covered PM Repair - Lab Analyzers/Anesth | MHHS-TIRR | [8 empty] | VEINVIEWER | Vein Viewer | AccuVein LLC
NO | YES |  |  |  | 074-05893 | 074-05893 | AccuVein | AV400 |  | AV15200144 | TMC-HVI-Heart Failure ICU (5Hvi) | MHHS-TMC |  | Vein Viewer |  | 074-05893 | 074-05893 | TMC | MHHS-TMC | TMC-HVI-Heart Failure ICU (5Hvi) | Dictation |  |  |  |  | VEIN FINDERS | Vein Viewer | VEINVIEWER-AccuVein LLC-AV400 | VEINVIEWER | AV400 |  |  |  | AccuVein LLC | Vein Viewer |  | VEINVIEWER-AccuVein LLC-AV400 |  |  |  | VV-A | Covered PM Repair - Respiratory/Steriliz | MHHS-TMC | [8 empty] | VEINVIEWER | Vein Viewer | AccuVein LLC
NO | YES |  |  |  | 029-10948 | 029-10948 | AccuVein | AV400 |  | AV16140033 | Woodlands-Biomedical Services | MHHS-Woodlands |  | Vein Viewer |  | 029-10948 | 029-10948 | Woodlands | MHHS-Woodlands | Woodlands-Biomedical Services | Back Corner |  |  |  | No PM Sticker | VEIN FINDERS | Vein Viewer | VEINVIEWER-AccuVein LLC-AV400 | VEINVIEWER | AV400 |  |  |  | AccuVein LLC | Vein Viewer |  | VEINVIEWER-AccuVein LLC-AV400 |  | 7/30/20 |  | VV-A | Not Covered Vendor Only - Rad, Low End | MHHS-Woodlands | [8 empty] | VEINVIEWER | Vein Viewer | AccuVein LLC
NO | YES |  |  |  | 029-32027 | 029-32027 | AccuVein | AV400 |  | AV14180013 | Woodlands-PCU5 | MHHS-Woodlands |  | Vein Viewer |  | 029-32027 | 029-32027 | Woodlands | MHHS-Woodlands | Woodlands-PCU5 | Soiled Utility |  |  |  | No p.m. | VEIN FINDERS | Vein Viewer | VEINVIEWER-AccuVein LLC-AV400 | VEINVIEWER | AV400 |  |  |  | AccuVein LLC | Vein Viewer |  | VEINVIEWER-AccuVein LLC-AV400 |  | 7/22/18 |  | VV-A | Not Covered Vendor Only - Biomedical | MHHS-Woodlands | [8 empty] | VEINVIEWER | Vein Viewer | AccuVein LLC
NO | YES |  |  |  | 029-11786 | 029-11786 | AccuVein | AV400 |  | AV15340105 | Woodlands-PCU3 | MHHS-Woodlands |  | Vein Viewer |  | 029-11786 | 029-11786 | Woodlands | MHHS-Woodlands | Woodlands-PCU3 | Nurse Station |  |  |  | No p.m. required | VEIN FINDERS | Vein Viewer | VEINVIEWER-AccuVein LLC-AV400 | VEINVIEWER | AV400 |  |  |  | AccuVein LLC | Vein Viewer |  | VEINVIEWER-AccuVein LLC-AV400 |  |  |  | VV-A | Covered PM Repair - Biomedical | MHHS-Woodlands | [8 empty] | VEINVIEWER | Vein Viewer | AccuVein LLC
NO | NO |  |  |  | 009-33624 |  | AccuVein | AV400 |  | AV16290013 | GH - GENERAL SURGERY 3 SOUTH | MHHS-Greater Heights |  | Vein Viewer |  | 009-33624 |  | Central & Greater Heights |  | GH - GENERAL SURGERY 3 SOUTH | [5 empty] | VEIN FINDERS |  | VEINVIEWER-AccuVein LLC-AV400 | VEINVIEWER | AV400 |  |  |  | AccuVein LLC | Vein Viewer |  | VEINVIEWER-AccuVein LLC-AV400 |  |  |  |  | Not Covered Vendor Only - Biomedical | MHHS-Greater Heights
NO | NO |  |  |  | 009-10961 |  | AccuVein | AV400 |  | AV18050008 | GH - IMU | MHHS-Greater Heights |  | Vein Viewer |  | 009-10961 |  | Central & Greater Heights |  | GH - IMU | [5 empty] | VEIN FINDERS |  | VEINVIEWER-AccuVein LLC-AV400 | VEINVIEWER | AV400 |  |  |  | AccuVein LLC | Vein Viewer |  | VEINVIEWER-AccuVein LLC-AV400 |  |  |  |  | Not Covered Vendor Only - Biomedical | MHHS-Greater Heights
NO | NO |  |  |  | 009-09974 |  | AccuVein | AV400 |  | AV13170013 | GH - NEURO 5N | MHHS-Greater Heights |  | Vein Viewer |  | 009-09974 |  | Central & Greater Heights |  | GH - NEURO 5N | [5 empty] | VEIN FINDERS |  | VEINVIEWER-AccuVein LLC-AV400 | VEINVIEWER | AV400 |  |  |  | AccuVein LLC | Vein Viewer |  | VEINVIEWER-AccuVein LLC-AV400 |  |  |  |  | Not Covered Vendor Only - Biomedical | MHHS-Greater Heights
NO | NO |  |  |  | 009-10967 |  | AccuVein | AV400 |  | AV18050141 | GH - ORTHO JOINT CENTER 4N | MHHS-Greater Heights |  | Vein Viewer |  | 009-10967 |  | Central & Greater Heights |  | GH - ORTHO JOINT CENTER 4N | [5 empty] | VEIN FINDERS |  | VEINVIEWER-AccuVein LLC-AV400 | VEINVIEWER | AV400 |  |  |  | AccuVein LLC | Vein Viewer |  | VEINVIEWER-AccuVein LLC-AV400 |  |  |  |  | Not Covered Vendor Only - Biomedical | MHHS-Greater Heights
NO | NO |  |  |  | 133-09446 |  | AccuVein | AV400 |  | AV15430020 | KATY - OR | MHHS-Katy |  | Vein Viewer |  | 133-09446 |  | Katy |  | KATY - OR | [5 empty] | VEIN FINDERS |  | VEINVIEWER-AccuVein LLC-AV400 | VEINVIEWER | AV400 |  |  |  | AccuVein LLC | Vein Viewer |  | VEINVIEWER-AccuVein LLC-AV400 |  |  |  |  | Covered PM Repair - Biomedical | MHHS-Katy
NO | NO |  |  |  | 133-09447 |  | AccuVein | AV400 |  | AV15420126 | KATY - OR | MHHS-Katy |  | Vein Viewer |  | 133-09447 |  | Katy |  | KATY - OR | [5 empty] | VEIN FINDERS |  | VEINVIEWER-AccuVein LLC-AV400 | VEINVIEWER | AV400 |  |  |  | AccuVein LLC | Vein Viewer |  | VEINVIEWER-AccuVein LLC-AV400 |  |  |  |  | Covered PM Repair - Biomedical | MHHS-Katy
NO | NO | [5 empty] | AccuVein | AV400 |  | AV17070138 | MEMORIAL CITY - CARDIOLOGY | MHHS-Mem City |  | Vein Viewer |  |  |  | West & Memorial City |  | MEMORIAL CITY - CARDIOLOGY | [5 empty] | VEIN FINDERS |  | VEINVIEWER-AccuVein LLC-AV400 | VEINVIEWER | AV400 |  |  |  | AccuVein LLC | Vein Viewer |  | VEINVIEWER-AccuVein LLC-AV400 |  |  |  |  | Covered PM Repair - Respiratory/Steriliz | MHHS-Mem City
NO | NO |  |  |  | 041-32929 |  | AccuVein | AV400 |  | AV15380105 | MEMORIAL CITY - DIGESTIVE DISEASE CENTER | MHHS-Mem City |  | Vein Viewer |  | 041-32929 |  | West & Memorial City |  | MEMORIAL CITY - DIGESTIVE DISEASE CENTER | [5 empty] | VEIN FINDERS |  | VEINVIEWER-AccuVein LLC-AV400 | VEINVIEWER | AV400 |  |  |  | AccuVein LLC | Vein Viewer |  | VEINVIEWER-AccuVein LLC-AV400 |  |  |  |  | Covered PM Repair - Respiratory/Steriliz | MHHS-Mem City
NO | NO |  |  |  | 041-32292 |  | AccuVein | AV400 |  | AV18160020 | MEMORIAL CITY - EAST TOWER - NEUROLOGY | MHHS-Mem City |  | Vein Viewer |  | 041-32292 |  | West & Memorial City |  | MEMORIAL CITY - EAST TOWER - NEUROLOGY | [5 empty] | VEIN FINDERS |  | VEINVIEWER-AccuVein LLC-AV400 | VEINVIEWER | AV400 |  |  |  | AccuVein LLC | Vein Viewer |  | VEINVIEWER-AccuVein LLC-AV400 |  |  |  |  | Covered PM Repair - Respiratory/Steriliz | MHHS-Mem City
NO | NO |  |  |  | 041-32779 |  | AccuVein | AV400 |  | AV16310171 | MEMORIAL CITY - EAST TOWER - NEUROLOGY | MHHS-Mem City |  | Vein Viewer |  | 041-32779 |  | West & Memorial City |  | MEMORIAL CITY - EAST TOWER - NEUROLOGY | [5 empty] | VEIN FINDERS |  | VEINVIEWER-AccuVein LLC-AV400 | VEINVIEWER | AV400 |  |  |  | AccuVein LLC | Vein Viewer |  | VEINVIEWER-AccuVein LLC-AV400 |  |  |  |  | Covered PM Repair - Respiratory/Steriliz | MHHS-Mem City
NO | NO |  |  |  | 041-32872 |  | AccuVein | AV400 |  | AV18210009 | MEMORIAL CITY - EAST TOWER - NEUROLOGY | MHHS-Mem City |  | Vein Viewer |  | 041-32872 |  | West & Memorial City |  | MEMORIAL CITY - EAST TOWER - NEUROLOGY | [5 empty] | VEIN FINDERS |  | VEINVIEWER-AccuVein LLC-AV400 | VEINVIEWER | AV400 |  |  |  | AccuVein LLC | Vein Viewer |  | VEINVIEWER-AccuVein LLC-AV400 |  |  |  |  | Covered PM Repair - Biomedical | MHHS-Mem City
NO | NO |  |  |  | 041-20788 |  | AccuVein | AV400 |  | AV17260092 | MEMORIAL CITY - ER | MHHS-Mem City |  | Vein Viewer |  | 041-20788 |  | West & Memorial City |  | MEMORIAL CITY - ER | [5 empty] | VEIN FINDERS |  | VEINVIEWER-AccuVein LLC-AV400 | VEINVIEWER | AV400 |  |  |  | AccuVein LLC | Vein Viewer |  | VEINVIEWER-AccuVein LLC-AV400 |  |  |  |  | Covered PM Repair - Respiratory/Steriliz | MHHS-Mem City
NO | NO |  |  |  | 041-32859 |  | AccuVein | AV400 |  | AV18510045 | MEMORIAL CITY - LABOR & DELIVERY | MHHS-Mem City |  | Vein Viewer |  | 041-32859 |  | West & Memorial City |  | MEMORIAL CITY - LABOR & DELIVERY | [5 empty] | VEIN FINDERS |  | VEINVIEWER-AccuVein LLC-AV400 | VEINVIEWER | AV400 |  |  |  | AccuVein LLC | Vein Viewer |  | VEINVIEWER-AccuVein LLC-AV400 |  |  |  |  | Covered PM Repair - Biomedical | MHHS-Mem City
NO | NO |  |  |  | 041-20644 |  | AccuVein | AV400 |  | AV17080102 | MEMORIAL CITY - MHT - MED/SURG | MHHS-Mem City |  | Vein Viewer |  | 041-20644 |  | West & Memorial City |  | MEMORIAL CITY - MHT - MED/SURG | [5 empty] | VEIN FINDERS |  | VEINVIEWER-AccuVein LLC-AV400 | VEINVIEWER | AV400 |  |  |  | AccuVein LLC | Vein Viewer |  | VEINVIEWER-AccuVein LLC-AV400 |  |  |  |  | Covered PM Repair - Respiratory/Steriliz | MHHS-Mem City
NO | NO |  |  |  | 041-20527 |  | AccuVein | AV400 |  | AV14310085 | MEMORIAL CITY - MHT- JHC PRE OP | MHHS-Mem City |  | Vein Viewer |  | 041-20527 |  | West & Memorial City |  | MEMORIAL CITY - MHT- JHC PRE OP | [5 empty] | VEIN FINDERS |  | VEINVIEWER-AccuVein LLC-AV400 | VEINVIEWER | AV400 |  |  |  | AccuVein LLC | Vein Viewer |  | VEINVIEWER-AccuVein LLC-AV400 |  |  |  |  | Covered PM Repair - Biomedical | MHHS-Mem City
NO | NO |  |  |  | 041-32291 |  | AccuVein | AV400 |  | AV18160027 | MEMORIAL CITY - MICU | MHHS-Mem City |  | Vein Viewer |  | 041-32291 |  | West & Memorial City |  | MEMORIAL CITY - MICU | [5 empty] | VEIN FINDERS |  | VEINVIEWER-AccuVein LLC-AV400 | VEINVIEWER | AV400 |  |  |  | AccuVein LLC | Vein Viewer |  | VEINVIEWER-AccuVein LLC-AV400 |  |  |  |  | Covered PM Repair - Biomedical | MHHS-Mem City
NO | NO |  |  |  | 041-19687 |  | AccuVein | AV400 |  | AV15340053 | MEMORIAL CITY - ORTHO/PT | MHHS-Mem City |  | Vein Viewer |  | 041-19687 |  | West & Memorial City |  | MEMORIAL CITY - ORTHO/PT | [5 empty] | VEIN FINDERS |  | VEINVIEWER-AccuVein LLC-AV400 | VEINVIEWER | AV400 |  |  |  | AccuVein LLC | Vein Viewer |  | VEINVIEWER-AccuVein LLC-AV400 |  |  |  |  | Covered PM Repair - Biomedical | MHHS-Mem City
NO | NO |  |  |  | 142-07881 |  | AccuVein | AV400 |  | AV18220121 | NE - 2 WEST TOWER | MHHS-Northeast |  | Vein Viewer |  | 142-07881 |  | Katy |  | NE - 2 WEST TOWER | [5 empty] | VEIN FINDERS |  | VEINVIEWER-AccuVein LLC-AV400 | VEINVIEWER | AV400 |  |  |  | AccuVein LLC | Vein Viewer |  | VEINVIEWER-AccuVein LLC-AV400 |  |  |  |  | Covered PM Repair - Biomedical | MHHS-Northeast
NO | NO |  |  |  | 145-00364 |  | AccuVein | AV400 |  | AV15500111 | PEARLAND - EMERGENCY CENTER | MHHS-Pearland Hospital |  | Vein Viewer |  | 145-00364 |  | Pearland |  | PEARLAND - EMERGENCY CENTER | [5 empty] | VEIN FINDERS |  | VEINVIEWER-AccuVein LLC-AV400 | VEINVIEWER | AV400 |  |  |  | AccuVein LLC | Vein Viewer |  | VEINVIEWER-AccuVein LLC-AV400 |  |  |  |  | Not Covered Vendor Only - Biomedical | MHHS-Pearland Hospital
NO | NO |  |  |  | AV17070089 |  | AccuVein | AV400 |  | AV17070089 | PEARLAND - EMERGENCY CENTER | MHHS-Pearland Hospital |  | Vein Viewer |  | AV17070089 |  | Pearland |  | PEARLAND - EMERGENCY CENTER | [5 empty] | VEIN FINDERS |  | VEINVIEWER-AccuVein LLC-AV400 | VEINVIEWER | AV400 |  |  |  | AccuVein LLC | Vein Viewer |  | VEINVIEWER-AccuVein LLC-AV400 |  |  |  |  | Not Covered Vendor Only - Biomedical | MHHS-Pearland Hospital
NO | NO |  |  |  | 145-00734 |  | AccuVein | AV400 |  | AV15500087 | PEARLAND - ICU/IMCU | MHHS-Pearland Hospital |  | Vein Viewer |  | 145-00734 |  | Pearland |  | PEARLAND - ICU/IMCU | [5 empty] | VEIN FINDERS |  | VEINVIEWER-AccuVein LLC-AV400 | VEINVIEWER | AV400 |  |  |  | AccuVein LLC | Vein Viewer |  | VEINVIEWER-AccuVein LLC-AV400 |  |  |  |  | Covered PM Repair - Biomedical | MHHS-Pearland Hospital
NO | NO |  |  |  | 013-36384 |  | AccuVein | AV400 |  | AV13400201 | SW - ENDOSCOPY | MHHS-Southwest |  | Vein Viewer |  | 013-36384 |  | Southwest |  | SW - ENDOSCOPY | [5 empty] | VEIN FINDERS |  | VEINVIEWER-AccuVein LLC-AV400 | VEINVIEWER | AV400 |  |  |  | AccuVein LLC | Vein Viewer |  | VEINVIEWER-AccuVein LLC-AV400 |  |  |  |  | Covered PM Repair - Biomedical | MHHS-Southwest
NO | NO |  |  |  | 013-36737 |  | AccuVein | AV400 |  | AV13510095 | SW - HVI - HOLDING | MHHS-Southwest |  | Vein Viewer |  | 013-36737 |  | Southwest |  | SW - HVI - HOLDING | [5 empty] | VEIN FINDERS |  | VEINVIEWER-AccuVein LLC-AV400 | VEINVIEWER | AV400 |  |  |  | AccuVein LLC | Vein Viewer |  | VEINVIEWER-AccuVein LLC-AV400 |  |  |  |  | Covered PM Repair - Biomedical | MHHS-Southwest
NO | NO |  |  |  | 013-37883 |  | AccuVein | AV400 |  | AV16340187 | SW - TELEMETRY | MHHS-Southwest |  | Vein Viewer |  | 013-37883 |  | Southwest |  | SW - TELEMETRY | [5 empty] | VEIN FINDERS |  | VEINVIEWER-AccuVein LLC-AV400 | VEINVIEWER | AV400 |  |  |  | AccuVein LLC | Vein Viewer |  | VEINVIEWER-AccuVein LLC-AV400 |  |  |  |  | Covered PM Repair - Respiratory/Steriliz | MHHS-Southwest
NO | NO |  |  |  | 129-07698 |  | AccuVein | AV400 |  | AV17050069 | SUGAR LAND - DAY SURGERY | MHHS-Sugarland |  | Vein Viewer |  | 129-07698 |  | Sugar Land |  | SUGAR LAND - DAY SURGERY | [5 empty] | VEIN FINDERS |  | VEINVIEWER-AccuVein LLC-AV400 | VEINVIEWER | AV400 |  |  |  | AccuVein LLC | Vein Viewer |  | VEINVIEWER-AccuVein LLC-AV400 |  |  |  |  | Covered PM Repair - Biomedical | MHHS-Sugarland
NO | NO |  |  |  | 129-31233 |  | AccuVein | AV400 |  | AV8240019 | SUGAR LAND - ER | MHHS-Sugarland |  | Vein Viewer |  | 129-31233 |  | Sugar Land |  | SUGAR LAND - ER | [5 empty] | VEIN FINDERS |  | VEINVIEWER-AccuVein LLC-AV400 | VEINVIEWER | AV400 |  |  |  | AccuVein LLC | Vein Viewer |  | VEINVIEWER-AccuVein LLC-AV400 |  |  |  |  | Covered PM Repair - Biomedical | MHHS-Sugarland
NO | NO |  |  |  | 129-04879 |  | AccuVein | AV400 |  | AV13230029 | SUGAR LAND - LABOR & DELIVERY | MHHS-Sugarland |  | Vein Viewer |  | 129-04879 |  | Sugar Land |  | SUGAR LAND - LABOR & DELIVERY | [5 empty] | VEIN FINDERS |  | VEINVIEWER-AccuVein LLC-AV400 | VEINVIEWER | AV400 |  |  |  | AccuVein LLC | Vein Viewer |  | VEINVIEWER-AccuVein LLC-AV400 |  |  |  |  | Covered PM Repair - Biomedical | MHHS-Sugarland
NO | NO |  |  |  | 129-07204 |  | AccuVein | AV400 |  | AV16150160 | SUGAR LAND - MED/SURG - EAST 4TH | MHHS-Sugarland |  | Vein Viewer |  | 129-07204 |  | Sugar Land |  | SUGAR LAND - MED/SURG - EAST 4TH | [5 empty] | VEIN FINDERS |  | VEINVIEWER-AccuVein LLC-AV400 | VEINVIEWER | AV400 |  |  |  | AccuVein LLC | Vein Viewer |  | VEINVIEWER-AccuVein LLC-AV400 |  |  |  |  | No Coverage Specified | MHHS-Sugarland
NO | NO |  |  |  | 129-07436 |  | AccuVein | AV400 |  | AV2520071 | SUGAR LAND - MED/SURG - EAST 4TH | MHHS-Sugarland |  | Vein Viewer |  | 129-07436 |  | Sugar Land |  | SUGAR LAND - MED/SURG - EAST 4TH | [5 empty] | VEIN FINDERS |  | VEINVIEWER-AccuVein LLC-AV400 | VEINVIEWER | AV400 |  |  |  | AccuVein LLC | Vein Viewer |  | VEINVIEWER-AccuVein LLC-AV400 |  |  |  |  | Covered PM Repair - Biomedical | MHHS-Sugarland
NO | NO |  |  |  | 129-07986 |  | AccuVein | AV400 |  | AV14040142 | SUGAR LAND - MED/SURG - EAST 4TH | MHHS-Sugarland |  | Vein Viewer |  | 129-07986 |  | Sugar Land |  | SUGAR LAND - MED/SURG - EAST 4TH | [5 empty] | VEIN FINDERS |  | VEINVIEWER-AccuVein LLC-AV400 | VEINVIEWER | AV400 |  |  |  | AccuVein LLC | Vein Viewer |  | VEINVIEWER-AccuVein LLC-AV400 |  |  |  |  | Covered PM Repair - Respiratory/Steriliz | MHHS-Sugarland
NO | NO |  |  |  | 129-31071 |  | AccuVein | AV400 |  | AV19030056 | SUGAR LAND - MED/SURG - EAST 4TH | MHHS-Sugarland |  | Vein Viewer |  | 129-31071 |  | Sugar Land |  | SUGAR LAND - MED/SURG - EAST 4TH | [5 empty] | VEIN FINDERS |  | VEINVIEWER-AccuVein LLC-AV400 | VEINVIEWER | AV400 |  |  |  | AccuVein LLC | Vein Viewer |  | VEINVIEWER-AccuVein LLC-AV400 |  |  |  |  | Not Covered Vendor Only - Biomedical | MHHS-Sugarland
NO | NO |  |  |  | 129-07447 |  | AccuVein | AV400 |  | AV13450192 | SUGAR LAND - MED/SURG - WEST 4TH | MHHS-Sugarland |  | Vein Viewer |  | 129-07447 |  | Sugar Land |  | SUGAR LAND - MED/SURG - WEST 4TH | [5 empty] | VEIN FINDERS |  | VEINVIEWER-AccuVein LLC-AV400 | VEINVIEWER | AV400 |  |  |  | AccuVein LLC | Vein Viewer |  | VEINVIEWER-AccuVein LLC-AV400 |  |  |  |  | Covered PM Repair - Biomedical | MHHS-Sugarland
NO | NO |  |  |  | 129-04878 |  | AccuVein | AV400 |  | AV13230020 | SUGAR LAND - OR | MHHS-Sugarland |  | Vein Viewer |  | 129-04878 |  | Sugar Land |  | SUGAR LAND - OR | [5 empty] | VEIN FINDERS |  | VEINVIEWER-AccuVein LLC-AV400 | VEINVIEWER | AV400 |  |  |  | AccuVein LLC | Vein Viewer |  | VEINVIEWER-AccuVein LLC-AV400 |  |  |  |  | Covered PM Repair - Biomedical | MHHS-Sugarland
NO | NO |  |  |  | 241-05193 |  | AccuVein | AV400 |  | HF18030020 | TIRR - PATIENT CARE UNIT 3-C - 2414370 | MHHS-TIRR |  | Vein Viewer |  | 241-05193 |  | TMC |  | TIRR - PATIENT CARE UNIT 3-C - 2414370 | [5 empty] | VEIN FINDERS |  | VEINVIEWER-AccuVein LLC-AV400 | VEINVIEWER | AV400 |  |  |  | AccuVein LLC | Vein Viewer |  | VEINVIEWER-AccuVein LLC-AV400 |  |  |  |  | Covered PM Repair - Biomedical | MHHS-TIRR
NO | NO |  |  |  | 241-03312 |  | AccuVein | AV400 |  | AV16340174 | TIRR - PATIENT CARE UNIT 6 - 2414378 | MHHS-TIRR |  | Vein Viewer |  | 241-03312 |  | TMC |  | TIRR - PATIENT CARE UNIT 6 - 2414378 | [5 empty] | VEIN FINDERS |  | VEINVIEWER-AccuVein LLC-AV400 | VEINVIEWER | AV400 |  |  |  | AccuVein LLC | Vein Viewer |  | VEINVIEWER-AccuVein LLC-AV400 |  |  |  |  | Covered PM Repair - Biomedical | MHHS-TIRR
NO | NO |  |  |  | 241-05194 |  | AccuVein | AV400 |  | AV1808002 | TIRR - PCU 3C | MHHS-TIRR |  | Vein Viewer |  | 241-05194 |  | TMC |  | TIRR - PCU 3C | [5 empty] | VEIN FINDERS |  | VEINVIEWER-AccuVein LLC-AV400 | VEINVIEWER | AV400 |  |  |  | AccuVein LLC | Vein Viewer |  | VEINVIEWER-AccuVein LLC-AV400 |  |  |  |  | Covered PM Repair - Biomedical | MHHS-TIRR
NO | NO |  |  |  | 029-09567 |  | AccuVein | AV400 |  | AV1437005 | TIRR - WOODLANDS INPATIENT | MHHS-TIRR |  | Vein Viewer |  | 029-09567 |  | Woodlands |  | TIRR - WOODLANDS INPATIENT | [5 empty] | VEIN FINDERS |  | VEINVIEWER-AccuVein LLC-AV400 | VEINVIEWER | AV400 |  |  |  | AccuVein LLC | Vein Viewer |  | VEINVIEWER-AccuVein LLC-AV400 |  |  |  |  | Covered PM Repair - Biomedical | MHHS-TIRR
NO | NO |  |  |  | 077-09477 |  | AccuVein | AV400 |  | AV15280051 | TMC - CHILDRENS - CCN (10HP) | MHHS-TMC |  | Vein Viewer |  | 077-09477 |  | TMC |  | TMC - CHILDRENS - CCN (10HP) | [5 empty] | VEIN FINDERS |  | VEINVIEWER-AccuVein LLC-AV400 | VEINVIEWER | AV400 |  |  |  | AccuVein LLC | Vein Viewer |  | VEINVIEWER-AccuVein LLC-AV400 |  |  |  |  | Covered PM Repair - Biomedical | MHHS-TMC
NO | NO |  |  |  | 077-06739 |  | AccuVein | AV400 |  | AV15210141 | TMC - CHILDRENS - RCW (8HP) | MHHS-TMC |  | Vein Viewer |  | 077-06739 |  | TMC |  | TMC - CHILDRENS - RCW (8HP) | [5 empty] | VEIN FINDERS |  | VEINVIEWER-AccuVein LLC-AV400 | VEINVIEWER | AV400 |  |  |  | AccuVein LLC | Vein Viewer |  | VEINVIEWER-AccuVein LLC-AV400 |  |  |  |  | Covered PM Repair - Biomedical | MHHS-TMC
NO | NO |  |  |  | 077-09492 |  | AccuVein | AV400 |  | AV16030015 | TMC - CHILDRENS - RCW (8HP) | MHHS-TMC |  | Vein Viewer |  | 077-09492 |  | TMC |  | TMC - CHILDRENS - RCW (8HP) | [5 empty] | VEIN FINDERS |  | VEINVIEWER-AccuVein LLC-AV400 | VEINVIEWER | AV400 |  |  |  | AccuVein LLC | Vein Viewer |  | VEINVIEWER-AccuVein LLC-AV400 |  |  |  |  | Covered PM Repair - Biomedical | MHHS-TMC
NO | NO |  |  |  | 069-42851 |  | AccuVein | AV400 |  | AV16340148 | TMC - CULLEN - ONCOLOGY/HEMATOLOGY (4C) | MHHS-TMC |  | Vein Viewer |  | 069-42851 |  | TMC |  | TMC - CULLEN - ONCOLOGY/HEMATOLOGY (4C) | [5 empty] | VEIN FINDERS |  | VEINVIEWER-AccuVein LLC-AV400 | VEINVIEWER | AV400 |  |  |  | AccuVein LLC | Vein Viewer |  | VEINVIEWER-AccuVein LLC-AV400 |  |  |  |  | Covered PM Repair - Biomedical | MHHS-TMC
NO | NO |  |  |  | 069-42850 |  | AccuVein | AV400 |  | AV16340173 | TMC - HERMANN - ADULT ER (1HP) | MHHS-TMC |  | Vein Viewer |  | 069-42850 |  | TMC |  | TMC - HERMANN - ADULT ER (1HP) | [5 empty] | VEIN FINDERS |  | VEINVIEWER-AccuVein LLC-AV400 | VEINVIEWER | AV400 |  |  |  | AccuVein LLC | Vein Viewer |  | VEINVIEWER-AccuVein LLC-AV400 |  |  |  |  | Covered PM Repair - Respiratory/Steriliz | MHHS-TMC
NO | NO |  |  |  | 074-05892 |  | AccuVein | AV400 |  | AV1550017 | TMC - HVI - HEART FAILURE IMU (5HVI) | MHHS-TMC |  | Vein Viewer |  | 074-05892 |  | TMC |  | TMC - HVI - HEART FAILURE IMU (5HVI) | [5 empty] | VEIN FINDERS |  | VEINVIEWER-AccuVein LLC-AV400 | VEINVIEWER | AV400 |  |  |  | AccuVein LLC | Vein Viewer |  | VEINVIEWER-AccuVein LLC-AV400 |  |  |  |  | Covered PM Repair - Respiratory/Steriliz | MHHS-TMC
NO | NO |  |  |  | 069-46477 |  | AccuVein | AV400 |  | AV17210032 | TMC - JONES - SPECIALTY SURGERY (3J) | MHHS-TMC |  | Vein Viewer |  | 069-46477 |  | TMC |  | TMC - JONES - SPECIALTY SURGERY (3J) | [5 empty] | VEIN FINDERS |  | VEINVIEWER-AccuVein LLC-AV400 | VEINVIEWER | AV400 |  |  |  | AccuVein LLC | Vein Viewer |  | VEINVIEWER-AccuVein LLC-AV400 |  |  |  |  | Covered PM Repair - Respiratory/Steriliz | MHHS-TMC
NO | NO |  |  |  | 029-09115 |  | AccuVein | AV400 |  | AV13410037 | WOODLANDS - ENDOSCOPY | MHHS-Woodlands |  | Vein Viewer |  | 029-09115 |  | Woodlands |  | WOODLANDS - ENDOSCOPY | [5 empty] | VEIN FINDERS |  | VEINVIEWER-AccuVein LLC-AV400 | VEINVIEWER | AV400 |  |  |  | AccuVein LLC | Vein Viewer |  | VEINVIEWER-AccuVein LLC-AV400 |  |  |  |  | Covered PM Repair - Biomedical | MHHS-Woodlands
NO | NO |  |  |  | 029-32481 |  | AccuVein | AV400 |  | AV19090094 | WOODLANDS - NEUROLOGY | MHHS-Woodlands |  | Vein Viewer |  | 029-32481 |  | Woodlands |  | WOODLANDS - NEUROLOGY | [5 empty] | VEIN FINDERS |  | VEINVIEWER-AccuVein LLC-AV400 | VEINVIEWER | AV400 |  |  |  | AccuVein LLC | Vein Viewer |  | VEINVIEWER-AccuVein LLC-AV400 |  |  |  |  | Not Covered Vendor Only - Biomedical | MHHS-Woodlands
NO | NO |  |  |  | AV17400057 |  | AccuVein | AV400 |  | AV17400057 | WOODLANDS - NEUROLOGY | MHHS-Woodlands |  | Vein Viewer |  | AV17400057 |  | Woodlands |  | WOODLANDS - NEUROLOGY | [5 empty] | VEIN FINDERS |  | VEINVIEWER-AccuVein LLC-AV400 | VEINVIEWER | AV400 |  |  |  | AccuVein LLC | Vein Viewer |  | VEINVIEWER-AccuVein LLC-AV400 |  |  |  |  | Not Covered Vendor Only - Biomedical | MHHS-Woodlands
NO | NO |  |  |  | 029-10970 |  | AccuVein | AV400 |  | AV16240103 | WOODLANDS - PCU6 | MHHS-Woodlands |  | Vein Viewer |  | 029-10970 |  | Woodlands |  | WOODLANDS - PCU6 | [5 empty] | VEIN FINDERS |  | VEINVIEWER-AccuVein LLC-AV400 | VEINVIEWER | AV400 |  |  |  | AccuVein LLC | Vein Viewer |  | VEINVIEWER-AccuVein LLC-AV400 |  |  |  |  | Covered PM Repair - Biomedical | MHHS-Woodlands
NO | NO |  |  |  | 029-11775 |  | AccuVein | AV400 |  | AV15430014 | WOODLANDS - PCU6 | MHHS-Woodlands |  | Vein Viewer |  | 029-11775 |  | Woodlands |  | WOODLANDS - PCU6 | [5 empty] | VEIN FINDERS |  | VEINVIEWER-AccuVein LLC-AV400 | VEINVIEWER | AV400 |  |  |  | AccuVein LLC | Vein Viewer |  | VEINVIEWER-AccuVein LLC-AV400 |  |  |  |  | Covered PM Repair - Biomedical | MHHS-Woodlands
NO | NO |  |  |  | 241-05192 |  | AccuVein | AV400 CHARGER |  | HF18030017 | TIRR - PATIENT CARE UNIT 2-C - 2414368 | MHHS-TIRR |  |  |  | 241-05192 |  | TMC |  | TIRR - PATIENT CARE UNIT 2-C - 2414368 | [5 empty] | BATTERIES |  | .needs class |  |  |  |  | .needs class | AccuVein LLC | [7 empty] | Not Covered Vendor Only - Biomedical | MHHS-TIRR
NO | YES |  |  |  | 009-34439 | 009-34439 | AccuVein | AV500 |  | AV19220013 | GH-Clinical Decision Unit (CDU) | MHHS-Greater Heights |  | Vein Viewer |  | 009-34439 | 009-34439 | Central | MHHS-Greater Heights | GH-Clinical Decision Unit (CDU) | Hall | 7/1/19 |  |  |  | VEIN FINDERS | Vein Viewer | VEINVIEWER-AccuVein LLC-AV500 | VEINVIEWER | AV500 |  |  |  | AccuVein LLC | Vein Viewer |  | VEINVIEWER-AccuVein LLC-AV500 |  | 6/1/07 |  | VV-A | Covered PM Repair - Biomedical | MHHS-Greater Heights | [8 empty] | VEINVIEWER | Vein Viewer | AccuVein LLC
NO | YES |  |  |  | 133-31114 | 133-31114 | AccuVein | AV500 |  | AV19400149 | Katy-Med/Surg 6th Floor | MHHS-Katy |  | Vein Viewer |  | 133-31114 | 133-31114 | Katy | MHHS-Katy | Katy-Med/Surg 6th Floor | Nurses station crash cart | 10/1/19 |  |  |  | VEIN FINDERS | Vein Viewer | VEINVIEWER-AccuVein LLC-AV500 | VEINVIEWER | AV500 |  |  |  | AccuVein LLC | Vein Viewer |  | VEINVIEWER-AccuVein LLC-AV500 |  | 9/16/12 |  | VV-A | Covered PM Repair - Biomedical | MHHS-Katy | [8 empty] | VEINVIEWER | Vein Viewer | AccuVein LLC
NO | YES |  |  |  | 041-32462 | 041-32462 | AccuVein | AV500 |  | AV19460292 | MEMORIAL CITY - MHT - JHC PRE ADMIT | MHHS-Mem City |  | Vein Viewer |  | 041-32462 | 041-32462 | West | Memorial Hermann - Memorial City | MEMORIAL CITY - MHT - JHC PRE ADMIT | MH12 101.4 |  |  |  |  | VEIN FINDERS |  | VEINVIEWER-AccuVein LLC-AV500 | VEINVIEWER | AV500 |  |  |  | AccuVein LLC | Vein Viewer |  | VEINVIEWER-AccuVein LLC-AV500 |  |  |  |  | Covered PM Repair - Biomedical | MHHS-Mem City
NO | YES |  |  |  | 129-07884 | 129-07884 | AccuVein | AV500 |  | AV19330053 | East 5 | MHHS-Sugarland |  | Vein Viewer |  | 129-07884 | 129-07884 | Sugar Land | Memorial Hermann Sugar Land Hospital | East 5 | Nurses Station Storage | 9/1/19 |  |  |  | VEIN FINDERS | Vein Viewer | VEINVIEWER-AccuVein LLC-AV500 | VEINVIEWER | AV500 |  |  |  | AccuVein LLC | Vein Viewer |  | VEINVIEWER-AccuVein LLC-AV500 |  | 1/28/09 |  | VV-A | Covered PM Repair - Biomedical | MHHS-Sugarland | [8 empty] | VEINVIEWER | Vein Viewer | AccuVein LLC
NO | YES |  |  |  | 129-07883 | 129-07883 | AccuVein | AV500 |  | AV19330068 | SUGAR LAND - Observation | MHHS-Sugarland |  | Vein Viewer |  | 129-07883 | 129-07883 | Sugar Land | Memorial Hermann Sugar Land Hospital | SUGAR LAND - Observation | Clean Supply | 9/1/19 |  |  |  | VEIN FINDERS | Vein Viewer | VEINVIEWER-AccuVein LLC-AV500 | VEINVIEWER | AV500 |  |  |  | AccuVein LLC | Vein Viewer |  | VEINVIEWER-AccuVein LLC-AV500 |  | 1/28/10 |  | VV-A | Covered PM Repair - Biomedical | MHHS-Sugarland | [8 empty] | VEINVIEWER | Vein Viewer | AccuVein LLC
NO | YES |  |  |  | 077-10044 | 077-10044 | AccuVein | AV500 |  | AV19490040 | TMC-Children's-CSC (9Hp) | MHHS-TMC |  | Vein Viewer |  | 077-10044 | 077-10044 | TMC | MHHS-TMC | TMC-Children's-CSC (9Hp) | [5 empty] | VEIN FINDERS |  | VEINVIEWER-AccuVein LLC-AV500 | VEINVIEWER | AV500 |  |  |  | AccuVein LLC | Vein Viewer |  | VEINVIEWER-AccuVein LLC-AV500 |  | 1/1/01 | Verified 3/30/2020 4:07pm (Central) |  | Covered PM Repair - Biomedical | MHHS-TMC
NO | YES |  |  |  | 077-10045 | 077-10045 | AccuVein | AV500 |  | AV19490148 | TMC-Children's-CSC (9Hp) | MHHS-TMC |  | Vein Viewer |  | 077-10045 | 077-10045 | TMC | MHHS-TMC | TMC-Children's-CSC (9Hp) | [5 empty] | VEIN FINDERS |  | VEINVIEWER-AccuVein LLC-AV500 | VEINVIEWER | AV500 |  |  |  | AccuVein LLC | Vein Viewer |  | VEINVIEWER-AccuVein LLC-AV500 |  |  | Verified 3/29/2020 11:26:am (Central) |  | Covered PM Repair - Biomedical | MHHS-TMC
NO | YES |  |  |  | 069-40949 | 069-40949 | AccuVein | AV500 |  | AV19460412 | TMC-Children's-PICU (9Hp) | MHHS-TMC |  | Vein Viewer |  | 069-40949 | 069-40949 | TMC | MHHS-TMC | TMC-Children's-PICU (9Hp) | [5 empty] | VEIN FINDERS |  | VEINVIEWER-AccuVein LLC-AV500 | VEINVIEWER | AV500 |  |  |  | AccuVein LLC | Vein Viewer |  | VEINVIEWER-AccuVein LLC-AV500 |  |  | Verified 3/30/2020 4:07pm (Central) |  | Covered PM Repair - Biomedical | MHHS-TMC
NO | YES |  |  |  | 069-40950 | 069-40950 | AccuVein | AV500 |  | AV19460431 | TMC-Children's-PICU (9Hp) | MHHS-TMC |  | Vein Viewer |  | 069-40950 | 069-40950 | TMC | MHHS-TMC | TMC-Children's-PICU (9Hp) | [5 empty] | VEIN FINDERS |  | VEINVIEWER-AccuVein LLC-AV500 | VEINVIEWER | AV500 |  |  |  | AccuVein LLC | Vein Viewer |  | VEINVIEWER-AccuVein LLC-AV500 |  | 6/7/13 | Verified 3/30/2020 4:07pm (Central) |  | Covered PM Repair - Biomedical | MHHS-TMC
NO | YES |  |  |  | 077-09769 | 077-09769 | AccuVein | AV500 |  | AV19390009 | TMC-Children's-RCW (8Hp) | MHHS-TMC |  | Vein Viewer |  | 077-09769 | 077-09769 | TMC | MHHS-TMC | TMC-Children's-RCW (8Hp) | [5 empty] | VEIN FINDERS |  | VEINVIEWER-AccuVein LLC-AV500 | VEINVIEWER | AV500 |  |  |  | AccuVein LLC | Vein Viewer |  | VEINVIEWER-AccuVein LLC-AV500 |  |  | Verified 3/30/2020 4:07pm (Central) |  | Covered PM Repair - Biomedical | MHHS-TMC
NO | YES |  |  |  | 069-46584 | 069-46584 | AccuVein | AV500 |  | AV19330169 | IR | MHHS-TMC |  | Vein Viewer |  | 069-46584 | 069-46584 | TMC | Memorial Hermann-Texas Medical Center | IR | IR Holding |  |  |  |  | VEIN FINDERS |  | VEINVIEWER-AccuVein LLC-AV500 | VEINVIEWER | AV500 |  |  |  | AccuVein LLC | Vein Viewer |  | VEINVIEWER-AccuVein LLC-AV500 |  | 9/16/14 |  |  | Covered PM Repair - Biomedical | MHHS-TMC
YES | YES |  |  |  | 151-03629 | 151-03629 | AccuVein | AV500 |  | Av19480513 | CY - PREOP |  |  |  |  | 151-03629 | 151-03629 | Northwest | Memorial Hermann Cypress Hospital | CY - PREOP | Preop nirsing | [5 empty] | Vein Viewer | VEINVIEWER-AccuVein LLC-AV500 | [12 empty] | VV-A | [10 empty] | VEINVIEWER | Vein Viewer | AccuVein LLC
YES | YES |  |  |  | 440-00101B | 099-08674 | AccuVein | AV500 |  | AV19500142 | OR |  |  |  |  | 440-00101B | 099-08674 | Central | Memorial Hermann Greater Heights Hospital | OR | OR | [6 empty] | VEINVIEWER-AccuVein LLC-AV500
NO | NO |  |  |  | 041-20770 |  | AccuVein | AV500 |  | AV19330074 | MEMORIAL CITY - EAST TOWER - NEUROLOGY | MHHS-Mem City |  | Vein Viewer |  | 041-20770 |  | West & Memorial City |  | MEMORIAL CITY - EAST TOWER - NEUROLOGY | [5 empty] | VEIN FINDERS |  | VEINVIEWER-AccuVein LLC-AV500 | VEINVIEWER | AV500 |  |  |  | AccuVein LLC | Vein Viewer |  | VEINVIEWER-AccuVein LLC-AV500 |  |  |  |  | Not Covered Vendor Only - Biomedical | MHHS-Mem City
NO | NO |  |  |  | 129-31048 |  | AccuVein | AV500 |  | AV19410230 | SUGAR LAND - ER | MHHS-Sugarland |  | Vein Viewer |  | 129-31048 |  | Sugar Land |  | SUGAR LAND - ER | [5 empty] | VEIN FINDERS |  | VEINVIEWER-AccuVein LLC-AV500 | VEINVIEWER | AV500 |  |  |  | AccuVein LLC | Vein Viewer |  | VEINVIEWER-AccuVein LLC-AV500 |  |  |  |  | Covered PM Repair - Biomedical | MHHS-Sugarland
NO | NO |  |  |  | 077-09583 |  | AccuVein | AV500 |  | AV19460468 | TMC - EPILEPSY - PEDI EMU (10HP) | MHHS-TMC |  | Vein Viewer |  | 077-09583 |  | TMC |  | TMC - EPILEPSY - PEDI EMU (10HP) | [5 empty] | VEIN FINDERS |  | VEINVIEWER-AccuVein LLC-AV500 | VEINVIEWER | AV500 |  |  |  | AccuVein LLC | Vein Viewer |  | VEINVIEWER-AccuVein LLC-AV500 |  |  |  |  | Not Covered Vendor Only - Biomedical | MHHS-TMC
NO | NO |  |  |  | 069-46583 |  | AccuVein | AV500 |  | AV19330067 | TMC - RADIOLOGY - MRI | MHHS-TMC |  | Vein Viewer |  | 069-46583 |  | TMC |  | TMC - RADIOLOGY - MRI | [5 empty] | VEIN FINDERS |  | VEINVIEWER-AccuVein LLC-AV500 | VEINVIEWER | AV500 |  |  |  | AccuVein LLC | Vein Viewer |  | VEINVIEWER-AccuVein LLC-AV500 |  |  |  |  | Covered PM Repair - Biomedical | MHHS-TMC
YES | YES |  |  |  | 029-13941 | 029-13941 | AccuVein LLC | AV300 |  | AV12050007 | Out patient lab |  |  |  |  | 029-13941 | 029-13941 | Woodlands | Memorial Hermann Hospital Woodlands | Out patient lab | Out Patient Lab | [5 empty] | Vein Viewer | VEINVIEWER-AccuVein LLC-AV300 | [12 empty] | VV-A | [9 empty] | Vein Viewer | VEINVIEWER | Vein Viewer | AccuVein LLC
YES | YES |  |  |  | 069-35735 | 069-35735 | AccuVein LLC | AV300 |  |  | TWC |  |  |  |  | 069-35735 | 069-35735 | TMC | Memorial Hermann-Texas Medical Center | TWC | 5 West Cullen | [5 empty] | Vein Viewer | VEINVIEWER-AccuVein LLC-AV300 | [12 empty] | VV-A | [9 empty] | Vein Viewer | VEINVIEWER | Vein Viewer | AccuVein LLC
NO | YES |  |  |  | 099-04548 | 099-04548 | AccuVein LLC | AV400 |  | Av17060102 | Pearland-ICU/IMCU |  |  |  |  | 099-04548 | 099-04548 | Pearland | MHHS-Pearland Hospital | Pearland-ICU/IMCU | Authorized personnel only room n4: 161 | [5 empty] | Vein Viewer | VEINVIEWER-AccuVein LLC-AV400 | [12 empty] | VV-A | [9 empty] | Vein Viewer | VEINVIEWER | Vein Viewer | AccuVein LLC
YES | YES |  |  |  | 925-01642 | 925-01642 | AccuVein LLC | AV400 |  | AV1614014 | Overflow Recovery OR |  |  |  |  | 925-01642 | 925-01642 | TMC | Memorial Hermann orthopedic and spine hospital | Overflow Recovery OR | Bay 3 |  |  |  | No p.m. |  | Vein Viewer | VEINVIEWER-AccuVein LLC-AV400 | [12 empty] | VV-A | [9 empty] | Vein Viewer | VEINVIEWER | Vein Viewer | AccuVein LLC
YES | YES |  |  |  | 241-05168 | 241-05168 | AccuVein LLC | AV400 |  | AV15460030 | TIRR - PATIENT CARE UNIT 6 - 2414378 |  |  |  |  | 241-05168 | 241-05168 | TMC | Memorial Hermann Imaging Center - TIRR | TIRR - PATIENT CARE UNIT 6 - 2414378 | TIRR - PATIENT CARE UNIT 6- | [5 empty] | Vein Viewer | VEINVIEWER-AccuVein LLC-AV400 | [12 empty] | VV-A | [9 empty] | Vein Viewer | VEINVIEWER | Vein Viewer | AccuVein LLC
YES | YES |  |  |  | 099-08950 | 099-08950 | AccuVein LLC | AV400 |  | AV18070141 | TIRR - Unit 3 |  |  |  |  | 099-08950 | 099-08950 | TMC | TIRR Memorial Hermann | TIRR - Unit 3 | Nurses Station |  |  |  | New Add |  | Vein Viewer | VEINVIEWER-AccuVein LLC-AV400 | [12 empty] | VV-A | [9 empty] | Vein Viewer | VEINVIEWER | Vein Viewer | AccuVein LLC
YES | YES |  |  |  | 041-34941 | 041-34941 | AccuVein LLC | AV400 |  | AV19110013 | MEMORIAL CITY - LABOR |  |  |  |  | 041-34941 | 041-34941 | West | Women?s Memorial Hermann Memorial City Hospital | MEMORIAL CITY - LABOR | OB ER Office | [6 empty] | VEINVIEWER-AccuVein LLC-AV400
YES | YES |  |  |  | 129-31360 | 129-31360 | AccuVein LLC | AV500 |  | AV19470324 | SUGAR LAND - NURSE CALL |  |  |  |  | 129-31360 | 129-31360 | Sugar Land | Memorial Hermann Sugar Land Hospital | SUGAR LAND - NURSE CALL | Nurses Office | 12/1/19 | 12/1/20 |  |  |  | Vein Viewer | VEINVIEWER-AccuVein LLC-AV500 | [12 empty] | VV-A | [9 empty] | Vein Viewer | VEINVIEWER | Vein Viewer | AccuVein LLC
YES | YES |  |  |  | 129-31475 | 129-31475 | AccuVein LLC | AV500 |  | AV20040389 | Sugar Land OR |  |  |  |  | 129-31475 | 129-31475 | Sugar Land | Memorial Hermann Sugar Land Hospital | Sugar Land OR | Day Stay | [5 empty] | Vein Viewer | VEINVIEWER-AccuVein LLC-AV500 | [12 empty] | VV-A | [9 empty] | Vein Viewer | VEINVIEWER | Vein Viewer | AccuVein LLC
YES | YES |  |  |  | 029-13739 | 029-13739 | AccuVein LLC | AV500 |  |  | West Tower 4 |  |  |  |  | 029-13739 | 029-13739 | Woodlands | Memorial Hermann Hospital Woodlands | West Tower 4 | Nurse Station hall | [5 empty] | Vein Viewer | VEINVIEWER-AccuVein LLC-AV500 | [12 empty] | VV-A | [9 empty] | Vein Viewer | VEINVIEWER | Vein Viewer | AccuVein LLC
YES | YES |  |  |  | 041-32505 | 041-32505 | AccuVein LLC | AV500 |  | AV19510318 | Orthapidics |  |  |  |  | 041-32505 | 041-32505 | Mem city | Memorial city - Memorial herman hospital | Orthapidics | MH5300.3
YES | YES |  |  |  | 099-04268 | 099-04268 | AccuVein LLC | HF470 |  | HF15430002 | PEARLAND - OR - PREOP/PACU |  |  |  |  | 099-04268 | 099-04268 | Pearland | Memorial Hermann Pearland Hospital | PEARLAND - OR - PREOP/PACU | S3 142 |  |  |  | No pm |  | Vein Viewer | VEINVIEWER-AccuVein LLC-HF470 | [12 empty] | VV-A | [9 empty] | Vein Viewer | VEINVIEWER | Vein Viewer | AccuVein LLC
YES | YES |  |  |  | 133-31182 | 133-31182 | AccuVein LLC | HF470 |  | HF19020071 | KATY - NICU |  |  |  |  | 133-31182 | 133-31182 | Katy |  | KATY - NICU
YES | YES |  |  |  | 129-31602 | 129-31602 | Acer | T272HUL |  | MMT28AA001848001984202 | SUGAR LAND - MED/SURG - EAST 5TH |  |  |  |  | 129-31602 | 129-31602 | Sugar Land | Memorial Hermann Sugar Land Hospital | SUGAR LAND - MED/SURG - EAST 5TH | [6 empty] | Monitor, Video | MONITORVIDEO-ACER-T272HUL | [22 empty] | Monitor, Video | MONITORVIDEO | Monitor, Video | ACER
YES | YES | Serial Number Cnf |  |  | E7405Telemetry8 | E7405Telemetry8 | acer | Telemetrt LCD Screen |  | CNF | MEMORIAL CITY - CARDIOLOGY |  |  |  |  | E7405Telemetry8 | E7405Telemetry8 | West | Memorial City - Memorial Cardiology East | MEMORIAL CITY - CARDIOLOGY | Telemetry E7405
YES | YES | Serial Number Cnf |  |  | E7405Telemetry7 | E7405Telemetry7 | acer | Telemetrt LCD Screen |  | CNF | MEMORIAL CITY - CARDIOLOGY |  |  |  |  | E7405Telemetry7 | E7405Telemetry7 | West | Memorial City - Memorial Cardiology East | MEMORIAL CITY - CARDIOLOGY | Telemetry E7405
YES | YES | Serial Number Cnf |  |  | E7 405 telemtry 1 | E7 405 telemetry 1 | Acer | Telemetry Lcd screen |  | Cnf | Cardiology |  |  |  |  | E7 405 telemtry 1 | E7 405 telemetry 1 | West and memorial city | Cardiolgy 7 east | Cardiology | Telementry |  |  |  | No pm reqired
YES | YES | Serial Number Cnf |  |  | E7 405 telemtry 2 | E7 405 telemetry 2 | Acer | Telemetry Lcd screen |  | Cnf | Cardiology |  |  |  |  | E7 405 telemtry 2 | E7 405 telemetry 2 | West and memorial city | Cardiolgy 7 east | Cardiology | Telementry |  |  |  | No pm reqired
YES | YES | Serial Number Cnf |  |  | E7 405 telemetry 3 | E7 405 telemetry 3 | Acer | Telemetry Lcd screen |  | Cnf | Cardiology |  |  |  |  | E7 405 telemetry 3 | E7 405 telemetry 3 | West and memorial city | Cardiolgy 7 east | Cardiology | Telementry |  |  |  | No pm reqired
YES | YES | Serial Number Cnf |  |  | E7 405 telemetry 4 | E7 405 telemetry 4 | Acer | Telemetry Lcd screen |  | Cnf | Cardiology |  |  |  |  | E7 405 telemetry 4 | E7 405 telemetry 4 | West and memorial city | Cardiolgy 7 east | Cardiology | Telementry |  |  |  | No pm required
YES | YES | Serial Number Cnf |  |  | E7 405 telemetry 5 | E7 405 telemetry 5 | Acer | Telemetry Lcd screen |  | Cnf | Cardiology |  |  |  |  | E7 405 telemetry 5 | E7 405 telemetry 5 | West and memorial city | Cardiolgy 7 east | Cardiology | Telementry |  |  |  | No pm required
YES | YES | Serial Number Cnf |  |  | E7 405 telemetry 6 | E7 405 telemetry 2 | Acer | Telemetry Lcd screen |  | Cnf | Cardiology |  |  |  |  | E7 405 telemetry 6 | E7 405 telemetry 2 | West and memorial city | Cardiolgy 7 east | Cardiology | Telementry |  |  |  | No pm required
NO | YES |  |  |  | 009-10250 | 009-10250 | Acer Inc. | G236HL |  | MMLVNAA00252101EF62462 | MH MG-(GH)-GH Urology [Mp1-Ste500] | MHHS-MG |  |  |  | 009-10250 | 009-10250 | Central | MHHS-MG | MH MG-(GH)-GH Urology [Mp1-Ste500] | Eurology clinic 500 | 4/1/18 |  | 4/1/19 |  | MONITORS, VIDEO |  | .needs class | [5 empty] | ACER |  |  |  |  | 12/19/25 |  |  | Not Covered Vendor Only - Biomedical | MHHS-MG
NO | NO | [5 empty] | Acer Inc. | V173 |  | GT110809G0637 | WOODLANDS - OR | MHHS-Woodlands |  | Monitor, Video |  |  |  | Woodlands |  | WOODLANDS - OR | [5 empty] | MONITORS, VIDEO |  | MONITORVIDEO-Acer America Corp-V173 | MONITORVIDEO | V173 |  |  |  | Acer America Corp | Monitor, Video |  |  | MONITORVIDEO-Acer America Corp-V173 |  |  |  | Not Covered Vendor Only - Biomedical | MHHS-Woodlands
NO | NO |  |  |  | 133-08429 |  | Acist Medical Systems | CVI |  |  | CY - CARDIAC CATH LAB | MHHS-Cypress |  | Injector, Syringe |  | 133-08429 |  | Northwest & Cypress |  | CY - CARDIAC CATH LAB | [5 empty] | INJECTORS, CONTRAST MEDIA |  | INJECTORSYRINGE-ACIST-CVi | INJECTORSYRINGE | CVi |  |  |  | ACIST Med Sys | Injector, Syringe |  | INJECTORSYRINGE-ACIST-CVi |  |  |  |  | Covered PM Repair - Biomedical | MHHS-Cypress
NO | NO |  |  |  | R-005-33516 |  | Acist Medical Systems | CVI |  | 30012824 30012800 | SE - OR | MHHS-Southeast |  | Injector, Syringe |  | R-005-33516 |  | Southeast & Bay Area |  | SE - OR | [5 empty] | INJECTORS, CONTRAST MEDIA |  | INJECTORSYRINGE-ACIST-CVi | INJECTORSYRINGE | CVi |  |  |  | ACIST Med Sys | Injector, Syringe |  | INJECTORSYRINGE-ACIST-CVi |  |  |  |  | Covered PM Repair - Biomedical | MHHS-Southeast
NO | NO |  |  |  | R-069-CL6INJ |  | Acist Medical Systems | CVI |  | EP0028132 | TMC - CATH LAB - ADULT (2HVI) | MHHS-TMC |  | Injector, Syringe |  | R-069-CL6INJ |  | TMC |  | TMC - CATH LAB - ADULT (2HVI) | [5 empty] | INJECTORS, CONTRAST MEDIA |  | INJECTORSYRINGE-ACIST-CVi | INJECTORSYRINGE | CVi |  |  |  | ACIST Med Sys | Injector, Syringe |  | INJECTORSYRINGE-ACIST-CVi |  |  |  |  | Covered PM Repair - Biomedical | MHHS-TMC
NO | NO |  |  |  | 029-32436 |  | Acist Medical Systems | CVI |  |  | WOODLANDS - CATH LAB | MHHS-Woodlands |  | Injector, Syringe |  | 029-32436 |  | Woodlands |  | WOODLANDS - CATH LAB | [5 empty] | INJECTORS, CONTRAST MEDIA |  | INJECTORSYRINGE-ACIST-CVi | INJECTORSYRINGE | CVi |  |  |  | ACIST Med Sys | Injector, Syringe |  | INJECTORSYRINGE-ACIST-CVi |  |  |  |  | Covered PM Repair - Biomedical | MHHS-Woodlands
NO | NO |  |  |  | R-069-MR2INJ |  | Acist Medical Systems | EMPOWER MR |  | EP | TMC - RADIOLOGY - MRI | MHHS-TMC |  | Injector, Syringe |  | R-069-MR2INJ |  | TMC |  | TMC - RADIOLOGY - MRI | [5 empty] | INJECTORS, CONTRAST MEDIA |  | INJECTORSYRINGE-Bracco Diag-EmpowerMR | INJECTORSYRINGE | EmpowerMR |  |  |  | Bracco Diag | Injector, Syringe |  |  | INJECTORSYRINGE-Bracco Diag-EmpowerMR |  |  |  | Covered PM Repair - Biomedical | MHHS-TMC
NO | NO |  |  |  | 069-00551 |  | Acme Medical Scale Co |  |  |  | TMC - ROBERTSON - CLIN RESEARCH (3R) | MHHS-TMC |  | Scale, Infant |  | 069-00551 |  | TMC |  | TMC - ROBERTSON - CLIN RESEARCH (3R) | [5 empty] | SCALES, PATIENT |  | SCALEINFANT-Acme Medical Scale-30 | SCALEINFANT |  |  |  |  | Acme Medical Scale | Scale, Infant |  | SCALEINFANT-Acme Medical Scale-30 |  |  |  |  | Covered PM Repair - Biomedical | MHHS-TMC
NO | YES |  |  |  | 041-12814 | 041-12814 | ACMI Corp | VC-10 |  | V08J027 | MEMORIAL CITY - LABOR |  |  |  |  | 041-12814 | 041-12814 | West | Womens Memorial Hermann Memorial City Hospital | MEMORIAL CITY - LABOR | L | 9/1/19
YES | YES |  |  |  | 029-12955 | 029-12955 | ACMI Corp | VC10 |  | SA8995341 | WOODLANDS - Brith Center |  |  |  |  | 029-12955 | 029-12955 | Woodlands | Memorial Hermann The Woodlands Medical Center | WOODLANDS - Brith Center | BRITH CENTER | 2/1/20 |  | 2/1/21 |  |  | Aspirator (Suction Pump) | ASPIRATORSUCTPUMP-Gyrus ACMI Cyro-VC-10 | [23 empty] | ASPIRATORSUCTPUMP | Aspirator (Suction Pump) | Gyrus ACMI
NO | YES | [5 empty] | ACMI Corporation | IDC-1500 |  | 07010548rr | GH-OR | MHHS-Greater Heights |  | Controller |  |  |  | Central | MHHS-Greater Heights | GH-OR | Storage | 7/1/19 |  | 7/1/20 |  | ENDOSCOPIC EQUIPMENT |  | CONTROLLER-ACMI Corp-IDC-1500 | CONTROLLER | IDC-1500 |  |  |  | ACMI Corp | Controller |  | CONTROLLER-ACMI Corp-IDC-1500 |  |  |  |  | Covered PM Repair - Biomedical | MHHS-Greater Heights
NO | YES |  |  |  | 133-00067 | 133-00067 | ACMI Corporation | MV-9086 |  | 607-XIN-814 | Katy-OR | MHHS-Katy |  | Light Source, Fiberoptic |  | 133-00067 | 133-00067 | Katy | MHHS-Katy | Katy-OR | OR |  |  |  |  | LIGHT SOURCES, FIBEROPTIC | Light Source, Fiberoptic | LIGHTSOURCEFIBEROPT-Gyrus ACMI Cyro-MV-9086 | LIGHTSOURCEFIBEROPT | MV-9086 |  |  |  | Gyrus ACMI | Light Source, Fiberoptic |  |  | LIGHTSOURCEFIBEROPT-Gyrus ACMI Cyro-MV-9086 |  |  |  | Covered PM Repair - Biomedical | MHHS-Katy | [8 empty] | LIGHTSOURCEFIBEROPT | Light Source, Fiberoptic | Gyrus ACMI
NO | YES |  |  |  | 151-02227 | 151-02227 | ACMI Corporation | VC-10 |  | N6279481 | CY - L | MHHS-Cypress |  | Aspirator (Suction Pump) |  | 151-02227 | 151-02227 | Northwest | Cypress | CY - L |  | 12/1/18 | 12/1/19 |  |  | ASPIRATORS | Aspirator (Suction Pump) | ASPIRATORSUCTPUMP-Gyrus ACMI Cyro-VC-10 | ASPIRATORSUCTPUMP | VC-10 |  |  |  | Gyrus ACMI | Aspirator (Suction Pump) |  |  | ASPIRATORSUCTPUMP-Gyrus ACMI Cyro-VC-10 | 4/1/18 |  |  | Covered PM Repair - Biomedical | MHHS-Cypress | [8 empty] | ASPIRATORSUCTPUMP | Aspirator (Suction Pump) | Gyrus ACMI
NO | YES |  |  |  | 151-02212 | 151-02212 | ACMI Corporation | VC-10 |  | N6279484 | CY-OR | MHHS-Cypress |  | Aspirator (Suction Pump) |  | 151-02212 | 151-02212 | Northwest | MHHS-Cypress | CY-OR | Or 5 | 3/1/19 | 3/1/20 |  |  | ASPIRATORS | Aspirator (Suction Pump) | ASPIRATORSUCTPUMP-Gyrus ACMI Cyro-VC-10 | ASPIRATORSUCTPUMP | VC-10 |  |  |  | Gyrus ACMI | Aspirator (Suction Pump) |  |  | ASPIRATORSUCTPUMP-Gyrus ACMI Cyro-VC-10 | 4/1/18 |  |  | Covered PM Repair - Biomedical | MHHS-Cypress | [8 empty] | ASPIRATORSUCTPUMP | Aspirator (Suction Pump) | Gyrus ACMI
NO | YES |  |  |  | 009-09238 | 009-09238 | ACMI Corporation | VC-10 |  | N584350-7 | GH-OR Endoscopy | MHHS-Greater Heights |  | Aspirator (Suction Pump) |  | 009-09238 | 009-09238 | Central | MHHS-Greater Heights | GH-OR Endoscopy | OR | 6/1/19 |  | 6/1/20 |  | ASPIRATORS | Aspirator (Suction Pump) | ASPIRATORSUCTPUMP-Gyrus ACMI Cyro-VC-10 | ASPIRATORSUCTPUMP | VC-10 |  |  |  | Gyrus ACMI | Aspirator (Suction Pump) |  |  | ASPIRATORSUCTPUMP-Gyrus ACMI Cyro-VC-10 | 4/1/18 |  |  | Covered PM Repair - Biomedical | MHHS-Greater Heights | [8 empty] | ASPIRATORSUCTPUMP | Aspirator (Suction Pump) | Gyrus ACMI
NO | YES |  |  |  | 133-08058 | 133-08058 | ACMI Corporation | VC-10 |  | V04L1744 | Katy-OR | MHHS-Katy |  | Aspirator (Suction Pump) |  | 133-08058 | 133-08058 | Katy | MHHS-Katy | Katy-OR | OR | 7/1/19 | 7/1/20 |  |  | ASPIRATORS | Aspirator (Suction Pump) | ASPIRATORSUCTPUMP-Gyrus ACMI Cyro-VC-10 | ASPIRATORSUCTPUMP | VC-10 |  |  |  | Gyrus ACMI | Aspirator (Suction Pump) |  |  | ASPIRATORSUCTPUMP-Gyrus ACMI Cyro-VC-10 | 4/1/18 |  |  | Covered PM Repair - Biomedical | MHHS-Katy | [8 empty] | ASPIRATORSUCTPUMP | Aspirator (Suction Pump) | Gyrus ACMI
NO | YES |  |  |  | 133-08066 | 133-08066 | ACMI Corporation | VC-10 |  | N784052-9 | Katy-OR | MHHS-Katy |  | Aspirator (Suction Pump) |  | 133-08066 | 133-08066 | Katy | MHHS-Katy | Katy-OR | OR | 1/1/20 | 1/1/21 |  |  | ASPIRATORS | Aspirator (Suction Pump) | ASPIRATORSUCTPUMP-Gyrus ACMI Cyro-VC-10 | ASPIRATORSUCTPUMP | VC-10 |  |  |  | Gyrus ACMI | Aspirator (Suction Pump) |  |  | ASPIRATORSUCTPUMP-Gyrus ACMI Cyro-VC-10 | 4/1/18 |  |  | Covered PM Repair - Biomedical | MHHS-Katy | [8 empty] | ASPIRATORSUCTPUMP | Aspirator (Suction Pump) | Gyrus ACMI
NO | YES |  |  |  | 041-10870 | 041-10870 | ACMI Corporation | VC-10 |  | N955553-11 | MEMORIAL CITY - Outpatient Surgery | MHHS-Mem City |  | Aspirator (Suction Pump) |  | 041-10870 | 041-10870 | West | Memorial Hermann Memorial City Medical Center | MEMORIAL CITY - Outpatient Surgery | W1 Case Cart Staging Area |  |  |  |  | ASPIRATORS |  | ASPIRATORSUCTPUMP-Gyrus ACMI Cyro-VC-10 | ASPIRATORSUCTPUMP | VC-10 |  |  |  | Gyrus ACMI | Aspirator (Suction Pump) |  |  | ASPIRATORSUCTPUMP-Gyrus ACMI Cyro-VC-10 |  |  |  | Covered PM Repair - Biomedical | MHHS-Mem City
NO | YES |  |  |  | 041-10871 | 041-10871 | ACMI Corporation | VC-10 |  | N958953-3 | MEMORIAL CITY - Outpatient Surgery | MHHS-Mem City |  | Aspirator (Suction Pump) |  | 041-10871 | 041-10871 | West | Memorial Hermann Memorial City Medical Center | MEMORIAL CITY - Outpatient Surgery | W1 Case Cart Staging Area |  |  |  |  | ASPIRATORS |  | ASPIRATORSUCTPUMP-Gyrus ACMI Cyro-VC-10 | ASPIRATORSUCTPUMP | VC-10 |  |  |  | Gyrus ACMI | Aspirator (Suction Pump) |  |  | ASPIRATORSUCTPUMP-Gyrus ACMI Cyro-VC-10 |  |  |  | Covered PM Repair - Biomedical | MHHS-Mem City
NO | YES |  |  |  | 013-39085 | 013-39085 | ACMI Corporation | VC-10 |  | FN8256589 | L | MHHS-Southwest |  | Aspirator (Suction Pump) |  | 013-39085 | 013-39085 | Southwest | Memorial Hermann Southwest Hospital | L | L |  |  |  |  | ASPIRATORS |  | ASPIRATORSUCTPUMP-Gyrus ACMI Cyro-VC-10 | ASPIRATORSUCTPUMP | VC-10 |  |  |  | Gyrus ACMI | Aspirator (Suction Pump) |  |  | ASPIRATORSUCTPUMP-Gyrus ACMI Cyro-VC-10 |  |  |  | Covered PM Repair - Biomedical | MHHS-Southwest
NO | YES |  |  |  | 069-39850 | 069-39850 | ACMI Corporation | VC-10 |  | 889820-6 | TMC-Children's-L&D (5Hp) | MHHS-TMC |  | Aspirator (Suction Pump) |  | 069-39850 | 069-39850 | TMC | MHHS-TMC | TMC-Children's-L&D (5Hp) |  | 10/10/18 |  |  |  | ASPIRATORS |  | ASPIRATORSUCTPUMP-Gyrus ACMI Cyro-VC-10 | ASPIRATORSUCTPUMP | VC-10 |  |  |  | Gyrus ACMI | Aspirator (Suction Pump) |  |  | ASPIRATORSUCTPUMP-Gyrus ACMI Cyro-VC-10 | 4/1/18 | Verified 3/30/2020 4:07pm (Central) |  | Covered PM Repair - Biomedical | MHHS-TMC
NO | NO |  |  |  | 029-09344 |  | ACMI Corporation | VC-10 |  | N889820-3 | WOODLANDS - OR | MHHS-Woodlands |  | Aspirator (Suction Pump) |  | 029-09344 |  | Woodlands |  | WOODLANDS - OR | [5 empty] | ASPIRATORS |  | ASPIRATORSUCTPUMP-Gyrus ACMI Cyro-VC-10 | ASPIRATORSUCTPUMP | VC-10 |  |  |  | Gyrus ACMI | Aspirator (Suction Pump) |  |  | ASPIRATORSUCTPUMP-Gyrus ACMI Cyro-VC-10 |  |  |  | Covered PM Repair - Biomedical | MHHS-Woodlands
NO | YES | [5 empty] | ACMI Corporation | VC-2 |  | V02J1339 | GH-OR | MHHS-Greater Heights |  | Aspirator (Suction Pump) |  |  |  | Central | MHHS-Greater Heights | GH-OR | Rm 3 | 5/1/19 |  | 5/1/20 |  | ASPIRATORS | Aspirator (Suction Pump) | ASPIRATORSUCTPUMP-Berkeley Medevi-VC-2 | ASPIRATORSUCTPUMP | VC-2 |  |  |  | Berkeley Medevi | Aspirator (Suction Pump) |  |  | ASPIRATORSUCTPUMP-Berkeley Medevi-VC-2 | 10/7/19 |  |  | Covered PM Repair - Biomedical | MHHS-Greater Heights | [8 empty] | ASPIRATORSUCTPUMP | Aspirator (Suction Pump) | Berkeley Medevi
NO | YES | [5 empty] | ACMI Corporation | VC-2 |  | V02J1337 | GH-OR | MHHS-Greater Heights |  | Aspirator (Suction Pump) |  |  |  | Central | MHHS-Greater Heights | GH-OR | Rm 2 | 5/1/19 |  | 5/1/20 |  | ASPIRATORS | Aspirator (Suction Pump) | ASPIRATORSUCTPUMP-Berkeley Medevi-VC-2 | ASPIRATORSUCTPUMP | VC-2 |  |  |  | Berkeley Medevi | Aspirator (Suction Pump) |  |  | ASPIRATORSUCTPUMP-Berkeley Medevi-VC-2 | 6/1/20 |  |  | Not Covered Vendor Only - Biomedical | MHHS-Greater Heights | [8 empty] | ASPIRATORSUCTPUMP | Aspirator (Suction Pump) | Berkeley Medevi
NO | YES |  |  |  | 013-01729 | 013-01729 | ACMI Corporation | VC-2 |  | NSN | SW-OR | MHHS-Southwest |  | Aspirator (Suction Pump) |  | 013-01729 | 013-01729 | Southwest | MHHS-Southwest | SW-OR | OR 19 | 9/1/19 |  | 9/1/20 |  | ASPIRATORS | Aspirator (Suction Pump) | ASPIRATORSUCTPUMP-Berkeley Medevi-VC-2 | ASPIRATORSUCTPUMP | VC-2 |  |  |  | Berkeley Medevi | Aspirator (Suction Pump) |  |  | ASPIRATORSUCTPUMP-Berkeley Medevi-VC-2 | 4/1/18 |  |  | Covered PM Repair - Biomedical | MHHS-Southwest | [8 empty] | ASPIRATORSUCTPUMP | Aspirator (Suction Pump) | Berkeley Medevi
NO | YES |  |  |  | 013-04774 | 013-04774 | ACMI Corporation | VC-2 |  | V00J913 | SW-OR | MHHS-Southwest |  | Aspirator (Suction Pump) |  | 013-04774 | 013-04774 | Southwest | MHHS-Southwest | SW-OR | OR 19 | 8/1/19 |  | 7/1/20 |  | ASPIRATORS | Aspirator (Suction Pump) | ASPIRATORSUCTPUMP-Berkeley Medevi-VC-2 | ASPIRATORSUCTPUMP | VC-2 |  |  |  | Berkeley Medevi | Aspirator (Suction Pump) |  |  | ASPIRATORSUCTPUMP-Berkeley Medevi-VC-2 |  |  |  | Covered PM Repair - Biomedical | MHHS-Southwest | [8 empty] | ASPIRATORSUCTPUMP | Aspirator (Suction Pump) | Berkeley Medevi
YES | YES |  |  |  | 013-00573 | 013-00573 | ACMI Corporation | VC-2 |  |  | SW - OR |  |  |  |  | 013-00573 | 013-00573 | Southwest | Memorial Hermann Southwest Hospital | SW - OR | OR 19 | 8/1/19 |  | 8/1/20
NO | NO |  |  |  | 009-33406 |  | Acnodes | KD 8178 |  | G56LW1505HD705AU | GH - TELEMETRY | MHHS-Greater Heights |  |  |  | 009-33406 |  | Central & Greater Heights |  | GH - TELEMETRY | [5 empty] | MONITORS, VIDEO |  | .needs class | [13 empty] | Covered PM Repair - Radiology, Low End | MHHS-Greater Heights
NO | YES |  |  |  | 151-02521 | 151-02521 | Acnodes | MKD6117 |  |  | CY-ICU | MHHS-Cypress |  |  |  | 151-02521 | 151-02521 | Northwest | MHHS-Cypress | CY-ICU | Aidf s3910.2 | 10/1/19 | 10/1/20 |  |  | MONITORS, VIDEO |  | .needs class | [10 empty] | 6/28/16 |  |  | Covered PM Repair - Biomedical | MHHS-Cypress
NO | NO | [5 empty] | ACOUSTIC SYSTEMS | RE-130 |  |  | MH MG - (MC) - MC EXEC HEALTH (MHT) | MHHS-MG | [5 empty] | West & Memorial City |  | MH MG - (MC) - MC EXEC HEALTH (MHT) | [5 empty] | AUDIOMETERS |  | .needs class | [5 empty] | Acoustic Systems | [7 empty] | Covered PM Repair - Biomedical | MHHS-MG
YES | YES |  |  |  | 099-12659 | 099-12659 | ACP Acc Care Plus | BR700G |  | 3B1405X10855 | TMC - HVI - CATH Lab |  |  |  |  | 099-12659 | 099-12659 | TMC | Memorial Hermann- Texas Medical Center | TMC - HVI - CATH Lab | OR 04 |  |  |  | No PM Sticker
YES | YES | Asset Tag 069-18271 |  |  | 069-18271 | 069-18271 | Acuson | 4V1C |  |  | TMC - HVI - CARDIOLOGY (3HVI) |  |  |  |  | 069-18271 | 069-18271 | TMC | Memorial Hermann-Texas Medical Center | TMC - HVI - CARDIOLOGY (3HVI) | HVI3144
YES | YES |  |  |  |  | 041-08921 | Acuson | 5C2 |  |  | Biomed | [5 empty] | 041-08921 | West | Memorial Hermann Memorial City Medical Center | Biomed | Biomed |  |  |  |  | Transducer
YES | YES |  |  |  |  | 041-08813 | Acuson | 5C2 |  |  | Biomed | [5 empty] | 041-08813 | West | Memorial Hermann Memorial City Medical Center | Biomed | Biomed |  |  |  | No pm tag | Tranducer
YES | YES |  |  |  | 041-11875 | 041-11875 | Acuson | 7CF2 |  | BG80198 | Biomed |  |  |  |  | 041-11875 | 041-11875 | West | Memorial Hermann Memorial City Medical Center | Biomed | Biomed lab |  |  |  | No pm tag | Transducer
YES | YES |  |  |  | 133-08316 | 133-08316 | Acuson | Swift Link |  |  | KATY - CATH LAB |  |  |  |  | 133-08316 | 133-08316 | Katy | Memorial Hermann Katy Hospital | KATY - CATH LAB | Cath lab 1 | 2/1/20
YES | YES | Asset Tag 069-18271 |  |  | 069-18271 | 069-18271 | Acuson | Te-V5Ms |  |  | TMC - HVI - CARDIOLOGY (3HVI) |  |  |  |  | 069-18271 | 069-18271 | TMC | Memorial Hermann-Texas Medical Center | TMC - HVI - CARDIOLOGY (3HVI) | HVI3144
YES | YES |  |  |  | 099-06537 | 099-06537 | Acutrac | 22 KMII |  |  | SE - NURSE CALL |  |  |  |  | 099-06537 | 099-06537 | Southeast | Memorial Hermann South East | SE - NURSE CALL | Biomed
YES | YES |  |  |  |  | 009-33187 | Adac |  |  |  | SW RADIOLOGY | [5 empty] | 009-33187 | Southwest | Memorial Hermann Southwest Hospital | SW RADIOLOGY | Nuc med 5 |  |  |  | Site # 508617
NO | YES |  |  |  | 142-03212 | 142-03212 | ADAC | Transcan |  |  | NE-Radiology |  |  |  |  | 142-03212 | 142-03212 | Humble | MHHS-Northeast | NE-Radiology |  |  | 12/1/19
NO | YES |  |  |  | 013-36422 | 013-36422 | ADAC Laboratories | CARDIO MD |  |  | MH MG-(SW)-Southwest Cardiology (Mp2) | MHHS-MG |  | Camera, Gamma |  | 013-36422 | 013-36422 | Southwest | MHHS-MG | MH MG-(SW)-Southwest Cardiology (Mp2) | Nucmed | 6/1/19 |  |  |  | CAMERAS, GAMMA | Camera, Gamma | CAMERAGAMMA-Philips-Cardio MD | CAMERAGAMMA | Cardio MD |  |  |  | PHILIPS | Camera, Gamma |  |  | CAMERAGAMMA-Philips-Cardio MD | 11/1/20 |  | CAG-SA | Not Covered Vendor Only - Biomedical | MHHS-MG | [8 empty] | CAMERAGAMMA | Camera, Gamma | PHILIPS
NO | NO |  |  |  | 041-16540 |  | ADAC Laboratories | CARDIO MD |  |  | MH MG - (MC) - MC CARDIOLOGY (MP4) STE400 | MHHS-MG |  | Camera, Gamma |  | 041-16540 |  | West & Memorial City |  | MH MG - (MC) - MC CARDIOLOGY (MP4) STE400 | [5 empty] | CAMERAS, GAMMA |  | CAMERAGAMMA-Philips-Cardio MD | CAMERAGAMMA | Cardio MD |  |  |  | PHILIPS | Camera, Gamma |  |  | CAMERAGAMMA-Philips-Cardio MD |  |  |  | Not Covered Vendor Only - Biomedical | MHHS-MG
NO | NO |  |  |  | 129-05210 |  | ADAC Laboratories | FORTE |  | F02040230 | MH MG - (STX) - SOUTH TEXAS - WHARTON | MHHS-MG |  |  |  | 129-05210 |  | South |  | MH MG - (STX) - SOUTH TEXAS - WHARTON | [5 empty] | CAMERAS, GAMMA |  | .needs class | [5 empty] | ADAC | [7 empty] | Covered PM Repair - Biomedical | MHHS-MG
YES | YES |  |  |  | 069-05865 | 069-05865 | ADAC Laboratories | Pegasys |  | FW04220269 | Memorial Hermann- Texas Medica Center Robertson Radiology |  |  |  |  | 069-05865 | 069-05865 |  | TCM | Memorial Hermann- Texas Medica Center Robertson Radiology | Nuclear pharmacy | 3/1/20 |  |  | No PM Sticker
NO | NO |  |  |  | PPK108 |  | ADAC Laboratories | PEGASYS X |  |  | GH - RADIOLOGY | MHHS-Greater Heights |  |  |  | PPK108 |  | Central & Greater Heights |  | GH - RADIOLOGY | [5 empty] | IMAGE STORAGE DEVICES |  | .needs class | [5 empty] | ADAC | [7 empty] | Not Covered Vendor Only - Biomedical | MHHS-Greater Heights
NO | NO |  |  |  | PPK109 |  | ADAC Laboratories | PEGASYS X |  |  | GH - RADIOLOGY | MHHS-Greater Heights |  |  |  | PPK109 |  | Central & Greater Heights |  | GH - RADIOLOGY | [5 empty] | IMAGE STORAGE DEVICES |  | .needs class | [5 empty] | ADAC | [7 empty] | Not Covered Vendor Only - Biomedical | MHHS-Greater Heights
NO | NO |  |  |  | PPK149 |  | ADAC Laboratories | PEGASYS X |  |  | KATY - NUCLEAR MEDICINE | MHHS-Katy |  |  |  | PPK149 |  | Katy |  | KATY - NUCLEAR MEDICINE | [5 empty] | IMAGE STORAGE DEVICES |  | .needs class | [5 empty] | ADAC | [7 empty] | Not Covered Vendor Only - Biomedical | MHHS-Katy
NO | NO |  |  |  | X-005-08778 |  | ADAC Laboratories | PEGASYS X |  | P04101111 | SE - RADIOLOGY - NUC MED | MHHS-Southeast |  |  |  | X-005-08778 |  | Southeast & Bay Area |  | SE - RADIOLOGY - NUC MED | [5 empty] | IMAGE STORAGE DEVICES |  | .needs class | [5 empty] | ADAC | [7 empty] | Not Covered Vendor Only - Biomedical | MHHS-Southeast
NO | NO |  |  |  | PPK148 |  | ADAC Laboratories | PEGASYS X |  |  | WOODLANDS - NUC MED | MHHS-Woodlands |  |  |  | PPK148 |  | Woodlands |  | WOODLANDS - NUC MED | [5 empty] | IMAGE STORAGE DEVICES |  | .needs class | [5 empty] | ADAC | [7 empty] | Not Covered Vendor Only - Biomedical | MHHS-Woodlands
NO | YES | Asset Tag 017-01103 |  |  | 017-01103 |  | ADAC Laboratories | VERTEX V60 |  |  | (null) | MHHS-Southwest | (null) |  |  | 017-01103 |  | Southwest | Memorial Hermann Medical Group Southwest (#350) | (null) | [5 empty] | (null) |  | .needs class | [5 empty] | ADAC | [7 empty] | Covered PM Repair - Biomedical | MHHS-Southwest
NO | NO |  |  |  | 069-43215 |  | Adam Equipment Inc. | 6201E |  | AE9UY110 | TMC - OR - HERMANN (2HP) | MHHS-TMC |  |  |  | 069-43215 |  | TMC |  | TMC - OR - HERMANN (2HP) | [5 empty] | SCALES, CLINICAL, PRECISION |  | .needs class |  |  |  |  | .needs class | Adam Equipment Inc | [7 empty] | Covered PM Repair - Lab Analyzers/Anesth | MHHS-TMC
NO | YES |  |  |  | 142-08873 | 142-08873 | Adapta | ar-1 |  |  | NE-Central Supply |  |  |  |  | 142-08873 | 142-08873 | Katy | MHHS-Northeast | NE-Central Supply | Wellness Center
YES | YES | [5 empty] | ADC | CE0197 |  |  | MEMORIAL CITY - WOUND CARE | [6 empty] | West | West | MEMORIAL CITY - WOUND CARE | Treatment Room 4
YES | YES | [5 empty] | ADC | CE0197 |  |  | MEMORIAL CITY - WOUND CARE | [6 empty] | West | West | MEMORIAL CITY - WOUND CARE | Treatment Room5
YES | YES |  |  |  | 099-02798 | 099-02798 | ADC | Lifetime certified |  |  | SMR - (GH) - GREATER HEIGHTS |  |  |  |  | 099-02798 | 099-02798 | Central | Memorial Hermann Sports Medicine | SMR - (GH) - GREATER HEIGHTS | Storage
YES | YES |  |  |  | 099-06709 | 099-06709 | ADC Hospital Equip |  |  |  | SE - OB ED |  |  |  |  | 099-06709 | 099-06709 | Southeast | Memorial Hermann Southeast Hospital | SE - OB ED | Recovery
YES | YES |  |  |  | 041-33753 | 041-33753 | ADC Hospital Equip |  |  |  | MEMORIAL CITY - WOUND CARE |  |  |  |  | 041-33753 | 041-33753 | West | Memorial Hermann Memorial City Medical Center | MEMORIAL CITY - WOUND CARE | W1 143 Treatment 3
YES | YES |  |  |  | 142-09518 | 142-09518 | ADC Hospital Equip |  |  |  | Memorial Hermann - Radiology |  |  |  |  | 142-09518 | 142-09518 | Katy | Memorial Hermann Northeast Hospital | Memorial Hermann - Radiology | Stress Lab |  |  |  | No pm sticker
YES | YES |  |  |  | 099-02596 | 099-02596 | ADC Hospital Equip | ANEROID |  |  | KATY - ER |  |  |  |  | 099-02596 | 099-02596 | Katy | Memorial Hermann Katy Hospital Emergency Center | KATY - ER | Mse1 |  | 2/1/20 |  |  |  |  | SPHYGMOMANOMETERANER-TYCOS-Aneroid
YES | YES | Serial Number Cnf |  |  | 099-02645 | 099-02645 | ADC Hospital Equip | ANEROID |  | CNF | KATY - ER |  |  |  |  | 099-02645 | 099-02645 | Katy | Memorial Hermann Katy Hospital | KATY - ER | ER | [6 empty] | SPHYGMOMANOMETERANER-TYCOS-Aneroid
YES | YES |  |  |  | 099-00366 | 099-00366 | ADC Hospital Equip | ANEROID |  |  | KATY - ER |  |  |  |  | 099-00366 | 099-00366 | Katy | Memorial Hermann Katy Hospital | KATY - ER | EC 8 | [5 empty] | Sphygmomanometer, Aneroid | SPHYGMOMANOMETERANER-ADC Hosp Equip-ANEROID | [23 empty] | SPHYGMOMANOMETERANER | Sphygmomanometer, Aneroid | ADC Hosp Equip
YES | YES | Serial Number Cnf |  |  | 099-02647 | 099-02647 | ADC Hospital Equip | ANEROID |  | CNF | KATY - ER |  |  |  |  | 099-02647 | 099-02647 | Katy | Memorial Hermann Katy Hospital | KATY - ER | EC 11 | [6 empty] | SPHYGMOMANOMETERANER-TYCOS-Aneroid
YES | YES |  |  |  | 099-02590 | 099-02590 | ADC Hospital Equip | ANEROID |  |  | KATY - ER |  |  |  |  | 099-02590 | 099-02590 | Katy | Memorial Hermann Katy Hospital Emergency Center | KATY - ER | Ec 21 | [6 empty] | SPHYGMOMANOMETERANER-TYCOS-Aneroid
YES | YES | Serial Number Cnf |  |  | 099-02650 | 099-02650 | ADC Hospital Equip | ANEROID |  | CNF | KATY - ER |  |  |  |  | 099-02650 | 099-02650 | Katy | Memorial Hermann Katy Hospital | KATY - ER | ER | [6 empty] | SPHYGMOMANOMETERANER-TYCOS-Aneroid
YES | YES | Serial Number Cnf |  |  | 099-02651 | 099-02651 | ADC Hospital Equip | ANEROID |  | CNF | KATY - ER |  |  |  |  | 099-02651 | 099-02651 | Katy | Memorial Hermann Katy Hospital | KATY - ER | ER | [6 empty] | SPHYGMOMANOMETERANER-TYCOS-Aneroid
YES | YES |  |  |  | 099-00374 | 099-00374 | ADC Hospital Equip | ANEROID |  |  | KATY - ER |  |  |  |  | 099-00374 | 099-00374 | Katy | Memorial Hermann Katy Hospital | KATY - ER | EC 24 | [5 empty] | Sphygmomanometer, Aneroid | SPHYGMOMANOMETERANER-ADC Hosp Equip-ANEROID | [23 empty] | SPHYGMOMANOMETERANER | Sphygmomanometer, Aneroid | ADC Hosp Equip
YES | YES |  |  |  | 099-02280 | 099-02280 | ADC Hospital Equip | ANEROID |  |  | Katy - ER |  |  |  |  | 099-02280 | 099-02280 | Katy | Memorial Hermann Katy Hospital Emergency Center | Katy - ER | Ec 2 |  | 2/1/20 |  |  |  |  | SPHYGMOMANOMETERANER-TYCOS-Aneroid
YES | YES |  |  |  | 099-00377 | 099-00377 | ADC Hospital Equip | ANEROID |  |  | KATY - ER |  |  |  |  | 099-00377 | 099-00377 | Katy | Memorial Hermann Katy Hospital | KATY - ER | EC 17 | [5 empty] | Sphygmomanometer, Aneroid | SPHYGMOMANOMETERANER-ADC Hosp Equip-ANEROID | [23 empty] | SPHYGMOMANOMETERANER | Sphygmomanometer, Aneroid | ADC Hosp Equip
YES | YES |  |  |  | 099-12650 | 099-12650 | ADC Hospital Equip | ANEROID |  |  | TMC - CULLEN - SIG SUITES 5 WEST |  |  |  |  | 099-12650 | 099-12650 | TMC | Memorial Hermann-Texas Medical Center | TMC - CULLEN - SIG SUITES 5 WEST | C537 | [6 empty] | SPHYGMOMANOMETERANER-TYCOS-Aneroid
YES | YES |  |  |  | 099-00294 | 099-00294 | ADC Hospital Equip | Ce0197 |  |  | KATY - ER |  |  |  |  | 099-00294 | 099-00294 | Katy | Memorial Hermann Katy Hospital | KATY - ER | ER room 15
YES | YES | Asset Tag 099-00300 |  |  | 099-00300 | 099-00300 | ADC Hospital Equip | Ce0197 |  |  | KATY - ER |  |  |  |  | 099-00300 | 099-00300 | Katy | Memorial Hermann Katy Hospital | KATY - ER | Triage 2
YES | YES |  |  |  | 009-34216 | 009-34216 | ADC Hospital Equip | CE0197 |  |  | GH - IMU |  |  |  |  | 009-34216 | 009-34216 | Central | Memorial Hermann Greater Heights Hospital | GH - IMU | IMU
YES | YES |  |  |  | 099-00204 | 099-00204 | ADC Hospital Equip | E-Sphyg |  |  | 1st floor |  |  |  |  | 099-00204 | 099-00204 | Katy | Katy | 1st floor | ER |  |  |  | No pm
YES | YES |  |  |  | 099-00202 | 099-00202 | ADC Hospital Equip | E-Sphyg |  |  | 1st floor |  |  |  |  | 099-00202 | 099-00202 | Katy | Katy | 1st floor | ER |  |  |  | No pm
YES | YES | Serial Number Cnf |  |  | 099-00193 | 099-00193 | ADC Hospital Equip | E-Sphyg |  | Cnf | 1st floor |  |  |  |  | 099-00193 | 099-00193 | Katy | Katy | 1st floor | ER |  |  |  | No pm
YES | YES |  |  |  | 099-06877 | 099-06877 | ADC Hospital Equip | E-Sphyg |  |  | SE - WOUND CARE |  |  |  |  | 099-06877 | 099-06877 |  | Memorial Hermann- Fresher building 1 | SE - WOUND CARE | Hyperbarrics | 4/1/20 |  |  | No PM Sticker
YES | YES |  |  |  | 099-06876 | 099-06876 | ADC Hospital Equip | E-Sphyg |  |  | SE - WOUND CARE |  |  |  |  | 099-06876 | 099-06876 |  | Memorial Hermann- Fresher building 1 | SE - WOUND CARE | Hyperbarrics | 4/1/20 |  |  | No PM Sticker
YES | YES |  |  |  | 099-06875 | 099-06875 | ADC Hospital Equip | E-Sphyg |  |  | SE - WOUND CARE |  |  |  |  | 099-06875 | 099-06875 |  | Memorial Hermann- Fresher building 1 | SE - WOUND CARE | Hyperbarrics-Janatorial closet | 4/1/20 |  |  | No PM Sticker
YES | YES |  |  |  | 041-33754 | 041-33754 | ADC Hospital Equip | E-Sphyg |  |  | Wound Care |  |  |  |  | 041-33754 | 041-33754 | West | Memorial Hermann Memorial city medical center emergency center | Wound Care | Room 2 |  |  |  | No p.m.
YES | YES |  |  |  | 099-06582 | 099-06582 | ADC Hospital Equip | Sphygmomanometer |  |  | Breakroom |  |  |  |  | 099-06582 | 099-06582 | Southeast | Memorial Hermann Southeast Hospital | Breakroom | Progessional Building 1 |  |  |  | No pm label
YES | YES |  |  |  | 099-06583 | 099-06583 | ADC Hospital Equip | Sphygmomanometer |  | 131-6629 | Breakroom |  |  |  |  | 099-06583 | 099-06583 | Southeast | Memorial Hermann Southeast Hospital | Breakroom | Progessional Building 1 |  |  |  | No pm
NO | YES |  |  |  | 099-02242 | 099-02242 | Adel Medical Ltd Sub Stryker Corp | MA1100-PM |  |  | 2nd floor |  |  |  |  | 099-02242 | 099-02242 | Katy | Katy | 2nd floor | Ambulatory | 1/1/20 | 1/1/21
YES | YES |  |  |  | 099-02241 | 099-02241 | Adel Medical Ltd Sub Stryker Corp | MA1100-PM |  |  | 2nd floor |  |  |  |  | 099-02241 | 099-02241 | Katy | Katy | 2nd floor | Ambulatory | 8/1/19 | 8/1/20
NO | YES |  |  |  | 099-02239 | 099-02239 | Adel Medical Ltd Sub Stryker Corp | MA1100-PM |  |  | 2nd floor |  |  |  |  | 099-02239 | 099-02239 | Katy | Katy | 2nd floor | Ambulatory | 7/1/19 | 7/1/20
YES | YES |  |  |  | 099-02238 | 099-02238 | Adel Medical Ltd Sub Stryker Corp | MA1100-PM |  |  | 2nd floor |  |  |  |  | 099-02238 | 099-02238 | Katy | Katy | 2nd floor | Ambulatory | 10/1/19 | 10/1/20
NO | YES |  |  |  | 099-02237 | 099-02237 | Adel Medical Ltd Sub Stryker Corp | MA1100-PM |  |  | 2nd floor |  |  |  |  | 099-02237 | 099-02237 | Katy | Katy | 2nd floor | Ambulatory | 5/1/19 | 5/1/20
NO | YES |  |  |  | 099-02233 | 099-02233 | Adel Medical Ltd Sub Stryker Corp | MA1100-PM |  |  | Katy-Cath Lab |  |  |  |  | 099-02233 | 099-02233 | Katy | MHHS-Katy | Katy-Cath Lab | Cath lab 1 | 1/1/20 | 2/1/21
NO | YES | Serial Number 160343248 |  |  | 099-02229 | 099-02229 | Adel Medical Ltd Sub Stryker Corp | MA1100-PM |  |  | Katy-Cath Lab |  |  |  |  | 099-02229 | 099-02229 | Katy | MHHS-Katy | Katy-Cath Lab | Cath lab 1 |  |  |  | No pm
NO | NO | [5 empty] | Adeza Biomedical |  |  |  | SE - LABORATORY | MHHS-Southeast | [5 empty] | Southeast & Bay Area |  | SE - LABORATORY | [5 empty] | PRINTERS |  | .Needs Class |  |  |  |  | .Needs Class | ADEZABIOMED | [7 empty] | No Coverage Specified | MHHS-Southeast
YES | YES |  |  |  | 099-01415 | 099-01415 | Adeza Biomedical | TLi IQ |  |  | NE - LABORATORY |  |  |  |  | 099-01415 | 099-01415 | Katy | Memorial Hermann Katy Hospital | NE - LABORATORY | Speciman sampling
YES | YES |  |  |  | 029-13894 | 029-13894 | Adeza Biomedical | TLi IQ |  |  | WOODLANDS - LABORATORY - BLOOD BANK |  |  |  |  | 029-13894 | 029-13894 | Woodlands | Memorial Hermann The Woodlands Medical Center | WOODLANDS - LABORATORY - BLOOD BANK | Lab | 3/1/20 | [5 empty] | Analyzer
NO | YES |  |  |  | 133-10460 | 133-10460 | Adeza Biomedical | TLI IQ SYSTEM |  | 61919I18D0 | Katy-Laboratory | MHHS-Katy |  |  |  | 133-10460 | 133-10460 | Katy | MHHS-Katy | Katy-Laboratory | Lab |  |  |  |  | ANALYZERS, LABORATORY, IMMUNOASSAY |  | .needs class | [5 empty] | ADEZABIOMED |  |  |  |  | 9/2/21 |  |  | Not Covered Vendor Only - Biomedical | MHHS-Katy
NO | YES |  |  |  | 099-06538 | 099-06538 | Adeza Biomedical | TLI IQ SYSTEM |  |  | SE-Laboratory | MHHS-Southeast |  |  |  | 099-06538 | 099-06538 | Southeast | MHHS-Southeast | SE-Laboratory | Lab |  |  |  |  | ANALYZERS, LABORATORY, IMMUNOASSAY |  | .needs class | [5 empty] | ADEZABIOMED |  |  |  |  | 4/1/18 |  |  | Covered PM Repair - Biomedical | MHHS-Southeast
NO | YES |  |  |  | 069-24397 | 069-24397 | Adeza Biomedical | TLI IQ SYSTEM |  |  | TMC-Laboratory-Chemistry (1R) | MHHS-TMC |  |  |  | 069-24397 | 069-24397 | TMC | MHHS-TMC | TMC-Laboratory-Chemistry (1R) | Chemistry |  |  |  | PM Not Required | ANALYZERS, LABORATORY, IMMUNOASSAY |  | .needs class | [5 empty] | ADEZABIOMED |  |  |  |  | 4/1/18 |  |  | Covered PM Repair - Biomedical | MHHS-TMC
YES | YES |  |  |  | 151-03948 | 151-03948 | Adjustable Fixture | Nightingale 425 |  | nsn | Convenient care |  |  |  |  | 151-03948 | 151-03948 | South | Memorial Hermann Medical Group Needville | Convenient care | Ex 4 | [5 empty] | Lamp, Exam | LAMPEXAM-Adjustable Fixture-Nightingale 425 | [22 empty] | Lamp, Exam | LAMPEXAM | Lamp, Exam | Adjustable Fixture
YES | YES |  |  |  | 151-03949 | 151-03949 | Adjustable Fixture | Nightingale 425 |  | nsn | Convenient care |  |  |  |  | 151-03949 | 151-03949 | South | Memorial Hermann Medical Group Needville | Convenient care | Ex 2 | [5 empty] | Lamp, Exam | LAMPEXAM-Adjustable Fixture-Nightingale 425 | [22 empty] | Lamp, Exam | LAMPEXAM | Lamp, Exam | Adjustable Fixture
NO | YES |  |  |  | 017-01109 | 017-01109 | Adjustable Fixture Co. | GOOSENECK |  | BH 0084497 | MH MG-(PL)-Central Pearland | MHHS-MG |  |  |  | 017-01109 | 017-01109 | Pearland | MHHS-MG | MH MG-(PL)-Central Pearland | Exam 1 | 2/1/19 |  |  | One time safety | LIGHTS, EXAMINATION |  | .needs class | [5 empty] | Adjustable Fixture |  |  |  |  | 7/24/14 |  |  | Covered PM Repair - Biomedical | MHHS-MG
NO | YES |  |  |  | 017-01112 | 017-01112 | Adjustable Fixture Co. | GOOSENECK |  | BH 0084496 | MH MG-(PL)-Central Pearland | MHHS-MG |  |  |  | 017-01112 | 017-01112 | Pearland | MHHS-MG | MH MG-(PL)-Central Pearland | Exam 4 | 2/1/19 |  |  | One time safety | LIGHTS, EXAMINATION |  | .needs class | [5 empty] | Adjustable Fixture |  |  |  |  | 7/24/14 |  |  | Covered PM Repair - Biomedical | MHHS-MG
NO | YES |  |  |  | 017-01042 |  | Adjustable Fixture Co. | GOOSENECK |  | BH0093606 | MH MG - (MC) - PHILLIPS 66 | MHHS-MG |  |  |  | 017-01042 |  | West & Memorial City |  | MH MG - (MC) - PHILLIPS 66 |  | 04/27/2017 |  |  |  | LIGHTS, EXAMINATION |  | .needs class | [5 empty] | Adjustable Fixture |  |  |  |  | 01/15/2019 |  |  | Covered PM Repair - Radiology, Low End | MHHS-MG
NO | YES |  |  |  | 017-00574 | 017-00574 | Adjustable Fixture Co. | GOOSENECK |  | NSN | MH MG-(SL)-Physicians At Sugar Creek | MHHS-MG |  |  |  | 017-00574 | 017-00574 | Sugar Land | MHHS-MG | MH MG-(SL)-Physicians At Sugar Creek | Grey Pod | 5/1/17 |  |  |  | LIGHTS, EXAMINATION |  | .needs class | [5 empty] | Adjustable Fixture |  |  |  |  | 7/25/14 |  |  | Covered PM Repair - Biomedical | MHHS-MG
NO | YES |  |  |  | 129-01414 | 129-01414 | Adjustable Fixture Co. | GOOSENECK |  | NSN | MH MG-(SL)-Physicians At Sugar Creek | MHHS-MG |  |  |  | 129-01414 | 129-01414 | Sugar Land | MHHS-MG | MH MG-(SL)-Physicians At Sugar Creek | Green Procedure 1 | 5/1/17 |  |  |  | LIGHTS, EXAMINATION |  | .needs class | [5 empty] | Adjustable Fixture |  |  |  |  | 7/25/14 |  |  | Covered PM Repair - Biomedical | MHHS-MG
YES | YES |  |  |  | 129-01402 | 017-00734 | Adjustable Fixture Co. | GOOSENECK |  |  | Physicians at Sugar Creek |  |  |  |  | 129-01402 | 017-00734 | Sugar Land | Physicians at Sugar Creek | Physicians at Sugar Creek | Grey Pod |  |  |  |  | LIGHTS, EXAMINATION
YES | YES |  |  |  | 142-08883 | 142-08883 | Adjustable Fixture Co. | GOOSENECK |  |  | Physicians at Sugar Creek |  |  |  |  | 142-08883 | 142-08883 | Sugar Land | Physicians at Sugar Creek | Physicians at Sugar Creek | Grey Pod |  |  |  |  | LIGHTS, EXAMINATION
NO | NO |  |  |  | 929-01142 |  | Adjustable Fixture Co. | GOOSENECK |  | BH 0084139 | MH MG - (MC) - MC EXEC HEALTH (MHT) | MHHS-MG |  |  |  | 929-01142 |  | West & Memorial City |  | MH MG - (MC) - MC EXEC HEALTH (MHT) | [5 empty] | LIGHTS, EXAMINATION |  | .needs class | [5 empty] | Adjustable Fixture | [7 empty] | Clinical Miscellaneous | MHHS-MG
NO | NO |  |  |  | 929-01146 |  | Adjustable Fixture Co. | GOOSENECK |  | BH 0084140 | MH MG - (MC) - MC EXEC HEALTH (MHT) | MHHS-MG |  |  |  | 929-01146 |  | West & Memorial City |  | MH MG - (MC) - MC EXEC HEALTH (MHT) | [5 empty] | LIGHTS, EXAMINATION |  | .needs class | [5 empty] | Adjustable Fixture | [7 empty] | Covered PM Repair - Radiology, Low End | MHHS-MG
NO | YES |  |  |  | 241-00674 |  | Advanced Fitness Solutions (AFS) |  |  | NSN | TIRR-Therapy Gym | MHHS-TIRR |  | System, Exerciser, Multi-Weight |  | 241-00674 |  | TMC | MHHS-Others | TIRR-Therapy Gym | Rehab | 12/1/19 |  |  |  | EXERCISERS | System, Exerciser, Multi-Weight | SYSTEMEXERMULTIWEIGHT-Accessible Fitness Sys-301 | SYSTEMEXERMULTIWEIGHT |  |  |  |  | Accessible Fitness Sys | System, Exerciser, Multi-Weight |  |  | SYSTEMEXERMULTIWEIGHT-Accessible Fitness Sys-301 | 10/13/17 |  |  | Covered PM Repair - Biomedical | MHHS-TIRR | [8 empty] | SYSTEMEXERMULTIWEIGHT | System, Exerciser, Multi-Weight | Accessible Fitness Sys
NO | YES |  |  |  | 069-42147 | 069-42147 | Advanced Instruments Inc |  |  | 16040364C | TMC-Laboratory-Chemistry (1R) | MHHS-TMC |  | Refrigerator, Laboratory |  | 069-42147 | 069-42147 | TMC | MHHS-TMC | TMC-Laboratory-Chemistry (1R) | Chemistry drawer | 12/1/16 |  |  | No PM Sticker | OSMOMETERS |  | REFRIGERATORLAB-VWR Intern-2020 | REFRIGERATORLAB |  |  |  |  | VWR Intern | Refrigerator, Laboratory |  |  | REFRIGERATORLAB-VWR Intern-2020 | 11/18/16 |  |  | Covered PM Repair - Biomedical | MHHS-TMC
YES | YES |  |  |  | 099-05335 | 099-05335 | Advanced Instruments Inc |  |  |  | TMC - LABORATORY - BLOOD BANK (1R) |  |  |  |  | 099-05335 | 099-05335 | TMC | Childrens ER - Texas Medical Center | TMC - LABORATORY - BLOOD BANK (1R) | LABORATORY |  |  |  | Not in Use
NO | NO |  |  |  | 069-41253 |  | Advanced Instruments Inc |  |  | 15040400C | TMC - LABORATORY - CHEMISTRY (1R) | MHHS-TMC |  | Refrigerator, Laboratory |  | 069-41253 |  | TMC |  | TMC - LABORATORY - CHEMISTRY (1R) | [5 empty] | OSMOMETERS |  | REFRIGERATORLAB-VWR Intern-2020 | REFRIGERATORLAB |  |  |  |  | VWR Intern | Refrigerator, Laboratory |  |  | REFRIGERATORLAB-VWR Intern-2020 |  |  |  | Covered PM Repair - Biomedical | MHHS-TMC
NO | NO | [5 empty] | Advanced Instruments Inc |  |  | 0020112N | SW - LABORATORY - CHEMISTRY | MHHS-Southwest |  | Osmometer |  |  |  | Southwest |  | SW - LABORATORY - CHEMISTRY | [5 empty] | OSMOMETERS |  | OSMOMETER-Advanced Instr-3300 | OSMOMETER |  |  |  |  | Advanced Inst | Osmometer |  | OSMOMETER-Advanced Instr-3300 |  |  |  |  | Covered PM Repair - Biomedical | MHHS-Southwest
NO | YES |  |  |  |  | 009-09032 | Advanced Instruments Inc |  |  | 12053907D | GH - LABORATORY | MHHS-Greater Heights |  | Osmometer |  |  | 009-09032 | Central | Memorial Hermann Greater Heights Hospital | GH - LABORATORY | Lab processing |  |  |  |  | OSMOMETERS |  | OSMOMETER-Advanced Instr-3320 | OSMOMETER |  |  |  |  | Advanced Inst | Osmometer |  | OSMOMETER-Advanced Instr-3320 |  |  |  |  | Not Covered Vendor Only - Biomedical | MHHS-Greater Heights
NO | YES |  |  |  | 029-04625 | 029-04625 | Advanced Instruments Inc |  |  | 06111102A | Woodlands-Laboratory-Blood Bank | MHHS-Woodlands |  | Osmometer |  | 029-04625 | 029-04625 | Woodlands | MHHS-Woodlands | Woodlands-Laboratory-Blood Bank | Lab | 12/1/16 |  |  |  | OSMOMETERS | Osmometer | OSMOMETER-Advanced Instr-3320 | OSMOMETER |  |  |  |  | Advanced Inst | Osmometer |  | OSMOMETER-Advanced Instr-3320 |  | 8/3/20 |  |  | Not Covered Vendor Only - Biomedical | MHHS-Woodlands | [8 empty] | OSMOMETER | Osmometer | Advanced Inst
NO | YES |  |  |  | 133-10172 | 133-10172 | Advanced Instruments Inc | AII 2000 |  |  | Katy-Biomedical Services | MHHS-Katy |  |  |  | 133-10172 | 133-10172 | Katy | MHHS-Katy | Katy-Biomedical Services | Biomed shop | 5/1/18 | 5/1/19 |  |  | MONITORS, BEDSIDE, RESPIRATION, OXYGEN | Analyzer, Blood Gas | ANALYZERBLOODGAS-Advanced Instr-AII-2000A |  |  |  |  | ANALYZERBLOODGAS-Advanced Instr-AII-2000A | Advanced Inst | [6 empty] | ABG-A | Covered PM Repair - Biomedical | MHHS-Katy | [8 empty] | ANALYZERBLOODGAS | Analyzer, Blood Gas | Advanced Inst
NO | NO |  |  |  | 133-10162 |  | Advanced Instruments Inc | AII 2000 |  |  | KATY - RESPIRATORY | MHHS-Katy |  |  |  | 133-10162 |  | Katy |  | KATY - RESPIRATORY | [5 empty] | MONITORS, BEDSIDE, RESPIRATION, OXYGEN |  | ANALYZERBLOODGAS-Advanced Instr-AII-2000A |  |  |  |  | ANALYZERBLOODGAS-Advanced Instr-AII-2000A | Advanced Inst | [7 empty] | Covered PM Repair - Biomedical | MHHS-Katy
NO | NO |  |  |  | 133-10163 |  | Advanced Instruments Inc | AII 2000 |  |  | KATY - RESPIRATORY | MHHS-Katy |  |  |  | 133-10163 |  | Katy |  | KATY - RESPIRATORY | [5 empty] | MONITORS, BEDSIDE, RESPIRATION, OXYGEN |  | ANALYZERBLOODGAS-Advanced Instr-AII-2000A |  |  |  |  | ANALYZERBLOODGAS-Advanced Instr-AII-2000A | Advanced Inst | [7 empty] | Covered PM Repair - Biomedical | MHHS-Katy
NO | NO |  |  |  | 133-10171 |  | Advanced Instruments Inc | AII 2000 |  |  | KATY - RESPIRATORY | MHHS-Katy |  |  |  | 133-10171 |  | Katy |  | KATY - RESPIRATORY | [5 empty] | MONITORS, BEDSIDE, RESPIRATION, OXYGEN |  | ANALYZERBLOODGAS-Advanced Instr-AII-2000A |  |  |  |  | ANALYZERBLOODGAS-Advanced Instr-AII-2000A | Advanced Inst | [7 empty] | Covered PM Repair - Biomedical | MHHS-Katy
NO | YES |  |  |  | 041-34321 | 041-34321 | Advanced Instruments Inc | OSMO1 |  | 19040534B | Clinical Laboratory | MHHS-Mem City |  | Osmometer |  | 041-34321 | 041-34321 | West | Memorial Hermann Memorial City Medical Center | Clinical Laboratory | Work Station #1 (Right) Inside Door |  |  |  |  | OSMOMETERS |  | OSMOMETER-Advanced Instr-Osmo1 | OSMOMETER | Osmo1 |  |  |  | Advanced Inst | Osmometer |  | OSMOMETER-Advanced Instr-Osmo1 |  |  |  |  | Covered PM Repair - Biomedical | MHHS-Mem City
NO | YES |  |  |  | 133-07129 | 133-07129 | Advanced Medical Optics, Inc. (AMO) | WHITESTAR SIGNATURE |  |  | Katy-PACU | MHHS-Katy |  | Phacoemulsifier |  | 133-07129 | 133-07129 | Katy | MHHS-Katy | Katy-PACU | OR Hallway |  |  |  |  | CATARACT EXTRACTION UNITS, PHACOEMULSIFICATION | Phacoemulsifier | PHACOEMULSIFIER-Abbott-WHITESTAR Signature | PHACOEMULSIFIER | WHITESTAR Signature |  |  |  | Abbott Lab | Phacoemulsifier |  |  | PHACOEMULSIFIER-Abbott-WHITESTAR Signature | 4/3/17 |  | P-SA | Covered PM Repair - Biomedical | MHHS-Katy | [8 empty] | PHACOEMULSIFIER | Phacoemulsifier | Abbott Lab
YES | YES | Serial Number 9223372036854780000 |  |  | 142-06731 | 142-06731 | Advanced Sterilization Products | Sterrad 100NX |  |  | Sterile Processing |  |  |  |  | 142-06731 | 142-06731 | Southwest |  | Sterile Processing | Strerile Processing |  |  |  | No pm
YES | YES |  |  |  | 925-01164 | 925-01164 | Advanced Sterilization Products | Sterrad 100NX |  |  | OR |  |  |  |  | 925-01164 | 925-01164 | Central | MHOSH | OR | MHOSH
YES | YES |  |  |  | 013-35744 | 013-35744 | Advanced Sterilization Products | Sterrad 100NX |  |  | Floor 3 |  |  |  |  | 013-35744 | 013-35744 | Southwest | Memorial Hermann Southwest Hospital | Floor 3 | Floor 3
YES | YES |  |  |  | 099-10398 | 099-10398 | Advanced Sterilization Products | Sterrad 100NX |  |  | Floor 3 |  |  |  |  | 099-10398 | 099-10398 | Southwest | Memorial Hermann Southwest Hospital | Floor 3 | Floor 3
YES | YES |  |  |  | 145-00417 | 145-00417 | Advanced Sterilization Products | Sterrad NX |  |  | Pearland - Sterile Processing |  |  |  |  | 145-00417 | 145-00417 | Pearland | Memorial Hermann Pearland Hospital | Pearland - Sterile Processing | Sterile Processing | 10/1/17 | 10/1/18
YES | YES |  |  |  | 145-00416 | 145-00416 | Advanced Sterilization Products | Sterrad NX |  |  | Pearland - Sterile Processing |  |  |  |  | 145-00416 | 145-00416 | Pearland | Memorial Hermann Pearland Hospital | Pearland - Sterile Processing | Sterile Processing | 1/1/20 | 1/1/21
YES | YES |  |  |  |  | 142-01651 | Advanced Sterilization Products | Sterrad NX | [8 empty] | 142-01651 | Katy | Memorial Hermann Northeast Hospital |  | Sterile Core | 2/1/20
YES | YES | [5 empty] | Advanced Sterilization Products | Sterrad NX |  |  | Sterile processing | [6 empty] | Central | Memorial Hermann Greater Heights Hospital | Sterile processing | Sterile processing
YES | YES |  |  |  | 099-04391 | 099-04391 | Advanced Sterilization Products | Sterrad Velocity Reader |  |  | Pearland - Sterile Processing |  |  |  |  | 099-04391 | 099-04391 | Pearland | Memorial Hermann Pearland Hospital | Pearland - Sterile Processing | Sterile Processing
NO | YES | [5 empty] | Advanced Sterilization Products Div J&J | 58C |  | 225-113-5768 | MHOSH-Laboratory | MHHS Orthopedic & Spine | [5 empty] | Central & Greater Heights | MHHS-Orthopedic & Spine | MHOSH-Laboratory |  | 12/16/19 |  |  |  | INCUBATORS, LABORATORY, THERMOCYCLING | Incubator, Small/Large | INCUBATORSMALLLARGE-ASP-Sterrad 58 Degrees C |  |  |  |  | INCUBATORSMALLLARGE-ASP-Sterrad 58 Degrees C | ASP | [5 empty] | MHOSH Inventory Dec 2019 into 2020 - Copy.xls - Newly Verified |  | Covered PM Repair - Biomedical | MHHS Orthopedic & Spine | [8 empty] | INCUBATORSMALLLARGE | Incubator, Small/Large | ASP
NO | NO |  |  |  | 013-36270 |  | Advanced Sterilization Products Div J&J | STERRAD 21005 |  |  | SW - CENTRAL SUPPLY | MHHS-Southwest |  | Incubator, Small/Large |  | 013-36270 |  | Southwest |  | SW - CENTRAL SUPPLY | [5 empty] | INCUBATORS, LABORATORY, THERMOCYCLING |  | INCUBATORSMALLLARGE-ASP-Sterrad-21005 | INCUBATORSMALLLARGE | Sterrad-21005 |  |  |  | ASP | Incubator, Small/Large |  |  | INCUBATORSMALLLARGE-ASP-Sterrad-21005 |  |  |  | Covered PM Repair - Biomedical | MHHS-Southwest
NO | NO |  |  |  | 069-40074 |  | AEGIS SCIENTIFIC | 1-RG-50-CH |  |  | TMC - PHARMACY - MAIN (JG) | MHHS-TMC |  |  |  | 069-40074 |  | TMC |  | TMC - PHARMACY - MAIN (JG) | [5 empty] | REFRIGERATORS, PHARMACY |  | .needs class |  |  |  |  | .needs class | Aegis Scientific | [7 empty] | Covered PM Repair - Biomedical | MHHS-TMC
NO | YES |  |  |  | 583-00897 | 583-00897 | AEI Technologies | MAX II |  | C147360 | SMR - (SL) - SL IRONMAN [MP2-STE100] | MHHS-SMR |  | Analyzer, Pulmonary Function |  | 583-00897 | 583-00897 | Sugar Land | MHHS-Others | SMR - (SL) - SL IRONMAN [MP2-STE100] | Gym | 3/1/19 |  | 3/1/20 |  | MONITORING SYSTEMS, PHYSIOLOGIC, STRESS EXERCISE | Analyzer, Pulmonary Function | ANALYZERPULMFUNC-AEI Tech Inc-MAX-II | ANALYZERPULMFUNC | MAX-II |  |  |  | AEI Tech Inc | Analyzer, Pulmonary Function |  |  | ANALYZERPULMFUNC-AEI Tech Inc-MAX-II | 1/1/17 |  | APF-SA | Covered PM Repair - Biomedical | MHHS-SMR | [8 empty] | ANALYZERPULMFUNC | Analyzer, Pulmonary Function | AEI Tech Inc
NO | YES |  |  |  | 143-01791 | 143-01791 | AEL LIGHTLING CO., LTD |  |  | EC003698 | MH MG-(CY)-Cypress Multi Specialty | MHHS-MG |  |  |  | 143-01791 | 143-01791 | Northwest | MHHS-MG | MH MG-(CY)-Cypress Multi Specialty | Exam Room 4 |  |  |  |  | LIGHTS, EXAMINATION | Lamp, Exam | LAMPEXAM-MCKESSON-81-19100 |  |  |  |  | LAMPEXAM-MCKESSON-81-19100 | [5 empty] | 1/12/17 |  |  | Covered PM Repair - Biomedical | MHHS-MG | [8 empty] | LAMPEXAM | Lamp, Exam | MCKESSON
NO | YES |  |  |  | 143-01797 | 143-01797 | AEL LIGHTLING CO., LTD |  |  | EC003688 | MH MG-(CY)-Cypress Multi Specialty | MHHS-MG |  |  |  | 143-01797 | 143-01797 | Northwest | MHHS-MG | MH MG-(CY)-Cypress Multi Specialty | Exam 5 |  |  |  |  | LIGHTS, EXAMINATION | Lamp, Exam | LAMPEXAM-MCKESSON-81-19100 |  |  |  |  | LAMPEXAM-MCKESSON-81-19100 | [5 empty] | 11/20/20 |  |  | Not Covered Vendor Only - Biomedical | MHHS-MG | [8 empty] | LAMPEXAM | Lamp, Exam | MCKESSON
NO | YES |  |  |  | 143-01801 | 143-01801 | AEL LIGHTLING CO., LTD |  |  | EC003687 | MH MG-(CY)-Cypress Multi Specialty | MHHS-MG |  |  |  | 143-01801 | 143-01801 | Northwest | MHHS-MG | MH MG-(CY)-Cypress Multi Specialty | Mutispecialty |  |  |  |  | LIGHTS, EXAMINATION | Lamp, Exam | LAMPEXAM-MCKESSON-81-19100 |  |  |  |  | LAMPEXAM-MCKESSON-81-19100 | [5 empty] | 9/6/20 |  |  | Not Covered Vendor Only - Biomedical | MHHS-MG | [8 empty] | LAMPEXAM | Lamp, Exam | MCKESSON
NO | YES |  |  |  | 000-05086 | 000-05086 | AEL LIGHTLING CO., LTD |  |  | EC004377 | MH MG-(KY)-Katy Sports Medicine | MHHS-MG |  |  |  | 000-05086 | 000-05086 | Katy | MHHS-MG | MH MG-(KY)-Katy Sports Medicine | Ex 8 |  |  |  |  | LIGHTS, EXAMINATION | Lamp, Exam | LAMPEXAM-MCKESSON-81-19100 |  |  |  |  | LAMPEXAM-MCKESSON-81-19100 | [5 empty] | 9/18/20 |  |  | Not Covered Vendor Only - Biomedical | MHHS-MG | [8 empty] | LAMPEXAM | Lamp, Exam | MCKESSON
NO | YES |  |  |  | 000-05088 | 000-05088 | AEL LIGHTLING CO., LTD |  |  | EC004445 | MH MG-(KY)-Katy Sports Medicine | MHHS-MG |  |  |  | 000-05088 | 000-05088 | Katy | MHHS-MG | MH MG-(KY)-Katy Sports Medicine | Ex 1 |  |  |  |  | LIGHTS, EXAMINATION | Lamp, Exam | LAMPEXAM-MCKESSON-81-19100 |  |  |  |  | LAMPEXAM-MCKESSON-81-19100 | [8 empty] | Covered PM Repair - Biomedical | MHHS-MG | [8 empty] | LAMPEXAM | Lamp, Exam | MCKESSON
NO | YES |  |  |  | 000-05089 | 000-05089 | AEL LIGHTLING CO., LTD |  |  | EC004391 | MH MG-(KY)-Katy Sports Medicine | MHHS-MG |  |  |  | 000-05089 | 000-05089 | Katy | MHHS-MG | MH MG-(KY)-Katy Sports Medicine | Sports rehab | 10/1/19 |  |  |  | LIGHTS, EXAMINATION | Lamp, Exam | LAMPEXAM-MCKESSON-81-19100 |  |  |  |  | LAMPEXAM-MCKESSON-81-19100 | [8 empty] | Covered PM Repair - Biomedical | MHHS-MG | [8 empty] | LAMPEXAM | Lamp, Exam | MCKESSON
NO | YES |  |  |  | 000-05092 | 000-05092 | AEL LIGHTLING CO., LTD |  |  | EC004012 | MH MG-(KY)-Katy Sports Medicine | MHHS-MG |  |  |  | 000-05092 | 000-05092 | Katy | MHHS-MG | MH MG-(KY)-Katy Sports Medicine | Sports Medicine and Rehabilitation | 10/1/19 | 10/1/20 |  |  | LIGHTS, EXAMINATION | Lamp, Exam | LAMPEXAM-MCKESSON-81-19100 |  |  |  |  | LAMPEXAM-MCKESSON-81-19100 | [8 empty] | Covered PM Repair - Biomedical | MHHS-MG | [8 empty] | LAMPEXAM | Lamp, Exam | MCKESSON
NO | YES |  |  |  | 000-05093 | 000-05093 | AEL LIGHTLING CO., LTD |  |  | EC004279 | MH MG-(KY)-Katy Sports Medicine | MHHS-MG |  |  |  | 000-05093 | 000-05093 | Katy | MHHS-MG | MH MG-(KY)-Katy Sports Medicine | Ex 4 |  |  |  |  | LIGHTS, EXAMINATION | Lamp, Exam | LAMPEXAM-MCKESSON-81-19100 |  |  |  |  | LAMPEXAM-MCKESSON-81-19100 | [8 empty] | Covered PM Repair - Biomedical | MHHS-MG | [8 empty] | LAMPEXAM | Lamp, Exam | MCKESSON
NO | NO |  |  |  | 000-05091 |  | AEL LIGHTLING CO., LTD |  |  | EC004402 | MH MG - (KY) - KATY SPORTS MEDICINE | MHHS-MG |  |  |  | 000-05091 |  | Katy |  | MH MG - (KY) - KATY SPORTS MEDICINE | [5 empty] | LIGHTS, EXAMINATION |  | LAMPEXAM-MCKESSON-81-19100 |  |  |  |  | LAMPEXAM-MCKESSON-81-19100 | [8 empty] | Covered PM Repair - Biomedical | MHHS-MG
YES | YES |  |  |  | 099-06182 | 099-06182 | Aerogen | Aeroneb Pro x |  | AP 131-4417 | Memorial Hermann- SE - RT |  |  |  |  | 099-06182 | 099-06182 |  | Memorial Hermann- SE RT | Memorial Hermann- SE - RT | Storage | 4/1/20 |  | 4/1/20 | PM Not Required |  |  | NEBULIZERULTRASONIC-Aerogen(Ire)Ltd-Aeroneb Pro-X
YES | YES |  |  |  | 099-09260 | 099-09260 | Aerogen | Aeroneb pro-x |  | AP-1414052 | TMC - CULLEN - MICU (2C) |  |  |  |  | 099-09260 | 099-09260 | TMC | Memorial Hermann Texas Medical Center | TMC - CULLEN - MICU (2C) | Dirty equipment processing R530 | [6 empty] | NEBULIZERULTRASONIC-Aerogen(Ire)Ltd-Aeroneb Pro-X
NO | YES |  |  |  | 009-33219 | 009-33219 | Aerogen | Control pro x |  | AP-1818316 | Gh-Respiratory therapy |  |  |  |  | 009-33219 | 009-33219 | Central | Memorial Hermann Greater Heights Hospital | Gh-Respiratory therapy | Respiratory therapy
YES | YES |  |  |  | AP-1818952 | AP-1818952 | Aerogen | Pro-X |  | AP-1818952 | MEMORIAL CITY - RESPIRATORY |  |  |  |  | AP-1818952 | AP-1818952 | West | Memorial Hermann Memorial City Medical Center | MEMORIAL CITY - RESPIRATORY | Memorial City - In hallway next to MH4 409 mep room |  |  |  | No pm sticker
YES | YES |  |  |  | AP- 1607398 | AP- 1607398 | Aerogen | Pro-X |  | AP-1607398 | MEMORIAL CITY - RESPIRATORY |  |  |  |  | AP- 1607398 | AP- 1607398 | West | Memorial Hermann Memorial City Medical Center | MEMORIAL CITY - RESPIRATORY | MEMORIAL CITY - RESPIRATORY Hallway MH4 409 |  |  |  | No pm sticker
YES | YES |  |  |  | AP- 1818951 | AP- 1818951 | Aerogen | Pro-X |  | AP- 1818951 | MEMORIAL CITY - RESPIRATORY |  |  |  |  | AP- 1818951 | AP- 1818951 | West | Memorial Hermann Memorial City Medical Center | MEMORIAL CITY - RESPIRATORY | MEMORIAL CITY - RESPIRATORY Hallway MH4 409 |  |  |  | No pm sticker
NO | YES |  |  |  | 009-33062 | 009-33062 | Aerogen | Pro-X |  | AP-1821193 | [5 empty] | 009-33062 | 009-33062 |  | Greater Heights |  | GH-RESPIRATORY |  |  |  | No pm
NO | YES |  |  |  | 009-33026 | 009-33026 | Aerogen | Pro-X |  | AP-1821197 | [5 empty] | 009-33026 | 009-33026 |  | Greater Heights |  | GH-RESPIRATORY |  |  |  | No pm
NO | YES | Serial Number AP-1821203 |  |  | 009-33221 | 009-33221 | Aerogen | Pro-X |  | AP-1821203 | [5 empty] | 009-33221 | 009-33221 |  | Greater Heights |  | GH-RESPIRATORY |  |  |  | No pm
NO | YES |  |  |  | 009-33027 | 009-33027 | Aerogen | Pro-X |  | AP-1821199 | [5 empty] | 009-33027 | 009-33027 |  | Greater Heights |  | GH-RESPIRATORY |  |  |  | No pm
YES | YES |  |  |  | 145-01410 | 145-01410 | Aerogen (Ireland) Ltd | Aeroneb Pro-X |  |  | Respiratory decontamination |  |  |  |  | 145-01410 | 145-01410 | Pearland | Memorial Hermann Pearland Hospital | Respiratory decontamination | Res store room | [5 empty] | Nebulizer, Ultrasonic | NEBULIZERULTRASONIC-Aerogen(Ire)Ltd-Aeroneb Pro-X | [12 empty] | NU-A | [10 empty] | NEBULIZERULTRASONIC | Nebulizer, Ultrasonic | Aerogen(Ire)Ltd
YES | YES |  |  |  | 145-01407 | 145-01407 | Aerogen (Ireland) Ltd | Aeroneb Pro-X |  |  | Respiratory decontamination |  |  |  |  | 145-01407 | 145-01407 | Pearland | Memorial Hermann Pearland Hospital | Respiratory decontamination | Res store room | [5 empty] | Nebulizer, Ultrasonic | NEBULIZERULTRASONIC-Aerogen(Ire)Ltd-Aeroneb Pro-X | [12 empty] | NU-A | [10 empty] | NEBULIZERULTRASONIC | Nebulizer, Ultrasonic | Aerogen(Ire)Ltd
YES | YES |  |  |  | 145-01408 | 145-01408 | Aerogen (Ireland) Ltd | Aeroneb Pro-X |  |  | Respiratory decontamination |  |  |  |  | 145-01408 | 145-01408 | Pearland | Memorial Hermann Pearland Hospital | Respiratory decontamination | Res store room | [5 empty] | Nebulizer, Ultrasonic | NEBULIZERULTRASONIC-Aerogen(Ire)Ltd-Aeroneb Pro-X | [12 empty] | NU-A | [10 empty] | NEBULIZERULTRASONIC | Nebulizer, Ultrasonic | Aerogen(Ire)Ltd
YES | YES |  |  |  | 145-01409 | 145-01409 | Aerogen (Ireland) Ltd | Aeroneb Pro-X |  |  | Respiratory decontamination |  |  |  |  | 145-01409 | 145-01409 | Pearland | Memorial Hermann Pearland Hospital | Respiratory decontamination | Res store room | [5 empty] | Nebulizer, Ultrasonic | NEBULIZERULTRASONIC-Aerogen(Ire)Ltd-Aeroneb Pro-X | [12 empty] | NU-A | [10 empty] | NEBULIZERULTRASONIC | Nebulizer, Ultrasonic | Aerogen(Ire)Ltd
YES | YES |  |  |  | 145-01411 | 145-01411 | Aerogen (Ireland) Ltd | Aeroneb Pro-X |  |  | Respiratory decontamination |  |  |  |  | 145-01411 | 145-01411 | Pearland | Memorial Hermann Pearland Hospital | Respiratory decontamination | Res store room | [5 empty] | Nebulizer, Ultrasonic | NEBULIZERULTRASONIC-Aerogen(Ire)Ltd-Aeroneb Pro-X | [12 empty] | NU-A | [10 empty] | NEBULIZERULTRASONIC | Nebulizer, Ultrasonic | Aerogen(Ire)Ltd
YES | YES | Serial Number 9223372036854780000 |  |  | 099-04054 | 099-04054 | Aerogen (Ireland) Ltd | Aeroneb Pro-X |  |  | Respiratory decontamination |  |  |  |  | 099-04054 | 099-04054 | Pearland | Memorial Hermann Pearland Hospital | Respiratory decontamination | Res store room | 5/1/19 | 5/1/20 |  |  |  | Nebulizer, Ultrasonic | NEBULIZERULTRASONIC-Aerogen(Ire)Ltd-Aeroneb Pro-X | [12 empty] | NU-A | [10 empty] | NEBULIZERULTRASONIC | Nebulizer, Ultrasonic | Aerogen(Ire)Ltd
NO | YES |  |  |  | 099-02128 | 099-02128 | Aerogen (Ireland) Ltd | Aeroneb Pro-X |  | AP-1918343 | Katy -Respiratory |  |  |  |  | 099-02128 | 099-02128 | Katy | Katy | Katy -Respiratory | Pedi ER Unit |  | 2/1/20 |  |  |  | Nebulizer, Ultrasonic | NEBULIZERULTRASONIC-Aerogen(Ire)Ltd-Aeroneb Pro-X | [12 empty] | NU-A | [10 empty] | NEBULIZERULTRASONIC | Nebulizer, Ultrasonic | Aerogen(Ire)Ltd
YES | YES |  |  |  | 142-06899 | 142-06899 | Aerogen (Ireland) Ltd | Aeroneb Pro-X |  | AP-1411284 | NE - RESPIRATORY |  |  |  |  | 142-06899 | 142-06899 | Katy | Memorial Hermann Northeast Hospital | NE - RESPIRATORY | Biomed Shop | [5 empty] | Nebulizer, Ultrasonic | NEBULIZERULTRASONIC-Aerogen(Ire)Ltd-Aeroneb Pro-X | [12 empty] | NU-A | [10 empty] | NEBULIZERULTRASONIC | Nebulizer, Ultrasonic | Aerogen(Ire)Ltd
YES | YES |  |  |  | 099-10501 | 099-10501 | Aerogen (Ireland) Ltd | Aeroneb Pro-X |  |  | SW - RESPIRATORY |  |  |  |  | 099-10501 | 099-10501 | Southwest | Memorial Hermann Southwest Hospital | SW - RESPIRATORY | Respiratory 2nd Floor | [6 empty] | NEBULIZERULTRASONIC-Aerogen(Ire)Ltd-Aeroneb Pro-X
YES | YES |  |  |  | 099-09006 | 099-09006 | Aerogen (Ireland) Ltd | Aeroneb Pro-X |  |  | CVICU |  |  |  |  | 099-09006 | 099-09006 | Southwest | Memorial Hermann Southwest Hospital | CVICU | Respiratory storage | [6 empty] | NEBULIZERULTRASONIC-Aerogen(Ire)Ltd-Aeroneb Pro-X
YES | YES |  |  |  | 099-10502 | 099-10502 | Aerogen (Ireland) Ltd | Aeroneb Pro-X |  |  | Respiratory |  |  |  |  | 099-10502 | 099-10502 | Southwest | Memorial Hermann Southwest Hospital | Respiratory | X4 207 |  |  | 3/1/20 |  |  |  | NEBULIZERULTRASONIC-Aerogen(Ire)Ltd-Aeroneb Pro-X
YES | YES |  |  |  | 099-10772 | 099-10772 | Aerogen (Ireland) Ltd | Aeroneb Pro-X |  |  | SW - RESPIRATORY |  |  |  |  | 099-10772 | 099-10772 | Southwest | Memorial Hermann Southwest Hospital | SW - RESPIRATORY | Room 828 |  |  |  | New Add - No PM Required Sticker |  |  | NEBULIZERULTRASONIC-Aerogen(Ire)Ltd-Aeroneb Pro-X
YES | YES |  |  |  | 099-10774 | 099-10774 | Aerogen (Ireland) Ltd | Aeroneb Pro-X |  |  | SW - RESPIRATORY |  |  |  |  | 099-10774 | 099-10774 | Southwest | Memorial Hermann Southwest Hospital | SW - RESPIRATORY | Room 828 |  |  |  | New Add |  |  | NEBULIZERULTRASONIC-Aerogen(Ire)Ltd-Aeroneb Pro-X
YES | YES |  |  |  | 099-10833 | 099-10833 | Aerogen (Ireland) Ltd | Aeroneb Pro-X |  |  | Floor 7 |  |  |  |  | 099-10833 | 099-10833 | Southwest | Memorial Hermann Southwest Hospital | Floor 7 | Floor 7 | [6 empty] | NEBULIZERULTRASONIC-Aerogen(Ire)Ltd-Aeroneb Pro-X
YES | YES | Serial Number Cnf |  |  | 099-13097 | 099-13097 | Aerogen (Ireland) Ltd | Aeroneb Pro-X |  | Cnf | SW - RESPIRATORY |  |  |  |  | 099-13097 | 099-13097 | Southwest | Memorial Hermann Southwest Hospital Emergency Center | SW - RESPIRATORY | Trauma 5 | [6 empty] | NEBULIZERULTRASONIC-Aerogen(Ire)Ltd-Aeroneb Pro-X
YES | YES |  |  |  | 099-08826 | 099-08826 | Aerogen (Ireland) Ltd | Aeroneb Pro-X |  |  | SW - ER |  |  |  |  | 099-08826 | 099-08826 | Southwest | Memorial Hermann Southwest Hospital Emergency Center | SW - ER | Room 1 |  |  |  | New Add |  |  | NEBULIZERULTRASONIC-Aerogen(Ire)Ltd-Aeroneb Pro-X
YES | YES |  |  |  | 099-13733 | 099-13733 | Aerogen (Ireland) Ltd | Aeroneb Pro-X |  |  | SW - ICU - NEURO |  |  |  |  | 099-13733 | 099-13733 | Southwest | Memorial Hermann Southwest Hospital Emergency Center | SW - ICU - NEURO | ER | 3/1/20 | [5 empty] | NEBULIZERULTRASONIC-Aerogen(Ire)Ltd-Aeroneb Pro-X
YES | YES |  |  |  | 099-13728 | 099-13728 | Aerogen (Ireland) Ltd | Aeroneb Pro-X |  |  | SW - ICU - NEURO |  |  |  |  | 099-13728 | 099-13728 | Southwest | Memorial Hermann Southwest Hospital Emergency Center | SW - ICU - NEURO | ER | [6 empty] | NEBULIZERULTRASONIC-Aerogen(Ire)Ltd-Aeroneb Pro-X
YES | YES | Serial Number Cnf |  |  | 099-13076 | 099-13076 | Aerogen (Ireland) Ltd | Aeroneb Pro-X |  | CNF | SW - ER |  |  |  |  | 099-13076 | 099-13076 | Southwest | Memorial Hermann Southwest Hospital Emergency Center | SW - ER | Trauma 2 | [6 empty] | NEBULIZERULTRASONIC-Aerogen(Ire)Ltd-Aeroneb Pro-X
YES | YES | Serial Number Cnf |  |  | 099-13723 | 099-13723 | Aerogen (Ireland) Ltd | Aeroneb Pro-X |  | CNF | ER |  |  |  |  | 099-13723 | 099-13723 | Southwest | Memorial Hermann Southwest Hospital Emergency Center | ER | Trauma 6 |  |  |  | No Pm |  |  | NEBULIZERULTRASONIC-Aerogen(Ire)Ltd-Aeroneb Pro-X
YES | YES |  |  |  | 099-13314 | 099-13314 | Aerogen (Ireland) Ltd | Aeroneb Pro-X |  | Nsn | SW - ER |  |  |  |  | 099-13314 | 099-13314 | Southwest | Memorial Hermann Southwest Hospital | SW - ER | Trauma 4 |  |  | 3/1/20 | No PM Sticker locked to wall |  |  | NEBULIZERULTRASONIC-Aerogen(Ire)Ltd-Aeroneb Pro-X
YES | YES |  |  |  | 099-06620 | 099-06620 | Aerogen (Ireland) Ltd | Aeroneb Pro-X |  | AP-1404908 | SE - RESPIRATORY |  |  |  |  | 099-06620 | 099-06620 | Southeast | Memorial Hermann Southeast Hospital | SE - RESPIRATORY | Storage | [6 empty] | NEBULIZERULTRASONIC-Aerogen(Ire)Ltd-Aeroneb Pro-X
YES | YES |  |  |  | 099-06623 | 099-06623 | Aerogen (Ireland) Ltd | Aeroneb Pro-X |  | AP-1411290 | SE - RESPIRATORY |  |  |  |  | 099-06623 | 099-06623 | Southeast | Memorial Hermann Southeast Hospital | SE - RESPIRATORY | Storage |  |  |  | No pm found |  |  | NEBULIZERULTRASONIC-Aerogen(Ire)Ltd-Aeroneb Pro-X
YES | YES |  |  |  | 099-06302 | 099-06302 | Aerogen (Ireland) Ltd | Aeroneb Pro-X |  | AP-1818962 | Respritory |  |  |  |  | 099-06302 | 099-06302 | Southeast | Memorial Hermann Southeast Hospital | Respritory | Storage |  |  |  | Cnf pm label |  |  | NEBULIZERULTRASONIC-Aerogen(Ire)Ltd-Aeroneb Pro-X
YES | YES |  |  |  | 099-07540 | 099-07540 | Aerogen (Ireland) Ltd | Aeroneb Pro-X |  | AP-1808545 | SE - RESPIRATORY |  |  |  |  | 099-07540 | 099-07540 | Southeast | Memorial Hermann Southeast Hospital | SE - RESPIRATORY | [7 empty] | NEBULIZERULTRASONIC-Aerogen(Ire)Ltd-Aeroneb Pro-X
YES | YES | Serial Number Cnf |  |  | 151-05148 | 151-05148 | Aerogen (Ireland) Ltd | Aeroneb Pro-X |  | CNF | MEMORIAL CITY - RESPIRATORY |  |  |  |  | 151-05148 | 151-05148 | West | Memorial Hermann Memorial City Medical Center | MEMORIAL CITY - RESPIRATORY | Biomed Shop
YES | YES |  |  |  |  | 009-33108 | Aerogen (Ireland) Ltd | Aeroneb Pro-X |  |  | GH - RESPIRATORY | [5 empty] | 009-33108 | Central | GH-Respiratory | GH - RESPIRATORY
YES | YES |  |  |  |  | 009-33107 | Aerogen (Ireland) Ltd | Aeroneb Pro-X |  |  | GH - RESPIRATORY | [5 empty] | 009-33107 | Central | GH-Respiratory | GH - RESPIRATORY
YES | YES |  |  |  | 005-33217 | 005-33217 | Aerogen (Ireland) Ltd | Aeroneb Pro-X Controller |  | Ap-1820055 | SUGAR LAND - RESPIRATORY |  |  |  |  | 005-33217 | 005-33217 | Sugar Land | Memorial Hermann Sugar Land Hospital | SUGAR LAND - RESPIRATORY | Respiratory | [5 empty] | Controller | CONTROLLER-Aerogen(Ire)Ltd-Aeroneb Pro-X Controlle | [23 empty] | CONTROLLER | Controller | Aerogen(Ire)Ltd
YES | YES |  |  |  | 129-07477 | 129-07477 | Aerogen (Ireland) Ltd | Aeroneb Pro-X Controller |  | AP-1805968 | 8th floor |  |  |  |  | 129-07477 | 129-07477 | Southwest | Memorial Hermann Southwest Hospital | 8th floor | B Wing 829 | [6 empty] | CONTROLLER-Aerogen(Ire)Ltd-Aeroneb Pro-X Controlle
YES | YES |  |  |  | 099-14057 | 099-14057 | Aerogen (Ireland) Ltd | Aeroneb Pro-X Controller |  | AP-1411288 | SW - RESPIRATORY |  |  |  |  | 099-14057 | 099-14057 | Southwest | Memorial Hermann Southwest Hospital | SW - RESPIRATORY | Clean Equipment storage in NICU | 3/1/20 |  | 3/1/20 |  |  |  | CONTROLLER-Aerogen(Ire)Ltd-Aeroneb Pro-X Controlle
YES | YES |  |  |  | 099-14062 | 099-14062 | Aerogen (Ireland) Ltd | Aeroneb Pro-X Controller |  | AP-1411296 | SW - RESPIRATORY |  |  |  |  | 099-14062 | 099-14062 | Southwest | Memorial Hermann Southwest Hospital | SW - RESPIRATORY | Clean Equipment storage in NICU | [6 empty] | CONTROLLER-Aerogen(Ire)Ltd-Aeroneb Pro-X Controlle
YES | YES |  |  |  | 099-06220 | 099-06220 | Aerogen (Ireland) Ltd | Aeroneb Pro-X Controller |  | AP1502561 | SE - RESPIRATORY |  |  |  |  | 099-06220 | 099-06220 | Southeast | Memorial Hermann Southeast Hospital | SE - RESPIRATORY | Storage room |  |  |  | No pm |  |  | CONTROLLER-Aerogen(Ire)Ltd-Aeroneb Pro-X Controlle
YES | YES |  |  |  | 099-06222 | 099-06222 | Aerogen (Ireland) Ltd | Aeroneb Pro-X Controller |  | Ap-1404906 | SE - RESPIRATORY |  |  |  |  | 099-06222 | 099-06222 | Southeast | Memorial Hermann Southeast Hospital | SE - RESPIRATORY | Storage room |  |  |  | No pm |  |  | CONTROLLER-Aerogen(Ire)Ltd-Aeroneb Pro-X Controlle
YES | YES |  |  |  | 099-06200 | 099-06200 | Aerogen (Ireland) Ltd | Aeroneb Pro-X Controller |  | HeyP1314430 | Biomedical |  |  |  |  | 099-06200 | 099-06200 | Southeast | Memorial Hermann Southeast Hospital | Biomedical | Biomed shop |  |  |  | No pm |  |  | CONTROLLER-Aerogen(Ire)Ltd-Aeroneb Pro-X Controlle
YES | YES |  |  |  | 099-14055 | 099-14055 | Aerogen (Ireland) Ltd | Aeroneb Pro-X Nebulizer Comtroller |  | AP-1411289 | SW - RESPIRATORY |  |  |  |  | 099-14055 | 099-14055 | Southwest | Memorial Hermann Southwest Hospital | SW - RESPIRATORY | Clean Equipment storage | [6 empty] | CONTROLLER-Aerogen(Ire)Ltd-Aeroneb Pro-X Controlle
YES | YES |  |  |  | 099-10174 | 099-10174 | Aerogen (Ireland) Ltd | Pro-X Controller |  | AP-1818942 | Floor 8 |  |  |  |  | 099-10174 | 099-10174 | Southwest | Memorial Hermann Southwest Hospital | Floor 8 | Floor 8
NO | NO | [5 empty] | Aerogen, Inc. | AERONEB PRO |  | AP-081682 | TMC - RESPIRATORY - ADULT | MHHS-TMC |  | Nebulizer, Ultrasonic |  |  |  | TMC |  | TMC - RESPIRATORY - ADULT | [5 empty] | NEBULIZERS |  | NEBULIZERULTRASONIC-Aerogen(Ire)Ltd-Aeroneb Pro | NEBULIZERULTRASONIC | Aeroneb Pro |  |  |  | Aerogen(Ire)Ltd | Nebulizer, Ultrasonic |  | NEBULIZERULTRASONIC-Aerogen(Ire)Ltd-Aeroneb Pro |  |  |  |  | Covered PM Repair - Biomedical | MHHS-TMC
NO | YES |  |  |  | 151-02873 | 151-02873 | Aerogen, Inc. | AERONEB PRO-X CONTROLLER |  | AP-1820088 | CY-Respiratory Care Services | MHHS-Cypress |  | Controller |  | 151-02873 | 151-02873 | Northwest | MHHS-Cypress | CY-Respiratory Care Services | Storage room in ER |  |  |  |  | NEBULIZERS | Controller | CONTROLLER-Aerogen(Ire)Ltd-Aeroneb Pro-X Controlle | CONTROLLER | Aeroneb Pro-X Controller |  |  |  | Aerogen(Ire)Ltd | Controller |  | CONTROLLER-Aerogen(Ire)Ltd-Aeroneb Pro-X Controlle |  |  |  |  | Covered PM Repair - Biomedical | MHHS-Cypress | [8 empty] | CONTROLLER | Controller | Aerogen(Ire)Ltd
NO | YES | Serial Number AP-1821203 |  |  | AP-1821203 | 009-33221 | Aerogen, Inc. | AERONEB PRO-X CONTROLLER |  | AP-1821203 | Gh-Respiratory therapy | MHHS-Greater Heights |  | Controller |  | AP-1821203 | 009-33221 | Central | Memorial Hermann Greater Heights Hospital | Gh-Respiratory therapy | Respiratory therapy |  |  |  |  | NEBULIZERS |  | CONTROLLER-Aerogen(Ire)Ltd-Aeroneb Pro-X Controlle | CONTROLLER | Aeroneb Pro-X Controller |  |  |  | Aerogen(Ire)Ltd | Controller |  | CONTROLLER-Aerogen(Ire)Ltd-Aeroneb Pro-X Controlle |  |  |  |  | Covered PM Repair - Biomedical | MHHS-Greater Heights
NO | YES |  |  |  | 133-09087 | 133-09087 | Aerogen, Inc. | AERONEB PRO-X CONTROLLER |  | AP-1500875 | Katy-Respiratory | MHHS-Katy |  | Controller |  | 133-09087 | 133-09087 | Katy | MHHS-Katy | Katy-Respiratory | ICU 14 | 2/1/16 |  |  |  | NEBULIZERS | Controller | CONTROLLER-Aerogen(Ire)Ltd-Aeroneb Pro-X Controlle | CONTROLLER | Aeroneb Pro-X Controller |  |  |  | Aerogen(Ire)Ltd | Controller |  | CONTROLLER-Aerogen(Ire)Ltd-Aeroneb Pro-X Controlle |  | 10/30/17 |  |  | Covered PM Repair - Biomedical | MHHS-Katy | [8 empty] | CONTROLLER | Controller | Aerogen(Ire)Ltd
NO | YES |  |  |  | 041-18910 | 041-18910 | Aerogen, Inc. | AERONEB PRO-X CONTROLLER |  | ap-1500888 | MEMORIAL CITY - RESPIRATORY | MHHS-Mem City |  | Controller |  | 041-18910 | 041-18910 | West | Memorial Hermann Memorial City Medical Center | MEMORIAL CITY - RESPIRATORY | Memorial City - In hallway next to MH4 409 mep room |  |  |  | No pm sticker required | NEBULIZERS |  | CONTROLLER-Aerogen(Ire)Ltd-Aeroneb Pro-X Controlle | CONTROLLER | Aeroneb Pro-X Controller |  |  |  | Aerogen(Ire)Ltd | Controller |  | CONTROLLER-Aerogen(Ire)Ltd-Aeroneb Pro-X Controlle |  |  |  |  | Covered PM Repair - Biomedical | MHHS-Mem City
NO | YES |  |  |  | 041-19396 | 041-19396 | Aerogen, Inc. | AERONEB PRO-X CONTROLLER |  | ap-1500855 | MEMORIAL CITY - MHT - NICU | MHHS-Mem City |  | Controller |  | 041-19396 | 041-19396 | West | Memorial City-Memorial Hermann Hospital | MEMORIAL CITY - MHT - NICU | Biomed Shop |  |  |  | Past due for PM. Sticker states last performed Jan 16. | NEBULIZERS |  | CONTROLLER-Aerogen(Ire)Ltd-Aeroneb Pro-X Controlle | CONTROLLER | Aeroneb Pro-X Controller |  |  |  | Aerogen(Ire)Ltd | Controller |  | CONTROLLER-Aerogen(Ire)Ltd-Aeroneb Pro-X Controlle |  |  |  |  | Covered PM Repair - Biomedical | MHHS-Mem City
NO | YES |  |  |  | 142-06743 | 142-06743 | Aerogen, Inc. | AERONEB PRO-X CONTROLLER |  | AP-1502646 | NE - RESPIRATORY | MHHS-Northeast |  | Controller |  | 142-06743 | 142-06743 | Katy | Memorial Hermann North East | NE - RESPIRATORY | Cardio Pulminary |  |  |  | No pm | NEBULIZERS |  | CONTROLLER-Aerogen(Ire)Ltd-Aeroneb Pro-X Controlle | CONTROLLER | Aeroneb Pro-X Controller |  |  |  | Aerogen(Ire)Ltd | Controller |  | CONTROLLER-Aerogen(Ire)Ltd-Aeroneb Pro-X Controlle |  |  |  |  | Covered PM Repair - Biomedical | MHHS-Northeast
NO | YES |  |  |  | 142-06745 | 142-06745 | Aerogen, Inc. | AERONEB PRO-X CONTROLLER |  | AP-1502650 | NE-Respiratory | MHHS-Northeast |  | Controller |  | 142-06745 | 142-06745 | Katy | MHHS-Northeast | NE-Respiratory |  | 7/1/16 |  |  |  | NEBULIZERS | Controller | CONTROLLER-Aerogen(Ire)Ltd-Aeroneb Pro-X Controlle | CONTROLLER | Aeroneb Pro-X Controller |  |  |  | Aerogen(Ire)Ltd | Controller |  | CONTROLLER-Aerogen(Ire)Ltd-Aeroneb Pro-X Controlle |  | 6/1/16 |  |  | Covered PM Repair - Biomedical | MHHS-Northeast | [8 empty] | CONTROLLER | Controller | Aerogen(Ire)Ltd
NO | YES |  |  |  | 142-06746 | 142-06746 | Aerogen, Inc. | AERONEB PRO-X CONTROLLER |  | AP-1500903 | NE-Respiratory | MHHS-Northeast |  | Controller |  | 142-06746 | 142-06746 | Katy | MHHS-Northeast | NE-Respiratory | HEMODIALYSIS storage |  |  |  |  | NEBULIZERS | Controller | CONTROLLER-Aerogen(Ire)Ltd-Aeroneb Pro-X Controlle | CONTROLLER | Aeroneb Pro-X Controller |  |  |  | Aerogen(Ire)Ltd | Controller |  | CONTROLLER-Aerogen(Ire)Ltd-Aeroneb Pro-X Controlle |  | 10/30/17 |  |  | Covered PM Repair - Biomedical | MHHS-Northeast | [8 empty] | CONTROLLER | Controller | Aerogen(Ire)Ltd
NO | YES |  |  |  | 142-06747 | 142-06747 | Aerogen, Inc. | AERONEB PRO-X CONTROLLER |  | AP-1500911 | NE-Respiratory | MHHS-Northeast |  | Controller |  | 142-06747 | 142-06747 | Katy | MHHS-Northeast | NE-Respiratory | ER Outside Room 33 | 8/1/16 |  |  |  | NEBULIZERS | Controller | CONTROLLER-Aerogen(Ire)Ltd-Aeroneb Pro-X Controlle | CONTROLLER | Aeroneb Pro-X Controller |  |  |  | Aerogen(Ire)Ltd | Controller |  | CONTROLLER-Aerogen(Ire)Ltd-Aeroneb Pro-X Controlle |  | 10/30/17 |  |  | Covered PM Repair - Biomedical | MHHS-Northeast | [8 empty] | CONTROLLER | Controller | Aerogen(Ire)Ltd
NO | YES |  |  |  | 142-06749 | 142-06749 | Aerogen, Inc. | AERONEB PRO-X CONTROLLER |  | AP-1502632 | NE-Respiratory | MHHS-Northeast |  | Controller |  | 142-06749 | 142-06749 | Katy | MHHS-Northeast | NE-Respiratory |  | 8/1/16 |  |  |  | NEBULIZERS | Controller | CONTROLLER-Aerogen(Ire)Ltd-Aeroneb Pro-X Controlle | CONTROLLER | Aeroneb Pro-X Controller |  |  |  | Aerogen(Ire)Ltd | Controller |  | CONTROLLER-Aerogen(Ire)Ltd-Aeroneb Pro-X Controlle |  | 8/15/17 |  |  | Covered PM Repair - Biomedical | MHHS-Northeast | [8 empty] | CONTROLLER | Controller | Aerogen(Ire)Ltd
NO | YES |  |  |  | 142-06750 | 142-06750 | Aerogen, Inc. | AERONEB PRO-X CONTROLLER |  | AP-1502636 | NE-Respiratory | MHHS-Northeast |  | Controller |  | 142-06750 | 142-06750 | Katy | MHHS-Northeast | NE-Respiratory | HEMODIALYSIS storage |  |  |  |  | NEBULIZERS | Controller | CONTROLLER-Aerogen(Ire)Ltd-Aeroneb Pro-X Controlle | CONTROLLER | Aeroneb Pro-X Controller |  |  |  | Aerogen(Ire)Ltd | Controller |  | CONTROLLER-Aerogen(Ire)Ltd-Aeroneb Pro-X Controlle |  |  |  |  | Covered PM Repair - Biomedical | MHHS-Northeast | [8 empty] | CONTROLLER | Controller | Aerogen(Ire)Ltd
NO | YES |  |  |  | 142-06751 | 142-06751 | Aerogen, Inc. | AERONEB PRO-X CONTROLLER |  | AP-1500897 | NE-ICU | MHHS-Northeast |  | Controller |  | 142-06751 | 142-06751 | Katy | MHHS-Northeast | NE-ICU | Room 4026 | 8/1/16 |  |  |  | NEBULIZERS | Controller | CONTROLLER-Aerogen(Ire)Ltd-Aeroneb Pro-X Controlle | CONTROLLER | Aeroneb Pro-X Controller |  |  |  | Aerogen(Ire)Ltd | Controller |  | CONTROLLER-Aerogen(Ire)Ltd-Aeroneb Pro-X Controlle |  | 3/1/14 |  |  | Covered PM Repair - Biomedical | MHHS-Northeast | [8 empty] | CONTROLLER | Controller | Aerogen(Ire)Ltd
NO | YES |  |  |  | 142-06785 | 142-06785 | Aerogen, Inc. | AERONEB PRO-X CONTROLLER |  | AP-1902169 | NE - RESPIRATORY | MHHS-Northeast |  | Controller |  | 142-06785 | 142-06785 | Katy |  | NE - RESPIRATORY | Respiratory Storage Room |  |  |  |  | NEBULIZERS |  | CONTROLLER-Aerogen(Ire)Ltd-Aeroneb Pro-X Controlle | CONTROLLER | Aeroneb Pro-X Controller |  |  |  | Aerogen(Ire)Ltd | Controller |  | CONTROLLER-Aerogen(Ire)Ltd-Aeroneb Pro-X Controlle |  |  |  |  | Covered PM Repair - Biomedical | MHHS-Northeast
NO | YES |  |  |  | 142-06786 | 142-06786 | Aerogen, Inc. | AERONEB PRO-X CONTROLLER |  | AP-1902168 | NE-Hemodialysis | MHHS-Northeast |  | Controller |  | 142-06786 | 142-06786 | Katy | MHHS-Northeast | NE-Hemodialysis | HEMODIALYSIS storage |  |  |  |  | NEBULIZERS | Controller | CONTROLLER-Aerogen(Ire)Ltd-Aeroneb Pro-X Controlle | CONTROLLER | Aeroneb Pro-X Controller |  |  |  | Aerogen(Ire)Ltd | Controller |  | CONTROLLER-Aerogen(Ire)Ltd-Aeroneb Pro-X Controlle |  | 10/30/17 |  |  | Covered PM Repair - Biomedical | MHHS-Northeast | [8 empty] | CONTROLLER | Controller | Aerogen(Ire)Ltd
NO | YES |  |  |  | 142-08029 | 142-08029 | Aerogen, Inc. | AERONEB PRO-X CONTROLLER |  | AP-1806101 | NE-Respiratory | MHHS-Northeast |  | Controller |  | 142-08029 | 142-08029 | Katy | MHHS-Northeast | NE-Respiratory | Resp Office | 11/1/18 |  |  |  | NEBULIZERS | Controller | CONTROLLER-Aerogen(Ire)Ltd-Aeroneb Pro-X Controlle | CONTROLLER | Aeroneb Pro-X Controller |  |  |  | Aerogen(Ire)Ltd | Controller |  | CONTROLLER-Aerogen(Ire)Ltd-Aeroneb Pro-X Controlle |  | 10/30/17 |  |  | Covered PM Repair - Biomedical | MHHS-Northeast | [8 empty] | CONTROLLER | Controller | Aerogen(Ire)Ltd
NO | YES |  |  |  | 142-08031 | 142-08031 | Aerogen, Inc. | AERONEB PRO-X CONTROLLER |  | AP-1806016 | NE - RESPIRATORY | MHHS-Northeast |  | Controller |  | 142-08031 | 142-08031 | Katy |  | NE - RESPIRATORY | Respiratory Storage Room |  |  |  |  | NEBULIZERS |  | CONTROLLER-Aerogen(Ire)Ltd-Aeroneb Pro-X Controlle | CONTROLLER | Aeroneb Pro-X Controller |  |  |  | Aerogen(Ire)Ltd | Controller |  | CONTROLLER-Aerogen(Ire)Ltd-Aeroneb Pro-X Controlle |  |  |  |  | Not Covered Vendor Only - Biomedical | MHHS-Northeast
NO | YES |  |  |  | 142-08032 | 142-08032 | Aerogen, Inc. | AERONEB PRO-X CONTROLLER |  | AP-1806096 | NE-Cardiopulmonary | MHHS-Northeast |  | Controller |  | 142-08032 | 142-08032 | Katy | MHHS-Northeast | NE-Cardiopulmonary | Cardio | 11/1/18 | 11/1/19 |  |  | NEBULIZERS | Controller | CONTROLLER-Aerogen(Ire)Ltd-Aeroneb Pro-X Controlle | CONTROLLER | Aeroneb Pro-X Controller |  |  |  | Aerogen(Ire)Ltd | Controller |  | CONTROLLER-Aerogen(Ire)Ltd-Aeroneb Pro-X Controlle |  | 6/15/15 |  |  | Covered PM Repair - Biomedical | MHHS-Northeast | [8 empty] | CONTROLLER | Controller | Aerogen(Ire)Ltd
NO | YES |  |  |  | 145-01358 | 145-01358 | Aerogen, Inc. | AERONEB PRO-X CONTROLLER |  |  | Pearland-Respiratory Therapy | MHHS-Pearland Hospital |  | Controller |  | 145-01358 | 145-01358 | Pearland | MHHS-Pearland Hospital | Pearland-Respiratory Therapy | ICU NORTH STORAGE | 12/1/18 |  |  |  | NEBULIZERS | Controller | CONTROLLER-Aerogen(Ire)Ltd-Aeroneb Pro-X Controlle | CONTROLLER | Aeroneb Pro-X Controller |  |  |  | Aerogen(Ire)Ltd | Controller |  | CONTROLLER-Aerogen(Ire)Ltd-Aeroneb Pro-X Controlle |  | 1/27/17 |  |  | Covered PM Repair - Biomedical | MHHS-Pearland Hospital | [8 empty] | CONTROLLER | Controller | Aerogen(Ire)Ltd
NO | YES |  |  |  | 145-01359 | 145-01359 | Aerogen, Inc. | AERONEB PRO-X CONTROLLER |  | AP-1805919 | Pearland-Respiratory Therapy | MHHS-Pearland Hospital |  | Controller |  | 145-01359 | 145-01359 | Pearland | MHHS-Pearland Hospital | Pearland-Respiratory Therapy | S1 115 | 12/1/18 | 12/1/19 |  |  | NEBULIZERS | Controller | CONTROLLER-Aerogen(Ire)Ltd-Aeroneb Pro-X Controlle | CONTROLLER | Aeroneb Pro-X Controller |  |  |  | Aerogen(Ire)Ltd | Controller |  | CONTROLLER-Aerogen(Ire)Ltd-Aeroneb Pro-X Controlle |  | 5/16/19 |  |  | Covered PM Repair - Biomedical | MHHS-Pearland Hospital | [8 empty] | CONTROLLER | Controller | Aerogen(Ire)Ltd
NO | YES |  |  |  | 145-01360 | 145-01360 | Aerogen, Inc. | AERONEB PRO-X CONTROLLER |  | AP-1805922 | Pearland-Respiratory Therapy | MHHS-Pearland Hospital |  | Controller |  | 145-01360 | 145-01360 | Pearland | MHHS-Pearland Hospital | Pearland-Respiratory Therapy | S1 115 | 12/1/18 | 12/1/19 |  |  | NEBULIZERS | Controller | CONTROLLER-Aerogen(Ire)Ltd-Aeroneb Pro-X Controlle | CONTROLLER | Aeroneb Pro-X Controller |  |  |  | Aerogen(Ire)Ltd | Controller |  | CONTROLLER-Aerogen(Ire)Ltd-Aeroneb Pro-X Controlle |  |  |  |  | Covered PM Repair - Biomedical | MHHS-Pearland Hospital | [8 empty] | CONTROLLER | Controller | Aerogen(Ire)Ltd
NO | YES |  |  |  | 145-01361 | 145-01361 | Aerogen, Inc. | AERONEB PRO-X CONTROLLER |  | AP-1818756 | Pearland-Respiratory Therapy | MHHS-Pearland Hospital |  | Controller |  | 145-01361 | 145-01361 | Pearland | MHHS-Pearland Hospital | Pearland-Respiratory Therapy | Res store room |  |  |  |  | NEBULIZERS | Controller | CONTROLLER-Aerogen(Ire)Ltd-Aeroneb Pro-X Controlle | CONTROLLER | Aeroneb Pro-X Controller |  |  |  | Aerogen(Ire)Ltd | Controller |  | CONTROLLER-Aerogen(Ire)Ltd-Aeroneb Pro-X Controlle |  |  |  |  | Covered PM Repair - Biomedical | MHHS-Pearland Hospital | [8 empty] | CONTROLLER | Controller | Aerogen(Ire)Ltd
NO | YES |  |  |  | 145-01388 | 145-01388 | Aerogen, Inc. | AERONEB PRO-X CONTROLLER |  |  | Pearland-Respiratory Therapy | MHHS-Pearland Hospital |  | Controller |  | 145-01388 | 145-01388 | Pearland | MHHS-Pearland Hospital | Pearland-Respiratory Therapy | Res store room |  |  |  |  | NEBULIZERS | Controller | CONTROLLER-Aerogen(Ire)Ltd-Aeroneb Pro-X Controlle | CONTROLLER | Aeroneb Pro-X Controller |  |  |  | Aerogen(Ire)Ltd | Controller |  | CONTROLLER-Aerogen(Ire)Ltd-Aeroneb Pro-X Controlle |  |  |  |  | Covered PM Repair - Biomedical | MHHS-Pearland Hospital | [8 empty] | CONTROLLER | Controller | Aerogen(Ire)Ltd
NO | YES |  |  |  | 145-01389 | 145-01389 | Aerogen, Inc. | AERONEB PRO-X CONTROLLER |  |  | Pearland-Respiratory Therapy | MHHS-Pearland Hospital |  | Controller |  | 145-01389 | 145-01389 | Pearland | MHHS-Pearland Hospital | Pearland-Respiratory Therapy | Res store room |  |  |  |  | NEBULIZERS | Controller | CONTROLLER-Aerogen(Ire)Ltd-Aeroneb Pro-X Controlle | CONTROLLER | Aeroneb Pro-X Controller |  |  |  | Aerogen(Ire)Ltd | Controller |  | CONTROLLER-Aerogen(Ire)Ltd-Aeroneb Pro-X Controlle |  | 8/15/19 |  |  | Covered PM Repair - Biomedical | MHHS-Pearland Hospital | [8 empty] | CONTROLLER | Controller | Aerogen(Ire)Ltd
NO | YES |  |  |  | 145-01390 | 145-01390 | Aerogen, Inc. | AERONEB PRO-X CONTROLLER |  |  | Pearland-Respiratory Therapy | MHHS-Pearland Hospital |  | Controller |  | 145-01390 | 145-01390 | Pearland | MHHS-Pearland Hospital | Pearland-Respiratory Therapy | Icu hallway | 4/1/19 |  |  |  | NEBULIZERS | Controller | CONTROLLER-Aerogen(Ire)Ltd-Aeroneb Pro-X Controlle | CONTROLLER | Aeroneb Pro-X Controller |  |  |  | Aerogen(Ire)Ltd | Controller |  | CONTROLLER-Aerogen(Ire)Ltd-Aeroneb Pro-X Controlle |  | 10/30/20 |  |  | Not Covered Vendor Only - Biomedical | MHHS-Pearland Hospital | [8 empty] | CONTROLLER | Controller | Aerogen(Ire)Ltd
NO | YES |  |  |  | 005-12003 | 005-12003 | Aerogen, Inc. | AERONEB PRO-X CONTROLLER |  | AP1314607 | SE-Respiratory | MHHS-Southeast |  | Controller |  | 005-12003 | 005-12003 | Southeast | MHHS-Southeast | SE-Respiratory | Storage | 10/1/17 |  |  | No pm found | NEBULIZERS |  | CONTROLLER-Aerogen(Ire)Ltd-Aeroneb Pro-X Controlle | CONTROLLER | Aeroneb Pro-X Controller |  |  |  | Aerogen(Ire)Ltd | Controller |  | CONTROLLER-Aerogen(Ire)Ltd-Aeroneb Pro-X Controlle |  |  |  |  | Covered PM Repair - Biomedical | MHHS-Southeast
NO | YES |  |  |  | 013-37000 | 013-37000 | Aerogen, Inc. | AERONEB PRO-X CONTROLLER |  | AP-1300109 | SW-Respiratory | MHHS-Southwest |  | Controller |  | 013-37000 | 013-37000 | Southwest | MHHS-Southwest | SW-Respiratory | Respiratory 2nd Floor | 5/1/16 |  |  |  | NEBULIZERS | Controller | CONTROLLER-Aerogen(Ire)Ltd-Aeroneb Pro-X Controlle | CONTROLLER | Aeroneb Pro-X Controller |  |  |  | Aerogen(Ire)Ltd | Controller |  | CONTROLLER-Aerogen(Ire)Ltd-Aeroneb Pro-X Controlle |  | 6/15/16 |  |  | Covered PM Repair - Biomedical | MHHS-Southwest | [8 empty] | CONTROLLER | Controller | Aerogen(Ire)Ltd
NO | YES |  |  |  | 013-37010 | 013-37010 | Aerogen, Inc. | AERONEB PRO-X CONTROLLER |  |  | SW-Respiratory | MHHS-Southwest |  | Controller |  | 013-37010 | 013-37010 | Southwest | MHHS-Southwest | SW-Respiratory | 2nd Floor Respiratory | 2/1/16 |  |  |  | NEBULIZERS | Controller | CONTROLLER-Aerogen(Ire)Ltd-Aeroneb Pro-X Controlle | CONTROLLER | Aeroneb Pro-X Controller |  |  |  | Aerogen(Ire)Ltd | Controller |  | CONTROLLER-Aerogen(Ire)Ltd-Aeroneb Pro-X Controlle |  | 1/25/18 |  |  | Covered PM Repair - Biomedical | MHHS-Southwest | [8 empty] | CONTROLLER | Controller | Aerogen(Ire)Ltd
NO | YES |  |  |  | 013-37011 | 013-37011 | Aerogen, Inc. | AERONEB PRO-X CONTROLLER |  |  | SW-Respiratory | MHHS-Southwest |  | Controller |  | 013-37011 | 013-37011 | Southwest | MHHS-Southwest | SW-Respiratory | 2nd Floor Respiratory | 2/1/16 |  |  |  | NEBULIZERS | Controller | CONTROLLER-Aerogen(Ire)Ltd-Aeroneb Pro-X Controlle | CONTROLLER | Aeroneb Pro-X Controller |  |  |  | Aerogen(Ire)Ltd | Controller |  | CONTROLLER-Aerogen(Ire)Ltd-Aeroneb Pro-X Controlle |  | 10/30/17 |  |  | Covered PM Repair - Biomedical | MHHS-Southwest | [8 empty] | CONTROLLER | Controller | Aerogen(Ire)Ltd
NO | YES |  |  |  | 013-37012 | 013-37012 | Aerogen, Inc. | AERONEB PRO-X CONTROLLER |  |  | SW-Rehab | MHHS-Southwest |  | Controller |  | 013-37012 | 013-37012 | Southwest | MHHS-Southwest | SW-Rehab | Floor 8 | 2/1/16 |  |  |  | NEBULIZERS | Controller | CONTROLLER-Aerogen(Ire)Ltd-Aeroneb Pro-X Controlle | CONTROLLER | Aeroneb Pro-X Controller |  |  |  | Aerogen(Ire)Ltd | Controller |  | CONTROLLER-Aerogen(Ire)Ltd-Aeroneb Pro-X Controlle |  | 7/2/15 |  |  | Covered PM Repair - Biomedical | MHHS-Southwest | [8 empty] | CONTROLLER | Controller | Aerogen(Ire)Ltd
NO | YES |  |  |  | 013-37016 | 013-37016 | Aerogen, Inc. | AERONEB PRO-X CONTROLLER |  |  | SW-Rehab | MHHS-Southwest |  | Controller |  | 013-37016 | 013-37016 | Southwest | MHHS-Southwest | SW-Rehab | B Wing 829 | 2/1/16 |  |  |  | NEBULIZERS | Controller | CONTROLLER-Aerogen(Ire)Ltd-Aeroneb Pro-X Controlle | CONTROLLER | Aeroneb Pro-X Controller |  |  |  | Aerogen(Ire)Ltd | Controller |  | CONTROLLER-Aerogen(Ire)Ltd-Aeroneb Pro-X Controlle |  | 10/30/17 |  |  | Covered PM Repair - Biomedical | MHHS-Southwest | [8 empty] | CONTROLLER | Controller | Aerogen(Ire)Ltd
NO | YES |  |  |  | 029-11005 | 029-11005 | Aerogen, Inc. | AERONEB PRO-X CONTROLLER |  | AP-1500900 | Woodlands-Respiratory | MHHS-Woodlands |  | Controller |  | 029-11005 | 029-11005 | Woodlands | MHHS-Woodlands | Woodlands-Respiratory | Respiratory equipment storage | 11/1/16 |  |  |  | NEBULIZERS | Controller | CONTROLLER-Aerogen(Ire)Ltd-Aeroneb Pro-X Controlle | CONTROLLER | Aeroneb Pro-X Controller |  |  |  | Aerogen(Ire)Ltd | Controller |  | CONTROLLER-Aerogen(Ire)Ltd-Aeroneb Pro-X Controlle |  |  |  |  | Covered PM Repair - Biomedical | MHHS-Woodlands | [8 empty] | CONTROLLER | Controller | Aerogen(Ire)Ltd
YES | YES |  |  |  | 099-10511 | 099-10511 | Aerogen, Inc. | AERONEB PRO-X CONTROLLER |  | AP-1820065 | SW - RESPIRATORY |  |  |  |  | 099-10511 | 099-10511 | Southwest | Memorial Hermann Southwest Hospital | SW - RESPIRATORY | 2nd Floor Respiratory |  |  |  | New Add - ?AuNo PM Required?Au Sticker |  |  | CONTROLLER-Aerogen(Ire)Ltd-Aeroneb Pro-X Controlle
YES | YES |  |  |  | 099-10512 | 099-10512 | Aerogen, Inc. | AERONEB PRO-X CONTROLLER |  | AP-1603847 | SW - RESPIRATORY |  |  |  |  | 099-10512 | 099-10512 | Southwest | Memorial Hermann Southwest Hospital | SW - RESPIRATORY | 2nd Floor Respiratory |  |  |  | New Add - ?AuNo PM Required?Au Sticker |  |  | CONTROLLER-Aerogen(Ire)Ltd-Aeroneb Pro-X Controlle
YES | YES |  |  |  | 099-10513 | 099-10513 | Aerogen, Inc. | AERONEB PRO-X CONTROLLER |  | AP-1314598 | SW - RESPIRATORY |  |  |  |  | 099-10513 | 099-10513 | Southwest | Memorial Hermann Southwest Hospital | SW - RESPIRATORY | 2nd Floor Respiratory |  |  |  | New Add - ?AuNo PM Required?Au Sticker |  |  | CONTROLLER-Aerogen(Ire)Ltd-Aeroneb Pro-X Controlle
YES | YES |  |  |  | 099-10514 | 099-10514 | Aerogen, Inc. | AERONEB PRO-X CONTROLLER |  | AP-1818930 | SW - RESPIRATORY |  |  |  |  | 099-10514 | 099-10514 | Southwest | Memorial Hermann Southwest Hospital | SW - RESPIRATORY | 2nd Floor Respiratory |  |  |  | New Add - ?AuNo PM Required?Au Sticker |  |  | CONTROLLER-Aerogen(Ire)Ltd-Aeroneb Pro-X Controlle
YES | YES |  |  |  | 099-10515 | 099-10515 | Aerogen, Inc. | AERONEB PRO-X CONTROLLER |  | AP-1818935 | SW - RESPIRATORY |  |  |  |  | 099-10515 | 099-10515 | Southwest | Memorial Hermann Southwest Hospital | SW - RESPIRATORY | 2nd Floor Respiratory |  |  |  | New Add - ?AuNo PM Required?Au Sticker |  |  | CONTROLLER-Aerogen(Ire)Ltd-Aeroneb Pro-X Controlle
YES | YES |  |  |  | 099-10516 | 099-10516 | Aerogen, Inc. | AERONEB PRO-X CONTROLLER |  | AP-1411295 | SW - RESPIRATORY |  |  |  |  | 099-10516 | 099-10516 | Southwest | Memorial Hermann Southwest Hospital | SW - RESPIRATORY | 2nd Floor Respiratory |  |  |  | New Add |  |  | CONTROLLER-Aerogen(Ire)Ltd-Aeroneb Pro-X Controlle
YES | YES |  |  |  | 099-10517 | 099-10517 | Aerogen, Inc. | AERONEB PRO-X CONTROLLER |  | AP-1818948 | SW - RESPIRATORY |  |  |  |  | 099-10517 | 099-10517 | Southwest | Memorial Hermann Southwest Hospital | SW - RESPIRATORY | 2nd Floor Respiratory |  |  |  | New Add - ?AuNo PM Required?Au Sticker |  |  | CONTROLLER-Aerogen(Ire)Ltd-Aeroneb Pro-X Controlle
YES | YES |  |  |  | 099-10518 | 099-10518 | Aerogen, Inc. | AERONEB PRO-X CONTROLLER |  | AP-1820069 | SW - RESPIRATORY |  |  |  |  | 099-10518 | 099-10518 | Southwest | Memorial Hermann Southwest Hospital | SW - RESPIRATORY | 2nd Floor Respiratory |  |  |  | New Add - ?AuNo PM Required?Au Sticker |  |  | CONTROLLER-Aerogen(Ire)Ltd-Aeroneb Pro-X Controlle
YES | YES |  |  |  | 099-10519 | 099-10519 | Aerogen, Inc. | AERONEB PRO-X CONTROLLER |  | AP-1314613 | SW - RESPIRATORY |  |  |  |  | 099-10519 | 099-10519 | Southwest | Memorial Hermann Southwest Hospital | SW - RESPIRATORY | 2nd Floor Respiratory |  |  |  | New Add |  |  | CONTROLLER-Aerogen(Ire)Ltd-Aeroneb Pro-X Controlle
YES | YES |  |  |  | 099-10521 | 099-10521 | Aerogen, Inc. | AERONEB PRO-X CONTROLLER |  |  | SW - RESPIRATORY |  |  |  |  | 099-10521 | 099-10521 | Southwest | Memorial Hermann Southwest Hospital | SW - RESPIRATORY | 2nd Floor Respiratory | [6 empty] | CONTROLLER-Aerogen(Ire)Ltd-Aeroneb Pro-X Controlle
YES | YES |  |  |  | 099-10522 | 099-10522 | Aerogen, Inc. | AERONEB PRO-X CONTROLLER |  |  | SW - RESPIRATORY |  |  |  |  | 099-10522 | 099-10522 | Southwest | Memorial Hermann Heart | SW - RESPIRATORY | X4 207 | [6 empty] | CONTROLLER-Aerogen(Ire)Ltd-Aeroneb Pro-X Controlle
YES | YES |  |  |  | 099-08550 | 099-08550 | Aerogen, Inc. | AERONEB PRO-X CONTROLLER |  |  | SW - HVI - PREOP |  |  |  |  | 099-08550 | 099-08550 | Southwest | Memorial Hermann Heart | SW - HVI - PREOP | Clean Hold |  |  |  | New Add |  |  | CONTROLLER-Aerogen(Ire)Ltd-Aeroneb Pro-X Controlle
YES | YES |  |  |  | 099-06626 | 099-06626 | Aerogen, Inc. | AERONEB PRO-X CONTROLLER |  | AP ?Ai1314586 | SE - RESPIRATORY |  |  |  |  | 099-06626 | 099-06626 | Southeast | Memorial Hermann Southeast Hospital | SE - RESPIRATORY | Storage |  |  |  | No pm found |  |  | CONTROLLER-Aerogen(Ire)Ltd-Aeroneb Pro-X Controlle
NO | NO |  |  |  | 151-02874 |  | Aerogen, Inc. | AERONEB PRO-X CONTROLLER |  | AP-1820087 | CY - RESPIRATORY CARE SERVICES | MHHS-Cypress |  | Controller |  | 151-02874 |  | Northwest & Cypress |  | CY - RESPIRATORY CARE SERVICES | [5 empty] | NEBULIZERS |  | CONTROLLER-Aerogen(Ire)Ltd-Aeroneb Pro-X Controlle | CONTROLLER | Aeroneb Pro-X Controller |  |  |  | Aerogen(Ire)Ltd | Controller |  | CONTROLLER-Aerogen(Ire)Ltd-Aeroneb Pro-X Controlle |  |  |  |  | Covered PM Repair - Biomedical | MHHS-Cypress
NO | NO |  |  |  | AP-1803711 |  | Aerogen, Inc. | AERONEB PRO-X CONTROLLER |  |  | GH - RESPIRATORY | MHHS-Greater Heights |  | Controller |  | AP-1803711 |  | Central & Greater Heights |  | GH - RESPIRATORY | [5 empty] | NEBULIZERS |  | CONTROLLER-Aerogen(Ire)Ltd-Aeroneb Pro-X Controlle | CONTROLLER | Aeroneb Pro-X Controller |  |  |  | Aerogen(Ire)Ltd | Controller |  | CONTROLLER-Aerogen(Ire)Ltd-Aeroneb Pro-X Controlle |  |  |  |  | Covered PM Repair - Biomedical | MHHS-Greater Heights
NO | NO |  |  |  | AP-1803711 |  | Aerogen, Inc. | AERONEB PRO-X CONTROLLER |  | AP-1803711 | GH - RESPIRATORY | MHHS-Greater Heights |  | Controller |  | AP-1803711 |  | Central & Greater Heights |  | GH - RESPIRATORY | [5 empty] | NEBULIZERS |  | CONTROLLER-Aerogen(Ire)Ltd-Aeroneb Pro-X Controlle | CONTROLLER | Aeroneb Pro-X Controller |  |  |  | Aerogen(Ire)Ltd | Controller |  | CONTROLLER-Aerogen(Ire)Ltd-Aeroneb Pro-X Controlle |  |  |  |  | Covered PM Repair - Biomedical | MHHS-Greater Heights
NO | NO |  |  |  | AP-1818278 |  | Aerogen, Inc. | AERONEB PRO-X CONTROLLER |  | AP-1818278 | GH - RESPIRATORY | MHHS-Greater Heights |  | Controller |  | AP-1818278 |  | Central & Greater Heights |  | GH - RESPIRATORY | [5 empty] | NEBULIZERS |  | CONTROLLER-Aerogen(Ire)Ltd-Aeroneb Pro-X Controlle | CONTROLLER | Aeroneb Pro-X Controller |  |  |  | Aerogen(Ire)Ltd | Controller |  | CONTROLLER-Aerogen(Ire)Ltd-Aeroneb Pro-X Controlle |  |  |  |  | Covered PM Repair - Biomedical | MHHS-Greater Heights
NO | NO |  |  |  | AP-1818297 |  | Aerogen, Inc. | AERONEB PRO-X CONTROLLER |  | AP-1818297 | GH - RESPIRATORY | MHHS-Greater Heights |  | Controller |  | AP-1818297 |  | Central & Greater Heights |  | GH - RESPIRATORY | [5 empty] | NEBULIZERS |  | CONTROLLER-Aerogen(Ire)Ltd-Aeroneb Pro-X Controlle | CONTROLLER | Aeroneb Pro-X Controller |  |  |  | Aerogen(Ire)Ltd | Controller |  | CONTROLLER-Aerogen(Ire)Ltd-Aeroneb Pro-X Controlle |  |  |  |  | Covered PM Repair - Biomedical | MHHS-Greater Heights
NO | NO |  |  |  | AP-1818319 |  | Aerogen, Inc. | AERONEB PRO-X CONTROLLER |  | AP-1818319 | GH - RESPIRATORY | MHHS-Greater Heights |  | Controller |  | AP-1818319 |  | Central & Greater Heights |  | GH - RESPIRATORY | [5 empty] | NEBULIZERS |  | CONTROLLER-Aerogen(Ire)Ltd-Aeroneb Pro-X Controlle | CONTROLLER | Aeroneb Pro-X Controller |  |  |  | Aerogen(Ire)Ltd | Controller |  | CONTROLLER-Aerogen(Ire)Ltd-Aeroneb Pro-X Controlle |  |  |  |  | Covered PM Repair - Biomedical | MHHS-Greater Heights
NO | NO |  |  |  | AP-1818320 |  | Aerogen, Inc. | AERONEB PRO-X CONTROLLER |  | AP-1818320 | GH - RESPIRATORY | MHHS-Greater Heights |  | Controller |  | AP-1818320 |  | Central & Greater Heights |  | GH - RESPIRATORY | [5 empty] | NEBULIZERS |  | CONTROLLER-Aerogen(Ire)Ltd-Aeroneb Pro-X Controlle | CONTROLLER | Aeroneb Pro-X Controller |  |  |  | Aerogen(Ire)Ltd | Controller |  | CONTROLLER-Aerogen(Ire)Ltd-Aeroneb Pro-X Controlle |  |  |  |  | Covered PM Repair - Biomedical | MHHS-Greater Heights
NO | NO |  |  |  | AP-1818863 |  | Aerogen, Inc. | AERONEB PRO-X CONTROLLER |  | AP-1818863 | GH - RESPIRATORY | MHHS-Greater Heights |  | Controller |  | AP-1818863 |  | Central & Greater Heights |  | GH - RESPIRATORY | [5 empty] | NEBULIZERS |  | CONTROLLER-Aerogen(Ire)Ltd-Aeroneb Pro-X Controlle | CONTROLLER | Aeroneb Pro-X Controller |  |  |  | Aerogen(Ire)Ltd | Controller |  | CONTROLLER-Aerogen(Ire)Ltd-Aeroneb Pro-X Controlle |  |  |  |  | Not Covered Vendor Only - Biomedical | MHHS-Greater Heights
NO | NO |  |  |  | AP-1818868 |  | Aerogen, Inc. | AERONEB PRO-X CONTROLLER |  | AP-1818868 | GH - RESPIRATORY | MHHS-Greater Heights |  | Controller |  | AP-1818868 |  | Central & Greater Heights |  | GH - RESPIRATORY | [5 empty] | NEBULIZERS |  | CONTROLLER-Aerogen(Ire)Ltd-Aeroneb Pro-X Controlle | CONTROLLER | Aeroneb Pro-X Controller |  |  |  | Aerogen(Ire)Ltd | Controller |  | CONTROLLER-Aerogen(Ire)Ltd-Aeroneb Pro-X Controlle |  |  |  |  | Not Covered Vendor Only - Biomedical | MHHS-Greater Heights
NO | NO |  |  |  | AP-1818870 |  | Aerogen, Inc. | AERONEB PRO-X CONTROLLER |  | AP-1818870 | GH - RESPIRATORY | MHHS-Greater Heights |  | Controller |  | AP-1818870 |  | Central & Greater Heights |  | GH - RESPIRATORY | [5 empty] | NEBULIZERS |  | CONTROLLER-Aerogen(Ire)Ltd-Aeroneb Pro-X Controlle | CONTROLLER | Aeroneb Pro-X Controller |  |  |  | Aerogen(Ire)Ltd | Controller |  | CONTROLLER-Aerogen(Ire)Ltd-Aeroneb Pro-X Controlle |  |  |  |  | Covered PM Repair - Biomedical | MHHS-Greater Heights
NO | NO |  |  |  | AP-1821194 |  | Aerogen, Inc. | AERONEB PRO-X CONTROLLER |  | AP-1821194 | GH - RESPIRATORY | MHHS-Greater Heights |  | Controller |  | AP-1821194 |  | Central & Greater Heights |  | GH - RESPIRATORY | [5 empty] | NEBULIZERS |  | CONTROLLER-Aerogen(Ire)Ltd-Aeroneb Pro-X Controlle | CONTROLLER | Aeroneb Pro-X Controller |  |  |  | Aerogen(Ire)Ltd | Controller |  | CONTROLLER-Aerogen(Ire)Ltd-Aeroneb Pro-X Controlle |  |  |  |  | Covered PM Repair - Biomedical | MHHS-Greater Heights
NO | NO |  |  |  | AP-1821195 |  | Aerogen, Inc. | AERONEB PRO-X CONTROLLER |  | AP-1821195 | GH - RESPIRATORY | MHHS-Greater Heights |  | Controller |  | AP-1821195 |  | Central & Greater Heights |  | GH - RESPIRATORY | [5 empty] | NEBULIZERS |  | CONTROLLER-Aerogen(Ire)Ltd-Aeroneb Pro-X Controlle | CONTROLLER | Aeroneb Pro-X Controller |  |  |  | Aerogen(Ire)Ltd | Controller |  | CONTROLLER-Aerogen(Ire)Ltd-Aeroneb Pro-X Controlle |  |  |  |  | Covered PM Repair - Biomedical | MHHS-Greater Heights
NO | NO |  |  |  | AP-1821196 |  | Aerogen, Inc. | AERONEB PRO-X CONTROLLER |  | AP-1821196 | GH - RESPIRATORY | MHHS-Greater Heights |  | Controller |  | AP-1821196 |  | Central & Greater Heights |  | GH - RESPIRATORY | [5 empty] | NEBULIZERS |  | CONTROLLER-Aerogen(Ire)Ltd-Aeroneb Pro-X Controlle | CONTROLLER | Aeroneb Pro-X Controller |  |  |  | Aerogen(Ire)Ltd | Controller |  | CONTROLLER-Aerogen(Ire)Ltd-Aeroneb Pro-X Controlle |  |  |  |  | Covered PM Repair - Biomedical | MHHS-Greater Heights
NO | NO |  |  |  | AP-1821200 |  | Aerogen, Inc. | AERONEB PRO-X CONTROLLER |  | AP-1821200 | GH - RESPIRATORY | MHHS-Greater Heights |  | Controller |  | AP-1821200 |  | Central & Greater Heights |  | GH - RESPIRATORY | [5 empty] | NEBULIZERS |  | CONTROLLER-Aerogen(Ire)Ltd-Aeroneb Pro-X Controlle | CONTROLLER | Aeroneb Pro-X Controller |  |  |  | Aerogen(Ire)Ltd | Controller |  | CONTROLLER-Aerogen(Ire)Ltd-Aeroneb Pro-X Controlle |  |  |  |  | Covered PM Repair - Biomedical | MHHS-Greater Heights
NO | NO |  |  |  | AP-1821204 |  | Aerogen, Inc. | AERONEB PRO-X CONTROLLER |  | AP-1821204 | GH - RESPIRATORY | MHHS-Greater Heights |  | Controller |  | AP-1821204 |  | Central & Greater Heights |  | GH - RESPIRATORY | [5 empty] | NEBULIZERS |  | CONTROLLER-Aerogen(Ire)Ltd-Aeroneb Pro-X Controlle | CONTROLLER | Aeroneb Pro-X Controller |  |  |  | Aerogen(Ire)Ltd | Controller |  | CONTROLLER-Aerogen(Ire)Ltd-Aeroneb Pro-X Controlle |  |  |  |  | Covered PM Repair - Biomedical | MHHS-Greater Heights
NO | NO |  |  |  | AP-1821205 |  | Aerogen, Inc. | AERONEB PRO-X CONTROLLER |  | AP-1821205 | GH - RESPIRATORY | MHHS-Greater Heights |  | Controller |  | AP-1821205 |  | Central & Greater Heights |  | GH - RESPIRATORY | [5 empty] | NEBULIZERS |  | CONTROLLER-Aerogen(Ire)Ltd-Aeroneb Pro-X Controlle | CONTROLLER | Aeroneb Pro-X Controller |  |  |  | Aerogen(Ire)Ltd | Controller |  | CONTROLLER-Aerogen(Ire)Ltd-Aeroneb Pro-X Controlle |  |  |  |  | Not Covered Vendor Only - Biomedical | MHHS-Greater Heights
NO | NO |  |  |  | AP-1821206 |  | Aerogen, Inc. | AERONEB PRO-X CONTROLLER |  | AP-1821206 | GH - RESPIRATORY | MHHS-Greater Heights |  | Controller |  | AP-1821206 |  | Central & Greater Heights |  | GH - RESPIRATORY | [5 empty] | NEBULIZERS |  | CONTROLLER-Aerogen(Ire)Ltd-Aeroneb Pro-X Controlle | CONTROLLER | Aeroneb Pro-X Controller |  |  |  | Aerogen(Ire)Ltd | Controller |  | CONTROLLER-Aerogen(Ire)Ltd-Aeroneb Pro-X Controlle |  |  |  |  | Not Covered Vendor Only - Biomedical | MHHS-Greater Heights
NO | NO |  |  |  | 133-09086 |  | Aerogen, Inc. | AERONEB PRO-X CONTROLLER |  | AP-1500891 | KATY - RESPIRATORY | MHHS-Katy |  | Controller |  | 133-09086 |  | Katy |  | KATY - RESPIRATORY | [5 empty] | NEBULIZERS |  | CONTROLLER-Aerogen(Ire)Ltd-Aeroneb Pro-X Controlle | CONTROLLER | Aeroneb Pro-X Controller |  |  |  | Aerogen(Ire)Ltd | Controller |  | CONTROLLER-Aerogen(Ire)Ltd-Aeroneb Pro-X Controlle |  |  |  |  | Covered PM Repair - Biomedical | MHHS-Katy
NO | NO |  |  |  | 133-09088 |  | Aerogen, Inc. | AERONEB PRO-X CONTROLLER |  | AP-1500878 | KATY - RESPIRATORY | MHHS-Katy |  | Controller |  | 133-09088 |  | Katy |  | KATY - RESPIRATORY | [5 empty] | NEBULIZERS |  | CONTROLLER-Aerogen(Ire)Ltd-Aeroneb Pro-X Controlle | CONTROLLER | Aeroneb Pro-X Controller |  |  |  | Aerogen(Ire)Ltd | Controller |  | CONTROLLER-Aerogen(Ire)Ltd-Aeroneb Pro-X Controlle |  |  |  |  | Covered PM Repair - Biomedical | MHHS-Katy
NO | NO |  |  |  | AP-1506779 |  | Aerogen, Inc. | AERONEB PRO-X CONTROLLER |  | AP-1506779 | KATY - RESPIRATORY | MHHS-Katy |  | Controller |  | AP-1506779 |  | Katy |  | KATY - RESPIRATORY | [5 empty] | NEBULIZERS |  | CONTROLLER-Aerogen(Ire)Ltd-Aeroneb Pro-X Controlle | CONTROLLER | Aeroneb Pro-X Controller |  |  |  | Aerogen(Ire)Ltd | Controller |  | CONTROLLER-Aerogen(Ire)Ltd-Aeroneb Pro-X Controlle |  |  |  |  | Covered PM Repair - Biomedical | MHHS-Katy
NO | NO |  |  |  | AP-1705494 |  | Aerogen, Inc. | AERONEB PRO-X CONTROLLER |  | AP-1705494 | KATY - RESPIRATORY | MHHS-Katy |  | Controller |  | AP-1705494 |  | Katy |  | KATY - RESPIRATORY | [5 empty] | NEBULIZERS |  | CONTROLLER-Aerogen(Ire)Ltd-Aeroneb Pro-X Controlle | CONTROLLER | Aeroneb Pro-X Controller |  |  |  | Aerogen(Ire)Ltd | Controller |  | CONTROLLER-Aerogen(Ire)Ltd-Aeroneb Pro-X Controlle |  |  |  |  | Covered PM Repair - Biomedical | MHHS-Katy
NO | NO |  |  |  | AP-1808574 |  | Aerogen, Inc. | AERONEB PRO-X CONTROLLER |  | AP-1808574 | KATY - RESPIRATORY | MHHS-Katy |  | Controller |  | AP-1808574 |  | Katy |  | KATY - RESPIRATORY | [5 empty] | NEBULIZERS |  | CONTROLLER-Aerogen(Ire)Ltd-Aeroneb Pro-X Controlle | CONTROLLER | Aeroneb Pro-X Controller |  |  |  | Aerogen(Ire)Ltd | Controller |  | CONTROLLER-Aerogen(Ire)Ltd-Aeroneb Pro-X Controlle |  |  |  |  | Covered PM Repair - Biomedical | MHHS-Katy
NO | NO |  |  |  | AP-1808575 |  | Aerogen, Inc. | AERONEB PRO-X CONTROLLER |  | AP-1808575 | KATY - RESPIRATORY | MHHS-Katy |  | Controller |  | AP-1808575 |  | Katy |  | KATY - RESPIRATORY | [5 empty] | NEBULIZERS |  | CONTROLLER-Aerogen(Ire)Ltd-Aeroneb Pro-X Controlle | CONTROLLER | Aeroneb Pro-X Controller |  |  |  | Aerogen(Ire)Ltd | Controller |  | CONTROLLER-Aerogen(Ire)Ltd-Aeroneb Pro-X Controlle |  |  |  |  | Covered PM Repair - Biomedical | MHHS-Katy
NO | NO |  |  |  | AP-1808579 |  | Aerogen, Inc. | AERONEB PRO-X CONTROLLER |  | AP-1808579 | KATY - RESPIRATORY | MHHS-Katy |  | Controller |  | AP-1808579 |  | Katy |  | KATY - RESPIRATORY | [5 empty] | NEBULIZERS |  | CONTROLLER-Aerogen(Ire)Ltd-Aeroneb Pro-X Controlle | CONTROLLER | Aeroneb Pro-X Controller |  |  |  | Aerogen(Ire)Ltd | Controller |  | CONTROLLER-Aerogen(Ire)Ltd-Aeroneb Pro-X Controlle |  |  |  |  | Covered PM Repair - Biomedical | MHHS-Katy
NO | NO |  |  |  | AP-1808593 |  | Aerogen, Inc. | AERONEB PRO-X CONTROLLER |  | AP-1808593 | KATY - RESPIRATORY | MHHS-Katy |  | Controller |  | AP-1808593 |  | Katy |  | KATY - RESPIRATORY | [5 empty] | NEBULIZERS |  | CONTROLLER-Aerogen(Ire)Ltd-Aeroneb Pro-X Controlle | CONTROLLER | Aeroneb Pro-X Controller |  |  |  | Aerogen(Ire)Ltd | Controller |  | CONTROLLER-Aerogen(Ire)Ltd-Aeroneb Pro-X Controlle |  |  |  |  | Covered PM Repair - Biomedical | MHHS-Katy
NO | NO |  |  |  | 041-18908 |  | Aerogen, Inc. | AERONEB PRO-X CONTROLLER |  | ap-1500886 | MEMORIAL CITY - RESPIRATORY | MHHS-Mem City |  | Controller |  | 041-18908 |  | West & Memorial City |  | MEMORIAL CITY - RESPIRATORY | [5 empty] | NEBULIZERS |  | CONTROLLER-Aerogen(Ire)Ltd-Aeroneb Pro-X Controlle | CONTROLLER | Aeroneb Pro-X Controller |  |  |  | Aerogen(Ire)Ltd | Controller |  | CONTROLLER-Aerogen(Ire)Ltd-Aeroneb Pro-X Controlle |  |  |  |  | Covered PM Repair - Biomedical | MHHS-Mem City
NO | NO |  |  |  | 041-18909 |  | Aerogen, Inc. | AERONEB PRO-X CONTROLLER |  | ap-1502658 | MEMORIAL CITY - RESPIRATORY | MHHS-Mem City |  | Controller |  | 041-18909 |  | West & Memorial City |  | MEMORIAL CITY - RESPIRATORY | [5 empty] | NEBULIZERS |  | CONTROLLER-Aerogen(Ire)Ltd-Aeroneb Pro-X Controlle | CONTROLLER | Aeroneb Pro-X Controller |  |  |  | Aerogen(Ire)Ltd | Controller |  | CONTROLLER-Aerogen(Ire)Ltd-Aeroneb Pro-X Controlle |  |  |  |  | Covered PM Repair - Biomedical | MHHS-Mem City
NO | NO |  |  |  | 041-19388 |  | Aerogen, Inc. | AERONEB PRO-X CONTROLLER |  | ap-1502656 | MEMORIAL CITY - RESPIRATORY | MHHS-Mem City |  | Controller |  | 041-19388 |  | West & Memorial City |  | MEMORIAL CITY - RESPIRATORY | [5 empty] | NEBULIZERS |  | CONTROLLER-Aerogen(Ire)Ltd-Aeroneb Pro-X Controlle | CONTROLLER | Aeroneb Pro-X Controller |  |  |  | Aerogen(Ire)Ltd | Controller |  | CONTROLLER-Aerogen(Ire)Ltd-Aeroneb Pro-X Controlle |  |  |  |  | Covered PM Repair - Biomedical | MHHS-Mem City
NO | NO |  |  |  | 041-19389 |  | Aerogen, Inc. | AERONEB PRO-X CONTROLLER |  | ap-1500857 | MEMORIAL CITY - RESPIRATORY | MHHS-Mem City |  | Controller |  | 041-19389 |  | West & Memorial City |  | MEMORIAL CITY - RESPIRATORY | [5 empty] | NEBULIZERS |  | CONTROLLER-Aerogen(Ire)Ltd-Aeroneb Pro-X Controlle | CONTROLLER | Aeroneb Pro-X Controller |  |  |  | Aerogen(Ire)Ltd | Controller |  | CONTROLLER-Aerogen(Ire)Ltd-Aeroneb Pro-X Controlle |  |  |  |  | Covered PM Repair - Biomedical | MHHS-Mem City
NO | NO |  |  |  | 041-19390 |  | Aerogen, Inc. | AERONEB PRO-X CONTROLLER |  | ap-1502662 | MEMORIAL CITY - RESPIRATORY | MHHS-Mem City |  | Controller |  | 041-19390 |  | West & Memorial City |  | MEMORIAL CITY - RESPIRATORY | [5 empty] | NEBULIZERS |  | CONTROLLER-Aerogen(Ire)Ltd-Aeroneb Pro-X Controlle | CONTROLLER | Aeroneb Pro-X Controller |  |  |  | Aerogen(Ire)Ltd | Controller |  | CONTROLLER-Aerogen(Ire)Ltd-Aeroneb Pro-X Controlle |  |  |  |  | Covered PM Repair - Biomedical | MHHS-Mem City
NO | NO |  |  |  | 041-19391 |  | Aerogen, Inc. | AERONEB PRO-X CONTROLLER |  | ap-1502659 | MEMORIAL CITY - RESPIRATORY | MHHS-Mem City |  | Controller |  | 041-19391 |  | West & Memorial City |  | MEMORIAL CITY - RESPIRATORY | [5 empty] | NEBULIZERS |  | CONTROLLER-Aerogen(Ire)Ltd-Aeroneb Pro-X Controlle | CONTROLLER | Aeroneb Pro-X Controller |  |  |  | Aerogen(Ire)Ltd | Controller |  | CONTROLLER-Aerogen(Ire)Ltd-Aeroneb Pro-X Controlle |  |  |  |  | Covered PM Repair - Biomedical | MHHS-Mem City
NO | NO |  |  |  | 041-19392 |  | Aerogen, Inc. | AERONEB PRO-X CONTROLLER |  | ap-1500856 | MEMORIAL CITY - RESPIRATORY | MHHS-Mem City |  | Controller |  | 041-19392 |  | West & Memorial City |  | MEMORIAL CITY - RESPIRATORY | [5 empty] | NEBULIZERS |  | CONTROLLER-Aerogen(Ire)Ltd-Aeroneb Pro-X Controlle | CONTROLLER | Aeroneb Pro-X Controller |  |  |  | Aerogen(Ire)Ltd | Controller |  | CONTROLLER-Aerogen(Ire)Ltd-Aeroneb Pro-X Controlle |  |  |  |  | Covered PM Repair - Biomedical | MHHS-Mem City
NO | NO |  |  |  | 041-19393 |  | Aerogen, Inc. | AERONEB PRO-X CONTROLLER |  | ap-1500880 | MEMORIAL CITY - RESPIRATORY | MHHS-Mem City |  | Controller |  | 041-19393 |  | West & Memorial City |  | MEMORIAL CITY - RESPIRATORY | [5 empty] | NEBULIZERS |  | CONTROLLER-Aerogen(Ire)Ltd-Aeroneb Pro-X Controlle | CONTROLLER | Aeroneb Pro-X Controller |  |  |  | Aerogen(Ire)Ltd | Controller |  | CONTROLLER-Aerogen(Ire)Ltd-Aeroneb Pro-X Controlle |  |  |  |  | Covered PM Repair - Biomedical | MHHS-Mem City
NO | NO |  |  |  | 041-19394 |  | Aerogen, Inc. | AERONEB PRO-X CONTROLLER |  | ap-1500870 | MEMORIAL CITY - RESPIRATORY | MHHS-Mem City |  | Controller |  | 041-19394 |  | West & Memorial City |  | MEMORIAL CITY - RESPIRATORY | [5 empty] | NEBULIZERS |  | CONTROLLER-Aerogen(Ire)Ltd-Aeroneb Pro-X Controlle | CONTROLLER | Aeroneb Pro-X Controller |  |  |  | Aerogen(Ire)Ltd | Controller |  | CONTROLLER-Aerogen(Ire)Ltd-Aeroneb Pro-X Controlle |  |  |  |  | Covered PM Repair - Biomedical | MHHS-Mem City
NO | NO |  |  |  | 041-19395 |  | Aerogen, Inc. | AERONEB PRO-X CONTROLLER |  | ap-1502655 | MEMORIAL CITY - RESPIRATORY | MHHS-Mem City |  | Controller |  | 041-19395 |  | West & Memorial City |  | MEMORIAL CITY - RESPIRATORY | [5 empty] | NEBULIZERS |  | CONTROLLER-Aerogen(Ire)Ltd-Aeroneb Pro-X Controlle | CONTROLLER | Aeroneb Pro-X Controller |  |  |  | Aerogen(Ire)Ltd | Controller |  | CONTROLLER-Aerogen(Ire)Ltd-Aeroneb Pro-X Controlle |  |  |  |  | Covered PM Repair - Biomedical | MHHS-Mem City
NO | NO |  |  |  | 041-19397 |  | Aerogen, Inc. | AERONEB PRO-X CONTROLLER |  | ap-1502664 | MEMORIAL CITY - RESPIRATORY | MHHS-Mem City |  | Controller |  | 041-19397 |  | West & Memorial City |  | MEMORIAL CITY - RESPIRATORY | [5 empty] | NEBULIZERS |  | CONTROLLER-Aerogen(Ire)Ltd-Aeroneb Pro-X Controlle | CONTROLLER | Aeroneb Pro-X Controller |  |  |  | Aerogen(Ire)Ltd | Controller |  | CONTROLLER-Aerogen(Ire)Ltd-Aeroneb Pro-X Controlle |  |  |  |  | Covered PM Repair - Biomedical | MHHS-Mem City
NO | NO |  |  |  | 041-32958 |  | Aerogen, Inc. | AERONEB PRO-X CONTROLLER |  | AP-1902188 | MEMORIAL CITY - RESPIRATORY | MHHS-Mem City |  | Controller |  | 041-32958 |  | West & Memorial City |  | MEMORIAL CITY - RESPIRATORY | [5 empty] | NEBULIZERS |  | CONTROLLER-Aerogen(Ire)Ltd-Aeroneb Pro-X Controlle | CONTROLLER | Aeroneb Pro-X Controller |  |  |  | Aerogen(Ire)Ltd | Controller |  | CONTROLLER-Aerogen(Ire)Ltd-Aeroneb Pro-X Controlle |  |  |  |  | Covered PM Repair - Biomedical | MHHS-Mem City
NO | NO |  |  |  | AP-1902296 |  | Aerogen, Inc. | AERONEB PRO-X CONTROLLER |  | AP-1902296 | MEMORIAL CITY - RESPIRATORY | MHHS-Mem City |  | Controller |  | AP-1902296 |  | West & Memorial City |  | MEMORIAL CITY - RESPIRATORY | [5 empty] | NEBULIZERS |  | CONTROLLER-Aerogen(Ire)Ltd-Aeroneb Pro-X Controlle | CONTROLLER | Aeroneb Pro-X Controller |  |  |  | Aerogen(Ire)Ltd | Controller |  | CONTROLLER-Aerogen(Ire)Ltd-Aeroneb Pro-X Controlle |  |  |  |  | Covered PM Repair - Biomedical | MHHS-Mem City
NO | NO |  |  |  | 142-06744 |  | Aerogen, Inc. | AERONEB PRO-X CONTROLLER |  | AP-1502627 | NE - RESPIRATORY | MHHS-Northeast |  | Controller |  | 142-06744 |  | Katy |  | NE - RESPIRATORY | [5 empty] | NEBULIZERS |  | CONTROLLER-Aerogen(Ire)Ltd-Aeroneb Pro-X Controlle | CONTROLLER | Aeroneb Pro-X Controller |  |  |  | Aerogen(Ire)Ltd | Controller |  | CONTROLLER-Aerogen(Ire)Ltd-Aeroneb Pro-X Controlle |  |  |  |  | Covered PM Repair - Biomedical | MHHS-Northeast
NO | NO |  |  |  | 142-06748 |  | Aerogen, Inc. | AERONEB PRO-X CONTROLLER |  | AP-1502635 | NE - RESPIRATORY | MHHS-Northeast |  | Controller |  | 142-06748 |  | Katy |  | NE - RESPIRATORY | [5 empty] | NEBULIZERS |  | CONTROLLER-Aerogen(Ire)Ltd-Aeroneb Pro-X Controlle | CONTROLLER | Aeroneb Pro-X Controller |  |  |  | Aerogen(Ire)Ltd | Controller |  | CONTROLLER-Aerogen(Ire)Ltd-Aeroneb Pro-X Controlle |  |  |  |  | Covered PM Repair - Biomedical | MHHS-Northeast
NO | NO |  |  |  | 142-06898 |  | Aerogen, Inc. | AERONEB PRO-X CONTROLLER |  | AP-1413118 | NE - RESPIRATORY | MHHS-Northeast |  | Controller |  | 142-06898 |  | Katy |  | NE - RESPIRATORY | [5 empty] | NEBULIZERS |  | CONTROLLER-Aerogen(Ire)Ltd-Aeroneb Pro-X Controlle | CONTROLLER | Aeroneb Pro-X Controller |  |  |  | Aerogen(Ire)Ltd | Controller |  | CONTROLLER-Aerogen(Ire)Ltd-Aeroneb Pro-X Controlle |  |  |  |  | Covered PM Repair - Biomedical | MHHS-Northeast
NO | NO |  |  |  | 142-06959 |  | Aerogen, Inc. | AERONEB PRO-X CONTROLLER |  | AP-1500904 | NE - RESPIRATORY | MHHS-Northeast |  | Controller |  | 142-06959 |  | Katy |  | NE - RESPIRATORY | [5 empty] | NEBULIZERS |  | CONTROLLER-Aerogen(Ire)Ltd-Aeroneb Pro-X Controlle | CONTROLLER | Aeroneb Pro-X Controller |  |  |  | Aerogen(Ire)Ltd | Controller |  | CONTROLLER-Aerogen(Ire)Ltd-Aeroneb Pro-X Controlle |  |  |  |  | Covered PM Repair - Biomedical | MHHS-Northeast
NO | NO |  |  |  | 142-08030 |  | Aerogen, Inc. | AERONEB PRO-X CONTROLLER |  | AP-1806010 | NE - RESPIRATORY | MHHS-Northeast |  | Controller |  | 142-08030 |  | Katy |  | NE - RESPIRATORY | [5 empty] | NEBULIZERS |  | CONTROLLER-Aerogen(Ire)Ltd-Aeroneb Pro-X Controlle | CONTROLLER | Aeroneb Pro-X Controller |  |  |  | Aerogen(Ire)Ltd | Controller |  | CONTROLLER-Aerogen(Ire)Ltd-Aeroneb Pro-X Controlle |  |  |  |  | Not Covered Vendor Only - Biomedical | MHHS-Northeast
NO | NO |  |  |  | 145-01349 |  | Aerogen, Inc. | AERONEB PRO-X CONTROLLER |  |  | PEARLAND - RESPIRATORY THERAPY | MHHS-Pearland Hospital |  | Controller |  | 145-01349 |  | Pearland |  | PEARLAND - RESPIRATORY THERAPY | [5 empty] | NEBULIZERS |  | CONTROLLER-Aerogen(Ire)Ltd-Aeroneb Pro-X Controlle | CONTROLLER | Aeroneb Pro-X Controller |  |  |  | Aerogen(Ire)Ltd | Controller |  | CONTROLLER-Aerogen(Ire)Ltd-Aeroneb Pro-X Controlle |  |  |  |  | Not Covered Vendor Only - Biomedical | MHHS-Pearland Hospital
NO | NO |  |  |  | 013-37013 |  | Aerogen, Inc. | AERONEB PRO-X CONTROLLER |  |  | SW - RESPIRATORY | MHHS-Southwest |  | Controller |  | 013-37013 |  | Southwest |  | SW - RESPIRATORY | [5 empty] | NEBULIZERS |  | CONTROLLER-Aerogen(Ire)Ltd-Aeroneb Pro-X Controlle | CONTROLLER | Aeroneb Pro-X Controller |  |  |  | Aerogen(Ire)Ltd | Controller |  | CONTROLLER-Aerogen(Ire)Ltd-Aeroneb Pro-X Controlle |  |  |  |  | Covered PM Repair - Biomedical | MHHS-Southwest
NO | NO |  |  |  | 013-37014 |  | Aerogen, Inc. | AERONEB PRO-X CONTROLLER |  |  | SW - RESPIRATORY | MHHS-Southwest |  | Controller |  | 013-37014 |  | Southwest |  | SW - RESPIRATORY | [5 empty] | NEBULIZERS |  | CONTROLLER-Aerogen(Ire)Ltd-Aeroneb Pro-X Controlle | CONTROLLER | Aeroneb Pro-X Controller |  |  |  | Aerogen(Ire)Ltd | Controller |  | CONTROLLER-Aerogen(Ire)Ltd-Aeroneb Pro-X Controlle |  |  |  |  | Covered PM Repair - Biomedical | MHHS-Southwest
NO | NO |  |  |  | 013-37015 |  | Aerogen, Inc. | AERONEB PRO-X CONTROLLER |  |  | SW - RESPIRATORY | MHHS-Southwest |  | Controller |  | 013-37015 |  | Southwest |  | SW - RESPIRATORY | [5 empty] | NEBULIZERS |  | CONTROLLER-Aerogen(Ire)Ltd-Aeroneb Pro-X Controlle | CONTROLLER | Aeroneb Pro-X Controller |  |  |  | Aerogen(Ire)Ltd | Controller |  | CONTROLLER-Aerogen(Ire)Ltd-Aeroneb Pro-X Controlle |  |  |  |  | Covered PM Repair - Biomedical | MHHS-Southwest
NO | NO |  |  |  | 013-37017 |  | Aerogen, Inc. | AERONEB PRO-X CONTROLLER |  |  | SW - RESPIRATORY | MHHS-Southwest |  | Controller |  | 013-37017 |  | Southwest |  | SW - RESPIRATORY | [5 empty] | NEBULIZERS |  | CONTROLLER-Aerogen(Ire)Ltd-Aeroneb Pro-X Controlle | CONTROLLER | Aeroneb Pro-X Controller |  |  |  | Aerogen(Ire)Ltd | Controller |  | CONTROLLER-Aerogen(Ire)Ltd-Aeroneb Pro-X Controlle |  |  |  |  | Covered PM Repair - Biomedical | MHHS-Southwest
NO | NO |  |  |  | 069-46138 |  | Aerogen, Inc. | AERONEB PRO-X CONTROLLER |  | AP-1814043 | TMC - HERMANN - LIFE FLIGHT (11HP) | MHHS-TMC |  | Controller |  | 069-46138 |  | TMC |  | TMC - HERMANN - LIFE FLIGHT (11HP) | [5 empty] | NEBULIZERS |  | CONTROLLER-Aerogen(Ire)Ltd-Aeroneb Pro-X Controlle | CONTROLLER | Aeroneb Pro-X Controller |  |  |  | Aerogen(Ire)Ltd | Controller |  | CONTROLLER-Aerogen(Ire)Ltd-Aeroneb Pro-X Controlle |  |  |  |  | Covered PM Repair - Biomedical | MHHS-TMC
NO | NO |  |  |  | 069-46139 |  | Aerogen, Inc. | AERONEB PRO-X CONTROLLER |  | AP-1814048 | TMC - HERMANN - LIFE FLIGHT (11HP) | MHHS-TMC |  | Controller |  | 069-46139 |  | TMC |  | TMC - HERMANN - LIFE FLIGHT (11HP) | [5 empty] | NEBULIZERS |  | CONTROLLER-Aerogen(Ire)Ltd-Aeroneb Pro-X Controlle | CONTROLLER | Aeroneb Pro-X Controller |  |  |  | Aerogen(Ire)Ltd | Controller |  | CONTROLLER-Aerogen(Ire)Ltd-Aeroneb Pro-X Controlle |  |  |  |  | Covered PM Repair - Biomedical | MHHS-TMC
NO | NO |  |  |  | 069-46140 |  | Aerogen, Inc. | AERONEB PRO-X CONTROLLER |  | AP-1818761 | TMC - HERMANN - LIFE FLIGHT (11HP) | MHHS-TMC |  | Controller |  | 069-46140 |  | TMC |  | TMC - HERMANN - LIFE FLIGHT (11HP) | [5 empty] | NEBULIZERS |  | CONTROLLER-Aerogen(Ire)Ltd-Aeroneb Pro-X Controlle | CONTROLLER | Aeroneb Pro-X Controller |  |  |  | Aerogen(Ire)Ltd | Controller |  | CONTROLLER-Aerogen(Ire)Ltd-Aeroneb Pro-X Controlle |  |  |  |  | Covered PM Repair - Biomedical | MHHS-TMC
NO | NO |  |  |  | 069-46141 |  | Aerogen, Inc. | AERONEB PRO-X CONTROLLER |  | AP-1818766 | TMC - HERMANN - LIFE FLIGHT (11HP) | MHHS-TMC |  | Controller |  | 069-46141 |  | TMC |  | TMC - HERMANN - LIFE FLIGHT (11HP) | [5 empty] | NEBULIZERS |  | CONTROLLER-Aerogen(Ire)Ltd-Aeroneb Pro-X Controlle | CONTROLLER | Aeroneb Pro-X Controller |  |  |  | Aerogen(Ire)Ltd | Controller |  | CONTROLLER-Aerogen(Ire)Ltd-Aeroneb Pro-X Controlle |  |  |  |  | Covered PM Repair - Biomedical | MHHS-TMC
NO | NO |  |  |  | 069-46150 |  | Aerogen, Inc. | AERONEB PRO-X CONTROLLER |  | AP1818735 | TMC - HERMANN - LIFE FLIGHT (11HP) | MHHS-TMC |  | Controller |  | 069-46150 |  | TMC |  | TMC - HERMANN - LIFE FLIGHT (11HP) | [5 empty] | NEBULIZERS |  | CONTROLLER-Aerogen(Ire)Ltd-Aeroneb Pro-X Controlle | CONTROLLER | Aeroneb Pro-X Controller |  |  |  | Aerogen(Ire)Ltd | Controller |  | CONTROLLER-Aerogen(Ire)Ltd-Aeroneb Pro-X Controlle |  |  |  |  | Covered PM Repair - Biomedical | MHHS-TMC
NO | NO |  |  |  | 069-46151 |  | Aerogen, Inc. | AERONEB PRO-X CONTROLLER |  | AP-1814044 | TMC - HERMANN - LIFE FLIGHT (11HP) | MHHS-TMC |  | Controller |  | 069-46151 |  | TMC |  | TMC - HERMANN - LIFE FLIGHT (11HP) | [5 empty] | NEBULIZERS |  | CONTROLLER-Aerogen(Ire)Ltd-Aeroneb Pro-X Controlle | CONTROLLER | Aeroneb Pro-X Controller |  |  |  | Aerogen(Ire)Ltd | Controller |  | CONTROLLER-Aerogen(Ire)Ltd-Aeroneb Pro-X Controlle |  |  |  |  | Covered PM Repair - Biomedical | MHHS-TMC
NO | NO |  |  |  | 1/1/2001 |  | Aerogen, Inc. | AERONEB PRO-X CONTROLLER |  | ap081690 | TMC - RESPIRATORY - ADULT | MHHS-TMC |  | Controller |  | 1/1/2001 |  | TMC |  | TMC - RESPIRATORY - ADULT | [5 empty] | NEBULIZERS |  | CONTROLLER-Aerogen(Ire)Ltd-Aeroneb Pro-X Controlle | CONTROLLER | Aeroneb Pro-X Controller |  |  |  | Aerogen(Ire)Ltd | Controller |  | CONTROLLER-Aerogen(Ire)Ltd-Aeroneb Pro-X Controlle |  |  |  |  | Covered PM Repair - Biomedical | MHHS-TMC
NO | NO | [5 empty] | Aerogen, Inc. | AERONEB PRO-X CONTROLLER |  | ap081679 | TMC - RESPIRATORY - ADULT | MHHS-TMC |  | Controller |  |  |  | TMC |  | TMC - RESPIRATORY - ADULT | [5 empty] | NEBULIZERS |  | CONTROLLER-Aerogen(Ire)Ltd-Aeroneb Pro-X Controlle | CONTROLLER | Aeroneb Pro-X Controller |  |  |  | Aerogen(Ire)Ltd | Controller |  | CONTROLLER-Aerogen(Ire)Ltd-Aeroneb Pro-X Controlle |  |  |  |  | Covered PM Repair - Biomedical | MHHS-TMC
NO | NO | [5 empty] | Aerogen, Inc. | AERONEB PRO-X CONTROLLER |  | ap071663 | TMC - RESPIRATORY - ADULT | MHHS-TMC |  | Controller |  |  |  | TMC |  | TMC - RESPIRATORY - ADULT | [5 empty] | NEBULIZERS |  | CONTROLLER-Aerogen(Ire)Ltd-Aeroneb Pro-X Controlle | CONTROLLER | Aeroneb Pro-X Controller |  |  |  | Aerogen(Ire)Ltd | Controller |  | CONTROLLER-Aerogen(Ire)Ltd-Aeroneb Pro-X Controlle |  |  |  |  | Covered PM Repair - Biomedical | MHHS-TMC
NO | NO | [5 empty] | Aerogen, Inc. | AERONEB PRO-X CONTROLLER |  | ap081657 | TMC - RESPIRATORY - ADULT | MHHS-TMC |  | Controller |  |  |  | TMC |  | TMC - RESPIRATORY - ADULT | [5 empty] | NEBULIZERS |  | CONTROLLER-Aerogen(Ire)Ltd-Aeroneb Pro-X Controlle | CONTROLLER | Aeroneb Pro-X Controller |  |  |  | Aerogen(Ire)Ltd | Controller |  | CONTROLLER-Aerogen(Ire)Ltd-Aeroneb Pro-X Controlle |  |  |  |  | Covered PM Repair - Biomedical | MHHS-TMC
NO | NO | [5 empty] | Aerogen, Inc. | AERONEB PRO-X CONTROLLER |  | ap081648 | TMC - RESPIRATORY - ADULT | MHHS-TMC |  | Controller |  |  |  | TMC |  | TMC - RESPIRATORY - ADULT | [5 empty] | NEBULIZERS |  | CONTROLLER-Aerogen(Ire)Ltd-Aeroneb Pro-X Controlle | CONTROLLER | Aeroneb Pro-X Controller |  |  |  | Aerogen(Ire)Ltd | Controller |  | CONTROLLER-Aerogen(Ire)Ltd-Aeroneb Pro-X Controlle |  |  |  |  | Covered PM Repair - Biomedical | MHHS-TMC
NO | NO | [5 empty] | Aerogen, Inc. | AERONEB PRO-X CONTROLLER |  | ap081681 | TMC - RESPIRATORY - ADULT | MHHS-TMC |  | Controller |  |  |  | TMC |  | TMC - RESPIRATORY - ADULT | [5 empty] | NEBULIZERS |  | CONTROLLER-Aerogen(Ire)Ltd-Aeroneb Pro-X Controlle | CONTROLLER | Aeroneb Pro-X Controller |  |  |  | Aerogen(Ire)Ltd | Controller |  | CONTROLLER-Aerogen(Ire)Ltd-Aeroneb Pro-X Controlle |  |  |  |  | Covered PM Repair - Biomedical | MHHS-TMC
NO | NO | [5 empty] | Aerogen, Inc. | AERONEB PRO-X CONTROLLER |  | ap081675 | TMC - RESPIRATORY - ADULT | MHHS-TMC |  | Controller |  |  |  | TMC |  | TMC - RESPIRATORY - ADULT | [5 empty] | NEBULIZERS |  | CONTROLLER-Aerogen(Ire)Ltd-Aeroneb Pro-X Controlle | CONTROLLER | Aeroneb Pro-X Controller |  |  |  | Aerogen(Ire)Ltd | Controller |  | CONTROLLER-Aerogen(Ire)Ltd-Aeroneb Pro-X Controlle |  |  |  |  | Covered PM Repair - Biomedical | MHHS-TMC
NO | NO |  |  |  | 2/2/2014 |  | Aerogen, Inc. | AERONEB PRO-X CONTROLLER |  | ap081664 | TMC - RESPIRATORY - ADULT | MHHS-TMC |  | Controller |  | 2/2/2014 |  | TMC |  | TMC - RESPIRATORY - ADULT | [5 empty] | NEBULIZERS |  | CONTROLLER-Aerogen(Ire)Ltd-Aeroneb Pro-X Controlle | CONTROLLER | Aeroneb Pro-X Controller |  |  |  | Aerogen(Ire)Ltd | Controller |  | CONTROLLER-Aerogen(Ire)Ltd-Aeroneb Pro-X Controlle |  |  |  |  | Covered PM Repair - Biomedical | MHHS-TMC
NO | NO |  |  |  | 029-10850 |  | Aerogen, Inc. | AERONEB PRO-X CONTROLLER |  | AP-1504552 | WOODLANDS - RESPIRATORY | MHHS-Woodlands |  | Controller |  | 029-10850 |  | Woodlands |  | WOODLANDS - RESPIRATORY | [5 empty] | NEBULIZERS |  | CONTROLLER-Aerogen(Ire)Ltd-Aeroneb Pro-X Controlle | CONTROLLER | Aeroneb Pro-X Controller |  |  |  | Aerogen(Ire)Ltd | Controller |  | CONTROLLER-Aerogen(Ire)Ltd-Aeroneb Pro-X Controlle |  |  |  |  | Covered PM Repair - Biomedical | MHHS-Woodlands
YES | YES | Serial Number CNL |  |  | 151-03007 |  | Aeroneb | Pro x |  | CNL | Cardio pulmonary |  |  |  |  | 151-03007 |  | Katy | Memorial Hermann Northeast Hospital | Cardio pulmonary | Storage |  |  |  | No p.m.
YES | YES |  |  |  | 099-13813 | 099-13813 | Aeroneb | Pro-X |  | AP-1404896 | SW - RESPIRATORY |  |  |  |  | 099-13813 | 099-13813 | Southwest | Memorial Hermann Southwest Hospital | SW - RESPIRATORY | NICU CLEAN EQUIP STORAGE
YES | YES |  |  |  | 099-14213 | 099-14213 | Aeroneb | Pro-x |  | AP-081654 | TMC - RESPIRATORY - ADULT |  |  |  |  | 099-14213 | 099-14213 | TMC | Memorial Hermann-Texas Medical Center | TMC - RESPIRATORY - ADULT | Supply room
YES | YES |  |  |  | 099-07876 | 099-07876 | Aeroneb | Pro-x |  | Ap-1411285 | SE - EMERGENCY CENTER |  |  |  |  | 099-07876 | 099-07876 | Southeast | Memorial hermann -south east | SE - EMERGENCY CENTER | Hallway |  |  | 5/1/16
NO | NO | [5 empty] | Aeros Instruments Inc |  |  | pax0039 | SW - HYPERBARIC | MHHS-Southwest |  | Washers, Microplate |  |  |  | Southwest |  | SW - HYPERBARIC | [5 empty] | ASPIRATORS |  | MISCELLANEOUS-AwarenessTechnology-2600 | MISCELLANEOUS |  |  |  |  | AwarenessTechnology | Washers, Microplate |  |  | MISCELLANEOUS-AwarenessTechnology-2600 |  |  |  | Covered PM Repair - Biomedical | MHHS-Southwest
NO | YES |  |  |  | 029-12913 | 029-12913 | Aeros Instruments Inc | CARE-E-VAC III |  | CEV3Y01091 | Woodlands-Sterile Processing | MHHS-Woodlands |  |  |  | 029-12913 | 029-12913 | Woodlands | MHHS-Woodlands | Woodlands-Sterile Processing |  | 11/1/20 |  | 11/1/20 |  | ASPIRATORS | Aspirator (Suction Pump) | ASPIRATORSUCTPUMP-Ohio Medical-Care-e-vac 3 |  |  |  |  | ASPIRATORSUCTPUMP-Ohio Medical-Care-e-vac 3 | Aeros Inst |  |  |  |  | 12/1/20 |  |  | Not Covered Vendor Only - Biomedical | MHHS-Woodlands | [8 empty] | ASPIRATORSUCTPUMP | Aspirator (Suction Pump) | Ohio Medical
YES | YES |  |  |  | 099-05739 | 099-05739 | AeroScout | M200 |  | Nsn | Memorial Hermann- Texas Medical Center Robitson |  |  |  |  | 099-05739 | 099-05739 |  | TMC | Memorial Hermann- Texas Medical Center Robitson | CICU | 3/1/20 |  |  | No PM Sticker |  |  | ALARMBED-Stanley Healthcare-M200
YES | YES |  |  |  | 099-05741 | 099-05741 | AeroScout | M200 |  | Nsn | Memorial Hermann- Texas Medical Center Ribinson |  |  |  |  | 099-05741 | 099-05741 |  | TMC | Memorial Hermann- Texas Medical Center Ribinson | CICU 01 | 3/1/20 |  |  | No PM Sticker |  |  | ALARMBED-Stanley Healthcare-M200
YES | YES |  |  |  | 099-06566 | 099-06566 | AeroScout | M200 |  | Nsn | Floo 5 Sarefin |  |  |  |  | 099-06566 | 099-06566 |  | Memorial Hermann- Texas Medical Center - 5floor | Floo 5 Sarefin |  | 4/1/20 |  |  | No PM Sticker |  |  | ALARMBED-Stanley Healthcare-M200
YES | YES |  |  |  | 099-06570 | 099-06570 | AeroScout | M200 |  | Nsn | Floo 5 Sarefin |  |  |  |  | 099-06570 | 099-06570 |  | Memorial Hermann- Texas Medical Center - 5floor | Floo 5 Sarefin |  | 4/1/20 |  |  | No PM Sticker |  |  | ALARMBED-Stanley Healthcare-M200
YES | YES |  |  |  | 099-06576 | 099-06576 | AeroScout | M200 |  | Nsn | Floo 5 Sarefin |  |  |  |  | 099-06576 | 099-06576 |  | Memorial Hermann- Texas Medical Center - 5floor | Floo 5 Sarefin |  | 4/1/20 |  |  | No PM Sticker |  |  | ALARMBED-Stanley Healthcare-M200
YES | YES |  |  |  | 099-06998 | 099-06998 | AeroScout | M200 |  | Nsn | Floo 5 Sarefin |  |  |  |  | 099-06998 | 099-06998 |  | Memorial Hermann- Texas Medical Center - 5floor | Floo 5 Sarefin |  | 4/1/20 |  |  | No PM Sticker |  |  | ALARMBED-Stanley Healthcare-M200
YES | YES |  |  |  | 099-13737 | 099-13737 | AeroScout Inc | M200 |  | Nsn | SW - ICU - NEURO |  |  |  |  | 099-13737 | 099-13737 | Southwest | Memorial Hermann Southwest Hospital Emergency Center | SW - ICU - NEURO | ER | [6 empty] | ALARMBED-Stanley Healthcare-M200
YES | YES |  |  |  | 099-13722 | 099-13722 | AeroScout Inc | M200 |  |  | SW -ER |  |  |  |  | 099-13722 | 099-13722 | Southwest | Memorial Hermann Southwest Hospital Emergency Center | SW -ER | Pod A Room 9 | [6 empty] | ALARMBED-Stanley Healthcare-M200
YES | YES |  |  |  | 099-08805 | 099-08805 | AeroScout Inc | M200 |  | Nsn | SW - ER |  |  |  |  | 099-08805 | 099-08805 | Southwest | Memorial Hermann Southwest Hospital Emergency Center | SW - ER | Pod A 24 |  |  |  | No PM Sticker |  |  | ALARMBED-Stanley Healthcare-M200
YES | YES |  |  |  | 099-13696 | 099-13696 | AeroScout Inc | M200 |  |  | SW - ER |  |  |  |  | 099-13696 | 099-13696 | Southwest | Memorial Hermann Southwest Hospital Emergency Center | SW - ER | Pod b | [6 empty] | ALARMBED-Stanley Healthcare-M200
YES | YES |  |  |  | 099-13695 | 099-13695 | AeroScout Inc | M200 |  |  | SW - ER |  |  |  |  | 099-13695 | 099-13695 | Southwest | Memorial Hermann Southwest Hospital Emergency Center | SW - ER | Pod b | [6 empty] | ALARMBED-Stanley Healthcare-M200
YES | YES |  |  |  | 099-13693 | 099-13693 | AeroScout Inc | M200 |  |  | SW - ER |  |  |  |  | 099-13693 | 099-13693 | Southwest | Memorial Hermann Southwest Hospital Emergency Center | SW - ER | Pod b | [6 empty] | ALARMBED-Stanley Healthcare-M200
YES | YES |  |  |  | 099-08811 | 099-08811 | AeroScout Inc | M200 |  | Nsn | SW - ER |  |  |  |  | 099-08811 | 099-08811 | Southwest | Memorial Hermann Southwest Hospital Emergency Center | SW - ER | Pod B 36 |  |  |  | No PM Sticker |  |  | ALARMBED-Stanley Healthcare-M200
YES | YES |  |  |  | 099-08814 | 099-08814 | AeroScout Inc | M200 |  |  | SW - ER |  |  |  |  | 099-08814 | 099-08814 | Southwest | Memorial Hermann Southwest Hospital Emergency Center | SW - ER | Pod C 47 |  |  |  | No PM Sticker |  |  | ALARMBED-Stanley Healthcare-M200
YES | YES |  |  |  | 099-08819 | 099-08819 | AeroScout Inc | M200 |  | Nsn | SW - ER |  |  |  |  | 099-08819 | 099-08819 | Southwest | Memorial Hermann Southwest Hospital Emergency Center | SW - ER | Pod C 40 |  |  |  | No PM Sticker |  |  | ALARMBED-Stanley Healthcare-M200
YES | YES |  |  |  | 099-14154 | 099-14154 | AeroScout Inc | M200 |  | Nsn | Biomed shop |  |  |  |  | 099-14154 | 099-14154 | Southwest | Memorial Hermann Southwest Hospital | Biomed shop | Biomed shop | [6 empty] | ALARMBED-Stanley Healthcare-M200
YES | YES |  |  |  | 099-14442 | 099-14442 | AeroScout Inc | M200 |  | Nsn | SW - SENIOR MEDICINE |  |  |  |  | 099-14442 | 099-14442 | Southwest | Memorial Hermann Southwest Hospital | SW - SENIOR MEDICINE |  |  |  |  | No PM Sticker |  |  | ALARMBED-Stanley Healthcare-M200
YES | YES |  |  |  | 099-14147 | 099-14147 | AeroScout Inc | M200 |  | Nsn | Medsurg |  |  |  |  | 099-14147 | 099-14147 | Southwest | Memorial Hermann Southwest Hospital | Medsurg | Room 1012 |  |  |  | No pm required |  |  | ALARMBED-Stanley Healthcare-M200
YES | YES |  |  |  | 099-14440 | 099-14440 | AeroScout Inc | M200 |  | Nsn | SW - SENIOR MEDICINE |  |  |  |  | 099-14440 | 099-14440 | Southwest | Memorial Hermann Southwest Hospital | SW - SENIOR MEDICINE |  |  |  |  | No PM Sticker |  |  | ALARMBED-Stanley Healthcare-M200
YES | YES |  |  |  | 099-14310 | 099-14310 | AeroScout Inc | M200 |  | Nsn | Medsurg |  |  |  |  | 099-14310 | 099-14310 | Southwest | Memorial Hermann Southwest Hospital | Medsurg | Room 1003 |  |  |  | No pm required, no serial number |  |  | ALARMBED-Stanley Healthcare-M200
YES | YES |  |  |  | 099-14839 | 099-14839 | AeroScout Inc | M200 |  |  | SW - TRANSITION CARE UNIT |  |  |  |  | 099-14839 | 099-14839 | Southwest | Memorial Hermann Southwest Hospital | SW - TRANSITION CARE UNIT | 7th | 3/1/20 | [5 empty] | ALARMBED-Stanley Healthcare-M200
YES | YES |  |  |  | 099-14838 | 099-14838 | AeroScout Inc | M200 |  |  | SW - TRANSITION CARE UNIT |  |  |  |  | 099-14838 | 099-14838 | Southwest | Memorial Hermann Southwest Hospital | SW - TRANSITION CARE UNIT | 7th | [6 empty] | ALARMBED-Stanley Healthcare-M200
YES | YES |  |  |  | 099-13274 | 099-13274 | AeroScout Inc | M200 |  |  | SW - 9th |  |  |  |  | 099-13274 | 099-13274 | Southwest | Memorial Hermann Southwest Hospital | SW - 9th | 9th | 3/1/20 |  | 3/1/20 |  |  |  | ALARMBED-Stanley Healthcare-M200
YES | YES |  |  |  | 099-14836 | 099-14836 | AeroScout Inc | M200 |  |  | SW - 9th |  |  |  |  | 099-14836 | 099-14836 | Southwest | Memorial Hermann Southwest Hospital | SW - 9th | 9th | [6 empty] | ALARMBED-Stanley Healthcare-M200
YES | YES |  |  |  | 099-14435 | 099-14435 | AeroScout Inc | M200 |  | Nsn | Med Surg |  |  |  |  | 099-14435 | 099-14435 | Southwest | Memorial Hermann Southwest Hospital | Med Surg |  | 3/1/20 |  |  | No PM Sticker |  |  | ALARMBED-Stanley Healthcare-M200
YES | YES |  |  |  | 099-14296 | 099-14296 | AeroScout Inc | M200 |  | Nsn | 9th floor surgical |  |  |  |  | 099-14296 | 099-14296 | Southwest | Memorial Hermann Southwest Hospital | 9th floor surgical |  | 3/1/20 |  |  | No pm required |  |  | ALARMBED-Stanley Healthcare-M200
YES | YES |  |  |  | 099-14835 | 099-14835 | AeroScout Inc | M200 |  |  | SW - 9th |  |  |  |  | 099-14835 | 099-14835 | Southwest | Memorial Hermann Southwest Hospital | SW - 9th | 9th | [6 empty] | ALARMBED-Stanley Healthcare-M200
YES | YES |  |  |  | 099-14451 | 099-14451 | AeroScout Inc | M200 |  | Nsn | SW - MED/SURG FLOORS |  |  |  |  | 099-14451 | 099-14451 | Southwest | Memorial Hermann Southwest Hospital | SW - MED/SURG FLOORS |  |  |  |  | No PM Sticker |  |  | ALARMBED-Stanley Healthcare-M200
YES | YES |  |  |  | 099-13275 | 099-13275 | AeroScout Inc | M200 |  |  | 9th |  |  |  |  | 099-13275 | 099-13275 | Southwest | Memorial Hermann Southwest Hospital | 9th | 9th |  | 3/1/20 |  | No PM |  |  | ALARMBED-Stanley Healthcare-M200
YES | YES |  |  |  | 099-14832 | 099-14832 | AeroScout Inc | M200 |  |  | SW - 9th |  |  |  |  | 099-14832 | 099-14832 | Southwest | Memorial Hermann Southwest Hospital | SW - 9th | 9th | [6 empty] | ALARMBED-Stanley Healthcare-M200
YES | YES |  |  |  | 099-14449 | 099-14449 | AeroScout Inc | M200 |  | Nsn | SW - MED/SURG FLOORS |  |  |  |  | 099-14449 | 099-14449 | Southwest | Memorial Hermann Southwest Hospital | SW - MED/SURG FLOORS |  |  |  |  | No PM Sticker |  |  | ALARMBED-Stanley Healthcare-M200
YES | YES |  |  |  | 099-14828 | 099-14828 | AeroScout Inc | M200 |  |  | SW - 8th |  |  |  |  | 099-14828 | 099-14828 | Southwest | Memorial Hermann Southwest Hospital | SW - 8th | Rehab | [6 empty] | ALARMBED-Stanley Healthcare-M200
YES | YES |  |  |  | 099-14302 | 099-14302 | AeroScout Inc | M200 |  |  | SW - Rehab 8th floor |  |  |  |  | 099-14302 | 099-14302 | Southwest | Memorial Hermann Southwest Hospital | SW - Rehab 8th floor |  |  |  |  | No pm required |  |  | ALARMBED-Stanley Healthcare-M200
YES | YES |  |  |  | 099-14825 | 099-14825 | AeroScout Inc | M200 |  |  | SW - 8th |  |  |  |  | 099-14825 | 099-14825 | Southwest | Memorial Hermann Southwest Hospital | SW - 8th | Rehab | [6 empty] | ALARMBED-Stanley Healthcare-M200
YES | YES |  |  |  | 099-14177 | 099-14177 | AeroScout Inc | M200 |  |  | SW - Rehab 8th floor |  |  |  |  | 099-14177 | 099-14177 | Southwest | Memorial Hermann Southwest Hospital | SW - Rehab 8th floor |  |  |  |  | No pm required |  |  | ALARMBED-Stanley Healthcare-M200
YES | YES |  |  |  | 099-14823 | 099-14823 | AeroScout Inc | M200 |  |  | SW - 8th |  |  |  |  | 099-14823 | 099-14823 | Southwest | Memorial Hermann Southwest Hospital | SW - 8th | Rehab | [6 empty] | ALARMBED-Stanley Healthcare-M200
YES | YES |  |  |  | 099-14820 | 099-14820 | AeroScout Inc | M200 |  |  | SW - 8th |  |  |  |  | 099-14820 | 099-14820 | Southwest | Memorial Hermann Southwest Hospital | SW - 8th | Rehab | [6 empty] | ALARMBED-Stanley Healthcare-M200
YES | YES |  |  |  | 099-13304 | 099-13304 | AeroScout Inc | M200 |  | Nsn | SW - 7 Neuro |  |  |  |  | 099-13304 | 099-13304 | Southwest | Memorial Hermann Southwest Hospital | SW - 7 Neuro |  |  |  |  | No PM Sticker |  |  | ALARMBED-Stanley Healthcare-M200
YES | YES |  |  |  | 099-14298 | 099-14298 | AeroScout Inc | M200 |  |  | Neuroscience-7th floor |  |  |  |  | 099-14298 | 099-14298 | Southwest | Memorial Hermann Southwest Hospital | Neuroscience-7th floor | ICU 43 |  |  |  | No pm required |  |  | ALARMBED-Stanley Healthcare-M200
YES | YES |  |  |  | 099-14194 | 099-14194 | AeroScout Inc | M200 |  | Nsn | 6th floor |  |  |  |  | 099-14194 | 099-14194 | Southwest | Memorial Hermann Southwest Hospital | 6th floor | Room 604 |  | 3/1/20 |  | No pm required |  |  | ALARMBED-Stanley Healthcare-M200
YES | YES |  |  |  | 099-14444 | 099-14444 | AeroScout Inc | M200 |  | Nsn | SW - 6 |  |  |  |  | 099-14444 | 099-14444 | Southwest | Memorial Hermann Southwest Hospital | SW - 6 |  |  |  |  | No PM Sticker |  |  | ALARMBED-Stanley Healthcare-M200
YES | YES |  |  |  | 099-13247 | 099-13247 | AeroScout Inc | M200 |  |  | 6th floo |  |  |  |  | 099-13247 | 099-13247 | Southwest | Memorial Hermann Southwest Hospital | 6th floo | 6th floor | 3/1/20 |  |  | No PM |  |  | ALARMBED-Stanley Healthcare-M200
YES | YES |  |  |  | 099-14817 | 099-14817 | AeroScout Inc | M200 |  |  | SW - 6th Medicine Unit |  |  |  |  | 099-14817 | 099-14817 | Southwest | Memorial Hermann Southwest Hospital | SW - 6th Medicine Unit | B wing | [6 empty] | ALARMBED-Stanley Healthcare-M200
YES | YES |  |  |  | 099-14814 | 099-14814 | AeroScout Inc | M200 |  |  | SW - 6th Medicine Unit |  |  |  |  | 099-14814 | 099-14814 | Southwest | Memorial Hermann Southwest Hospital | SW - 6th Medicine Unit | B wing | [6 empty] | ALARMBED-Stanley Healthcare-M200
YES | YES |  |  |  | 099-13249 | 099-13249 | AeroScout Inc | M200 |  |  | 6th floor |  |  |  |  | 099-13249 | 099-13249 | Southwest | Memorial Hermann Southwest Hospital | 6th floor | 6th floor |  |  |  | No PM Sticker |  |  | ALARMBED-Stanley Healthcare-M200
YES | YES |  |  |  | 099-13251 | 099-13251 | AeroScout Inc | M200 |  |  | 6th floor |  |  |  |  | 099-13251 | 099-13251 | Southwest | Memorial Hermann Southwest Hospital | 6th floor | 6th floor |  |  |  | No PM sticker |  |  | ALARMBED-Stanley Healthcare-M200
YES | YES |  |  |  | 099-14430 | 099-14430 | AeroScout Inc | M200 |  | Nsn | SW - 6 |  |  |  |  | 099-14430 | 099-14430 | Southwest | Memorial Hermann Southwest Hospital | SW - 6 |  |  |  |  | No PM Sticker |  |  | ALARMBED-Stanley Healthcare-M200
YES | YES |  |  |  | 099-14429 | 099-14429 | AeroScout Inc | M200 |  |  | SW - 6 |  |  |  |  | 099-14429 | 099-14429 | Southwest | Memorial Hermann Southwest Hospital | SW - 6 |  |  |  |  | No PM Sticker |  |  | ALARMBED-Stanley Healthcare-M200
YES | YES |  |  |  | 099-14809 | 099-14809 | AeroScout Inc | M200 |  |  | SW - 6th Medicine Unit |  |  |  |  | 099-14809 | 099-14809 | Southwest | Memorial Hermann Southwest Hospital | SW - 6th Medicine Unit | B wing | [6 empty] | ALARMBED-Stanley Healthcare-M200
YES | YES |  |  |  | 099-14808 | 099-14808 | AeroScout Inc | M200 |  |  | SW - 6th Medicine Unit |  |  |  |  | 099-14808 | 099-14808 | Southwest | Memorial Hermann Southwest Hospital | SW - 6th Medicine Unit | B wing | [6 empty] | ALARMBED-Stanley Healthcare-M200
YES | YES |  |  |  | 099-14806 | 099-14806 | AeroScout Inc | M200 |  |  | SW - 6th Medicine Unit |  |  |  |  | 099-14806 | 099-14806 | Southwest | Memorial Hermann Southwest Hospital | SW - 6th Medicine Unit | B wing | [6 empty] | ALARMBED-Stanley Healthcare-M200
YES | YES |  |  |  | 099-14786 | 099-14786 | AeroScout Inc | M200 |  |  | SW - 6th Medicine Unit |  |  |  |  | 099-14786 | 099-14786 | Southwest | Memorial Hermann Southwest Hospital | SW - 6th Medicine Unit | B wing | [6 empty] | ALARMBED-Stanley Healthcare-M200
YES | YES |  |  |  | 099-14180 | 099-14180 | AeroScout Inc | M200 |  | Nsn | 6th floor |  |  |  |  | 099-14180 | 099-14180 | Southwest | Memorial Hermann Southwest Hospital | 6th floor | Room 680 | 3/1/20 |  |  | No pm required |  |  | ALARMBED-Stanley Healthcare-M200
YES | YES |  |  |  | 099-13309 | 099-13309 | AeroScout Inc | M200 |  | Nsn | SW - ER |  |  |  |  | 099-13309 | 099-13309 | Southwest | Memorial Hermann Southwest Hospital | SW - ER | Pod B 28 |  |  |  | No PM Sticker |  |  | ALARMBED-Stanley Healthcare-M200
YES | YES | Serial Number Cnf |  |  | 099-13253 | 099-13253 | AeroScout Inc | M200 |  | CNF | Er |  |  |  |  | 099-13253 | 099-13253 | Southwest | Memorial Hermann Southwest Hospital | Er | ER pod b 29 |  | 3/1/20 |  | No PM sticker |  |  | ALARMBED-Stanley Healthcare-M200
YES | YES |  |  |  | 099-13311 | 099-13311 | AeroScout Inc | M200 |  | Nsn | SW - ER |  |  |  |  | 099-13311 | 099-13311 | Southwest | Memorial Hermann Southwest Hospital | SW - ER | Pod B 25 |  |  |  | No PM Sticker |  |  | ALARMBED-Stanley Healthcare-M200
YES | YES | Serial Number Cnf |  |  | 099-12068 | 099-12068 | AeroScout Inc | M200 |  | Cnf | Emergancy room |  |  |  |  | 099-12068 | 099-12068 | Southwest | Memorial Hermann Southwest Hospital | Emergancy room | Trauma 4 | 3/1/20 | [5 empty] | ALARMBED-Stanley Healthcare-M200
YES | YES |  |  |  | 099-13316 | 099-13316 | AeroScout Inc | M200 |  | Nsn | SW - ER |  |  |  |  | 099-13316 | 099-13316 | Southwest | Memorial Hermann Southwest Hospital | SW - ER | Pod B 31 |  |  |  | No PM Sticker |  |  | ALARMBED-Stanley Healthcare-M200
YES | YES |  |  |  | 099-13318 | 099-13318 | AeroScout Inc | M200 |  | Nsn | SW - ER |  |  |  |  | 099-13318 | 099-13318 | Southwest | Memorial Hermann Southwest Hospital | SW - ER | Pod B 35 |  |  |  | No PM Sticker |  |  | ALARMBED-Stanley Healthcare-M200
YES | YES |  |  |  | 099-13301 | 099-13301 | AeroScout Inc | M200 |  |  | ER |  |  |  |  | 099-13301 | 099-13301 | Southwest | Memorial Hermann Southwest Hospital | ER | 32B | 3/1/20 |  |  | No PM Sticker |  |  | ALARMBED-Stanley Healthcare-M200
YES | YES |  |  |  | 099-14670 | 099-14670 | AeroScout Inc | M200 |  |  | TMC - HVI - CVIMU (8HVI) |  |  |  |  | 099-14670 | 099-14670 | TMC | Memorial Hermann-Texas Medical Center | TMC - HVI - CVIMU (8HVI) | CVIMU (8HVI) | [6 empty] | ALARMBED-Stanley Healthcare-M200
YES | YES |  |  |  | 099-12258 | 099-12258 | AeroScout Inc | M200 |  | Nsn | TMC - HVI - CVIMU (8HVI) |  |  |  |  | 099-12258 | 099-12258 | TMC | Memorial Hermann-Texas Medical Center | TMC - HVI - CVIMU (8HVI) |  |  |  |  | No PM Sticker |  |  | ALARMBED-Stanley Healthcare-M200
YES | YES |  |  |  | 099-14666 | 099-14666 | AeroScout Inc | M200 |  |  | TMC - HVI - CVIMU (8HVI) |  |  |  |  | 099-14666 | 099-14666 | TMC | Memorial Hermann-Texas Medical Center | TMC - HVI - CVIMU (8HVI) | CVIMU (8HVI) | [6 empty] | ALARMBED-Stanley Healthcare-M200
YES | YES |  |  |  | 099-13747 | 099-13747 | AeroScout Inc | M200 |  |  | HVI CVIMU |  |  |  |  | 099-13747 | 099-13747 | TMC | Memorial Hermann- Texas Medical Center | HVI CVIMU |  |  |  |  | No PM Sticker |  |  | ALARMBED-Stanley Healthcare-M200
YES | YES |  |  |  | 099-14663 | 099-14663 | AeroScout Inc | M200 |  |  | TMC - HVI - CVIMU (8HVI) |  |  |  |  | 099-14663 | 099-14663 | TMC | Memorial Hermann-Texas Medical Center | TMC - HVI - CVIMU (8HVI) | CVIMU (8HVI) | [6 empty] | ALARMBED-Stanley Healthcare-M200
YES | YES |  |  |  | 099-13751 | 099-13751 | AeroScout Inc | M200 |  |  | HVI CVIMU |  |  |  |  | 099-13751 | 099-13751 | TMC | Memorial Hermann- Texas medical center | HVI CVIMU | Room22 | 3/1/20 |  |  | No PM Sticker |  |  | ALARMBED-Stanley Healthcare-M200
YES | YES |  |  |  | 099-12254 | 099-12254 | AeroScout Inc | M200 |  | Nsn | TMC - HVI - CVIMU (8HVI) |  |  |  |  | 099-12254 | 099-12254 | TMC | Memorial Hermann-Texas Medical Center | TMC - HVI - CVIMU (8HVI) |  |  |  |  | No PM Sticker |  |  | ALARMBED-Stanley Healthcare-M200
YES | YES |  |  |  | 099-14658 | 099-14658 | AeroScout Inc | M200 |  |  | TMC - HVI - CVIMU (8HVI) |  |  |  |  | 099-14658 | 099-14658 | TMC | Memorial Hermann-Texas Medical Center | TMC - HVI - CVIMU (8HVI) | CVIMU (8HVI) | [6 empty] | ALARMBED-Stanley Healthcare-M200
YES | YES |  |  |  | 099-12252 | 099-12252 | AeroScout Inc | M200 |  | Nsn | TMC - HVI - CVIMU (8HVI) |  |  |  |  | 099-12252 | 099-12252 | TMC | Memorial Hermann-Texas Medical Center | TMC - HVI - CVIMU (8HVI) |  |  |  |  | No PM Sticker |  |  | ALARMBED-Stanley Healthcare-M200
YES | YES |  |  |  | 099-13754 | 099-13754 | AeroScout Inc | M200 |  | man | HVI CVIM |  |  |  |  | 099-13754 | 099-13754 | TMC | Memorial Hermann- Texas Medical Center | HVI CVIM | Room 24 |  |  | 3/1/20 | No PM Sticker |  |  | ALARMBED-Stanley Healthcare-M200
YES | YES |  |  |  | 099-14653 | 099-14653 | AeroScout Inc | M200 |  |  | TMC - HVI - CVIMU (8HVI) |  |  |  |  | 099-14653 | 099-14653 | TMC | Memorial Hermann-Texas Medical Center | TMC - HVI - CVIMU (8HVI) | CVIMU (8HVI) | [6 empty] | ALARMBED-Stanley Healthcare-M200
YES | YES |  |  |  | 099-12277 | 099-12277 | AeroScout Inc | M200 |  | Nsn | HVI CVIM |  |  |  |  | 099-12277 | 099-12277 | TMC | Memorial Hermann- Texas Medical Center | HVI CVIM | Room 24 |  |  |  | No PM Sticker |  |  | ALARMBED-Stanley Healthcare-M200
YES | YES |  |  |  | 099-14702 | 099-14702 | AeroScout Inc | M200 |  |  | TMC - HVI - CVIMU (8HVI) |  |  |  |  | 099-14702 | 099-14702 | TMC | Memorial Hermann-Texas Medical Center | TMC - HVI - CVIMU (8HVI) | CVIMU (8HVI) | [6 empty] | ALARMBED-Stanley Healthcare-M200
YES | YES |  |  |  | 099-14699 | 099-14699 | AeroScout Inc | M200 |  |  | TMC - HVI - CVIMU (8HVI) |  |  |  |  | 099-14699 | 099-14699 | TMC | Memorial Hermann-Texas Medical Center | TMC - HVI - CVIMU (8HVI) | CVIMU (8HVI) | [6 empty] | ALARMBED-Stanley Healthcare-M200
YES | YES |  |  |  | 099-12269 | 099-12269 | AeroScout Inc | M200 |  | Nsn | HVI CVIM |  |  |  |  | 099-12269 | 099-12269 | TMC | Memorial Hermann- Texas Medical Center | HVI CVIM | Room 102 |  |  |  | No PM Sticker |  |  | ALARMBED-Stanley Healthcare-M200
YES | YES |  |  |  | 099-14698 | 099-14698 | AeroScout Inc | M200 |  |  | TMC - HVI - CVIMU (8HVI) |  |  |  |  | 099-14698 | 099-14698 | TMC | Memorial Hermann-Texas Medical Center | TMC - HVI - CVIMU (8HVI) | CVIMU (8HVI) | [6 empty] | ALARMBED-Stanley Healthcare-M200
YES | YES |  |  |  | 099-14747 | 099-14747 | AeroScout Inc | M200 |  |  | TMC - HVI - CVIMU (8HVI) |  |  |  |  | 099-14747 | 099-14747 | TMC | Memorial Hermann-Texas Medical Center | TMC - HVI - CVIMU (8HVI) | CVIMU (8HVI) | [6 empty] | ALARMBED-Stanley Healthcare-M200
YES | YES |  |  |  | 099-12317 | 099-12317 | AeroScout Inc | M200 |  | Nsn | 8floor heart |  |  |  |  | 099-12317 | 099-12317 | TMC | Memorial Hermann-Texas Medical Center | 8floor heart |  |  |  |  | No PM Sticker |  |  | ALARMBED-Stanley Healthcare-M200
YES | YES |  |  |  | 099-12264 | 099-12264 | AeroScout Inc | M200 |  |  | HvI CVIMU |  |  |  |  | 099-12264 | 099-12264 | TCM | Memorial Hermann- Texas Medical Center | HvI CVIMU | Room 818 |  |  |  | No PM Sticker |  |  | ALARMBED-Stanley Healthcare-M200
YES | YES |  |  |  | 099-14782 | 099-14782 | AeroScout Inc | M200 |  |  | TMC - HVI - CVICU (8HVI) |  |  |  |  | 099-14782 | 099-14782 | TMC | Memorial Hermann-Texas Medical Center | TMC - HVI - CVICU (8HVI) | CVIMU (8HVI) | [6 empty] | ALARMBED-Stanley Healthcare-M200
YES | YES |  |  |  | 099-14777 | 099-14777 | AeroScout Inc | M200 |  |  | TMC - HVI - CVICU (5HVI) |  |  |  |  | 099-14777 | 099-14777 | TMC | Memorial Hermann-Texas Medical Center | TMC - HVI - CVICU (5HVI) | CVIMU (8HVI) | [6 empty] | ALARMBED-Stanley Healthcare-M200
YES | YES |  |  |  | 099-12278 | 099-12278 | AeroScout Inc | M200 |  |  | TMC - HVI - CIMU |  |  |  |  | 099-12278 | 099-12278 | TMC | Memorial Hermann- Texas Medical Center | TMC - HVI - CIMU | CIMU 03 |  |  |  | No PM Sticker |  |  | ALARMBED-Stanley Healthcare-M200
YES | YES |  |  |  | 099-14774 | 099-14774 | AeroScout Inc | M200 |  |  | TMC - HVI - CVICU (5HVI) |  |  |  |  | 099-14774 | 099-14774 | TMC | Memorial Hermann-Texas Medical Center | TMC - HVI - CVICU (5HVI) | CVIMU (8HVI) | [6 empty] | ALARMBED-Stanley Healthcare-M200
YES | YES |  |  |  | 099-12282 | 099-12282 | AeroScout Inc | M200 |  |  | TMC - HVI - CIMU |  |  |  |  | 099-12282 | 099-12282 | TMC | Memorial Hermann- Texas Medical Center | TMC - HVI - CIMU | CIMU 05 |  |  |  | No PM Sticker |  |  | ALARMBED-Stanley Healthcare-M200
YES | YES |  |  |  | 099-14771 | 099-14771 | AeroScout Inc | M200 |  |  | TMC - HVI - CVICU (5HVI) |  |  |  |  | 099-14771 | 099-14771 | TMC | Memorial Hermann-Texas Medical Center | TMC - HVI - CVICU (5HVI) | CVIMU (8HVI) | [6 empty] | ALARMBED-Stanley Healthcare-M200
YES | YES |  |  |  | 099-12283 | 099-12283 | AeroScout Inc | M200 |  |  | TMC - HVI - CIMU |  |  |  |  | 099-12283 | 099-12283 | TMC | Memorial Hermann- Texas Medical Center | TMC - HVI - CIMU | CIMU 15 | 3/1/20 |  |  | No PM Sticker |  |  | ALARMBED-Stanley Healthcare-M200
YES | YES |  |  |  | 099-14745 | 099-14745 | AeroScout Inc | M200 |  |  | TMC - HVI - CVICU (5HVI) |  |  |  |  | 099-14745 | 099-14745 | TMC | Memorial Hermann-Texas Medical Center | TMC - HVI - CVICU (5HVI) | CVIMU (8HVI) | [6 empty] | ALARMBED-Stanley Healthcare-M200
YES | YES |  |  |  | 099-14742 | 099-14742 | AeroScout Inc | M200 |  |  | TMC - HVI - CVICU (5HVI) |  |  |  |  | 099-14742 | 099-14742 | TMC | Memorial Hermann-Texas Medical Center | TMC - HVI - CVICU (5HVI) | CVIMU (8HVI) | [6 empty] | ALARMBED-Stanley Healthcare-M200
YES | YES |  |  |  | 099-12287 | 099-12287 | AeroScout Inc | M200 |  |  | TMC - HVI - CIMU |  |  |  |  | 099-12287 | 099-12287 | TMC | Memorial Hermann- Texas Medical Center | TMC - HVI - CIMU | IMU 21 |  |  |  | No PM Sticker |  |  | ALARMBED-Stanley Healthcare-M200
YES | YES |  |  |  | 099-14740 | 099-14740 | AeroScout Inc | M200 |  |  | TMC - HVI - CVICU (5HVI) |  |  |  |  | 099-14740 | 099-14740 | TMC | Memorial Hermann-Texas Medical Center | TMC - HVI - CVICU (5HVI) | CVIMU (8HVI) | [6 empty] | ALARMBED-Stanley Healthcare-M200
YES | YES |  |  |  | 099-12289 | 099-12289 | AeroScout Inc | M200 |  |  | TMC - HVI - CIMU (4HVI) |  |  |  |  | 099-12289 | 099-12289 | TMC | Memorial Hermann- Texas Medical Center | TMC - HVI - CIMU (4HVI) | IMU 21 | 3/1/20 |  |  | No PM Sticker |  |  | ALARMBED-Stanley Healthcare-M200
YES | YES |  |  |  | 099-14736 | 099-14736 | AeroScout Inc | M200 |  |  | TMC - HVI - CVICU (5HVI) |  |  |  |  | 099-14736 | 099-14736 | TMC | Memorial Hermann-Texas Medical Center | TMC - HVI - CVICU (5HVI) | CVICU (5HVI) | [6 empty] | ALARMBED-Stanley Healthcare-M200
YES | YES |  |  |  | 099-14731 | 099-14731 | AeroScout Inc | M200 |  |  | TMC - HVI - CVICU (5HVI) |  |  |  |  | 099-14731 | 099-14731 | TMC | Memorial Hermann-Texas Medical Center | TMC - HVI - CVICU (5HVI) | CVICU (5HVI) | [6 empty] | ALARMBED-Stanley Healthcare-M200
YES | YES |  |  |  | 099-12294 | 099-12294 | AeroScout Inc | M200 |  |  | TMC - HVI - CIMU (4HVI) |  |  |  |  | 099-12294 | 099-12294 | TMC | Memorial Hermann- Texas Medical Center | TMC - HVI - CIMU (4HVI) | IMU 26 |  |  |  | No PM Sticker |  |  | ALARMBED-Stanley Healthcare-M200
YES | YES |  |  |  | 099-14728 | 099-14728 | AeroScout Inc | M200 |  |  | TMC - HVI - CVICU (5HVI) |  |  |  |  | 099-14728 | 099-14728 | TMC | Memorial Hermann-Texas Medical Center | TMC - HVI - CVICU (5HVI) | CVICU (5HVI) | [6 empty] | ALARMBED-Stanley Healthcare-M200
YES | YES |  |  |  | 099-14725 | 099-14725 | AeroScout Inc | M200 |  |  | TMC - HVI - CVICU (5HVI) |  |  |  |  | 099-14725 | 099-14725 | TMC | Memorial Hermann-Texas Medical Center | TMC - HVI - CVICU (5HVI) | CVICU (5HVI) | [6 empty] | ALARMBED-Stanley Healthcare-M200
YES | YES |  |  |  | 099-14723 | 099-14723 | AeroScout Inc | M200 |  |  | TMC - HVI - CVICU (5HVI) |  |  |  |  | 099-14723 | 099-14723 | TMC | Memorial Hermann-Texas Medical Center | TMC - HVI - CVICU (5HVI) | CVICU (5HVI) | [6 empty] | ALARMBED-Stanley Healthcare-M200
YES | YES |  |  |  | 099-12333 | 099-12333 | AeroScout Inc | M200 |  | Nsn | TMC - HVI - CCU (4HVI) |  |  |  |  | 099-12333 | 099-12333 | TMC | Memorial Hermann-Texas Medical Center | TMC - HVI - CCU (4HVI) |  |  |  |  | No PM Sticker |  |  | ALARMBED-Stanley Healthcare-M200
YES | YES |  |  |  | 099-14721 | 099-14721 | AeroScout Inc | M200 |  |  | TMC - HVI - CVICU (5HVI) |  |  |  |  | 099-14721 | 099-14721 | TMC | Memorial Hermann-Texas Medical Center | TMC - HVI - CVICU (5HVI) | CVICU (5HVI) | [6 empty] | ALARMBED-Stanley Healthcare-M200
YES | YES |  |  |  | 099-12304 | 099-12304 | AeroScout Inc | M200 |  | Nsn | TMC - HVI - CCU (4HVI) |  |  |  |  | 099-12304 | 099-12304 | TMC | Memorial Hermann-Texas Medical Center | TMC - HVI - CCU (4HVI) |  |  |  |  | No PM Sticker |  |  | ALARMBED-Stanley Healthcare-M200
YES | YES |  |  |  | 099-12375 | 099-12375 | AeroScout Inc | M200 |  |  | TMC - HVI - CIMU |  |  |  |  | 099-12375 | 099-12375 | TMC | Memorial Hermann- Texas Medical Center | TMC - HVI - CIMU | CCU 13 |  |  |  | No PM Sticker |  |  | ALARMBED-Stanley Healthcare-M200
YES | YES |  |  |  | 099-12533 | 099-12533 | AeroScout Inc | M200 |  | Nsn | TMC - HVI - CVIMU (8HVI) |  |  |  |  | 099-12533 | 099-12533 | TMC | Memorial Hermann-Texas Medical Center | TMC - HVI - CVIMU (8HVI) |  |  |  |  | No PM Sticker |  |  | ALARMBED-Stanley Healthcare-M200
YES | YES |  |  |  | 099-12531 | 099-12531 | AeroScout Inc | M200 |  | Nsn | TMC - HVI - CVIMU (8HVI) |  |  |  |  | 099-12531 | 099-12531 | TMC | Memorial Hermann-Texas Medical Center | TMC - HVI - CVIMU (8HVI) |  | 3/1/20 |  |  | No PM Sticker |  |  | ALARMBED-Stanley Healthcare-M200
YES | YES |  |  |  | 099-12767 | 099-12767 | AeroScout Inc | M200 |  |  | TMC - HVI - CVICU (8HVI) |  |  |  |  | 099-12767 | 099-12767 | TMC | Memorial Hermann-Texas Medical Center | TMC - HVI - CVICU (8HVI) | CVICU (8HVI) | [6 empty] | ALARMBED-Stanley Healthcare-M200
YES | YES |  |  |  | 099-11156 | 099-11156 | AeroScout Inc | M200 |  |  | TMC - CULLEN - ONCOLOGY/HEMATOLOGY (4C) |  |  |  |  | 099-11156 | 099-11156 | TMC | Memorial Hermann-Texas Medical Center | TMC - CULLEN - ONCOLOGY/HEMATOLOGY (4C) | Hall | [6 empty] | ALARMBED-Stanley Healthcare-M200
YES | YES |  |  |  | 099-12975 | 099-12975 | AeroScout Inc | M200 |  |  | TMC - CULLEN - ONCOLOGY/HEMATOLOGY (4C) |  |  |  |  | 099-12975 | 099-12975 | TMC | Memorial Hermann-Texas Medical Center | TMC - CULLEN - ONCOLOGY/HEMATOLOGY (4C) |  | 3/1/20 |  |  | No PM Sticker |  |  | ALARMBED-Stanley Healthcare-M200
YES | YES |  |  |  | 099-11172 | 099-11172 | AeroScout Inc | M200 |  |  | TMC - CULLEN - ONCOLOGY/HEMATOLOGY (4C) |  |  |  |  | 099-11172 | 099-11172 | TMC | Memorial Hermann-Texas Medical Center | TMC - CULLEN - ONCOLOGY/HEMATOLOGY (4C) | ONCOLOGY/HEMATOLOGY | [6 empty] | ALARMBED-Stanley Healthcare-M200
YES | YES |  |  |  | 099-11420 | 099-11420 | AeroScout Inc | M200 |  |  | TMC - Oncology |  |  |  |  | 099-11420 | 099-11420 | TMC | Memorial Hermann- Texas Medical Center | TMC - Oncology | Central Monitoring |  |  |  | No PM Sticker |  |  | ALARMBED-Stanley Healthcare-M200
YES | YES |  |  |  | 099-11419 | 099-11419 | AeroScout Inc | M200 |  | H137AE2138 | TMC - Oncology |  |  |  |  | 099-11419 | 099-11419 | TMC | Memorial Hermann- Texas Medical Center | TMC - Oncology | Central Monitoring | 5/1/18 |  | 3/1/20 |  |  |  | ALARMBED-Stanley Healthcare-M200
YES | YES |  |  |  | 099-11418 | 099-11418 | AeroScout Inc | M200 |  |  | TMC - Oncology |  |  |  |  | 099-11418 | 099-11418 | TMC | Memorial Hermann- Texas Medical Center | TMC - Oncology | Central Monitoring |  |  |  | No PM Sticker |  |  | ALARMBED-Stanley Healthcare-M200
YES | YES |  |  |  | 099-12973 | 099-12973 | AeroScout Inc | M200 |  | Nsn | TMC - CULLEN - ONCOLOGY/HEMATOLOGY (4C) |  |  |  |  | 099-12973 | 099-12973 | TMC | Memorial Hermann-Texas Medical Center | TMC - CULLEN - ONCOLOGY/HEMATOLOGY (4C) | Clean shop |  |  |  | No PM Sticker |  |  | ALARMBED-Stanley Healthcare-M200
YES | YES |  |  |  | 099-11169 | 099-11169 | AeroScout Inc | M200 |  |  | TMC - CULLEN - ONCOLOGY/HEMATOLOGY (4C) |  |  |  |  | 099-11169 | 099-11169 | TMC | Memorial Hermann-Texas Medical Center | TMC - CULLEN - ONCOLOGY/HEMATOLOGY (4C) | ONCOLOGY/HEMATOLOGY | [6 empty] | ALARMBED-Stanley Healthcare-M200
YES | YES |  |  |  | 099-11168 | 099-11168 | AeroScout Inc | M200 |  |  | TMC - CULLEN - ONCOLOGY/HEMATOLOGY (4C) |  |  |  |  | 099-11168 | 099-11168 | TMC | Memorial Hermann-Texas Medical Center | TMC - CULLEN - ONCOLOGY/HEMATOLOGY (4C) | ONCOLOGY/HEMATOLOGY | [6 empty] | ALARMBED-Stanley Healthcare-M200
YES | YES |  |  |  | 099-11413 | 099-11413 | AeroScout Inc | M200 |  |  | TMC - Oncology |  |  |  |  | 099-11413 | 099-11413 | TMC | Memorial Hermann- Texas Medical Center | TMC - Oncology | Central Monitoring |  |  | 3/1/20 | No PM Sticker |  |  | ALARMBED-Stanley Healthcare-M200
YES | YES |  |  |  | 099-11164 | 099-11164 | AeroScout Inc | M200 |  |  | TMC - CULLEN - GENERAL MEDICINE (3C) |  |  |  |  | 099-11164 | 099-11164 | TMC | Memorial Hermann-Texas Medical Center | TMC - CULLEN - GENERAL MEDICINE (3C) | Cullen (3E) | [6 empty] | ALARMBED-Stanley Healthcare-M200
YES | YES |  |  |  | 099-12969 | 099-12969 | AeroScout Inc | M200 |  | Nsn | TMC - MHTMC - CLINICAL ENGINEERING |  |  |  |  | 099-12969 | 099-12969 | TMC | Memorial Hermann-Texas Medical Center | TMC - MHTMC - CLINICAL ENGINEERING | [7 empty] | ALARMBED-Stanley Healthcare-M200
YES | YES |  |  |  | 099-11411 | 099-11411 | AeroScout Inc | M200 |  |  | General Medicine |  |  |  |  | 099-11411 | 099-11411 | TMC | Memorial Hermann- Texas Medical Center | General Medicine | Hall way |  |  |  | No PM Sticker |  |  | ALARMBED-Stanley Healthcare-M200
YES | YES |  |  |  | 099-11408 | 099-11408 | AeroScout Inc | M200 |  |  | General Medicine |  |  |  |  | 099-11408 | 099-11408 | TMC | Memorial Hermann- Texas Medical Center | General Medicine | Hall way |  |  |  | No PM Sticker |  |  | ALARMBED-Stanley Healthcare-M200
YES | YES |  |  |  | 099-11228 | 099-11228 | AeroScout Inc | M200 |  |  | TMC - CULLEN - GENERAL MEDICINE (3C) |  |  |  |  | 099-11228 | 099-11228 | TMC | Memorial Hermann-Texas Medical Center | TMC - CULLEN - GENERAL MEDICINE (3C) | Cullen (3W) | [6 empty] | ALARMBED-Stanley Healthcare-M200
YES | YES |  |  |  | 099-11225 | 099-11225 | AeroScout Inc | M200 |  |  | TMC - CULLEN - GENERAL MEDICINE (3C) |  |  |  |  | 099-11225 | 099-11225 | TMC | Memorial Hermann-Texas Medical Center | TMC - CULLEN - GENERAL MEDICINE (3C) | Cullen (3W) | [6 empty] | ALARMBED-Stanley Healthcare-M200
YES | YES |  |  |  | 099-12872 | 099-12872 | AeroScout Inc | M200 |  | Nsn | TMC - CULLEN - IMU (3C) |  |  |  |  | 099-12872 | 099-12872 | TMC | Memorial Hermann-Texas Medical Center | TMC - CULLEN - IMU (3C) | [7 empty] | ALARMBED-Stanley Healthcare-M200
YES | YES |  |  |  | 099-11442 | 099-11442 | AeroScout Inc | M200 |  |  | General Medicine |  |  |  |  | 099-11442 | 099-11442 | TMC | Memorial Hermann- Texas Medical Center | General Medicine | C357 | 3/1/20 |  |  | No PM Sticker |  |  | ALARMBED-Stanley Healthcare-M200
YES | YES |  |  |  | 099-11157 | 099-11157 | AeroScout Inc | M200 |  |  | TMC - c5 |  |  |  |  | 099-11157 | 099-11157 | TMC | Memorial Hermann-Texas Medical Center | TMC - c5 | C5 | [6 empty] | ALARMBED-Stanley Healthcare-M200
YES | YES |  |  |  | 099-11159 | 099-11159 | AeroScout Inc | M200 |  |  | TMC - c5 |  |  |  |  | 099-11159 | 099-11159 | TMC | Memorial Hermann-Texas Medical Center | TMC - c5 | C5 | [6 empty] | ALARMBED-Stanley Healthcare-M200
YES | YES |  |  |  | 099-11222 | 099-11222 | AeroScout Inc | M200 |  |  | TMC - c5 |  |  |  |  | 099-11222 | 099-11222 | TMC | Memorial Hermann-Texas Medical Center | TMC - c5 | C5 | [6 empty] | ALARMBED-Stanley Healthcare-M200
YES | YES |  |  |  | 099-11446 | 099-11446 | AeroScout Inc | M200 |  |  | 5 West Cullen |  |  |  |  | 099-11446 | 099-11446 | TMC | Memorial Hermann-Texas Medical Center | 5 West Cullen | C504 |  |  |  | No PM Sticker |  |  | ALARMBED-Stanley Healthcare-M200
YES | YES |  |  |  | 099-12867 | 099-12867 | AeroScout Inc | M200 |  | Nsn | Tmc cullen 5w signature |  |  |  |  | 099-12867 | 099-12867 |  | Tmc | Tmc cullen 5w signature | C547 | 3/1/20 |  |  | No PM Sticker |  |  | ALARMBED-Stanley Healthcare-M200
YES | YES |  |  |  | 099-11216 | 099-11216 | AeroScout Inc | M200 |  |  | TMC - 5 west cullen |  |  |  |  | 099-11216 | 099-11216 | TMC | Memorial Hermann-Texas Medical Center | TMC - 5 west cullen | CW5 | [6 empty] | ALARMBED-Stanley Healthcare-M200
YES | YES |  |  |  | 099-13510 | 099-13510 | AeroScout Inc | M200 |  | Nsn | TMC - CULLEN - MICU (2C) |  |  |  |  | 099-13510 | 099-13510 |  | Memorial Hermann-tmc | TMC - CULLEN - MICU (2C) | Room 7 |  |  |  | No PM Sticker |  |  | ALARMBED-Stanley Healthcare-M200
YES | YES |  |  |  | 099-11459 | 099-11459 | AeroScout Inc | M200 |  | Nsn | MIMU |  |  |  |  | 099-11459 | 099-11459 |  | Memorial Hermann-Texas Medical Center | MIMU | West Cullen TMC |  |  |  | No PM Sticker |  |  | ALARMBED-Stanley Healthcare-M200
YES | YES |  |  |  | 099-11507 | 099-11507 | AeroScout Inc | M200 |  |  | TMC - MIMU |  |  |  |  | 099-11507 | 099-11507 | TMC | Memorial Hermann-Texas Medical Center | TMC - MIMU | MIMU | [6 empty] | ALARMBED-Stanley Healthcare-M200
YES | YES |  |  |  | 099-11506 | 099-11506 | AeroScout Inc | M200 |  |  | TMC - MIMU |  |  |  |  | 099-11506 | 099-11506 | TMC | Memorial Hermann-Texas Medical Center | TMC - MIMU | MIMU | [6 empty] | ALARMBED-Stanley Healthcare-M200
YES | YES |  |  |  | 099-14503 | 099-14503 | AeroScout Inc | M200 |  | Nsn | TMC - (9j) |  |  |  |  | 099-14503 | 099-14503 |  | Memorial Hermann-tmc | TMC - (9j) | J9 1 |  |  |  | No PM Sticker |  |  | ALARMBED-Stanley Healthcare-M200
YES | YES |  |  |  | 099-11500 | 099-11500 | AeroScout Inc | M200 |  |  | TMC - JONES - APHERESIS (9J) |  |  |  |  | 099-11500 | 099-11500 | TMC | Memorial Hermann-Texas Medical Center | TMC - JONES - APHERESIS (9J) | J9 | [6 empty] | ALARMBED-Stanley Healthcare-M200
YES | YES |  |  |  | 099-11556 | 099-11556 | AeroScout Inc | M200 |  |  | J920 |  |  |  |  | 099-11556 | 099-11556 |  | Memorial Hermann-Texas Medical Center | J920 | 9Johns TMC |  |  |  | No PM Sticker |  |  | ALARMBED-Stanley Healthcare-M200
YES | YES |  |  |  | 099-11498 | 099-11498 | AeroScout Inc | M200 |  |  | TMC - JONES - APHERESIS (9J) |  |  |  |  | 099-11498 | 099-11498 | TMC | Memorial Hermann-Texas Medical Center | TMC - JONES - APHERESIS (9J) | J9 | [6 empty] | ALARMBED-Stanley Healthcare-M200
YES | YES |  |  |  | 099-14510 | 099-14510 | AeroScout Inc | M200 |  | Nsn | TMC - (9j) |  |  |  |  | 099-14510 | 099-14510 |  | Memorial Hermann-tmc | TMC - (9j) | J9 34 | 3/1/20 |  |  | No PM Sticker |  |  | ALARMBED-Stanley Healthcare-M200
YES | YES |  |  |  | 099-11495 | 099-11495 | AeroScout Inc | M200 |  |  | TMC - JONES - APHERESIS (9J) |  |  |  |  | 099-11495 | 099-11495 | TMC | Memorial Hermann-Texas Medical Center | TMC - JONES - APHERESIS (9J) | J9 | [6 empty] | ALARMBED-Stanley Healthcare-M200
YES | YES |  |  |  | 099-14507 | 099-14507 | AeroScout Inc | M200 |  | Nsn | TMC - (9j) |  |  |  |  | 099-14507 | 099-14507 |  | Memorial Hermann-tmc | TMC - (9j) | J9 33 | [6 empty] | ALARMBED-Stanley Healthcare-M200
YES | YES |  |  |  | 099-11561 | 099-11561 | AeroScout Inc | M200 |  |  | J92025 |  |  |  |  | 099-11561 | 099-11561 |  | Memorial Hermann-Texas Medical Center | J92025 | 9Johns TMC |  |  |  | No PM Sticker |  |  | ALARMBED-Stanley Healthcare-M200
YES | YES |  |  |  | 099-11489 | 099-11489 | AeroScout Inc | M200 |  |  | TMC - Transional care unit (8) |  |  |  |  | 099-11489 | 099-11489 | TMC | Memorial Hermann-Texas Medical Center | TMC - Transional care unit (8) | TCU8 | [6 empty] | ALARMBED-Stanley Healthcare-M200
YES | YES |  |  |  | 099-11479 | 099-11479 | AeroScout Inc | M200 |  |  | TMC - Transional care unit (8) |  |  |  |  | 099-11479 | 099-11479 | TMC | Memorial Hermann-Texas Medical Center | TMC - Transional care unit (8) | TCU8 | [6 empty] | ALARMBED-Stanley Healthcare-M200
YES | YES |  |  |  | 099-11768 | 099-11768 | AeroScout Inc | M200 |  | Nsn | TMC - JONES - NEURO ICU (7J) |  |  |  |  | 099-11768 | 099-11768 |  | Memorial Hermann-tmc | TMC - JONES - NEURO ICU (7J) | J7 04 |  |  |  | No PM Sticker |  |  | ALARMBED-Stanley Healthcare-M200
YES | YES |  |  |  | 099-11571 | 099-11571 | AeroScout Inc | M200 |  |  | NICU5 |  |  |  |  | 099-11571 | 099-11571 |  | TMC | NICU5 | TMC - Johns - NICu |  |  |  | No PM Sticker |  |  | ALARMBED-Stanley Healthcare-M200
YES | YES |  |  |  | 099-11475 | 099-11475 | AeroScout Inc | M200 |  |  | TMC - neuroscience |  |  |  |  | 099-11475 | 099-11475 | TMC | Memorial Hermann-Texas Medical Center | TMC - neuroscience | neuroscience | [6 empty] | ALARMBED-Stanley Healthcare-M200
YES | YES |  |  |  | 099-11782 | 099-11782 | AeroScout Inc | M200 |  | Nsn | TMC - JONES - NEURO ICU (7J) |  |  |  |  | 099-11782 | 099-11782 |  | Memorial Hermann-tmc | TMC - JONES - NEURO ICU (7J) | J7 14 | [6 empty] | ALARMBED-Stanley Healthcare-M200
YES | YES |  |  |  | 099-11472 | 099-11472 | AeroScout Inc | M200 |  |  | TMC - neuroscience |  |  |  |  | 099-11472 | 099-11472 | TMC | Memorial Hermann-Texas Medical Center | TMC - neuroscience | neuroscience | [6 empty] | ALARMBED-Stanley Healthcare-M200
YES | YES |  |  |  | 099-11777 | 099-11777 | AeroScout Inc | M200 |  | Nsn | TMC - JONES - NEURO ICU (7J) |  |  |  |  | 099-11777 | 099-11777 |  | Memorial Hermann-tmc | TMC - JONES - NEURO ICU (7J) | J7 23 |  |  |  | In use on patient |  |  | ALARMBED-Stanley Healthcare-M200
YES | YES |  |  |  | 099-11469 | 099-11469 | AeroScout Inc | M200 |  |  | TMC - neuroscience |  |  |  |  | 099-11469 | 099-11469 | TMC | Memorial Hermann-Texas Medical Center | TMC - neuroscience | neuroscience | [6 empty] | ALARMBED-Stanley Healthcare-M200
YES | YES |  |  |  | 099-11521 | 099-11521 | AeroScout Inc | M200 | [7 empty] | 099-11521 | 099-11521 |  | TMC |  | TMC - Johns - NICu |  |  |  | No PM Sticker |  |  | ALARMBED-Stanley Healthcare-M200
YES | YES |  |  |  | 099-11211 | 099-11211 | AeroScout Inc | M200 |  |  | Tmc - Acute care |  |  |  |  | 099-11211 | 099-11211 | TMC | Memorial Hermann-Texas Medical Center | Tmc - Acute care | Acute care | [6 empty] | ALARMBED-Stanley Healthcare-M200
YES | YES |  |  |  | 099-11533 | 099-11533 | AeroScout Inc | M200 |  |  | J546 |  |  |  |  | 099-11533 | 099-11533 |  | TMC | J546 | TMC - 5Johns |  |  |  | No PM Sticker |  |  | ALARMBED-Stanley Healthcare-M200
YES | YES |  |  |  | 099-11526 | 099-11526 | AeroScout Inc | M200 |  |  | J537 |  |  |  |  | 099-11526 | 099-11526 |  | TMC | J537 | TMC - 5Johns |  |  | 3/1/20 | No PM Sticker |  |  | ALARMBED-Stanley Healthcare-M200
YES | YES |  |  |  | 099-11208 | 099-11208 | AeroScout Inc | M200 |  |  | TMC - JONES - NEURO ACUTE CARE (5J) |  |  |  |  | 099-11208 | 099-11208 | TMC | Memorial Hermann-Texas Medical Center | TMC - JONES - NEURO ACUTE CARE (5J) | NEURO ACUTE CARE (5J) | [6 empty] | ALARMBED-Stanley Healthcare-M200
YES | YES |  |  |  | 099-11206 | 099-11206 | AeroScout Inc | M200 |  |  | TMC - JONES - NEURO ACUTE CARE (5J) |  |  |  |  | 099-11206 | 099-11206 | TMC | Memorial Hermann-Texas Medical Center | TMC - JONES - NEURO ACUTE CARE (5J) | NEURO ACUTE CARE (5J) | [6 empty] | ALARMBED-Stanley Healthcare-M200
YES | YES |  |  |  | 099-11205 | 099-11205 | AeroScout Inc | M200 |  |  | TMC - JONES - NEURO ACUTE CARE (5J) |  |  |  |  | 099-11205 | 099-11205 | TMC | Memorial Hermann-Texas Medical Center | TMC - JONES - NEURO ACUTE CARE (5J) | NEURO ACUTE CARE (5J) | [6 empty] | ALARMBED-Stanley Healthcare-M200
YES | YES |  |  |  | 099-11873 | 099-11873 | AeroScout Inc | M200 |  | Nsn | TMC - JONES - NEURO ACUTE CARE (5J) |  |  |  |  | 099-11873 | 099-11873 |  | Memorial Hermann-tmc | TMC - JONES - NEURO ACUTE CARE (5J) | Nurse station | [6 empty] | ALARMBED-Stanley Healthcare-M200
YES | YES |  |  |  | 099-11872 | 099-11872 | AeroScout Inc | M200 |  | Nsn | TMC - JONES - NEURO ACUTE CARE (5J) |  |  |  |  | 099-11872 | 099-11872 |  | Memorial Hermann-tmc | TMC - JONES - NEURO ACUTE CARE (5J) | Nurse station | [6 empty] | ALARMBED-Stanley Healthcare-M200
YES | YES |  |  |  | 099-11528 | 099-11528 | AeroScout Inc | M200 |  |  | J511 |  |  |  |  | 099-11528 | 099-11528 |  | TMC | J511 | TMC - 5Johns |  |  |  | No PM Sticker |  |  | ALARMBED-Stanley Healthcare-M200
YES | YES |  |  |  | 099-11201 | 099-11201 | AeroScout Inc | M200 |  |  | TMC - JONES - NEURO ACUTE CARE (5J) |  |  |  |  | 099-11201 | 099-11201 | TMC | Memorial Hermann-Texas Medical Center | TMC - JONES - NEURO ACUTE CARE (5J) | NEURO ACUTE CARE (5J) | [6 empty] | ALARMBED-Stanley Healthcare-M200
YES | YES |  |  |  | 099-11200 | 099-11200 | AeroScout Inc | M200 |  |  | TMC - JONES - NEURO ACUTE CARE (5J) |  |  |  |  | 099-11200 | 099-11200 | TMC | Memorial Hermann-Texas Medical Center | TMC - JONES - NEURO ACUTE CARE (5J) | NEURO ACUTE CARE (5J) | [6 empty] | ALARMBED-Stanley Healthcare-M200
YES | YES |  |  |  | 099-11838 | 099-11838 | AeroScout Inc | M200 |  | Nsn | TMC - JONES - 4J |  |  |  |  | 099-11838 | 099-11838 |  | Memorial Hermann-tmc | TMC - JONES - 4J | J 401 | [6 empty] | ALARMBED-Stanley Healthcare-M200
YES | YES |  |  |  | 099-11197 | 099-11197 | AeroScout Inc | M200 |  |  | TMC - JONES - Impatiant Rehab (5J) |  |  |  |  | 099-11197 | 099-11197 | TMC | Memorial Hermann-Texas Medical Center | TMC - JONES - Impatiant Rehab (5J) | Impatiant Rehab (5J) | [6 empty] | ALARMBED-Stanley Healthcare-M200
YES | YES |  |  |  | 099-11836 | 099-11836 | AeroScout Inc | M200 |  | Nsn | 5j neuro |  |  |  |  | 099-11836 | 099-11836 |  | Memorial Hermann-tmc | 5j neuro | 452j | [6 empty] | ALARMBED-Stanley Healthcare-M200
YES | YES |  |  |  | 099-11195 | 099-11195 | AeroScout Inc | M200 |  |  | TMC - JONES - NEURO IMU (3J) |  |  |  |  | 099-11195 | 099-11195 | TMC | Memorial Hermann-Texas Medical Center | TMC - JONES - NEURO IMU (3J) | TMC - JONES - NEURO IMU (3J) | [6 empty] | ALARMBED-Stanley Healthcare-M200
YES | YES |  |  |  | 099-11551 | 099-11551 | AeroScout Inc | M200 |  |  | Stroke Unite |  |  |  |  | 099-11551 | 099-11551 |  | TMC | Stroke Unite | TMC 4Johns |  |  |  | No PM Sticker In use on patient |  |  | ALARMBED-Stanley Healthcare-M200
YES | YES |  |  |  | 099-11538 | 099-11538 | AeroScout Inc | M200 |  |  | Neuro Elective Unit 29 |  |  |  |  | 099-11538 | 099-11538 |  | TMC | Neuro Elective Unit 29 | TMC 4Johns |  |  |  | No PM Sticker |  |  | ALARMBED-Stanley Healthcare-M200
YES | YES |  |  |  | 099-11191 | 099-11191 | AeroScout Inc | M200 |  |  | TMC - JONES - NEURO ELECTIVE (4J) |  |  |  |  | 099-11191 | 099-11191 | TMC | Memorial Hermann-Texas Medical Center | TMC - JONES - NEURO ELECTIVE (4J) | NEURO ELECTIVE (4J) | [6 empty] | ALARMBED-Stanley Healthcare-M200
YES | YES |  |  |  | 099-11864 | 099-11864 | AeroScout Inc | M200 |  | Nsn | TMC - JONES - NEURO ELECTIVE (4J) |  |  |  |  | 099-11864 | 099-11864 |  | Memorial Hermann-tmc | TMC - JONES - NEURO ELECTIVE (4J) | J425 | [6 empty] | ALARMBED-Stanley Healthcare-M200
YES | YES |  |  |  | 099-11188 | 099-11188 | AeroScout Inc | M200 |  |  | TMC - JONES - NEURO ELECTIVE (4J) |  |  |  |  | 099-11188 | 099-11188 | TMC | Childrens ER - Texas Medical Center | TMC - JONES - NEURO ELECTIVE (4J) | NVIC | [6 empty] | ALARMBED-Stanley Healthcare-M200
YES | YES |  |  |  | 099-11186 | 099-11186 | AeroScout Inc | M200 |  |  | TMC - JONES - NEURO ELECTIVE (4J) |  |  |  |  | 099-11186 | 099-11186 | TMC | Childrens ER - Texas Medical Center | TMC - JONES - NEURO ELECTIVE (4J) | NVIC | [6 empty] | ALARMBED-Stanley Healthcare-M200
YES | YES |  |  |  | 099-11822 | 099-11822 | AeroScout Inc | M200 |  | Nsn | TMC - JONES - NEURO ELECTIVE (4J) |  |  |  |  | 099-11822 | 099-11822 |  | Memorial Hermann-tmc | TMC - JONES - NEURO ELECTIVE (4J) | Neu 20 | [6 empty] | ALARMBED-Stanley Healthcare-M200
YES | YES |  |  |  | 099-05341 | 099-05341 | AeroScout Inc | M200 |  |  | TMC - HERMANN - COU (1R) |  |  |  |  | 099-05341 | 099-05341 | TMC | Memorial Hermann-Texas Medical Center | TMC - HERMANN - COU (1R) | HERMANN - COU (1R) | [6 empty] | ALARMBED-Stanley Healthcare-M200
YES | YES |  |  |  | 099-09477 | 099-09477 | AeroScout Inc | M200 |  |  | TMC - HERMANN - COU (1R) |  |  |  |  | 099-09477 | 099-09477 | TMC | Memorial Hermann-Texas Medical Center | TMC - HERMANN - COU (1R) | [7 empty] | ALARMBED-Stanley Healthcare-M200
YES | YES |  |  |  | 099-05339 | 099-05339 | AeroScout Inc | M200 |  |  | TMC - HERMANN - COU (1R) |  |  |  |  | 099-05339 | 099-05339 | TMC | Memorial Hermann-Texas Medical Center | TMC - HERMANN - COU (1R) | clinical observation unit | [6 empty] | ALARMBED-Stanley Healthcare-M200
YES | YES |  |  |  | 099-09158 | 099-09158 | AeroScout Inc | M200 |  | Nsn | TMC - HERMANN - COU (1R) |  |  |  |  | 099-09158 | 099-09158 | TMC | Memorial Hermann-Texas Medical Center | TMC - HERMANN - COU (1R) | Clean utility | [6 empty] | ALARMBED-Stanley Healthcare-M200
YES | YES |  |  |  | 099-09769 | 099-09769 | AeroScout Inc | M200 |  |  | CDU |  |  |  |  | 099-09769 | 099-09769 | Southeast | Memorial Hermann Southeast Hospital | CDU | CDU | [6 empty] | ALARMBED-Stanley Healthcare-M200
YES | YES |  |  |  | 099-09755 | 099-09755 | AeroScout Inc | M200 |  |  | CDU |  |  |  |  | 099-09755 | 099-09755 | Southeast | Memorial Hermann Southeast Hospital | CDU | CDU | [6 empty] | ALARMBED-Stanley Healthcare-M200
YES | YES |  |  |  | 099-09760 | 099-09760 | AeroScout Inc | M200 |  |  | CDU |  |  |  |  | 099-09760 | 099-09760 | Southeast | Memorial Hermann Southeast Hospital | CDU | CDU | [6 empty] | ALARMBED-Stanley Healthcare-M200
YES | YES |  |  |  | 099-06858 | 099-06858 | AeroScout Inc | M200 |  |  | Sarofim Pavilion |  |  |  |  | 099-06858 | 099-06858 | TMC | Memorial Hermann-Texas Medical Center | Sarofim Pavilion | Floor 5 | [6 empty] | ALARMBED-Stanley Healthcare-M200
YES | YES |  |  |  | 099-06853 | 099-06853 | AeroScout Inc | M200 |  |  | Sarofim Pavilion |  |  |  |  | 099-06853 | 099-06853 | TMC | Memorial Hermann-Texas Medical Center | Sarofim Pavilion | Floor 5 | [6 empty] | ALARMBED-Stanley Healthcare-M200
YES | YES |  |  |  | 099-06846 | 099-06846 | AeroScout Inc | M200 |  |  | Sarofim Pavilion - BURN UNIT |  |  |  |  | 099-06846 | 099-06846 | TMC | Memorial Hermann-Texas Medical Center | Sarofim Pavilion - BURN UNIT | [7 empty] | ALARMBED-Stanley Healthcare-M200
YES | YES |  |  |  | 041-33385 | 041-33385 | AeroScout Inc | M200 |  |  | Sarofim Pavilion - BURN UNIT |  |  |  |  | 041-33385 | 041-33385 | TMC | Memorial Hermann-Texas Medical Center | Sarofim Pavilion - BURN UNIT
YES | YES |  |  |  | 041-33379 | 041-33379 | AeroScout Inc | M200 |  |  | Sarofim Pavilion - BURN UNIT |  |  |  |  | 041-33379 | 041-33379 | TMC | Memorial Hermann-Texas Medical Center | Sarofim Pavilion - BURN UNIT
NO | NO | [5 empty] | AEROTHERM |  |  |  | SW - RESPIRATORY | MHHS-Southwest |  | Oscilloscope |  |  |  | Southwest |  | SW - RESPIRATORY | [5 empty] | DRYERS |  | OSCILLOSCOPE-Fluke Biomed-90 | OSCILLOSCOPE |  |  |  |  | Fluke Biomed | Oscilloscope |  |  | OSCILLOSCOPE-Fluke Biomed-90 |  |  |  | Covered PM Repair - Biomedical | MHHS-Southwest
NO | YES |  |  |  | 041-33363 | 041-33363 | Aesculap Inc | D-7200 |  |  | (null) | MHHS-Southeast |  |  |  | 041-33363 | 041-33363 | (null) | MHHS-Southeast | (null) | (null) |  |  |  | (null) | POWER SUPPLIES |  | .needs class | [5 empty] | Aesculap Inc | [7 empty] | Covered PM Repair - Biomedical | MHHS-Southeast
NO | YES | [5 empty] | Aesculap Inc | GA627M |  |  | MHOSH-OR | MHHS Orthopedic & Spine | [5 empty] | Central & Greater Heights | MHHS-Orthopedic & Spine | MHOSH-OR |  | 8/9/18 |  |  |  | BATTERIES |  | .needs class | [5 empty] | Aesculap Inc | [5 empty] | MHOSH Inventory Dec 2019 into 2020 - Copy.xls - Newly Verified |  | Covered PM Repair - Biomedical | MHHS Orthopedic & Spine
NO | YES | [5 empty] | Aesculap Inc | GN090 |  |  | MHOSH-OR | MHHS Orthopedic & Spine | [5 empty] | Central & Greater Heights | MHHS-Orthopedic & Spine | MHOSH-OR |  | 9/5/19 |  |  |  | IRRIGATION/DISTENTION SYSTEMS |  | .needs class | [5 empty] | Aesculap Inc | [5 empty] | MHOSH Inventory Dec 2019 into 2020 - Copy.xls - Newly Verified |  | Covered PM Repair - Biomedical | MHHS Orthopedic & Spine
NO | YES | [5 empty] | Aesculap Inc | GN090 |  |  | MHOSH-OR | MHHS Orthopedic & Spine | [5 empty] | Central & Greater Heights | MHHS-Orthopedic & Spine | MHOSH-OR |  | 9/6/19 |  |  |  | IRRIGATION/DISTENTION SYSTEMS |  | .needs class | [5 empty] | Aesculap Inc | [5 empty] | MHOSH Inventory Dec 2019 into 2020 - Copy.xls - Newly Verified |  | Covered PM Repair - Biomedical | MHHS Orthopedic & Spine
NO | NO | [5 empty] | Aesculap Inc | GN090 |  |  | TMC - OR - PEDI OR (2R) | MHHS-TMC | [5 empty] | TMC |  | TMC - OR - PEDI OR (2R) | [5 empty] | IRRIGATION/DISTENTION SYSTEMS |  | .needs class | [5 empty] | Aesculap Inc | [7 empty] | Not Covered Vendor Only - Biomedical | MHHS-TMC
NO | NO | [5 empty] | Aesculap Inc | GN160 |  |  | TMC - OR - PEDI OR (2R) | MHHS-TMC | [5 empty] | TMC |  | TMC - OR - PEDI OR (2R) | [5 empty] | ELECTROSURGICAL UNITS |  | .needs class | [5 empty] | Aesculap Inc | [7 empty] | Covered PM Repair - Biomedical | MHHS-TMC
NO | YES |  |  |  |  | 041-01317 | Aesculap Inc | GN60 |  |  | MEMORIAL CITY MOR | MHHS-Mem City |  |  |  |  | 041-01317 | West | Memorial Hermann Memorial City Medical Center | MEMORIAL CITY MOR | MEMORIAL CITY MOR |  |  |  |  | ELECTROSURGICAL UNITS |  | .needs class | [5 empty] | Aesculap Inc | [7 empty] | Covered PM Repair - Biomedical | MHHS-Mem City
NO | YES | [5 empty] | Aesculap Inc | GN60 |  |  | MHOSH-OR | MHHS Orthopedic & Spine | [5 empty] | Central & Greater Heights | MHHS-Orthopedic & Spine | MHOSH-OR |  | 9/6/19 |  |  |  | ELECTROSURGICAL UNITS |  | .needs class | [5 empty] | Aesculap Inc | [5 empty] | MHOSH Inventory Dec 2019 into 2020 - Copy.xls - Newly Verified |  | Covered PM Repair - Biomedical | MHHS Orthopedic & Spine
NO | YES | [5 empty] | Aesculap Inc | GN60 |  |  | MHOSH-OR | MHHS Orthopedic & Spine | [5 empty] | Central & Greater Heights | MHHS-Orthopedic & Spine | MHOSH-OR |  | 9/5/19 |  |  |  | ELECTROSURGICAL UNITS |  | .needs class | [5 empty] | Aesculap Inc | [5 empty] | MHOSH Inventory Dec 2019 into 2020 - Copy.xls - Newly Verified |  | Covered PM Repair - Biomedical | MHHS Orthopedic & Spine
NO | YES |  |  |  | 005-09337 | 005-09337 | Aesculap Inc | MISONIX |  | BC-0147-2010 | SE-OR | MHHS-Southeast |  |  |  | 005-09337 | 005-09337 | Southeast | MHHS-Southeast | SE-OR |  | 9/1/17 |  |  |  | ELECTROSURGICAL UNITS |  | .needs class | [5 empty] | Aesculap Inc | [7 empty] | Covered PM Repair - Biomedical | MHHS-Southeast
NO | YES |  |  |  | R-929-00821 |  | Agfa HealthCare | DRYSTAR AXYS |  |  | OPID - (SE) - VICTORY BREAST CARE (CCC) - 402 | MHHS-OPID |  | Imager, Laser (DI) |  | R-929-00821 |  | Southeast & Bay Area |  | OPID - (SE) - VICTORY BREAST CARE (CCC) - 402 |  | 6/11/19 |  |  |  | LASER IMAGER |  | IMAGERLASER-AGFA-DryStar AXYS | IMAGERLASER | DryStar AXYS |  |  |  | AGFA | Imager, Laser (DI) |  |  | IMAGERLASER-AGFA-DryStar AXYS |  |  |  | Not Covered Vendor Only - Biomedical | MHHS-OPID
YES | YES |  |  |  | 041-02790 | 041-02790 | Agilent | M1008B |  | 3911G99639 | MEMORIAL CITY - TELEMETRY |  |  |  |  | 041-02790 | 041-02790 | West | Memorial City- Memorial Hermann Hospital | MEMORIAL CITY - TELEMETRY | Biomed Shop |  |  |  | No PM Sticker
YES | YES |  |  |  | 129-01058 | 129-01058 | Agilent Technologies | M1002B |  | DE01775532 | SUGAR LAND - BIOMED |  |  |  |  | 129-01058 | 129-01058 | Sugar Land | Memorial Hermann Sugar Land Hospital | SUGAR LAND - BIOMED | Biomed Shop | 8/1/17 |  | 8/1/18
YES | YES |  |  |  | 129-00955 | 129-00955 | Agilent Technologies | M1002B |  | DE01790502 | SUGAR LAND - BIOMED |  |  |  |  | 129-00955 | 129-00955 | Sugar Land | Memorial Hermann Sugar Land Hospital | SUGAR LAND - BIOMED | Biomed Shop
YES | YES |  |  |  | 041-09827 | 041-09827 | Agilent Technologies | M1002B |  | DE01773968 | MEMORIAL CITY - Outpatient Surgery |  |  |  |  | 041-09827 | 041-09827 | West | Memorial Hermann Memorial City Medical Center | MEMORIAL CITY - Outpatient Surgery | W1 Anesthesia workroom
YES | YES |  |  |  | 129-01081 | 129-01081 | Agilent Technologies | M1006B |  | DE805A3348 | SUGAR LAND - BIOMED |  |  |  |  | 129-01081 | 129-01081 | Sugar Land | Memorial Hermann Sugar Land Hospital | SUGAR LAND - BIOMED | Biomed Shop | [5 empty] | Module, Blood Pressure, INV | MODULEBLOODPRESSINV-Philips-M1006B | [12 empty] | MBPI-A | [10 empty] | MODULEBLOODPRESSINV | Module, Blood Pressure, INV | Philips
YES | YES |  |  |  | 013-18107 | 013-18107 | Agilent Technologies | M1008B |  | 3413A20333 | SW - NURSERY |  |  |  |  | 013-18107 | 013-18107 | Southwest | Memorial Hermann Southwest Hospital | SW - NURSERY | Nursery
YES | YES |  |  |  | 129-00971 | 129-00971 | Agilent Technologies | M1020A |  | DE805D5254 | SUGAR LAND - BIOMED |  |  |  |  | 129-00971 | 129-00971 | Sugar Land | Memorial Hermann Sugar Land Hospital | SUGAR LAND - BIOMED | Biomed Shop
YES | YES |  |  |  | 077-03334 | 077-03334 | Agilent Technologies | M1029A |  | 3805G56539 | TMC - NICU |  |  |  |  | 077-03334 | 077-03334 | TMC | Memorial Hermann-Texas Medical Center | TMC - NICU | Biomed Shop |  |  |  | No PM Sticker |  |  | MODULETEMP-Philips-M1029A
YES | YES |  |  |  | 142-09104 | 142-09104 | Agilent Technologies | M1032A |  | 3805G14490 | SUGAR LAND - BIOMED |  |  |  |  | 142-09104 | 142-09104 | Sugar Land | Memorial Hermann Sugar Land Hospital | SUGAR LAND - BIOMED | Biomed Shop
YES | YES |  |  |  | 129-01222 | 129-01222 | Agilent Technologies | M1032A |  | 3805G14494 | SUGAR LAND - BIOMED |  |  |  |  | 129-01222 | 129-01222 | Sugar Land | Memorial Hermann Sugar Land Hospital | SUGAR LAND - BIOMED | Biomed Shop
YES | YES |  |  |  | 142-09105 | 142-09105 | Agilent Technologies | M10441A |  | 3805G68043 | SUGAR LAND - BIOMED |  |  |  |  | 142-09105 | 142-09105 | Sugar Land | Memorial Hermann Sugar Land Hospital | SUGAR LAND - BIOMED | Biomed Shop
YES | YES |  |  |  | 129-00925 | 129-00925 | Agilent Technologies | M1116B |  | 4141A06682 | SUGAR LAND - BIOMED |  |  |  |  | 129-00925 | 129-00925 | Sugar Land | Memorial Hermann Sugar Land Hospital | SUGAR LAND - BIOMED | Biomed Shop | [5 empty] | Module, Recorder | MODULERECORDER-Philips-M1116B | [23 empty] | MODULERECORDER | Module, Recorder | Philips
YES | YES |  |  |  | 129-01164 | 129-01164 | Agilent Technologies | M1116B |  | 4011A97254 | SUGAR LAND - CATH LAB |  |  |  |  | 129-01164 | 129-01164 | Sugar Land |  | SUGAR LAND - CATH LAB | BioMed Shop |  |  |  | No pm |  | Module, Recorder | MODULERECORDER-Philips-M1116B | [23 empty] | MODULERECORDER | Module, Recorder | Philips
YES | YES |  |  |  | 129-06241 | 129-06241 | Agilent Technologies | M1116B |  | 4141A06614 | [5 empty] | 129-06241 | 129-06241 | Sugar Land |  |  | BioMed Shop |  |  |  | No pm |  | Module, Recorder | MODULERECORDER-Philips-M1116B | [23 empty] | MODULERECORDER | Module, Recorder | Philips
YES | YES | [5 empty] | Agilent Technologies | M1116B |  | 4141A06702 | [7 empty] | Sugar Land |  |  | BioMed Shop |  |  |  | No pm |  | Module, Recorder | MODULERECORDER-Philips-M1116B | [23 empty] | MODULERECORDER | Module, Recorder | Philips
YES | YES |  |  |  |  | 041-02775 | Agilent Technologies | M1204A |  | 4006A76859 | Biomed | [5 empty] | 041-02775 | West | Memorial Hermann Memorial City Medical Center | Biomed | Biomed lab
YES | YES |  |  |  | 129-00964 | 129-00964 | Agilent Technologies | M1205A |  | 4006A99612 | SUGAR LAND |  |  |  |  | 129-00964 | 129-00964 | Sugar Land | Memorial Hermann Sugar Land Hospital | SUGAR LAND | In Biomed Shop
YES | YES |  |  |  | 129-31650 | 129-31650 | Agilent Technologies | M2601A |  | 4036A49584 | Biomed |  |  |  |  | 129-31650 | 129-31650 | Sugar Land | Memorial Hermann Sugar Land Hospital | Biomed | Biomed shop
YES | YES |  |  |  | 129-31651 | 129-31651 | Agilent Technologies | M2601A |  | 4036A49634 | Biomed |  |  |  |  | 129-31651 | 129-31651 | Sugar Land | Memorial Hermann Sugar Land Hospital | Biomed | Biomed shop
YES | YES |  |  |  | 129-31653 | 129-31653 | Agilent Technologies | M2601A |  | 4036A49615 | Biomed |  |  |  |  | 129-31653 | 129-31653 | Sugar Land | Memorial Hermann Sugar Land Hospital | Biomed | Biomed shop
YES | YES |  |  |  | 129-31654 | 129-31654 | Agilent Technologies | M2601A |  | 4036A45... | Biomed |  |  |  |  | 129-31654 | 129-31654 | Sugar Land | Memorial Hermann Sugar Land Hospital | Biomed | Biomed shop |  |  |  | Rest of serial unreadable
YES | YES |  |  |  | 129-31655 | 129-31655 | Agilent Technologies | M2601A |  | 4036A49591 | Biomed |  |  |  |  | 129-31655 | 129-31655 | Sugar Land | Memorial Hermann Sugar Land Hospital | Biomed | Biomed shop
YES | YES |  |  |  | 129-31656 | 129-31656 | Agilent Technologies | M2601A |  | 4036A49592 | Biomed |  |  |  |  | 129-31656 | 129-31656 | Sugar Land | Memorial Hermann Sugar Land Hospital | Biomed | Biomed shop
NO | NO |  |  |  | 069-34377 |  | Agilent Technologies, Inc. | 1200 INFINITY SERIES |  |  | TMC - LABORATORY - CHEMISTRY (1R) | MHHS-TMC |  |  |  | 069-34377 |  | TMC |  | TMC - LABORATORY - CHEMISTRY (1R) | [5 empty] | CHROMATOGRAPHY SYSTEMS |  | .needs class |  |  |  |  | .needs class | Agilent Tech | [7 empty] | Covered PM Repair - Biomedical | MHHS-TMC
NO | YES |  |  |  | 029-01516 | 029-01516 | Agilent Technologies, Inc. | 170B |  |  | Woodlands-PCU3 | MHHS-Woodlands |  |  |  | 029-01516 | 029-01516 | Woodlands | MHHS-Woodlands | Woodlands-PCU3 | Nurse Station |  |  |  |  | MONITORS, VIDEO | Monitor, Video | MONITORVIDEO-Philips-170B5CB27 |  |  |  |  | MONITORVIDEO-Philips-170B5CB27 | Agilent Tech |  |  |  |  | 5/15/16 |  |  | Covered PM Repair - Biomedical | MHHS-Woodlands | [8 empty] | MONITORVIDEO | Monitor, Video | Philips
NO | YES |  |  |  |  | 099-10845 | Agilent Technologies, Inc. | M1006B |  | DE805C6616 | SW-ICU-Neuro & Stroke | MHHS-Southwest |  | Module, Blood Pressure, INV |  |  | 099-10845 | Southwest | MHHS-Southwest | SW-ICU-Neuro & Stroke | Room H7 - ICU 47 | 12/1/19 |  |  | One Time Inspection | PHYSIOLOGIC MONITOR MODULES, ELECTROCARDIOGRAPHY | Module, Blood Pressure, INV | MODULEBLOODPRESSINV-Philips-M1006B | MODULEBLOODPRESSINV | M1006B |  |  |  | Philips | Module, Blood Pressure, INV |  |  | MODULEBLOODPRESSINV-Philips-M1006B | 7/16/17 |  | MBPI-A | Covered PM Repair - Biomedical | MHHS-Southwest | [8 empty] | MODULEBLOODPRESSINV | Module, Blood Pressure, INV | Philips
NO | NO | [5 empty] | Agilent Technologies, Inc. | M1008B |  | 3731A60473 | MEMORIAL CITY - MOR | MHHS-Mem City |  | Module, NIBP |  |  |  | West & Memorial City |  | MEMORIAL CITY - MOR | [5 empty] | MONITORS, PHYSIOLOGIC, VITAL SIGNS |  | MODULENIBP-Philips-M1008B | MODULENIBP | M1008B |  |  |  | Philips | Module, NIBP |  |  | MODULENIBP-Philips-M1008B |  |  |  | Covered PM Repair - Biomedical | MHHS-Mem City
NO | YES |  |  |  | 041-17471 | 041-17471 | Agilent Technologies, Inc. | M3046A |  | DE00854578 | MEMORIAL CITY - Anesthesia | MHHS-Mem City |  | Monitor, Cardiac, Fixed |  | 041-17471 | 041-17471 | West | Memorial Hermann Memorial City Medical Center | MEMORIAL CITY - Anesthesia | Surgery Anesthesia Work Room |  |  |  |  | MONITORS, PHYSIOLOGIC, VITAL SIGNS |  | MONITORCARDIACFIXED-Philips-M3046A | MONITORCARDIACFIXED | M3046A |  |  |  | Philips | Monitor, Cardiac, Fixed |  |  | MONITORCARDIACFIXED-Philips-M3046A |  |  |  | Covered PM Repair - Biomedical | MHHS-Mem City
YES | YES |  |  |  | 099-01983 | 099-01983 | Ainca | 100A |  | AA0702037 | NE - OR |  |  |  |  | 099-01983 | 099-01983 | Katy | Memorial Hermann Northeast Hospital | NE - OR | PACU 15
YES | YES |  |  |  | AA1002028 | AA1002028 | Ainca | 100A |  | AA1002028 | OR |  |  |  |  | AA1002028 | AA1002028 | Katy | Memorial Hermann Northeast Hospital | OR | Anesthesia Work Room
YES | YES |  |  |  | 099-01971 | 099-01971 | Ainca | 100A |  | AA1101249 | OR |  |  |  |  | 099-01971 | 099-01971 | Katy | Memorial Hermann Northeast Hospital | OR | Anesthesia Work Room
YES | YES |  |  |  |  | 099-11572 | Ainca |  |  |  | Hallway | [5 empty] | 099-11572 |  | TMC | Hallway | TMC - Johns - NICu |  |  |  | No PM Sticker
NO | YES |  |  |  | 133-04172 | 133-04172 | Air Pal |  |  | 0608 020791 | Katy-OR | MHHS-Katy |  |  |  | 133-04172 | 133-04172 | Katy | MHHS-Katy | Katy-OR | OR - Equipment |  |  |  |  | PUMPS, ALTERNATING PRESSURE PAD |  | .needs class |  |  |  |  | .needs class | AIRPAL |  |  |  |  | 6/1/16 |  |  | Covered PM Repair - Biomedical | MHHS-Katy
YES | YES | Serial Number Cnf |  |  | 133-04174 | 133-04174 | Air Pal | Air Pal |  | CNF | KATY - MED/SURG 5TH FLOOR |  |  |  |  | 133-04174 | 133-04174 | Katy | Memorial Hermann Katy Hospital | KATY - MED/SURG 5TH FLOOR | MEDSURG Storage W5 144.5 | 12/1/06
NO | NO |  |  |  | 133-04171 |  | Air Pal | AIR PAL |  |  | KATY - ICU | MHHS-Katy |  | Pump, Air Mattress |  | 133-04171 |  | Katy |  | KATY - ICU | [5 empty] | LIFTS, PATIENT TRANSFER |  | PUMPAIRMATTRESS-Hill-Rom-AirPal | PUMPAIRMATTRESS | AirPal |  |  |  | Hill-Rom | Pump, Air Mattress |  |  | PUMPAIRMATTRESS-Hill-Rom-AirPal |  |  |  | Covered PM Repair - Biomedical | MHHS-Katy
NO | NO |  |  |  | GE2341077-C1050203 |  | Air Systems International, Inc. |  |  | GE2341077-C1050203 | OPID - (KY) - KATY REHAB - 585 | MHHS-OPID |  |  |  | GE2341077-C1050203 |  | Katy |  | OPID - (KY) - KATY REHAB - 585 | [5 empty] | DEFAULT 12 MONTHS |  | .needs class | [5 empty] | AirSys Tech | [7 empty] | Covered PM Repair - Biomedical | MHHS-OPID
NO | NO |  |  |  | GE2341077-C1081050 |  | Air Systems International, Inc. |  |  | GE2341077-C1081050 | OPID - (KY) - KATY REHAB - 585 | MHHS-OPID |  |  |  | GE2341077-C1081050 |  | Katy |  | OPID - (KY) - KATY REHAB - 585 | [5 empty] | DEFAULT 12 MONTHS |  | .needs class | [5 empty] | AirSys Tech | [7 empty] | Covered PM Repair - Biomedical | MHHS-OPID
YES | YES |  |  |  |  | 099-12426 | Air-Shields | Aspirator-A | [8 empty] | 099-12426 | TMC | Memorial Hermann Heart |  |  | 4/1/19 |  | 4/1/20
NO | YES |  |  |  |  | 069-00246 | AIR-SHIELDS | DIA-PUMP A |  |  | TMC-Epilepsy-Sleep Lab (5R) | MHHS-TMC |  |  |  |  | 069-00246 | TMC | MHHS-TMC | TMC-Epilepsy-Sleep Lab (5R) | Crash cart | 2/1/20 |  | 2/1/21 |  | ASPIRATORS |  | .needs class | [5 empty] | AIRSHIELDS | [7 empty] | Covered PM Repair - Biomedical | MHHS-TMC
NO | YES | Serial Number 443 |  |  | 009-02862 | 009-02862 | Airborne Life Supp Sys | 185A |  |  | GH - RESPIRATORY |  |  |  |  | 009-02862 | 009-02862 | Central | Memorial Hermann Greater Heights Hospital | GH - RESPIRATORY | Nicu level 2
NO | YES | Serial Number 443 |  |  |  | 009-33037 | Airborne Life Support Systems Division of International Biomedical | 185A |  |  | GH - LABOR | MHHS-Greater Heights |  | Incubator, Infant Transport |  |  | 009-33037 | Central | Greater Heights | GH - LABOR | GJ-LABOR |  |  |  |  | INCUBATORS, INFANT |  | INCUBINFANTTRANS-Airborne Life Supp Sys-185A | INCUBINFANTTRANS | 185A |  |  |  | Airborne Life Supp Sys | Incubator, Infant Transport |  | INCUBINFANTTRANS-Airborne Life Supp Sys-185A |  |  |  |  | Covered PM Repair - Biomedical | MHHS-Greater Heights
NO | YES |  |  |  | 041-12889 | 041-12889 | Airborne Life Support Systems Division of International Biomedical | 750I |  | A438 | Memorial City-Labor & Delivery | MHHS-Mem City |  | Tester, Vision |  | 041-12889 | 041-12889 | West | MHHS-Mem City | Memorial City-Labor & Delivery | 3M09 | 9/1/19 |  | 9/1/20 |  | INCUBATORS, INFANT |  | TESTERVISION-Carl Zeiss-750i | TESTERVISION | 750i |  |  |  | Carl Zeiss | Tester, Vision |  |  | TESTERVISION-Carl Zeiss-750i |  |  |  | Covered PM Repair - Biomedical | MHHS-Mem City
NO | YES |  |  |  |  | 013-07209 | Airborne Life Support Systems Division of International Biomedical | 750I |  |  | SW-NICU | MHHS-Southwest |  | Tester, Vision |  |  | 013-07209 | Southwest | MHHS-Southwest | SW-NICU | Hall | 9/1/19 |  | 9/1/20 |  | INCUBATORS, INFANT | Tester, Vision | TESTERVISION-Carl Zeiss-750i | TESTERVISION | 750i |  |  |  | Carl Zeiss | Tester, Vision |  |  | TESTERVISION-Carl Zeiss-750i |  |  |  | Covered PM Repair - Biomedical | MHHS-Southwest | [8 empty] | TESTERVISION | Tester, Vision | Carl Zeiss
NO | YES |  |  |  | 029-05425 | 029-05425 | Airborne Life Support Systems Division of International Biomedical | 750I |  | A476 | Woodlands-NICU | MHHS-Woodlands |  | Tester, Vision |  | 029-05425 | 029-05425 | Woodlands | MHHS-Woodlands | Woodlands-NICU |  | 10/1/19 |  | 4/1/20 |  | INCUBATORS, INFANT | Tester, Vision | TESTERVISION-Carl Zeiss-750i | TESTERVISION | 750i |  |  |  | Carl Zeiss | Tester, Vision |  |  | TESTERVISION-Carl Zeiss-750i | 9/27/18 |  |  | Covered PM Repair - Biomedical | MHHS-Woodlands | [8 empty] | TESTERVISION | Tester, Vision | Carl Zeiss
NO | YES |  |  |  | 077-04741 | 077-04741 | Airborne Life Support Systems Division of International Biomedical | VOYAGER |  | 114VL | TMC-Children's-Pedi Transport (7Hp) | MHHS-TMC |  | Balance, Mechanical |  | 077-04741 | 077-04741 | TMC | MHHS-TMC | TMC-Children's-Pedi Transport (7Hp) |  | 7/5/19 |  |  |  | INCUBATORS, INFANT |  | BALANCEMECHANICAL-Ohaus Corp-Voyager | BALANCEMECHANICAL | Voyager |  |  |  | Ohaus Corp | Balance, Mechanical |  |  | BALANCEMECHANICAL-Ohaus Corp-Voyager | 3/22/18 | Verified 3/30/2020 4:07pm (Central) |  | Covered PM Repair - Biomedical | MHHS-TMC
NO | YES |  |  |  | 077-08153 | 077-08153 | Airborne Life Support Systems Division of International Biomedical | VOYAGER |  | M297P | TMC-Children's-Pedi Transport (7Hp) | MHHS-TMC |  | Balance, Mechanical |  | 077-08153 | 077-08153 | TMC | MHHS-TMC | TMC-Children's-Pedi Transport (7Hp) |  | 7/3/19 |  |  |  | INCUBATORS, INFANT |  | BALANCEMECHANICAL-Ohaus Corp-Voyager | BALANCEMECHANICAL | Voyager |  |  |  | Ohaus Corp | Balance, Mechanical |  |  | BALANCEMECHANICAL-Ohaus Corp-Voyager |  | Verified 3/30/2020 4:07pm (Central) |  | Covered PM Repair - Biomedical | MHHS-TMC
NO | YES |  |  |  | 077-09043 | 077-09043 | Airborne Life Support Systems Division of International Biomedical | VOYAGER |  | M309P | TMC-Children's-Pedi Transport (7Hp) | MHHS-TMC |  | Balance, Mechanical |  | 077-09043 | 077-09043 | TMC | MHHS-TMC | TMC-Children's-Pedi Transport (7Hp) |  | 7/3/19 |  |  |  | INCUBATORS, INFANT |  | BALANCEMECHANICAL-Ohaus Corp-Voyager | BALANCEMECHANICAL | Voyager |  |  |  | Ohaus Corp | Balance, Mechanical |  |  | BALANCEMECHANICAL-Ohaus Corp-Voyager |  | Verified 3/30/2020 4:07pm (Central) |  | Covered PM Repair - Biomedical | MHHS-TMC
NO | YES |  |  |  | 077-09133 | 077-09133 | Airborne Life Support Systems Division of International Biomedical | VOYAGER |  | M345P | TMC-Children's-Pedi Transport (7Hp) | MHHS-TMC |  | Balance, Mechanical |  | 077-09133 | 077-09133 | TMC | MHHS-TMC | TMC-Children's-Pedi Transport (7Hp) |  | 7/5/19 |  |  |  | INCUBATORS, INFANT |  | BALANCEMECHANICAL-Ohaus Corp-Voyager | BALANCEMECHANICAL | Voyager |  |  |  | Ohaus Corp | Balance, Mechanical |  |  | BALANCEMECHANICAL-Ohaus Corp-Voyager |  | Verified 3/30/2020 4:07pm (Central) |  | Covered PM Repair - Biomedical | MHHS-TMC
YES | YES |  |  |  | 099-12066 | 099-12066 | Aircast | VenaFlowElite |  | E56498 | Biomed shop |  |  |  |  | 099-12066 | 099-12066 | TMC | Memorial Hermann-Texas Medical Center | Biomed shop | Biomed shop | 1/1/17 |  |  |  |  | Sequential Compression Device | SEQUENTIALCOMPRESSIONDEV-Aircast-VenaFlowElite | [22 empty] | Sequential Compression Device | SEQUENTIALCOMPRESSIONDEV | Sequential Compression Device | Aircast
NO | YES |  |  |  | 925-01028 | 925-01028 | Aircast Inc | VENAFLOW |  | E27753 | MHOSH-3rd Floor | MHHS Orthopedic & Spine |  | Sequential Compression Device |  | 925-01028 | 925-01028 | Central | MHHS-Orthopedic & Spine | MHOSH-3rd Floor | MHOSH - 3RD FLOOR | 6/1/19 |  | 6/1/20 |  | CIRCULATORY ASSIST UNITS, PERIPHERAL COMPRESSION | Sequential Compression Device | SEQUENTIALCOMPRESSIONDEV-Aircast-VenaFlow | SEQUENTIALCOMPRESSIONDEV | VenaFlow |  |  |  | Aircast | Sequential Compression Device |  | SEQUENTIALCOMPRESSIONDEV-Aircast-VenaFlow |  | 11/6/20 | MHOSH Inventory Dec 2019 into 2020 - Copy.xls - Already Verified |  | Not Covered Vendor Only - Biomedical | MHHS Orthopedic & Spine | [8 empty] | SEQUENTIALCOMPRESSIONDEV | Sequential Compression Device | Aircast
YES | YES |  |  |  | E27754 | 925-01878 | Aircast Inc | VENAFLOW |  | E27754 | MHOSH - 3RD FLOOR |  |  |  |  | E27754 | 925-01878 | Central | Memorial Hermann orthopedic and spine | MHOSH - 3RD FLOOR | MHOSH - 3RD FLOOR
YES | YES |  |  |  | E26920 | 925-01879 | Aircast Inc | VENAFLOW |  | E26920 | MHOSH - 3RD FLOOR |  |  |  |  | E26920 | 925-01879 | Central | Memorial Hermann orthopedic and spine | MHOSH - 3RD FLOOR | MHOSH - 3RD FLOOR | 3/1/20
NO | YES | [5 empty] | Aircast Inc | VENAFLOW ELITE |  | E73701 | MHOSH-3rd Floor | MHHS Orthopedic & Spine |  | Sequential Compression Device |  |  |  | Central & Greater Heights | MHHS-Orthopedic & Spine | MHOSH-3rd Floor |  | 6/19/19 |  |  |  | CIRCULATORY ASSIST UNITS, PERIPHERAL COMPRESSION | Sequential Compression Device | SEQUENTIALCOMPRESSIONDEV-Aircast-VenaFlowElite | SEQUENTIALCOMPRESSIONDEV | VenaFlowElite |  |  |  | Aircast | Sequential Compression Device |  |  | SEQUENTIALCOMPRESSIONDEV-Aircast-VenaFlowElite | 11/6/20 | MHOSH Inventory Dec 2019 into 2020 - Copy.xls - Newly Verified |  | Not Covered Vendor Only - Biomedical | MHHS Orthopedic & Spine | [8 empty] | SEQUENTIALCOMPRESSIONDEV | Sequential Compression Device | Aircast
NO | YES |  |  |  | 925-00642 | 925-00642 | Aircast Inc | VENAFLOW ELITE |  | E27767 | MHOSH-3rd Floor | MHHS Orthopedic & Spine |  | Sequential Compression Device |  | 925-00642 | 925-00642 | Central & Greater Heights | MHHS-Orthopedic & Spine | MHOSH-3rd Floor |  | 6/17/19 |  |  |  | CIRCULATORY ASSIST UNITS, PERIPHERAL COMPRESSION | Sequential Compression Device | SEQUENTIALCOMPRESSIONDEV-Aircast-VenaFlowElite | SEQUENTIALCOMPRESSIONDEV | VenaFlowElite |  |  |  | Aircast | Sequential Compression Device |  |  | SEQUENTIALCOMPRESSIONDEV-Aircast-VenaFlowElite | 11/6/20 | MHOSH Inventory Dec 2019 into 2020 - Copy.xls - Newly Verified |  | Not Covered Vendor Only - Biomedical | MHHS Orthopedic & Spine | [8 empty] | SEQUENTIALCOMPRESSIONDEV | Sequential Compression Device | Aircast
NO | YES |  |  |  | 925-01003 | 925-01003 | Aircast Inc | VENAFLOW ELITE |  | E26933 | MHOSH-3rd Floor | MHHS Orthopedic & Spine |  | Sequential Compression Device |  | 925-01003 | 925-01003 | Central & Greater Heights | MHHS-Orthopedic & Spine | MHOSH-3rd Floor |  | 6/7/19 |  |  |  | CIRCULATORY ASSIST UNITS, PERIPHERAL COMPRESSION | Sequential Compression Device | SEQUENTIALCOMPRESSIONDEV-Aircast-VenaFlowElite | SEQUENTIALCOMPRESSIONDEV | VenaFlowElite |  |  |  | Aircast | Sequential Compression Device |  |  | SEQUENTIALCOMPRESSIONDEV-Aircast-VenaFlowElite | 11/6/20 | MHOSH Inventory Dec 2019 into 2020 - Copy.xls - Newly Verified |  | Not Covered Vendor Only - Biomedical | MHHS Orthopedic & Spine | [8 empty] | SEQUENTIALCOMPRESSIONDEV | Sequential Compression Device | Aircast
NO | YES |  |  |  | 925-01004 | 925-01004 | Aircast Inc | VENAFLOW ELITE |  | E37585 | MHOSH-3rd Floor | MHHS Orthopedic & Spine |  | Sequential Compression Device |  | 925-01004 | 925-01004 | Central & Greater Heights | MHHS-Orthopedic & Spine | MHOSH-3rd Floor |  | 6/3/19 |  |  |  | CIRCULATORY ASSIST UNITS, PERIPHERAL COMPRESSION | Sequential Compression Device | SEQUENTIALCOMPRESSIONDEV-Aircast-VenaFlowElite | SEQUENTIALCOMPRESSIONDEV | VenaFlowElite |  |  |  | Aircast | Sequential Compression Device |  |  | SEQUENTIALCOMPRESSIONDEV-Aircast-VenaFlowElite | 11/6/20 | MHOSH Inventory Dec 2019 into 2020 - Copy.xls - Newly Verified |  | Not Covered Vendor Only - Biomedical | MHHS Orthopedic & Spine | [8 empty] | SEQUENTIALCOMPRESSIONDEV | Sequential Compression Device | Aircast
NO | YES |  |  |  | 925-01006 | 925-01006 | Aircast Inc | VENAFLOW ELITE |  | E27090 | MHOSH-3rd Floor | MHHS Orthopedic & Spine |  | Sequential Compression Device |  | 925-01006 | 925-01006 | Central & Greater Heights | MHHS-Orthopedic & Spine | MHOSH-3rd Floor |  | 6/19/19 |  |  |  | CIRCULATORY ASSIST UNITS, PERIPHERAL COMPRESSION | Sequential Compression Device | SEQUENTIALCOMPRESSIONDEV-Aircast-VenaFlowElite | SEQUENTIALCOMPRESSIONDEV | VenaFlowElite |  |  |  | Aircast | Sequential Compression Device |  |  | SEQUENTIALCOMPRESSIONDEV-Aircast-VenaFlowElite | 11/6/20 | MHOSH Inventory Dec 2019 into 2020 - Copy.xls - Newly Verified |  | Not Covered Vendor Only - Biomedical | MHHS Orthopedic & Spine | [8 empty] | SEQUENTIALCOMPRESSIONDEV | Sequential Compression Device | Aircast
NO | YES |  |  |  | 925-01007 | 925-01007 | Aircast Inc | VENAFLOW ELITE |  | E27742 | MHOSH-3rd Floor | MHHS Orthopedic & Spine |  | Sequential Compression Device |  | 925-01007 | 925-01007 | Central | MHHS-Orthopedic & Spine | MHOSH-3rd Floor | MHOSH - 3RD FLOOR | 6/1/19 |  | 6/1/20 |  | CIRCULATORY ASSIST UNITS, PERIPHERAL COMPRESSION | Sequential Compression Device | SEQUENTIALCOMPRESSIONDEV-Aircast-VenaFlowElite | SEQUENTIALCOMPRESSIONDEV | VenaFlowElite |  |  |  | Aircast | Sequential Compression Device |  |  | SEQUENTIALCOMPRESSIONDEV-Aircast-VenaFlowElite | 11/6/20 | MHOSH Inventory Dec 2019 into 2020 - Copy.xls - Already Verified |  | Not Covered Vendor Only - Biomedical | MHHS Orthopedic & Spine | [8 empty] | SEQUENTIALCOMPRESSIONDEV | Sequential Compression Device | Aircast
NO | YES |  |  |  | 925-01008 | 925-01008 | Aircast Inc | VENAFLOW ELITE |  | E26679 | MHOSH-3rd Floor | MHHS Orthopedic & Spine |  | Sequential Compression Device |  | 925-01008 | 925-01008 | Central | MHHS-Orthopedic & Spine | MHOSH-3rd Floor | MHOSH - 3RD FLOOR | 6/1/19 |  | 6/1/20 |  | CIRCULATORY ASSIST UNITS, PERIPHERAL COMPRESSION | Sequential Compression Device | SEQUENTIALCOMPRESSIONDEV-Aircast-VenaFlowElite | SEQUENTIALCOMPRESSIONDEV | VenaFlowElite |  |  |  | Aircast | Sequential Compression Device |  |  | SEQUENTIALCOMPRESSIONDEV-Aircast-VenaFlowElite | 11/6/20 | MHOSH Inventory Dec 2019 into 2020 - Copy.xls - Already Verified |  | Not Covered Vendor Only - Biomedical | MHHS Orthopedic & Spine | [8 empty] | SEQUENTIALCOMPRESSIONDEV | Sequential Compression Device | Aircast
NO | YES |  |  |  | 925-01009 | 925-01009 | Aircast Inc | VENAFLOW ELITE |  | E26937 | MHOSH-3rd Floor | MHHS Orthopedic & Spine |  | Sequential Compression Device |  | 925-01009 | 925-01009 | Central & Greater Heights | MHHS-Orthopedic & Spine | MHOSH-3rd Floor |  | 6/19/19 |  |  |  | CIRCULATORY ASSIST UNITS, PERIPHERAL COMPRESSION | Sequential Compression Device | SEQUENTIALCOMPRESSIONDEV-Aircast-VenaFlowElite | SEQUENTIALCOMPRESSIONDEV | VenaFlowElite |  |  |  | Aircast | Sequential Compression Device |  |  | SEQUENTIALCOMPRESSIONDEV-Aircast-VenaFlowElite | 11/6/20 | MHOSH Inventory Dec 2019 into 2020 - Copy.xls - Newly Verified |  | Not Covered Vendor Only - Biomedical | MHHS Orthopedic & Spine | [8 empty] | SEQUENTIALCOMPRESSIONDEV | Sequential Compression Device | Aircast
NO | YES |  |  |  | 925-01010 | 925-01010 | Aircast Inc | VENAFLOW ELITE |  | E65212 | MHOSH-3rd Floor | MHHS Orthopedic & Spine |  | Sequential Compression Device |  | 925-01010 | 925-01010 | Central | MHHS-Orthopedic & Spine | MHOSH-3rd Floor | MHOSH - 3RD FLOOR | 6/1/19 |  | 6/1/20 |  | CIRCULATORY ASSIST UNITS, PERIPHERAL COMPRESSION | Sequential Compression Device | SEQUENTIALCOMPRESSIONDEV-Aircast-VenaFlowElite | SEQUENTIALCOMPRESSIONDEV | VenaFlowElite |  |  |  | Aircast | Sequential Compression Device |  |  | SEQUENTIALCOMPRESSIONDEV-Aircast-VenaFlowElite | 11/6/20 | MHOSH Inventory Dec 2019 into 2020 - Copy.xls - Already Verified |  | Not Covered Vendor Only - Biomedical | MHHS Orthopedic & Spine | [8 empty] | SEQUENTIALCOMPRESSIONDEV | Sequential Compression Device | Aircast
NO | YES |  |  |  | 925-01011 | 925-01011 | Aircast Inc | VENAFLOW ELITE |  | E27744 | MHOSH-3rd Floor | MHHS Orthopedic & Spine |  | Sequential Compression Device |  | 925-01011 | 925-01011 | Central & Greater Heights | MHHS-Orthopedic & Spine | MHOSH-3rd Floor |  | 6/13/19 |  |  |  | CIRCULATORY ASSIST UNITS, PERIPHERAL COMPRESSION | Sequential Compression Device | SEQUENTIALCOMPRESSIONDEV-Aircast-VenaFlowElite | SEQUENTIALCOMPRESSIONDEV | VenaFlowElite |  |  |  | Aircast | Sequential Compression Device |  |  | SEQUENTIALCOMPRESSIONDEV-Aircast-VenaFlowElite | 11/6/20 | MHOSH Inventory Dec 2019 into 2020 - Copy.xls - Newly Verified |  | Not Covered Vendor Only - Biomedical | MHHS Orthopedic & Spine | [8 empty] | SEQUENTIALCOMPRESSIONDEV | Sequential Compression Device | Aircast
NO | YES |  |  |  | 925-01012 | 925-01012 | Aircast Inc | VENAFLOW ELITE |  | E27736 | MHOSH-Pre/Post Op | MHHS Orthopedic & Spine |  | Sequential Compression Device |  | 925-01012 | 925-01012 | Central | MHHS-Orthopedic & Spine | MHOSH-Pre/Post Op | MHOSH - PRE/POST OP | 6/1/19 |  | 6/1/20 |  | CIRCULATORY ASSIST UNITS, PERIPHERAL COMPRESSION | Sequential Compression Device | SEQUENTIALCOMPRESSIONDEV-Aircast-VenaFlowElite | SEQUENTIALCOMPRESSIONDEV | VenaFlowElite |  |  |  | Aircast | Sequential Compression Device |  |  | SEQUENTIALCOMPRESSIONDEV-Aircast-VenaFlowElite | 11/6/20 | MHOSH Inventory Dec 2019 into 2020 - Copy.xls - Already Verified |  | Not Covered Vendor Only - Biomedical | MHHS Orthopedic & Spine | [8 empty] | SEQUENTIALCOMPRESSIONDEV | Sequential Compression Device | Aircast
NO | YES |  |  |  | 925-01013 | 925-01013 | Aircast Inc | VENAFLOW ELITE |  | E27098 | MHOSH-3rd Floor | MHHS Orthopedic & Spine |  | Sequential Compression Device |  | 925-01013 | 925-01013 | Central | MHHS-Orthopedic & Spine | MHOSH-3rd Floor | MHOSH - 3RD FLOOR | 6/1/19 |  | 6/1/20 |  | CIRCULATORY ASSIST UNITS, PERIPHERAL COMPRESSION | Sequential Compression Device | SEQUENTIALCOMPRESSIONDEV-Aircast-VenaFlowElite | SEQUENTIALCOMPRESSIONDEV | VenaFlowElite |  |  |  | Aircast | Sequential Compression Device |  |  | SEQUENTIALCOMPRESSIONDEV-Aircast-VenaFlowElite | 11/6/20 | MHOSH Inventory Dec 2019 into 2020 - Copy.xls - Already Verified |  | Not Covered Vendor Only - Biomedical | MHHS Orthopedic & Spine | [8 empty] | SEQUENTIALCOMPRESSIONDEV | Sequential Compression Device | Aircast
NO | YES |  |  |  | 925-01014 | 925-01014 | Aircast Inc | VENAFLOW ELITE |  | E27764 | MHOSH-3rd Floor | MHHS Orthopedic & Spine |  | Sequential Compression Device |  | 925-01014 | 925-01014 | Central & Greater Heights | MHHS-Orthopedic & Spine | MHOSH-3rd Floor |  | 6/5/19 |  |  |  | CIRCULATORY ASSIST UNITS, PERIPHERAL COMPRESSION | Sequential Compression Device | SEQUENTIALCOMPRESSIONDEV-Aircast-VenaFlowElite | SEQUENTIALCOMPRESSIONDEV | VenaFlowElite |  |  |  | Aircast | Sequential Compression Device |  |  | SEQUENTIALCOMPRESSIONDEV-Aircast-VenaFlowElite | 11/6/20 | MHOSH Inventory Dec 2019 into 2020 - Copy.xls - Newly Verified |  | Not Covered Vendor Only - Biomedical | MHHS Orthopedic & Spine | [8 empty] | SEQUENTIALCOMPRESSIONDEV | Sequential Compression Device | Aircast
NO | YES |  |  |  | 925-01015 | 925-01015 | Aircast Inc | VENAFLOW ELITE |  | E26674 | MHOSH-3rd Floor | MHHS Orthopedic & Spine |  | Sequential Compression Device |  | 925-01015 | 925-01015 | Central & Greater Heights | MHHS-Orthopedic & Spine | MHOSH-3rd Floor |  | 6/5/19 |  |  |  | CIRCULATORY ASSIST UNITS, PERIPHERAL COMPRESSION | Sequential Compression Device | SEQUENTIALCOMPRESSIONDEV-Aircast-VenaFlowElite | SEQUENTIALCOMPRESSIONDEV | VenaFlowElite |  |  |  | Aircast | Sequential Compression Device |  |  | SEQUENTIALCOMPRESSIONDEV-Aircast-VenaFlowElite | 11/6/20 | MHOSH Inventory Dec 2019 into 2020 - Copy.xls - Newly Verified |  | Not Covered Vendor Only - Biomedical | MHHS Orthopedic & Spine | [8 empty] | SEQUENTIALCOMPRESSIONDEV | Sequential Compression Device | Aircast
NO | YES |  |  |  | 925-01016 | 925-01016 | Aircast Inc | VENAFLOW ELITE |  | E27022 | MHOSH-3rd Floor | MHHS Orthopedic & Spine |  | Sequential Compression Device |  | 925-01016 | 925-01016 | Central & Greater Heights | MHHS-Orthopedic & Spine | MHOSH-3rd Floor |  | 6/18/19 |  |  |  | CIRCULATORY ASSIST UNITS, PERIPHERAL COMPRESSION | Sequential Compression Device | SEQUENTIALCOMPRESSIONDEV-Aircast-VenaFlowElite | SEQUENTIALCOMPRESSIONDEV | VenaFlowElite |  |  |  | Aircast | Sequential Compression Device |  |  | SEQUENTIALCOMPRESSIONDEV-Aircast-VenaFlowElite | 11/6/20 | MHOSH Inventory Dec 2019 into 2020 - Copy.xls - Newly Verified |  | Not Covered Vendor Only - Biomedical | MHHS Orthopedic & Spine | [8 empty] | SEQUENTIALCOMPRESSIONDEV | Sequential Compression Device | Aircast
NO | YES |  |  |  | 925-01017 | 925-01017 | Aircast Inc | VENAFLOW ELITE |  | E27094 | MHOSH-3rd Floor | MHHS Orthopedic & Spine |  | Sequential Compression Device |  | 925-01017 | 925-01017 | Central & Greater Heights | MHHS-Orthopedic & Spine | MHOSH-3rd Floor |  | 6/10/19 |  |  |  | CIRCULATORY ASSIST UNITS, PERIPHERAL COMPRESSION | Sequential Compression Device | SEQUENTIALCOMPRESSIONDEV-Aircast-VenaFlowElite | SEQUENTIALCOMPRESSIONDEV | VenaFlowElite |  |  |  | Aircast | Sequential Compression Device |  |  | SEQUENTIALCOMPRESSIONDEV-Aircast-VenaFlowElite | 11/6/20 | MHOSH Inventory Dec 2019 into 2020 - Copy.xls - Newly Verified |  | Not Covered Vendor Only - Biomedical | MHHS Orthopedic & Spine | [8 empty] | SEQUENTIALCOMPRESSIONDEV | Sequential Compression Device | Aircast
NO | YES |  |  |  | 925-01018 | 925-01018 | Aircast Inc | VENAFLOW ELITE |  | E26962 | MHOSH-3rd Floor | MHHS Orthopedic & Spine |  | Sequential Compression Device |  | 925-01018 | 925-01018 | Central & Greater Heights | MHHS-Orthopedic & Spine | MHOSH-3rd Floor |  | 6/5/19 |  |  |  | CIRCULATORY ASSIST UNITS, PERIPHERAL COMPRESSION | Sequential Compression Device | SEQUENTIALCOMPRESSIONDEV-Aircast-VenaFlowElite | SEQUENTIALCOMPRESSIONDEV | VenaFlowElite |  |  |  | Aircast | Sequential Compression Device |  |  | SEQUENTIALCOMPRESSIONDEV-Aircast-VenaFlowElite | 11/6/20 | MHOSH Inventory Dec 2019 into 2020 - Copy.xls - Newly Verified |  | Not Covered Vendor Only - Biomedical | MHHS Orthopedic & Spine | [8 empty] | SEQUENTIALCOMPRESSIONDEV | Sequential Compression Device | Aircast
NO | YES |  |  |  | 925-01019 | 925-01019 | Aircast Inc | VENAFLOW ELITE |  | E69266 | MHOSH-3rd Floor | MHHS Orthopedic & Spine |  | Sequential Compression Device |  | 925-01019 | 925-01019 | Central | MHHS-Orthopedic & Spine | MHOSH-3rd Floor | MHOSH - 3RD FLOOR | 6/1/18 |  | 3/1/19 |  | CIRCULATORY ASSIST UNITS, PERIPHERAL COMPRESSION | Sequential Compression Device | SEQUENTIALCOMPRESSIONDEV-Aircast-VenaFlowElite | SEQUENTIALCOMPRESSIONDEV | VenaFlowElite |  |  |  | Aircast | Sequential Compression Device |  |  | SEQUENTIALCOMPRESSIONDEV-Aircast-VenaFlowElite | 11/6/20 | MHOSH Inventory Dec 2019 into 2020 - Copy.xls - Already Verified |  | Not Covered Vendor Only - Biomedical | MHHS Orthopedic & Spine | [8 empty] | SEQUENTIALCOMPRESSIONDEV | Sequential Compression Device | Aircast
NO | YES |  |  |  | 925-01020 | 925-01020 | Aircast Inc | VENAFLOW ELITE |  | E27750 | MHOSH-3rd Floor | MHHS Orthopedic & Spine |  | Sequential Compression Device |  | 925-01020 | 925-01020 | Central & Greater Heights | MHHS-Orthopedic & Spine | MHOSH-3rd Floor |  | 6/5/19 |  |  |  | CIRCULATORY ASSIST UNITS, PERIPHERAL COMPRESSION | Sequential Compression Device | SEQUENTIALCOMPRESSIONDEV-Aircast-VenaFlowElite | SEQUENTIALCOMPRESSIONDEV | VenaFlowElite |  |  |  | Aircast | Sequential Compression Device |  |  | SEQUENTIALCOMPRESSIONDEV-Aircast-VenaFlowElite | 11/6/20 | MHOSH Inventory Dec 2019 into 2020 - Copy.xls - Newly Verified |  | Not Covered Vendor Only - Biomedical | MHHS Orthopedic & Spine | [8 empty] | SEQUENTIALCOMPRESSIONDEV | Sequential Compression Device | Aircast
NO | YES |  |  |  | 925-01022 | 925-01022 | Aircast Inc | VENAFLOW ELITE |  | E27100 | MHOSH-3rd Floor | MHHS Orthopedic & Spine |  | Sequential Compression Device |  | 925-01022 | 925-01022 | Central & Greater Heights | MHHS-Orthopedic & Spine | MHOSH-3rd Floor |  | 6/19/19 |  |  |  | CIRCULATORY ASSIST UNITS, PERIPHERAL COMPRESSION | Sequential Compression Device | SEQUENTIALCOMPRESSIONDEV-Aircast-VenaFlowElite | SEQUENTIALCOMPRESSIONDEV | VenaFlowElite |  |  |  | Aircast | Sequential Compression Device |  |  | SEQUENTIALCOMPRESSIONDEV-Aircast-VenaFlowElite | 11/6/20 | MHOSH Inventory Dec 2019 into 2020 - Copy.xls - Newly Verified |  | Not Covered Vendor Only - Biomedical | MHHS Orthopedic & Spine | [8 empty] | SEQUENTIALCOMPRESSIONDEV | Sequential Compression Device | Aircast
NO | YES |  |  |  | 925-01023 | 925-01023 | Aircast Inc | VENAFLOW ELITE |  | E27165 | MHOSH-3rd Floor | MHHS Orthopedic & Spine |  | Sequential Compression Device |  | 925-01023 | 925-01023 | Central & Greater Heights | MHHS-Orthopedic & Spine | MHOSH-3rd Floor |  | 6/19/19 |  |  |  | CIRCULATORY ASSIST UNITS, PERIPHERAL COMPRESSION | Sequential Compression Device | SEQUENTIALCOMPRESSIONDEV-Aircast-VenaFlowElite | SEQUENTIALCOMPRESSIONDEV | VenaFlowElite |  |  |  | Aircast | Sequential Compression Device |  |  | SEQUENTIALCOMPRESSIONDEV-Aircast-VenaFlowElite | 11/6/20 | MHOSH Inventory Dec 2019 into 2020 - Copy.xls - Newly Verified |  | Not Covered Vendor Only - Biomedical | MHHS Orthopedic & Spine | [8 empty] | SEQUENTIALCOMPRESSIONDEV | Sequential Compression Device | Aircast
NO | YES |  |  |  | 925-01024 | 925-01024 | Aircast Inc | VENAFLOW ELITE |  | E27091 | MHOSH-3rd Floor | MHHS Orthopedic & Spine |  | Sequential Compression Device |  | 925-01024 | 925-01024 | Central & Greater Heights | MHHS-Orthopedic & Spine | MHOSH-3rd Floor |  | 6/10/19 |  |  |  | CIRCULATORY ASSIST UNITS, PERIPHERAL COMPRESSION | Sequential Compression Device | SEQUENTIALCOMPRESSIONDEV-Aircast-VenaFlowElite | SEQUENTIALCOMPRESSIONDEV | VenaFlowElite |  |  |  | Aircast | Sequential Compression Device |  |  | SEQUENTIALCOMPRESSIONDEV-Aircast-VenaFlowElite | 11/6/20 | MHOSH Inventory Dec 2019 into 2020 - Copy.xls - Newly Verified |  | Not Covered Vendor Only - Biomedical | MHHS Orthopedic & Spine | [8 empty] | SEQUENTIALCOMPRESSIONDEV | Sequential Compression Device | Aircast
NO | YES |  |  |  | 925-01025 | 925-01025 | Aircast Inc | VENAFLOW ELITE |  | E27758 | MHOSH-3rd Floor | MHHS Orthopedic & Spine |  | Sequential Compression Device |  | 925-01025 | 925-01025 | Central & Greater Heights | MHHS-Orthopedic & Spine | MHOSH-3rd Floor |  | 6/19/19 |  |  |  | CIRCULATORY ASSIST UNITS, PERIPHERAL COMPRESSION | Sequential Compression Device | SEQUENTIALCOMPRESSIONDEV-Aircast-VenaFlowElite | SEQUENTIALCOMPRESSIONDEV | VenaFlowElite |  |  |  | Aircast | Sequential Compression Device |  |  | SEQUENTIALCOMPRESSIONDEV-Aircast-VenaFlowElite | 11/6/20 | MHOSH Inventory Dec 2019 into 2020 - Copy.xls - Newly Verified |  | Not Covered Vendor Only - Biomedical | MHHS Orthopedic & Spine | [8 empty] | SEQUENTIALCOMPRESSIONDEV | Sequential Compression Device | Aircast
NO | YES |  |  |  | 925-01026 | 925-01026 | Aircast Inc | VENAFLOW ELITE |  | E27088 | MHOSH-3rd Floor | MHHS Orthopedic & Spine |  | Sequential Compression Device |  | 925-01026 | 925-01026 | Central & Greater Heights | MHHS-Orthopedic & Spine | MHOSH-3rd Floor |  | 6/18/19 |  |  |  | CIRCULATORY ASSIST UNITS, PERIPHERAL COMPRESSION | Sequential Compression Device | SEQUENTIALCOMPRESSIONDEV-Aircast-VenaFlowElite | SEQUENTIALCOMPRESSIONDEV | VenaFlowElite |  |  |  | Aircast | Sequential Compression Device |  |  | SEQUENTIALCOMPRESSIONDEV-Aircast-VenaFlowElite | 11/6/20 | MHOSH Inventory Dec 2019 into 2020 - Copy.xls - Newly Verified |  | Not Covered Vendor Only - Biomedical | MHHS Orthopedic & Spine | [8 empty] | SEQUENTIALCOMPRESSIONDEV | Sequential Compression Device | Aircast
NO | YES |  |  |  | 925-01027 | 925-01027 | Aircast Inc | VENAFLOW ELITE |  | E37530 | MHOSH-3rd Floor | MHHS Orthopedic & Spine |  | Sequential Compression Device |  | 925-01027 | 925-01027 | Central & Greater Heights | MHHS-Orthopedic & Spine | MHOSH-3rd Floor |  | 6/14/19 |  |  |  | CIRCULATORY ASSIST UNITS, PERIPHERAL COMPRESSION | Sequential Compression Device | SEQUENTIALCOMPRESSIONDEV-Aircast-VenaFlowElite | SEQUENTIALCOMPRESSIONDEV | VenaFlowElite |  |  |  | Aircast | Sequential Compression Device |  |  | SEQUENTIALCOMPRESSIONDEV-Aircast-VenaFlowElite | 11/6/20 | MHOSH Inventory Dec 2019 into 2020 - Copy.xls - Newly Verified |  | Not Covered Vendor Only - Biomedical | MHHS Orthopedic & Spine | [8 empty] | SEQUENTIALCOMPRESSIONDEV | Sequential Compression Device | Aircast
NO | YES |  |  |  | 925-01030 | 925-01030 | Aircast Inc | VENAFLOW ELITE |  | E27167 | MHOSH-3rd Floor | MHHS Orthopedic & Spine |  | Sequential Compression Device |  | 925-01030 | 925-01030 | Central & Greater Heights | MHHS-Orthopedic & Spine | MHOSH-3rd Floor |  | 6/7/19 |  |  |  | CIRCULATORY ASSIST UNITS, PERIPHERAL COMPRESSION | Sequential Compression Device | SEQUENTIALCOMPRESSIONDEV-Aircast-VenaFlowElite | SEQUENTIALCOMPRESSIONDEV | VenaFlowElite |  |  |  | Aircast | Sequential Compression Device |  |  | SEQUENTIALCOMPRESSIONDEV-Aircast-VenaFlowElite | 11/6/20 | MHOSH Inventory Dec 2019 into 2020 - Copy.xls - Newly Verified |  | Not Covered Vendor Only - Biomedical | MHHS Orthopedic & Spine | [8 empty] | SEQUENTIALCOMPRESSIONDEV | Sequential Compression Device | Aircast
NO | YES |  |  |  | 925-01031 | 925-01031 | Aircast Inc | VENAFLOW ELITE |  | E73723 | MHOSH-3rd Floor | MHHS Orthopedic & Spine |  | Sequential Compression Device |  | 925-01031 | 925-01031 | Central & Greater Heights | MHHS-Orthopedic & Spine | MHOSH-3rd Floor |  | 6/7/19 |  |  |  | CIRCULATORY ASSIST UNITS, PERIPHERAL COMPRESSION | Sequential Compression Device | SEQUENTIALCOMPRESSIONDEV-Aircast-VenaFlowElite | SEQUENTIALCOMPRESSIONDEV | VenaFlowElite |  |  |  | Aircast | Sequential Compression Device |  |  | SEQUENTIALCOMPRESSIONDEV-Aircast-VenaFlowElite | 11/6/20 | MHOSH Inventory Dec 2019 into 2020 - Copy.xls - Newly Verified |  | Not Covered Vendor Only - Biomedical | MHHS Orthopedic & Spine | [8 empty] | SEQUENTIALCOMPRESSIONDEV | Sequential Compression Device | Aircast
NO | YES |  |  |  | 925-01033 | 925-01033 | Aircast Inc | VENAFLOW ELITE |  | E27106 | MHOSH-3rd Floor | MHHS Orthopedic & Spine |  | Sequential Compression Device |  | 925-01033 | 925-01033 | Central | MHHS-Orthopedic & Spine | MHOSH-3rd Floor | MHOSH - 3RD FLOOR | 6/1/19 |  | 6/1/20 |  | CIRCULATORY ASSIST UNITS, PERIPHERAL COMPRESSION | Sequential Compression Device | SEQUENTIALCOMPRESSIONDEV-Aircast-VenaFlowElite | SEQUENTIALCOMPRESSIONDEV | VenaFlowElite |  |  |  | Aircast | Sequential Compression Device |  |  | SEQUENTIALCOMPRESSIONDEV-Aircast-VenaFlowElite | 11/6/20 | MHOSH Inventory Dec 2019 into 2020 - Copy.xls - Already Verified |  | Not Covered Vendor Only - Biomedical | MHHS Orthopedic & Spine | [8 empty] | SEQUENTIALCOMPRESSIONDEV | Sequential Compression Device | Aircast
NO | YES |  |  |  | 925-01034 | 925-01034 | Aircast Inc | VENAFLOW ELITE |  | E69256 | MHOSH-3rd Floor | MHHS Orthopedic & Spine |  | Sequential Compression Device |  | 925-01034 | 925-01034 | Central & Greater Heights | MHHS-Orthopedic & Spine | MHOSH-3rd Floor |  | 6/5/19 |  |  |  | CIRCULATORY ASSIST UNITS, PERIPHERAL COMPRESSION | Sequential Compression Device | SEQUENTIALCOMPRESSIONDEV-Aircast-VenaFlowElite | SEQUENTIALCOMPRESSIONDEV | VenaFlowElite |  |  |  | Aircast | Sequential Compression Device |  |  | SEQUENTIALCOMPRESSIONDEV-Aircast-VenaFlowElite | 1/1/00 | MHOSH Inventory Dec 2019 into 2020 - Copy.xls - Newly Verified |  | Covered PM Repair - Biomedical | MHHS Orthopedic & Spine | [8 empty] | SEQUENTIALCOMPRESSIONDEV | Sequential Compression Device | Aircast
NO | YES |  |  |  | 925-01035 | 925-01035 | Aircast Inc | VENAFLOW ELITE |  | E27747 | MHOSH-3rd Floor | MHHS Orthopedic & Spine |  | Sequential Compression Device |  | 925-01035 | 925-01035 | Central & Greater Heights | MHHS-Orthopedic & Spine | MHOSH-3rd Floor |  | 6/5/19 |  |  |  | CIRCULATORY ASSIST UNITS, PERIPHERAL COMPRESSION | Sequential Compression Device | SEQUENTIALCOMPRESSIONDEV-Aircast-VenaFlowElite | SEQUENTIALCOMPRESSIONDEV | VenaFlowElite |  |  |  | Aircast | Sequential Compression Device |  |  | SEQUENTIALCOMPRESSIONDEV-Aircast-VenaFlowElite | 4/1/18 | MHOSH Inventory Dec 2019 into 2020 - Copy.xls - Newly Verified |  | Covered PM Repair - Biomedical | MHHS Orthopedic & Spine | [8 empty] | SEQUENTIALCOMPRESSIONDEV | Sequential Compression Device | Aircast
NO | YES |  |  |  | 925-01036 | 925-01036 | Aircast Inc | VENAFLOW ELITE |  | E26948 | MHOSH-3rd Floor | MHHS Orthopedic & Spine |  | Sequential Compression Device |  | 925-01036 | 925-01036 | Central & Greater Heights | MHHS-Orthopedic & Spine | MHOSH-3rd Floor |  | 6/13/19 |  |  |  | CIRCULATORY ASSIST UNITS, PERIPHERAL COMPRESSION | Sequential Compression Device | SEQUENTIALCOMPRESSIONDEV-Aircast-VenaFlowElite | SEQUENTIALCOMPRESSIONDEV | VenaFlowElite |  |  |  | Aircast | Sequential Compression Device |  |  | SEQUENTIALCOMPRESSIONDEV-Aircast-VenaFlowElite | 4/1/18 | MHOSH Inventory Dec 2019 into 2020 - Copy.xls - Newly Verified |  | Covered PM Repair - Biomedical | MHHS Orthopedic & Spine | [8 empty] | SEQUENTIALCOMPRESSIONDEV | Sequential Compression Device | Aircast
NO | YES |  |  |  | 925-01037 | 925-01037 | Aircast Inc | VENAFLOW ELITE |  | E27071 | GH-OR | MHHS Orthopedic & Spine |  | Sequential Compression Device |  | 925-01037 | 925-01037 | Central | MHHS-Greater Heights | GH-OR | MHOSH | 6/1/19 |  |  |  | CIRCULATORY ASSIST UNITS, PERIPHERAL COMPRESSION | Sequential Compression Device | SEQUENTIALCOMPRESSIONDEV-Aircast-VenaFlowElite | SEQUENTIALCOMPRESSIONDEV | VenaFlowElite |  |  |  | Aircast | Sequential Compression Device |  |  | SEQUENTIALCOMPRESSIONDEV-Aircast-VenaFlowElite | 4/1/18 | MHOSH Inventory Dec 2019 into 2020 - Copy.xls - Already Verified |  | Covered PM Repair - Biomedical | MHHS Orthopedic & Spine | [8 empty] | SEQUENTIALCOMPRESSIONDEV | Sequential Compression Device | Aircast
NO | YES |  |  |  | 925-01038 | 925-01038 | Aircast Inc | VENAFLOW ELITE |  | E27093 | MHOSH-3rd Floor | MHHS Orthopedic & Spine |  | Sequential Compression Device |  | 925-01038 | 925-01038 | Central & Greater Heights | MHHS-Orthopedic & Spine | MHOSH-3rd Floor |  | 6/20/19 |  |  |  | CIRCULATORY ASSIST UNITS, PERIPHERAL COMPRESSION | Sequential Compression Device | SEQUENTIALCOMPRESSIONDEV-Aircast-VenaFlowElite | SEQUENTIALCOMPRESSIONDEV | VenaFlowElite |  |  |  | Aircast | Sequential Compression Device |  |  | SEQUENTIALCOMPRESSIONDEV-Aircast-VenaFlowElite | 1/1/00 | MHOSH Inventory Dec 2019 into 2020 - Copy.xls - Newly Verified |  | Covered PM Repair - Biomedical | MHHS Orthopedic & Spine | [8 empty] | SEQUENTIALCOMPRESSIONDEV | Sequential Compression Device | Aircast
NO | YES |  |  |  | 925-01039 | 925-01039 | Aircast Inc | VENAFLOW ELITE |  | E27119 | MHOSH-3rd Floor | MHHS Orthopedic & Spine |  | Sequential Compression Device |  | 925-01039 | 925-01039 | Central | MHHS-Orthopedic & Spine | MHOSH-3rd Floor | MHOSH - 3RD FLOOR | 6/1/19 |  | 6/1/20 |  | CIRCULATORY ASSIST UNITS, PERIPHERAL COMPRESSION | Sequential Compression Device | SEQUENTIALCOMPRESSIONDEV-Aircast-VenaFlowElite | SEQUENTIALCOMPRESSIONDEV | VenaFlowElite |  |  |  | Aircast | Sequential Compression Device |  |  | SEQUENTIALCOMPRESSIONDEV-Aircast-VenaFlowElite | 6/1/20 | MHOSH Inventory Dec 2019 into 2020 - Copy.xls - Already Verified |  | Not Covered Vendor Only - Biomedical | MHHS Orthopedic & Spine | [8 empty] | SEQUENTIALCOMPRESSIONDEV | Sequential Compression Device | Aircast
NO | YES |  |  |  | 925-01040 | 925-01040 | Aircast Inc | VENAFLOW ELITE |  | E27768 | MHOSH-3rd Floor | MHHS Orthopedic & Spine |  | Sequential Compression Device |  | 925-01040 | 925-01040 | Central & Greater Heights | MHHS-Orthopedic & Spine | MHOSH-3rd Floor |  | 6/6/19 |  |  |  | CIRCULATORY ASSIST UNITS, PERIPHERAL COMPRESSION | Sequential Compression Device | SEQUENTIALCOMPRESSIONDEV-Aircast-VenaFlowElite | SEQUENTIALCOMPRESSIONDEV | VenaFlowElite |  |  |  | Aircast | Sequential Compression Device |  |  | SEQUENTIALCOMPRESSIONDEV-Aircast-VenaFlowElite | 4/1/18 | MHOSH Inventory Dec 2019 into 2020 - Copy.xls - Newly Verified |  | Not Covered Vendor Only - Biomedical | MHHS Orthopedic & Spine | [8 empty] | SEQUENTIALCOMPRESSIONDEV | Sequential Compression Device | Aircast
NO | YES |  |  |  | 925-01041 | 925-01041 | Aircast Inc | VENAFLOW ELITE |  | E26950 | MHOSH-3rd Floor | MHHS Orthopedic & Spine |  | Sequential Compression Device |  | 925-01041 | 925-01041 | Central & Greater Heights | MHHS-Orthopedic & Spine | MHOSH-3rd Floor |  | 6/20/19 |  |  |  | CIRCULATORY ASSIST UNITS, PERIPHERAL COMPRESSION | Sequential Compression Device | SEQUENTIALCOMPRESSIONDEV-Aircast-VenaFlowElite | SEQUENTIALCOMPRESSIONDEV | VenaFlowElite |  |  |  | Aircast | Sequential Compression Device |  |  | SEQUENTIALCOMPRESSIONDEV-Aircast-VenaFlowElite | 4/1/18 | MHOSH Inventory Dec 2019 into 2020 - Copy.xls - Newly Verified |  | Covered PM Repair - Biomedical | MHHS Orthopedic & Spine | [8 empty] | SEQUENTIALCOMPRESSIONDEV | Sequential Compression Device | Aircast
NO | YES |  |  |  | 925-01043 | 925-01043 | Aircast Inc | VENAFLOW ELITE |  | E27109 | MHOSH-3rd Floor | MHHS Orthopedic & Spine |  | Sequential Compression Device |  | 925-01043 | 925-01043 | Central & Greater Heights | MHHS-Orthopedic & Spine | MHOSH-3rd Floor |  | 6/20/19 |  |  |  | CIRCULATORY ASSIST UNITS, PERIPHERAL COMPRESSION | Sequential Compression Device | SEQUENTIALCOMPRESSIONDEV-Aircast-VenaFlowElite | SEQUENTIALCOMPRESSIONDEV | VenaFlowElite |  |  |  | Aircast | Sequential Compression Device |  |  | SEQUENTIALCOMPRESSIONDEV-Aircast-VenaFlowElite | 5/5/18 | MHOSH Inventory Dec 2019 into 2020 - Copy.xls - Newly Verified |  | Covered PM Repair - Biomedical | MHHS Orthopedic & Spine | [8 empty] | SEQUENTIALCOMPRESSIONDEV | Sequential Compression Device | Aircast
NO | YES |  |  |  | 925-01044 | 925-01044 | Aircast Inc | VENAFLOW ELITE |  | E27081 | MHOSH-Pre/Post Op | MHHS Orthopedic & Spine |  | Sequential Compression Device |  | 925-01044 | 925-01044 | Central | MHHS-Orthopedic & Spine | MHOSH-Pre/Post Op | MHOSH - PRE/POST OP | 6/1/19 |  |  |  | CIRCULATORY ASSIST UNITS, PERIPHERAL COMPRESSION | Sequential Compression Device | SEQUENTIALCOMPRESSIONDEV-Aircast-VenaFlowElite | SEQUENTIALCOMPRESSIONDEV | VenaFlowElite |  |  |  | Aircast | Sequential Compression Device |  |  | SEQUENTIALCOMPRESSIONDEV-Aircast-VenaFlowElite | 5/5/18 | MHOSH Inventory Dec 2019 into 2020 - Copy.xls - Already Verified |  | Covered PM Repair - Biomedical | MHHS Orthopedic & Spine | [8 empty] | SEQUENTIALCOMPRESSIONDEV | Sequential Compression Device | Aircast
NO | YES |  |  |  | 925-01045 | 925-01045 | Aircast Inc | VENAFLOW ELITE |  | E27092 | MHOSH-3rd Floor | MHHS Orthopedic & Spine |  | Sequential Compression Device |  | 925-01045 | 925-01045 | Central & Greater Heights | MHHS-Orthopedic & Spine | MHOSH-3rd Floor |  | 6/14/19 |  |  |  | CIRCULATORY ASSIST UNITS, PERIPHERAL COMPRESSION | Sequential Compression Device | SEQUENTIALCOMPRESSIONDEV-Aircast-VenaFlowElite | SEQUENTIALCOMPRESSIONDEV | VenaFlowElite |  |  |  | Aircast | Sequential Compression Device |  |  | SEQUENTIALCOMPRESSIONDEV-Aircast-VenaFlowElite | 5/5/18 | MHOSH Inventory Dec 2019 into 2020 - Copy.xls - Newly Verified |  | Covered PM Repair - Biomedical | MHHS Orthopedic & Spine | [8 empty] | SEQUENTIALCOMPRESSIONDEV | Sequential Compression Device | Aircast
NO | YES |  |  |  | 925-01046 | 925-01046 | Aircast Inc | VENAFLOW ELITE |  | E27745 | MHOSH-3rd Floor | MHHS Orthopedic & Spine |  | Sequential Compression Device |  | 925-01046 | 925-01046 | Central & Greater Heights | MHHS-Orthopedic & Spine | MHOSH-3rd Floor |  | 6/7/19 |  |  |  | CIRCULATORY ASSIST UNITS, PERIPHERAL COMPRESSION | Sequential Compression Device | SEQUENTIALCOMPRESSIONDEV-Aircast-VenaFlowElite | SEQUENTIALCOMPRESSIONDEV | VenaFlowElite |  |  |  | Aircast | Sequential Compression Device |  |  | SEQUENTIALCOMPRESSIONDEV-Aircast-VenaFlowElite | 5/5/18 | MHOSH Inventory Dec 2019 into 2020 - Copy.xls - Newly Verified |  | Covered PM Repair - Biomedical | MHHS Orthopedic & Spine | [8 empty] | SEQUENTIALCOMPRESSIONDEV | Sequential Compression Device | Aircast
NO | YES |  |  |  | 925-01047 | 925-01047 | Aircast Inc | VENAFLOW ELITE |  | E27111 | MHOSH-3rd Floor | MHHS Orthopedic & Spine |  | Sequential Compression Device |  | 925-01047 | 925-01047 | Central & Greater Heights | MHHS-Orthopedic & Spine | MHOSH-3rd Floor |  | 6/6/19 |  |  |  | CIRCULATORY ASSIST UNITS, PERIPHERAL COMPRESSION | Sequential Compression Device | SEQUENTIALCOMPRESSIONDEV-Aircast-VenaFlowElite | SEQUENTIALCOMPRESSIONDEV | VenaFlowElite |  |  |  | Aircast | Sequential Compression Device |  |  | SEQUENTIALCOMPRESSIONDEV-Aircast-VenaFlowElite | 5/5/18 | MHOSH Inventory Dec 2019 into 2020 - Copy.xls - Newly Verified |  | Covered PM Repair - Biomedical | MHHS Orthopedic & Spine | [8 empty] | SEQUENTIALCOMPRESSIONDEV | Sequential Compression Device | Aircast
NO | YES |  |  |  | 925-01049 | 929-01049 | Aircast Inc | VENAFLOW ELITE |  | E73726 | MHOSH-3rd Floor | MHHS Orthopedic & Spine |  | Sequential Compression Device |  | 925-01049 | 929-01049 | Central | MHHS-Orthopedic & Spine | MHOSH-3rd Floor | MHOSH - 3RD FLOOR | 6/1/19 |  | 6/1/20 |  | CIRCULATORY ASSIST UNITS, PERIPHERAL COMPRESSION | Sequential Compression Device | SEQUENTIALCOMPRESSIONDEV-Aircast-VenaFlowElite | SEQUENTIALCOMPRESSIONDEV | VenaFlowElite |  |  |  | Aircast | Sequential Compression Device |  |  | SEQUENTIALCOMPRESSIONDEV-Aircast-VenaFlowElite | 12/1/19 | MHOSH Inventory Dec 2019 into 2020 - Copy.xls - Already Verified |  | Covered PM Repair - Biomedical | MHHS Orthopedic & Spine | [8 empty] | SEQUENTIALCOMPRESSIONDEV | Sequential Compression Device | Aircast
NO | YES |  |  |  | 925-01050 | 925-01050 | Aircast Inc | VENAFLOW ELITE |  | E27757 | MHOSH-3rd Floor | MHHS Orthopedic & Spine |  | Sequential Compression Device |  | 925-01050 | 925-01050 | Central & Greater Heights | MHHS-Orthopedic & Spine | MHOSH-3rd Floor |  | 6/18/19 |  |  |  | CIRCULATORY ASSIST UNITS, PERIPHERAL COMPRESSION | Sequential Compression Device | SEQUENTIALCOMPRESSIONDEV-Aircast-VenaFlowElite | SEQUENTIALCOMPRESSIONDEV | VenaFlowElite |  |  |  | Aircast | Sequential Compression Device |  |  | SEQUENTIALCOMPRESSIONDEV-Aircast-VenaFlowElite | 12/1/19 | MHOSH Inventory Dec 2019 into 2020 - Copy.xls - Newly Verified |  | Covered PM Repair - Biomedical | MHHS Orthopedic & Spine | [8 empty] | SEQUENTIALCOMPRESSIONDEV | Sequential Compression Device | Aircast
NO | YES |  |  |  | 925-01051 | 925-01051 | Aircast Inc | VENAFLOW ELITE |  | E27113 | MHOSH-3rd Floor | MHHS Orthopedic & Spine |  | Sequential Compression Device |  | 925-01051 | 925-01051 | Central & Greater Heights | MHHS-Orthopedic & Spine | MHOSH-3rd Floor |  | 6/10/19 |  |  |  | CIRCULATORY ASSIST UNITS, PERIPHERAL COMPRESSION | Sequential Compression Device | SEQUENTIALCOMPRESSIONDEV-Aircast-VenaFlowElite | SEQUENTIALCOMPRESSIONDEV | VenaFlowElite |  |  |  | Aircast | Sequential Compression Device |  |  | SEQUENTIALCOMPRESSIONDEV-Aircast-VenaFlowElite | 12/1/19 | MHOSH Inventory Dec 2019 into 2020 - Copy.xls - Newly Verified |  | Covered PM Repair - Biomedical | MHHS Orthopedic & Spine | [8 empty] | SEQUENTIALCOMPRESSIONDEV | Sequential Compression Device | Aircast
NO | YES |  |  |  | 925-01052 | 925-01052 | Aircast Inc | VENAFLOW ELITE |  | E69279 | MHOSH-3rd Floor | MHHS Orthopedic & Spine |  | Sequential Compression Device |  | 925-01052 | 925-01052 | Central & Greater Heights | MHHS-Orthopedic & Spine | MHOSH-3rd Floor |  | 6/6/19 |  |  |  | CIRCULATORY ASSIST UNITS, PERIPHERAL COMPRESSION | Sequential Compression Device | SEQUENTIALCOMPRESSIONDEV-Aircast-VenaFlowElite | SEQUENTIALCOMPRESSIONDEV | VenaFlowElite |  |  |  | Aircast | Sequential Compression Device |  |  | SEQUENTIALCOMPRESSIONDEV-Aircast-VenaFlowElite | 1/15/19 | MHOSH Inventory Dec 2019 into 2020 - Copy.xls - Newly Verified |  | Covered PM Repair - Biomedical | MHHS Orthopedic & Spine | [8 empty] | SEQUENTIALCOMPRESSIONDEV | Sequential Compression Device | Aircast
NO | YES |  |  |  | 925-01053 | 925-01053 | Aircast Inc | VENAFLOW ELITE |  | E31702 | MHOSH-3rd Floor | MHHS Orthopedic & Spine |  | Sequential Compression Device |  | 925-01053 | 925-01053 | Central & Greater Heights | MHHS-Orthopedic & Spine | MHOSH-3rd Floor |  | 6/7/19 |  |  |  | CIRCULATORY ASSIST UNITS, PERIPHERAL COMPRESSION | Sequential Compression Device | SEQUENTIALCOMPRESSIONDEV-Aircast-VenaFlowElite | SEQUENTIALCOMPRESSIONDEV | VenaFlowElite |  |  |  | Aircast | Sequential Compression Device |  |  | SEQUENTIALCOMPRESSIONDEV-Aircast-VenaFlowElite | 1/15/19 | MHOSH Inventory Dec 2019 into 2020 - Copy.xls - Newly Verified |  | Covered PM Repair - Biomedical | MHHS Orthopedic & Spine | [8 empty] | SEQUENTIALCOMPRESSIONDEV | Sequential Compression Device | Aircast
NO | YES |  |  |  | 925-01054 | 925-01054 | Aircast Inc | VENAFLOW ELITE |  | E27085 | MHOSH-3rd Floor | MHHS Orthopedic & Spine |  | Sequential Compression Device |  | 925-01054 | 925-01054 | Central & Greater Heights | MHHS-Orthopedic & Spine | MHOSH-3rd Floor |  | 6/13/19 |  |  |  | CIRCULATORY ASSIST UNITS, PERIPHERAL COMPRESSION | Sequential Compression Device | SEQUENTIALCOMPRESSIONDEV-Aircast-VenaFlowElite | SEQUENTIALCOMPRESSIONDEV | VenaFlowElite |  |  |  | Aircast | Sequential Compression Device |  |  | SEQUENTIALCOMPRESSIONDEV-Aircast-VenaFlowElite | 1/15/19 | MHOSH Inventory Dec 2019 into 2020 - Copy.xls - Newly Verified |  | Covered PM Repair - Biomedical | MHHS Orthopedic & Spine | [8 empty] | SEQUENTIALCOMPRESSIONDEV | Sequential Compression Device | Aircast
NO | YES |  |  |  | 925-01055 | 925-01055 | Aircast Inc | VENAFLOW ELITE |  | E34809 | MHOSH-3rd Floor | MHHS Orthopedic & Spine |  | Sequential Compression Device |  | 925-01055 | 925-01055 | Central | MHHS-Orthopedic & Spine | MHOSH-3rd Floor | MHOSH - 3RD FLOOR | 6/1/19 |  | 6/1/20 |  | CIRCULATORY ASSIST UNITS, PERIPHERAL COMPRESSION | Sequential Compression Device | SEQUENTIALCOMPRESSIONDEV-Aircast-VenaFlowElite | SEQUENTIALCOMPRESSIONDEV | VenaFlowElite |  |  |  | Aircast | Sequential Compression Device |  |  | SEQUENTIALCOMPRESSIONDEV-Aircast-VenaFlowElite | 12/2/19 | MHOSH Inventory Dec 2019 into 2020 - Copy.xls - Already Verified |  | Covered PM Repair - Biomedical | MHHS Orthopedic & Spine | [8 empty] | SEQUENTIALCOMPRESSIONDEV | Sequential Compression Device | Aircast
NO | YES |  |  |  | 925-01056 | 925-01056 | Aircast Inc | VENAFLOW ELITE |  | E27751 | MHOSH-3rd Floor | MHHS Orthopedic & Spine |  | Sequential Compression Device |  | 925-01056 | 925-01056 | Central & Greater Heights | MHHS-Orthopedic & Spine | MHOSH-3rd Floor |  | 6/20/19 |  |  |  | CIRCULATORY ASSIST UNITS, PERIPHERAL COMPRESSION | Sequential Compression Device | SEQUENTIALCOMPRESSIONDEV-Aircast-VenaFlowElite | SEQUENTIALCOMPRESSIONDEV | VenaFlowElite |  |  |  | Aircast | Sequential Compression Device |  |  | SEQUENTIALCOMPRESSIONDEV-Aircast-VenaFlowElite | 4/1/18 | MHOSH Inventory Dec 2019 into 2020 - Copy.xls - Newly Verified |  | Covered PM Repair - Biomedical | MHHS Orthopedic & Spine | [8 empty] | SEQUENTIALCOMPRESSIONDEV | Sequential Compression Device | Aircast
NO | YES |  |  |  | 925-01057 | 925-01057 | Aircast Inc | VENAFLOW ELITE |  | E26685 | MHOSH-3rd Floor | MHHS Orthopedic & Spine |  | Sequential Compression Device |  | 925-01057 | 925-01057 | Central & Greater Heights | MHHS-Orthopedic & Spine | MHOSH-3rd Floor |  | 6/7/19 |  |  |  | CIRCULATORY ASSIST UNITS, PERIPHERAL COMPRESSION | Sequential Compression Device | SEQUENTIALCOMPRESSIONDEV-Aircast-VenaFlowElite | SEQUENTIALCOMPRESSIONDEV | VenaFlowElite |  |  |  | Aircast | Sequential Compression Device |  |  | SEQUENTIALCOMPRESSIONDEV-Aircast-VenaFlowElite | 4/1/18 | MHOSH Inventory Dec 2019 into 2020 - Copy.xls - Newly Verified |  | Covered PM Repair - Biomedical | MHHS Orthopedic & Spine | [8 empty] | SEQUENTIALCOMPRESSIONDEV | Sequential Compression Device | Aircast
NO | YES |  |  |  | 925-01058 | 925-01058 | Aircast Inc | VENAFLOW ELITE |  | E26951 | MHOSH-3rd Floor | MHHS Orthopedic & Spine |  | Sequential Compression Device |  | 925-01058 | 925-01058 | Central & Greater Heights | MHHS-Orthopedic & Spine | MHOSH-3rd Floor |  | 6/20/19 |  |  |  | CIRCULATORY ASSIST UNITS, PERIPHERAL COMPRESSION | Sequential Compression Device | SEQUENTIALCOMPRESSIONDEV-Aircast-VenaFlowElite | SEQUENTIALCOMPRESSIONDEV | VenaFlowElite |  |  |  | Aircast | Sequential Compression Device |  |  | SEQUENTIALCOMPRESSIONDEV-Aircast-VenaFlowElite | 4/1/18 | MHOSH Inventory Dec 2019 into 2020 - Copy.xls - Newly Verified |  | Covered PM Repair - Biomedical | MHHS Orthopedic & Spine | [8 empty] | SEQUENTIALCOMPRESSIONDEV | Sequential Compression Device | Aircast
NO | YES |  |  |  | 925-01059 | 925-01059 | Aircast Inc | VENAFLOW ELITE |  | E27076 | MHOSH-3rd Floor | MHHS Orthopedic & Spine |  | Sequential Compression Device |  | 925-01059 | 925-01059 | Central & Greater Heights | MHHS-Orthopedic & Spine | MHOSH-3rd Floor |  | 6/3/19 |  |  |  | CIRCULATORY ASSIST UNITS, PERIPHERAL COMPRESSION | Sequential Compression Device | SEQUENTIALCOMPRESSIONDEV-Aircast-VenaFlowElite | SEQUENTIALCOMPRESSIONDEV | VenaFlowElite |  |  |  | Aircast | Sequential Compression Device |  |  | SEQUENTIALCOMPRESSIONDEV-Aircast-VenaFlowElite | 12/2/19 | MHOSH Inventory Dec 2019 into 2020 - Copy.xls - Newly Verified |  | Covered PM Repair - Biomedical | MHHS Orthopedic & Spine | [8 empty] | SEQUENTIALCOMPRESSIONDEV | Sequential Compression Device | Aircast
NO | YES |  |  |  | 925-01060 | 925-01060 | Aircast Inc | VENAFLOW ELITE |  | E73698 | MHOSH-3rd Floor | MHHS Orthopedic & Spine |  | Sequential Compression Device |  | 925-01060 | 925-01060 | Central | MHHS-Orthopedic & Spine | MHOSH-3rd Floor | MHOSH - 3RD FLOOR | 6/1/19 |  | 6/1/20 |  | CIRCULATORY ASSIST UNITS, PERIPHERAL COMPRESSION | Sequential Compression Device | SEQUENTIALCOMPRESSIONDEV-Aircast-VenaFlowElite | SEQUENTIALCOMPRESSIONDEV | VenaFlowElite |  |  |  | Aircast | Sequential Compression Device |  |  | SEQUENTIALCOMPRESSIONDEV-Aircast-VenaFlowElite | 12/2/19 | MHOSH Inventory Dec 2019 into 2020 - Copy.xls - Already Verified |  | Covered PM Repair - Biomedical | MHHS Orthopedic & Spine | [8 empty] | SEQUENTIALCOMPRESSIONDEV | Sequential Compression Device | Aircast
NO | YES |  |  |  | 925-01061 | 925-01061 | Aircast Inc | VENAFLOW ELITE |  | E65148 | MHOSH-3rd Floor | MHHS Orthopedic & Spine |  | Sequential Compression Device |  | 925-01061 | 925-01061 | Central & Greater Heights | MHHS-Orthopedic & Spine | MHOSH-3rd Floor |  | 6/20/19 |  |  |  | CIRCULATORY ASSIST UNITS, PERIPHERAL COMPRESSION | Sequential Compression Device | SEQUENTIALCOMPRESSIONDEV-Aircast-VenaFlowElite | SEQUENTIALCOMPRESSIONDEV | VenaFlowElite |  |  |  | Aircast | Sequential Compression Device |  |  | SEQUENTIALCOMPRESSIONDEV-Aircast-VenaFlowElite | 12/2/19 | MHOSH Inventory Dec 2019 into 2020 - Copy.xls - Newly Verified |  | Covered PM Repair - Biomedical | MHHS Orthopedic & Spine | [8 empty] | SEQUENTIALCOMPRESSIONDEV | Sequential Compression Device | Aircast
NO | YES |  |  |  | 925-01062 | 925-01062 | Aircast Inc | VENAFLOW ELITE |  | E27102 | MHOSH-3rd Floor | MHHS Orthopedic & Spine |  | Sequential Compression Device |  | 925-01062 | 925-01062 | Central & Greater Heights | MHHS-Orthopedic & Spine | MHOSH-3rd Floor |  | 6/13/19 |  |  |  | CIRCULATORY ASSIST UNITS, PERIPHERAL COMPRESSION | Sequential Compression Device | SEQUENTIALCOMPRESSIONDEV-Aircast-VenaFlowElite | SEQUENTIALCOMPRESSIONDEV | VenaFlowElite |  |  |  | Aircast | Sequential Compression Device |  |  | SEQUENTIALCOMPRESSIONDEV-Aircast-VenaFlowElite | 12/2/19 | MHOSH Inventory Dec 2019 into 2020 - Copy.xls - Newly Verified |  | Covered PM Repair - Biomedical | MHHS Orthopedic & Spine | [8 empty] | SEQUENTIALCOMPRESSIONDEV | Sequential Compression Device | Aircast
NO | YES |  |  |  | 925-01063 | 925-01063 | Aircast Inc | VENAFLOW ELITE |  | E73722 | MHOSH-3rd Floor | MHHS Orthopedic & Spine |  | Sequential Compression Device |  | 925-01063 | 925-01063 | Central | MHHS-Orthopedic & Spine | MHOSH-3rd Floor | MHOSH - 3RD FLOOR | 6/1/19 |  | 6/1/20 |  | CIRCULATORY ASSIST UNITS, PERIPHERAL COMPRESSION | Sequential Compression Device | SEQUENTIALCOMPRESSIONDEV-Aircast-VenaFlowElite | SEQUENTIALCOMPRESSIONDEV | VenaFlowElite |  |  |  | Aircast | Sequential Compression Device |  |  | SEQUENTIALCOMPRESSIONDEV-Aircast-VenaFlowElite | 6/1/20 | MHOSH Inventory Dec 2019 into 2020 - Copy.xls - Already Verified |  | Not Covered Vendor Only - Biomedical | MHHS Orthopedic & Spine | [8 empty] | SEQUENTIALCOMPRESSIONDEV | Sequential Compression Device | Aircast
NO | YES |  |  |  | 925-01064 | 925-01064 | Aircast Inc | VENAFLOW ELITE |  | E27025 | MHOSH-3rd Floor | MHHS Orthopedic & Spine |  | Sequential Compression Device |  | 925-01064 | 925-01064 | Central & Greater Heights | MHHS-Orthopedic & Spine | MHOSH-3rd Floor |  | 6/20/19 |  |  |  | CIRCULATORY ASSIST UNITS, PERIPHERAL COMPRESSION | Sequential Compression Device | SEQUENTIALCOMPRESSIONDEV-Aircast-VenaFlowElite | SEQUENTIALCOMPRESSIONDEV | VenaFlowElite |  |  |  | Aircast | Sequential Compression Device |  |  | SEQUENTIALCOMPRESSIONDEV-Aircast-VenaFlowElite | 6/1/20 | MHOSH Inventory Dec 2019 into 2020 - Copy.xls - Newly Verified |  | Not Covered Vendor Only - Biomedical | MHHS Orthopedic & Spine | [8 empty] | SEQUENTIALCOMPRESSIONDEV | Sequential Compression Device | Aircast
NO | YES |  |  |  | 925-01065 | 925-01065 | Aircast Inc | VENAFLOW ELITE |  | E69278 | MHOSH-3rd Floor | MHHS Orthopedic & Spine |  | Sequential Compression Device |  | 925-01065 | 925-01065 | Central & Greater Heights | MHHS-Orthopedic & Spine | MHOSH-3rd Floor |  | 6/13/19 |  |  |  | CIRCULATORY ASSIST UNITS, PERIPHERAL COMPRESSION | Sequential Compression Device | SEQUENTIALCOMPRESSIONDEV-Aircast-VenaFlowElite | SEQUENTIALCOMPRESSIONDEV | VenaFlowElite |  |  |  | Aircast | Sequential Compression Device |  |  | SEQUENTIALCOMPRESSIONDEV-Aircast-VenaFlowElite | 6/1/20 | MHOSH Inventory Dec 2019 into 2020 - Copy.xls - Newly Verified |  | Not Covered Vendor Only - Biomedical | MHHS Orthopedic & Spine | [8 empty] | SEQUENTIALCOMPRESSIONDEV | Sequential Compression Device | Aircast
NO | YES |  |  |  | 925-01067 | 925-01067 | Aircast Inc | VENAFLOW ELITE |  | E26938 | MHOSH-3rd Floor | MHHS Orthopedic & Spine |  | Sequential Compression Device |  | 925-01067 | 925-01067 | Central & Greater Heights | MHHS-Orthopedic & Spine | MHOSH-3rd Floor |  | 6/20/19 |  |  |  | CIRCULATORY ASSIST UNITS, PERIPHERAL COMPRESSION | Sequential Compression Device | SEQUENTIALCOMPRESSIONDEV-Aircast-VenaFlowElite | SEQUENTIALCOMPRESSIONDEV | VenaFlowElite |  |  |  | Aircast | Sequential Compression Device |  |  | SEQUENTIALCOMPRESSIONDEV-Aircast-VenaFlowElite | 4/1/18 | MHOSH Inventory Dec 2019 into 2020 - Copy.xls - Newly Verified |  | Covered PM Repair - Biomedical | MHHS Orthopedic & Spine | [8 empty] | SEQUENTIALCOMPRESSIONDEV | Sequential Compression Device | Aircast
NO | YES |  |  |  | 925-01068 | 925-01068 | Aircast Inc | VENAFLOW ELITE |  | E26939 | MHOSH-3rd Floor | MHHS Orthopedic & Spine |  | Sequential Compression Device |  | 925-01068 | 925-01068 | Central & Greater Heights | MHHS-Orthopedic & Spine | MHOSH-3rd Floor |  | 6/20/19 |  |  |  | CIRCULATORY ASSIST UNITS, PERIPHERAL COMPRESSION | Sequential Compression Device | SEQUENTIALCOMPRESSIONDEV-Aircast-VenaFlowElite | SEQUENTIALCOMPRESSIONDEV | VenaFlowElite |  |  |  | Aircast | Sequential Compression Device |  |  | SEQUENTIALCOMPRESSIONDEV-Aircast-VenaFlowElite | 4/1/18 | MHOSH Inventory Dec 2019 into 2020 - Copy.xls - Newly Verified |  | Covered PM Repair - Biomedical | MHHS Orthopedic & Spine | [8 empty] | SEQUENTIALCOMPRESSIONDEV | Sequential Compression Device | Aircast
NO | YES | [5 empty] | Aircast Inc | VENAFLOW ELITE |  | E26689 | GH-OR | MHHS Orthopedic & Spine |  | Sequential Compression Device |  |  |  | Central | MHHS-Greater Heights | GH-OR | OR 6 | 6/1/19 |  | 6/1/20 |  | CIRCULATORY ASSIST UNITS, PERIPHERAL COMPRESSION | Sequential Compression Device | SEQUENTIALCOMPRESSIONDEV-Aircast-VenaFlowElite | SEQUENTIALCOMPRESSIONDEV | VenaFlowElite |  |  |  | Aircast | Sequential Compression Device |  |  | SEQUENTIALCOMPRESSIONDEV-Aircast-VenaFlowElite | 4/1/18 | MHOSH Inventory Dec 2019 into 2020 - Copy.xls - Already Verified |  | Covered PM Repair - Biomedical | MHHS Orthopedic & Spine | [8 empty] | SEQUENTIALCOMPRESSIONDEV | Sequential Compression Device | Aircast
NO | YES | [5 empty] | Aircast Inc | VENAFLOW ELITE |  | E27026 | MHOSH-OR | MHHS Orthopedic & Spine |  | Sequential Compression Device |  |  |  | Central & Greater Heights | MHHS-Orthopedic & Spine | MHOSH-OR |  | 6/11/19 |  |  |  | CIRCULATORY ASSIST UNITS, PERIPHERAL COMPRESSION | Sequential Compression Device | SEQUENTIALCOMPRESSIONDEV-Aircast-VenaFlowElite | SEQUENTIALCOMPRESSIONDEV | VenaFlowElite |  |  |  | Aircast | Sequential Compression Device |  |  | SEQUENTIALCOMPRESSIONDEV-Aircast-VenaFlowElite | 4/1/18 | MHOSH Inventory Dec 2019 into 2020 - Copy.xls - Newly Verified |  | Covered PM Repair - Biomedical | MHHS Orthopedic & Spine | [8 empty] | SEQUENTIALCOMPRESSIONDEV | Sequential Compression Device | Aircast
NO | YES | [5 empty] | Aircast Inc | VENAFLOW ELITE |  | E73697 | MHOSH-OR | MHHS Orthopedic & Spine |  | Sequential Compression Device |  |  |  | Central & Greater Heights | MHHS-Orthopedic & Spine | MHOSH-OR |  | 6/11/19 |  |  |  | CIRCULATORY ASSIST UNITS, PERIPHERAL COMPRESSION | Sequential Compression Device | SEQUENTIALCOMPRESSIONDEV-Aircast-VenaFlowElite | SEQUENTIALCOMPRESSIONDEV | VenaFlowElite |  |  |  | Aircast | Sequential Compression Device |  |  | SEQUENTIALCOMPRESSIONDEV-Aircast-VenaFlowElite | 4/1/18 | MHOSH Inventory Dec 2019 into 2020 - Copy.xls - Newly Verified |  | Covered PM Repair - Biomedical | MHHS Orthopedic & Spine | [8 empty] | SEQUENTIALCOMPRESSIONDEV | Sequential Compression Device | Aircast
NO | YES | [5 empty] | Aircast Inc | VENAFLOW ELITE |  | E27077 | MHOSH-OR | MHHS Orthopedic & Spine |  | Sequential Compression Device |  |  |  | Central & Greater Heights | MHHS-Orthopedic & Spine | MHOSH-OR |  | 6/5/19 |  |  |  | CIRCULATORY ASSIST UNITS, PERIPHERAL COMPRESSION | Sequential Compression Device | SEQUENTIALCOMPRESSIONDEV-Aircast-VenaFlowElite | SEQUENTIALCOMPRESSIONDEV | VenaFlowElite |  |  |  | Aircast | Sequential Compression Device |  |  | SEQUENTIALCOMPRESSIONDEV-Aircast-VenaFlowElite | 4/1/18 | MHOSH Inventory Dec 2019 into 2020 - Copy.xls - Newly Verified |  | Covered PM Repair - Biomedical | MHHS Orthopedic & Spine | [8 empty] | SEQUENTIALCOMPRESSIONDEV | Sequential Compression Device | Aircast
NO | YES |  |  |  | 925-00655 | 925-00655 | Aircast Inc | VENAFLOW ELITE |  | E73700 | GH-OR | MHHS Orthopedic & Spine |  | Sequential Compression Device |  | 925-00655 | 925-00655 | Central | MHHS-Greater Heights | GH-OR | OR 3 | 6/1/19 |  | 6/1/20 |  | CIRCULATORY ASSIST UNITS, PERIPHERAL COMPRESSION | Sequential Compression Device | SEQUENTIALCOMPRESSIONDEV-Aircast-VenaFlowElite | SEQUENTIALCOMPRESSIONDEV | VenaFlowElite |  |  |  | Aircast | Sequential Compression Device |  |  | SEQUENTIALCOMPRESSIONDEV-Aircast-VenaFlowElite | 4/1/18 | MHOSH Inventory Dec 2019 into 2020 - Copy.xls - Already Verified |  | Covered PM Repair - Biomedical | MHHS Orthopedic & Spine | [8 empty] | SEQUENTIALCOMPRESSIONDEV | Sequential Compression Device | Aircast
NO | YES |  |  |  | 925-00727 | 925-00727 | Aircast Inc | VENAFLOW ELITE |  | E73724 | GH-OR | MHHS Orthopedic & Spine |  | Sequential Compression Device |  | 925-00727 | 925-00727 | Central | MHHS-Greater Heights | GH-OR | OR 5 | 6/1/19 |  | 6/1/20 |  | CIRCULATORY ASSIST UNITS, PERIPHERAL COMPRESSION | Sequential Compression Device | SEQUENTIALCOMPRESSIONDEV-Aircast-VenaFlowElite | SEQUENTIALCOMPRESSIONDEV | VenaFlowElite |  |  |  | Aircast | Sequential Compression Device |  |  | SEQUENTIALCOMPRESSIONDEV-Aircast-VenaFlowElite | 4/1/18 | MHOSH Inventory Dec 2019 into 2020 - Copy.xls - Already Verified |  | Covered PM Repair - Biomedical | MHHS Orthopedic & Spine | [8 empty] | SEQUENTIALCOMPRESSIONDEV | Sequential Compression Device | Aircast
NO | YES |  |  |  | 925-00862 | 925-00862 | Aircast Inc | VENAFLOW ELITE |  |  | MHOSH-OR | MHHS Orthopedic & Spine |  | Sequential Compression Device |  | 925-00862 | 925-00862 | Central & Greater Heights | MHHS-Orthopedic & Spine | MHOSH-OR |  | 6/6/19 |  |  |  | CIRCULATORY ASSIST UNITS, PERIPHERAL COMPRESSION | Sequential Compression Device | SEQUENTIALCOMPRESSIONDEV-Aircast-VenaFlowElite | SEQUENTIALCOMPRESSIONDEV | VenaFlowElite |  |  |  | Aircast | Sequential Compression Device |  |  | SEQUENTIALCOMPRESSIONDEV-Aircast-VenaFlowElite | 4/1/18 | MHOSH Inventory Dec 2019 into 2020 - Copy.xls - Newly Verified |  | Covered PM Repair - Biomedical | MHHS Orthopedic & Spine | [8 empty] | SEQUENTIALCOMPRESSIONDEV | Sequential Compression Device | Aircast
NO | YES |  |  |  | 925-00880 | 925-00880 | Aircast Inc | VENAFLOW ELITE |  | E26927 | MHOSH-OR | MHHS Orthopedic & Spine |  | Sequential Compression Device |  | 925-00880 | 925-00880 | Central & Greater Heights | MHHS-Orthopedic & Spine | MHOSH-OR |  | 6/19/19 |  |  |  | CIRCULATORY ASSIST UNITS, PERIPHERAL COMPRESSION | Sequential Compression Device | SEQUENTIALCOMPRESSIONDEV-Aircast-VenaFlowElite | SEQUENTIALCOMPRESSIONDEV | VenaFlowElite |  |  |  | Aircast | Sequential Compression Device |  |  | SEQUENTIALCOMPRESSIONDEV-Aircast-VenaFlowElite | 4/1/18 | MHOSH Inventory Dec 2019 into 2020 - Copy.xls - Newly Verified |  | Covered PM Repair - Biomedical | MHHS Orthopedic & Spine | [8 empty] | SEQUENTIALCOMPRESSIONDEV | Sequential Compression Device | Aircast
NO | YES |  |  |  | 925-01032 | 925-01032 | Aircast Inc | VENAFLOW ELITE |  | E37592 | MHOSH-OR | MHHS Orthopedic & Spine |  | Sequential Compression Device |  | 925-01032 | 925-01032 | Central & Greater Heights | MHHS-Orthopedic & Spine | MHOSH-OR |  | 6/20/19 |  |  |  | CIRCULATORY ASSIST UNITS, PERIPHERAL COMPRESSION | Sequential Compression Device | SEQUENTIALCOMPRESSIONDEV-Aircast-VenaFlowElite | SEQUENTIALCOMPRESSIONDEV | VenaFlowElite |  |  |  | Aircast | Sequential Compression Device |  |  | SEQUENTIALCOMPRESSIONDEV-Aircast-VenaFlowElite | 4/1/18 | MHOSH Inventory Dec 2019 into 2020 - Copy.xls - Newly Verified |  | Covered PM Repair - Biomedical | MHHS Orthopedic & Spine | [8 empty] | SEQUENTIALCOMPRESSIONDEV | Sequential Compression Device | Aircast
NO | YES |  |  |  | 925-01042 | 925-01042 | Aircast Inc | VENAFLOW ELITE |  | E34811 | MHOSH-3rd Floor | MHHS Orthopedic & Spine |  | Sequential Compression Device |  | 925-01042 | 925-01042 | Central | MHHS-Orthopedic & Spine | MHOSH-3rd Floor | MHOSH - 3RD FLOOR | 6/1/19 |  | 6/1/20 |  | CIRCULATORY ASSIST UNITS, PERIPHERAL COMPRESSION | Sequential Compression Device | SEQUENTIALCOMPRESSIONDEV-Aircast-VenaFlowElite | SEQUENTIALCOMPRESSIONDEV | VenaFlowElite |  |  |  | Aircast | Sequential Compression Device |  |  | SEQUENTIALCOMPRESSIONDEV-Aircast-VenaFlowElite | 4/1/18 | MHOSH Inventory Dec 2019 into 2020 - Copy.xls - Already Verified |  | Covered PM Repair - Biomedical | MHHS Orthopedic & Spine | [8 empty] | SEQUENTIALCOMPRESSIONDEV | Sequential Compression Device | Aircast
NO | YES |  |  |  | 929-00655 | 929-00655 | Aircast Inc | VENAFLOW ELITE |  | E27756 | MHOSH-OR | MHHS Orthopedic & Spine |  | Sequential Compression Device |  | 929-00655 | 929-00655 | Central & Greater Heights | MHHS-Orthopedic & Spine | MHOSH-OR |  | 6/6/19 |  |  |  | CIRCULATORY ASSIST UNITS, PERIPHERAL COMPRESSION | Sequential Compression Device | SEQUENTIALCOMPRESSIONDEV-Aircast-VenaFlowElite | SEQUENTIALCOMPRESSIONDEV | VenaFlowElite |  |  |  | Aircast | Sequential Compression Device |  |  | SEQUENTIALCOMPRESSIONDEV-Aircast-VenaFlowElite | 4/1/18 | MHOSH Inventory Dec 2019 into 2020 - Copy.xls - Newly Verified |  | Covered PM Repair - Biomedical | MHHS Orthopedic & Spine | [8 empty] | SEQUENTIALCOMPRESSIONDEV | Sequential Compression Device | Aircast
NO | YES | Serial Number E56058 |  |  | SN:E56058 |  | Aircast Inc | VENAFLOW ELITE |  | E56058 | MHOSH-OR | MHHS Orthopedic & Spine |  | Sequential Compression Device |  | SN:E56058 |  | Central & Greater Heights | MHHS-Orthopedic & Spine | MHOSH-OR |  | 6/17/19 |  |  |  | CIRCULATORY ASSIST UNITS, PERIPHERAL COMPRESSION | Sequential Compression Device | SEQUENTIALCOMPRESSIONDEV-Aircast-VenaFlowElite | SEQUENTIALCOMPRESSIONDEV | VenaFlowElite |  |  |  | Aircast | Sequential Compression Device |  |  | SEQUENTIALCOMPRESSIONDEV-Aircast-VenaFlowElite | 4/1/18 | MHOSH Inventory Dec 2019 into 2020 - Copy.xls - Newly Verified |  | Covered PM Repair - Biomedical | MHHS Orthopedic & Spine | [8 empty] | SEQUENTIALCOMPRESSIONDEV | Sequential Compression Device | Aircast
YES | YES |  |  |  | E27024 | 925-01880 | Aircast Inc | VENAFLOW ELITE |  | E27024 | MHOSH - 3RD FLOOR |  |  |  |  | E27024 | 925-01880 | Central | Memorial Hermann orthopedic and spine | MHOSH - 3RD FLOOR | MHOSH - 3RD FLOOR | 6/1/16 |  | 6/1/16
YES | YES |  |  |  | E27115 | 925-01881 | Aircast Inc | VENAFLOW ELITE |  | E27115 | MHOSH - 3RD FLOOR |  |  |  |  | E27115 | 925-01881 | Central | Memorial Hermann orthopedic and spine | MHOSH - 3RD FLOOR | MHOSH - 3RD FLOOR
YES | YES |  |  |  | E28201 | 925-01882 | Aircast Inc | VENAFLOW ELITE |  | E28201 | MHOSH - 3RD FLOOR |  |  |  |  | E28201 | 925-01882 | Central | Memorial Hermann orthopedic and spine | MHOSH - 3RD FLOOR | MHOSH - 3RD FLOOR
NO | YES |  |  |  | 929-00919 | 929-00919 | Aircast Inc | VENAFLOW ELITE |  | E69254 | GH-OR |  |  |  |  | 929-00919 | 929-00919 | Central | MHHS-Greater Heights | GH-OR | OR 4 | 6/1/19 |  | 6/1/20
NO | YES |  |  |  | 099-08977 | 099-08977 | Aircast Inc | VENAFLOW ELITE |  | E27084 | GH-OR |  |  |  |  | 099-08977 | 099-08977 | Central | MHHS-Greater Heights | GH-OR | OR 7 | 6/1/19 |  | 6/1/20
YES | YES |  |  |  | 099-08981 | 099-08981 | Aircast Inc | VENAFLOW ELITE |  | E27577 | OR |  |  |  |  | 099-08981 | 099-08981 | Central | Joint Center - Orthopedic and Spine Hospital | OR | OR 9 | 6/1/19 |  | 6/1/20
YES | YES |  |  |  | 151-04222 | 151-04222 | Airclean Systems | AC-TE-03 |  | ACTE03-1430 | CY - CARDIOPULMONARY |  |  |  |  | 151-04222 | 151-04222 | Northwest | Memorial Hermann Cypress Hospital | CY - CARDIOPULMONARY | Probe Cleaning Room |  | 2/1/20
YES | YES |  |  |  | 005-33167 | 005-33167 | Airclean Systems | Clean Shield |  |  | Sugar Land Endo |  |  |  |  | 005-33167 | 005-33167 | Sugar Land | Memorial Hermann Sugar Land Hospital | Sugar Land Endo | Echo
NO | NO |  |  |  | 145-00352 |  | AirClean Systems, Inc. | ACDS-03 |  | ACDS-591 | PEARLAND - CARDIAC CATH LAB | MHHS-Pearland Hospital |  | Washer, Disinfector |  | 145-00352 |  | Pearland |  | PEARLAND - CARDIAC CATH LAB | [5 empty] | HOODS, CHEMICAL FUME |  | WASHERDISINFECTOR-Airclean Sys-AC-DS-03 | WASHERDISINFECTOR | AC-DS-03 |  |  |  | Airclean Sys | Washer, Disinfector |  |  | WASHERDISINFECTOR-Airclean Sys-AC-DS-03 |  |  |  | Covered PM Repair - Biomedical | MHHS-Pearland Hospital
NO | NO |  |  |  | 029-08706 |  | AirClean Systems, Inc. | ACDS-03 |  | ACDS03-267 | WOODLANDS - ANESTHESIA | MHHS-Woodlands |  | Washer, Disinfector |  | 029-08706 |  | Woodlands |  | WOODLANDS - ANESTHESIA | [5 empty] | HOODS, CHEMICAL FUME |  | WASHERDISINFECTOR-Airclean Sys-AC-DS-03 | WASHERDISINFECTOR | AC-DS-03 |  |  |  | Airclean Sys | Washer, Disinfector |  |  | WASHERDISINFECTOR-Airclean Sys-AC-DS-03 |  |  |  | Covered PM Repair - Biomedical | MHHS-Woodlands
NO | YES |  |  |  | 005-33397 | 005-33397 | AirClean Systems, Inc. | ACTE03 |  | ACTE03-1193 | SE-OR | MHHS-Southeast |  | Cabinets, Storage, Endoscope |  | 005-33397 | 005-33397 | Southeast | MHHS-Southeast | SE-OR | Anesthesia workroom | 3/1/19 |  | 3/1/20 |  | CABINETS, BIOLOGICAL SAFETY, CLASS II |  | MISCELLANEOUS-Airclean Sys-ACTE03 | MISCELLANEOUS | ACTE03 |  |  |  | Airclean Sys | Cabinets, Storage, Endoscope |  | MISCELLANEOUS-Airclean Sys-ACTE03 |  |  |  |  | Covered PM Repair - Biomedical | MHHS-Southeast
NO | YES |  |  |  | 099-04672 | 099-04672 | Airco Ohio Medical |  |  | JGGS21932 | Pearland-Radiology |  |  |  |  | 099-04672 | 099-04672 | Pearland | MHHS-Pearland Hospital | Pearland-Radiology | MRI Procedure |  | 2/1/20 |  |  |  | Regulator, Vacuum | REGULATORVACUUM-Ohio Medical-6-1251 | [23 empty] | REGULATORVACUUM | Regulator, Vacuum | Ohio Medical
YES | YES |  |  |  | 129-04277 | 129-04277 | Airco Ohio Medical |  |  | jggp04802 | Cath lab |  |  |  |  | 129-04277 | 129-04277 |  |  | Cath lab | Room 3 | [5 empty] | Regulator, Vacuum | REGULATORVACUUM-Ohio Medical-6-1251 | [23 empty] | REGULATORVACUUM | Regulator, Vacuum | Ohio Medical
YES | YES |  |  |  | 000-00293 | 000-00293 | Airco Ohio Medical |  |  | JGGS04899 | GH - ER |  |  |  |  | 000-00293 | 000-00293 | Central | Memorial Hermann greater heights ER | GH - ER | [7 empty] | REGULATORVACUUM-Ohio Medical-6-1251
NO | YES |  |  |  | AHW568 |  | AIRPAL | PA 1200 |  |  | Rental Equipment | MHHS-Greater Heights |  |  |  | AHW568 |  | Central & Greater Heights |  | Rental Equipment | [7 empty] | COMPRESSORAIR-AIRPAL-PA-1200 |  | PATIENT TRANSFER SYSTEM AIR PUMP |  |  | COMPRESSORAIR-AIRPAL-PA-1200 | [6 empty] | Verified as Rental |  |  | MHHS-Greater Heights
NO | YES |  |  |  | AHW528 |  | AIRPAL | PA 1200 |  |  | Rental | MHHS-Southeast |  |  |  | AHW528 |  | Southeast & Bay Area |  | Rental | [7 empty] | COMPRESSORAIR-AIRPAL-PA-1200 |  | PATIENT TRANSFER SYSTEM AIR PUMP |  |  | COMPRESSORAIR-AIRPAL-PA-1200 | [6 empty] | Verified as Rental |  |  | MHHS-Southeast
NO | YES |  |  |  | AHW262 |  | AIRPAL | PA 1200 |  |  | Rental | MHHS-TMC |  |  |  | AHW262 |  | TMC |  | Rental | [7 empty] | COMPRESSORAIR-AIRPAL-PA-1200 |  | PATIENT TRANSFER SYSTEM AIR PUMP |  |  | COMPRESSORAIR-AIRPAL-PA-1200 | [6 empty] | Verified as Rental |  |  | MHHS-TMC
NO | YES |  |  |  | AHW349 |  | AIRPAL | PA 1200 |  |  | Rental | MHHS-TMC |  |  |  | AHW349 |  | TMC |  | Rental | [7 empty] | COMPRESSORAIR-AIRPAL-PA-1200 |  | PATIENT TRANSFER SYSTEM AIR PUMP |  |  | COMPRESSORAIR-AIRPAL-PA-1200 | [6 empty] | Verified as Rental |  |  | MHHS-TMC
NO | YES |  |  |  | AHW367 |  | AIRPAL | PA 1200 |  | 1010-211761 | Rental | MHHS-TMC |  |  |  | AHW367 |  | TMC |  | Rental | [7 empty] | COMPRESSORAIR-AIRPAL-PA-1200 |  | PATIENT TRANSFER SYSTEM AIR PUMP |  |  | COMPRESSORAIR-AIRPAL-PA-1200 | [6 empty] | Verified as Rental |  |  | MHHS-TMC
NO | YES |  |  |  | AHW397 |  | AIRPAL | PA 1200 |  | 1041-234927 | Rental | MHHS-TMC |  |  |  | AHW397 |  | TMC |  | Rental | [7 empty] | COMPRESSORAIR-AIRPAL-PA-1200 |  | PATIENT TRANSFER SYSTEM AIR PUMP |  |  | COMPRESSORAIR-AIRPAL-PA-1200 | [6 empty] | Verified as Rental |  |  | MHHS-TMC
NO | YES |  |  |  | AHW452 |  | AIRPAL | PA 1200 |  |  | Rental | MHHS-TMC |  |  |  | AHW452 |  | TMC |  | Rental | [7 empty] | COMPRESSORAIR-AIRPAL-PA-1200 |  | PATIENT TRANSFER SYSTEM AIR PUMP |  |  | COMPRESSORAIR-AIRPAL-PA-1200 | [6 empty] | Verified as Rental |  |  | MHHS-TMC
NO | YES |  |  |  | AHW468 |  | AIRPAL | PA 1200 |  |  | Rental | MHHS-TMC |  |  |  | AHW468 |  | TMC |  | Rental | [7 empty] | COMPRESSORAIR-AIRPAL-PA-1200 |  | PATIENT TRANSFER SYSTEM AIR PUMP |  |  | COMPRESSORAIR-AIRPAL-PA-1200 | [6 empty] | Verified as Rental |  |  | MHHS-TMC
NO | YES |  |  |  | AHW483 |  | AIRPAL | PA 1200 |  |  | Rental | MHHS-TMC |  |  |  | AHW483 |  | TMC |  | Rental | [7 empty] | COMPRESSORAIR-AIRPAL-PA-1200 |  | PATIENT TRANSFER SYSTEM AIR PUMP |  |  | COMPRESSORAIR-AIRPAL-PA-1200 | [6 empty] | Verified as Rental |  |  | MHHS-TMC
NO | YES |  |  |  | AHW485 |  | AIRPAL | PA 1200 |  |  | Rental | MHHS-TMC |  |  |  | AHW485 |  | TMC |  | Rental | [7 empty] | COMPRESSORAIR-AIRPAL-PA-1200 |  | PATIENT TRANSFER SYSTEM AIR PUMP |  |  | COMPRESSORAIR-AIRPAL-PA-1200 | [6 empty] | Verified as Rental |  |  | MHHS-TMC
NO | YES |  |  |  | AHW489 |  | AIRPAL | PA 1200 |  |  | Rental | MHHS-TMC |  |  |  | AHW489 |  | TMC |  | Rental | [7 empty] | COMPRESSORAIR-AIRPAL-PA-1200 |  | PATIENT TRANSFER SYSTEM AIR PUMP |  |  | COMPRESSORAIR-AIRPAL-PA-1200 | [6 empty] | Verified as Rental |  |  | MHHS-TMC
NO | YES |  |  |  | AHW490 |  | AIRPAL | PA 1200 |  |  | Rental | MHHS-TMC |  |  |  | AHW490 |  | TMC |  | Rental | [7 empty] | COMPRESSORAIR-AIRPAL-PA-1200 |  | PATIENT TRANSFER SYSTEM AIR PUMP |  |  | COMPRESSORAIR-AIRPAL-PA-1200 | [6 empty] | Verified as Rental |  |  | MHHS-TMC
NO | YES |  |  |  | AHW494 |  | AIRPAL | PA 1200 |  |  | Rental | MHHS-TMC |  |  |  | AHW494 |  | TMC |  | Rental | [7 empty] | COMPRESSORAIR-AIRPAL-PA-1200 |  | PATIENT TRANSFER SYSTEM AIR PUMP |  |  | COMPRESSORAIR-AIRPAL-PA-1200 | [6 empty] | Verified as Rental |  |  | MHHS-TMC
NO | YES |  |  |  | AHW496 |  | AIRPAL | PA 1200 |  |  | Rental | MHHS-TMC |  |  |  | AHW496 |  | TMC |  | Rental | [7 empty] | COMPRESSORAIR-AIRPAL-PA-1200 |  | PATIENT TRANSFER SYSTEM AIR PUMP |  |  | COMPRESSORAIR-AIRPAL-PA-1200 | [6 empty] | Verified as Rental |  |  | MHHS-TMC
NO | YES |  |  |  | AHW500 |  | AIRPAL | PA 1200 |  |  | Rental | MHHS-TMC |  |  |  | AHW500 |  | TMC |  | Rental | [7 empty] | COMPRESSORAIR-AIRPAL-PA-1200 |  | PATIENT TRANSFER SYSTEM AIR PUMP |  |  | COMPRESSORAIR-AIRPAL-PA-1200 | [6 empty] | Verified as Rental |  |  | MHHS-TMC
NO | YES |  |  |  | AHW504 |  | AIRPAL | PA 1200 |  |  | Rental | MHHS-TMC |  |  |  | AHW504 |  | TMC |  | Rental | [7 empty] | COMPRESSORAIR-AIRPAL-PA-1200 |  | PATIENT TRANSFER SYSTEM AIR PUMP |  |  | COMPRESSORAIR-AIRPAL-PA-1200 | [6 empty] | Verified as Rental |  |  | MHHS-TMC
NO | YES |  |  |  | AHW505 |  | AIRPAL | PA 1200 |  |  | Rental | MHHS-TMC |  |  |  | AHW505 |  | TMC |  | Rental | [7 empty] | COMPRESSORAIR-AIRPAL-PA-1200 |  | PATIENT TRANSFER SYSTEM AIR PUMP |  |  | COMPRESSORAIR-AIRPAL-PA-1200 | [6 empty] | Verified as Rental |  |  | MHHS-TMC
NO | YES |  |  |  | AHW506 |  | AIRPAL | PA 1200 |  |  | Rental | MHHS-TMC |  |  |  | AHW506 |  | TMC |  | Rental | [7 empty] | COMPRESSORAIR-AIRPAL-PA-1200 |  | PATIENT TRANSFER SYSTEM AIR PUMP |  |  | COMPRESSORAIR-AIRPAL-PA-1200 | [6 empty] | Verified as Rental |  |  | MHHS-TMC
NO | YES |  |  |  | AHW513 |  | AIRPAL | PA 1200 |  |  | Rental | MHHS-TMC |  |  |  | AHW513 |  | TMC |  | Rental | [7 empty] | COMPRESSORAIR-AIRPAL-PA-1200 |  | PATIENT TRANSFER SYSTEM AIR PUMP |  |  | COMPRESSORAIR-AIRPAL-PA-1200 | [6 empty] | Verified as Rental |  |  | MHHS-TMC
NO | YES |  |  |  | AHW514 |  | AIRPAL | PA 1200 |  |  | Rental | MHHS-TMC |  |  |  | AHW514 |  | TMC |  | Rental | [7 empty] | COMPRESSORAIR-AIRPAL-PA-1200 |  | PATIENT TRANSFER SYSTEM AIR PUMP |  |  | COMPRESSORAIR-AIRPAL-PA-1200 | [6 empty] | Verified as Rental |  |  | MHHS-TMC
NO | YES |  |  |  | AHW515 |  | AIRPAL | PA 1200 |  |  | Rental | MHHS-TMC |  |  |  | AHW515 |  | TMC |  | Rental | [7 empty] | COMPRESSORAIR-AIRPAL-PA-1200 |  | PATIENT TRANSFER SYSTEM AIR PUMP |  |  | COMPRESSORAIR-AIRPAL-PA-1200 | [6 empty] | Verified as Rental |  |  | MHHS-TMC
NO | YES |  |  |  | AHW516 |  | AIRPAL | PA 1200 |  |  | Rental | MHHS-TMC |  |  |  | AHW516 |  | TMC |  | Rental | [7 empty] | COMPRESSORAIR-AIRPAL-PA-1200 |  | PATIENT TRANSFER SYSTEM AIR PUMP |  |  | COMPRESSORAIR-AIRPAL-PA-1200 | [6 empty] | Verified as Rental |  |  | MHHS-TMC
NO | YES |  |  |  | AHW518 |  | AIRPAL | PA 1200 |  |  | Rental | MHHS-TMC |  |  |  | AHW518 |  | TMC |  | Rental | [7 empty] | COMPRESSORAIR-AIRPAL-PA-1200 |  | PATIENT TRANSFER SYSTEM AIR PUMP |  |  | COMPRESSORAIR-AIRPAL-PA-1200 | [6 empty] | Verified as Rental |  |  | MHHS-TMC
NO | YES |  |  |  | AHW519 |  | AIRPAL | PA 1200 |  |  | Rental | MHHS-TMC |  |  |  | AHW519 |  | TMC |  | Rental | [7 empty] | COMPRESSORAIR-AIRPAL-PA-1200 |  | PATIENT TRANSFER SYSTEM AIR PUMP |  |  | COMPRESSORAIR-AIRPAL-PA-1200 | [6 empty] | Verified as Rental |  |  | MHHS-TMC
NO | YES |  |  |  | AHW520 |  | AIRPAL | PA 1200 |  |  | Rental | MHHS-TMC |  |  |  | AHW520 |  | TMC |  | Rental | [7 empty] | COMPRESSORAIR-AIRPAL-PA-1200 |  | PATIENT TRANSFER SYSTEM AIR PUMP |  |  | COMPRESSORAIR-AIRPAL-PA-1200 | [6 empty] | Verified as Rental |  |  | MHHS-TMC
NO | YES |  |  |  | AHW522 |  | AIRPAL | PA 1200 |  |  | Rental | MHHS-TMC |  |  |  | AHW522 |  | TMC |  | Rental | [7 empty] | COMPRESSORAIR-AIRPAL-PA-1200 |  | PATIENT TRANSFER SYSTEM AIR PUMP |  |  | COMPRESSORAIR-AIRPAL-PA-1200 | [6 empty] | Verified as Rental |  |  | MHHS-TMC
NO | YES |  |  |  | AHW524 |  | AIRPAL | PA 1200 |  |  | Rental | MHHS-TMC |  |  |  | AHW524 |  | TMC |  | Rental | [7 empty] | COMPRESSORAIR-AIRPAL-PA-1200 |  | PATIENT TRANSFER SYSTEM AIR PUMP |  |  | COMPRESSORAIR-AIRPAL-PA-1200 | [6 empty] | Verified as Rental |  |  | MHHS-TMC
NO | YES |  |  |  | AHW531 |  | AIRPAL | PA 1200 |  |  | Rental | MHHS-TMC |  |  |  | AHW531 |  | TMC |  | Rental | [7 empty] | COMPRESSORAIR-AIRPAL-PA-1200 |  | PATIENT TRANSFER SYSTEM AIR PUMP |  |  | COMPRESSORAIR-AIRPAL-PA-1200 | [6 empty] | Verified as Rental |  |  | MHHS-TMC
NO | YES |  |  |  | AHW550 |  | AIRPAL | PA 1200 |  |  | Rental | MHHS-TMC |  |  |  | AHW550 |  | TMC |  | Rental | [7 empty] | COMPRESSORAIR-AIRPAL-PA-1200 |  | PATIENT TRANSFER SYSTEM AIR PUMP |  |  | COMPRESSORAIR-AIRPAL-PA-1200 | [6 empty] | Verified as Rental |  |  | MHHS-TMC
NO | YES |  |  |  | AHW563 |  | AIRPAL | PA 1200 |  |  | Rental | MHHS-TMC |  |  |  | AHW563 |  | TMC |  | Rental | [7 empty] | COMPRESSORAIR-AIRPAL-PA-1200 |  | PATIENT TRANSFER SYSTEM AIR PUMP |  |  | COMPRESSORAIR-AIRPAL-PA-1200 | [6 empty] | Verified as Rental |  |  | MHHS-TMC
NO | YES |  |  |  | AHW564 |  | AIRPAL | PA 1200 |  |  | Rental | MHHS-TMC |  |  |  | AHW564 |  | TMC |  | Rental | [7 empty] | COMPRESSORAIR-AIRPAL-PA-1200 |  | PATIENT TRANSFER SYSTEM AIR PUMP |  |  | COMPRESSORAIR-AIRPAL-PA-1200 | [6 empty] | Verified as Rental |  |  | MHHS-TMC
NO | YES |  |  |  | AHW565 |  | AIRPAL | PA 1200 |  |  | Rental | MHHS-TMC |  |  |  | AHW565 |  | TMC |  | Rental | [7 empty] | COMPRESSORAIR-AIRPAL-PA-1200 |  | PATIENT TRANSFER SYSTEM AIR PUMP |  |  | COMPRESSORAIR-AIRPAL-PA-1200 | [6 empty] | Verified as Rental |  |  | MHHS-TMC
NO | YES |  |  |  | AHW566 |  | AIRPAL | PA 1200 |  |  | Rental | MHHS-TMC |  |  |  | AHW566 |  | TMC |  | Rental | [7 empty] | COMPRESSORAIR-AIRPAL-PA-1200 |  | PATIENT TRANSFER SYSTEM AIR PUMP |  |  | COMPRESSORAIR-AIRPAL-PA-1200 | [6 empty] | Verified as Rental |  |  | MHHS-TMC
NO | YES |  |  |  | AHW567 |  | AIRPAL | PA 1200 |  |  | Rental | MHHS-TMC |  |  |  | AHW567 |  | TMC |  | Rental | [7 empty] | COMPRESSORAIR-AIRPAL-PA-1200 |  | PATIENT TRANSFER SYSTEM AIR PUMP |  |  | COMPRESSORAIR-AIRPAL-PA-1200 | [6 empty] | Verified as Rental |  |  | MHHS-TMC
YES | YES | Serial Number Cnf |  |  | 041-16995 | 041-16995 | AIV | Power 20a |  | Cnf | MEMORIAL CITY - ER |  |  |  |  | 041-16995 | 041-16995 | West | West | MEMORIAL CITY - ER | ER Supply Room
NO | YES |  |  |  | 133-10146 | 133-10146 | AIV | POWERMATE 20 AMP |  | NSN | Katy-OR | MHHS-Katy |  |  |  | 133-10146 | 133-10146 | Katy | MHHS-Katy | Katy-OR | OR 4 | 4/1/19 | 4/1/20 |  |  | POWER SUPPLIES |  | .needs class | [5 empty] | AIV Inc | [7 empty] | Covered PM Repair - Biomedical | MHHS-Katy
NO | YES |  |  |  | 133-10147 | 133-10147 | AIV | POWERMATE 20 AMP |  | NSN | Katy-OR | MHHS-Katy |  |  |  | 133-10147 | 133-10147 | Katy | MHHS-Katy | Katy-OR | OR 3 | 4/1/19 | 4/1/20 |  |  | POWER SUPPLIES |  | .needs class | [5 empty] | AIV Inc |  |  |  |  | 3/1/13 |  |  | Covered PM Repair - Biomedical | MHHS-Katy
NO | YES |  |  |  | 133-10148 | 133-10148 | AIV | POWERMATE 20 AMP |  | NSN | Katy-OR | MHHS-Katy |  |  |  | 133-10148 | 133-10148 | Katy | MHHS-Katy | Katy-OR | O.R.10 | 4/1/19 | 4/1/20 |  |  | POWER SUPPLIES |  | .needs class | [5 empty] | AIV Inc |  |  |  |  | 12/3/18 |  |  | Covered PM Repair - Biomedical | MHHS-Katy
NO | YES |  |  |  | 133-10149 | 133-10149 | AIV | POWERMATE 20 AMP |  | NSN | Katy-OR | MHHS-Katy |  |  |  | 133-10149 | 133-10149 | Katy | MHHS-Katy | Katy-OR | OR 8 | 4/1/19 | 4/1/20 |  |  | POWER SUPPLIES |  | .needs class | [5 empty] | AIV Inc |  |  |  |  | 6/18/19 |  |  | Covered PM Repair - Biomedical | MHHS-Katy
NO | YES |  |  |  | 133-10153 | 133-10153 | AIV | POWERMATE 20 AMP |  | NSN | Katy-OR | MHHS-Katy |  |  |  | 133-10153 | 133-10153 | Katy | MHHS-Katy | Katy-OR | OR 9 | 4/1/19 | 4/1/20 |  |  | POWER SUPPLIES |  | .needs class | [5 empty] | AIV Inc |  |  |  |  | 11/29/14 |  |  | Covered PM Repair - Biomedical | MHHS-Katy
NO | YES |  |  |  | 133-10154 | 133-10154 | AIV | POWERMATE 20 AMP |  | NSN | Katy-OR | MHHS-Katy |  |  |  | 133-10154 | 133-10154 | Katy | MHHS-Katy | Katy-OR | Cystology Procedure Rm 5 | 4/1/19 |  |  |  | POWER SUPPLIES |  | .needs class | [5 empty] | AIV Inc |  |  |  |  | 11/29/14 |  |  | Covered PM Repair - Biomedical | MHHS-Katy
NO | YES |  |  |  | 133-10166 | 133-10166 | AIV | POWERMATE 20 AMP |  | NSN | Katy-OR | MHHS-Katy |  |  |  | 133-10166 | 133-10166 | Katy | MHHS-Katy | Katy-OR | OR 6 | 7/1/19 | 7/1/20 |  |  | POWER SUPPLIES |  | .needs class | [5 empty] | AIV Inc |  |  |  |  | 11/29/14 |  |  | Covered PM Repair - Biomedical | MHHS-Katy
NO | YES |  |  |  | 133-10315 | 133-10315 | AIV | POWERMATE 20 AMP |  | NSN | Katy-OR | MHHS-Katy |  |  |  | 133-10315 | 133-10315 | Katy | MHHS-Katy | Katy-OR | OR 4 | 4/1/19 | 4/1/20 |  |  | POWER SUPPLIES |  | .needs class | [5 empty] | AIV Inc |  |  |  |  | 11/29/14 |  |  | Covered PM Repair - Biomedical | MHHS-Katy
NO | YES |  |  |  | 133-10326 | 133-10326 | AIV | POWERMATE 20 AMP |  | NSN | Katy-OR | MHHS-Katy |  |  |  | 133-10326 | 133-10326 | Katy | MHHS-Katy | Katy-OR | OR10 | 8/1/19 |  |  |  | POWER SUPPLIES |  | .needs class | [5 empty] | AIV Inc |  |  |  |  | 6/1/13 |  |  | Covered PM Repair - Biomedical | MHHS-Katy
NO | YES |  |  |  | 133-10439 | 133-10439 | AIV | POWERMATE 20 AMP |  | NSN | Katy-OR | MHHS-Katy |  |  |  | 133-10439 | 133-10439 | Katy | MHHS-Katy | Katy-OR | OR 6 | 10/1/19 | 10/1/20 |  |  | POWER SUPPLIES |  | .needs class | [5 empty] | AIV Inc |  |  |  |  | 6/1/13 |  |  | Covered PM Repair - Biomedical | MHHS-Katy
NO | YES |  |  |  | 133-31097 | 133-31097 | AIV | POWERMATE 20 AMP |  | NSN | Katy-OR | MHHS-Katy |  |  |  | 133-31097 | 133-31097 | Katy | MHHS-Katy | Katy-OR | OR 8 | 10/1/19 | 10/1/20 |  |  | POWER SUPPLIES |  | .needs class | [5 empty] | AIV Inc | [7 empty] | Covered PM Repair - Biomedical | MHHS-Katy
NO | YES |  |  |  | 133-31098 | 133-31098 | AIV | POWERMATE 20 AMP |  | NSN | Katy-OR | MHHS-Katy |  |  |  | 133-31098 | 133-31098 | Katy | MHHS-Katy | Katy-OR | OR 7 | 4/1/19 | 4/1/20 |  |  | POWER SUPPLIES |  | .needs class | [5 empty] | AIV Inc | [7 empty] | Covered PM Repair - Biomedical | MHHS-Katy
NO | YES |  |  |  | 133-31113 | 133-31113 | AIV | POWERMATE 20 AMP |  | NSN | Katy-OR | MHHS-Katy |  |  |  | 133-31113 | 133-31113 | Katy | MHHS-Katy | Katy-OR | OR 9 | 9/1/19 | 9/1/20 |  |  | POWER SUPPLIES |  | .needs class | [5 empty] | AIV Inc |  |  |  |  | 5/6/17 |  |  | Covered PM Repair - Biomedical | MHHS-Katy
NO | YES |  |  |  | 041-32343 | 041-32343 | AIV | POWERMATE 20 AMP |  | NSN | Memorial City-Labor & Delivery | MHHS-Mem City |  |  |  | 041-32343 | 041-32343 | West | MHHS-Mem City | Memorial City-Labor & Delivery | OR 4 | 8/1/19 |  | 8/1/20 |  | POWER SUPPLIES |  | .needs class | [5 empty] | AIV Inc |  |  |  |  | 12/1/17 |  |  | Covered PM Repair - Biomedical | MHHS-Mem City
NO | YES |  |  |  | 041-32345 | 041-32345 | AIV | POWERMATE 20 AMP |  |  | MEMORIAL CITY - Orthopedic Surgery | MHHS-Mem City |  |  |  | 041-32345 | 041-32345 | West | Memorial Hermann Memorial City Medical Center | MEMORIAL CITY - Orthopedic Surgery | Memorial City - Orthopedic Surgery MH11 500 OR 1 |  |  |  |  | POWER SUPPLIES |  | .needs class | [5 empty] | AIV Inc | [7 empty] | Covered PM Repair - Biomedical | MHHS-Mem City
NO | YES |  |  |  | 041-32346 | 041-32346 | AIV | POWERMATE 20 AMP |  |  | MEMORIAL CITY - MHT - JHC OR | MHHS-Mem City |  |  |  | 041-32346 | 041-32346 | West | Memorial Hermann Memorial City Medical Center | MEMORIAL CITY - MHT - JHC OR | MEMORIAL CITY - MHT - JHC OR |  |  |  |  | POWER SUPPLIES |  | .needs class | [5 empty] | AIV Inc | [7 empty] | Covered PM Repair - Biomedical | MHHS-Mem City
NO | YES |  |  |  | 041-32347 | 041-32347 | AIV | POWERMATE 20 AMP |  |  | MEMORIAL CITY - MHT - JHC OR | MHHS-Mem City |  |  |  | 041-32347 | 041-32347 | West | Memorial Hermann Memorial City Medical Center | MEMORIAL CITY - MHT - JHC OR | MEMORIAL CITY - MHT - JHC OR |  |  |  |  | POWER SUPPLIES |  | .needs class | [5 empty] | AIV Inc | [7 empty] | Covered PM Repair - Biomedical | MHHS-Mem City
NO | YES |  |  |  | 041-32348 | 041-32348 | AIV | POWERMATE 20 AMP |  |  | MEMORIAL CITY - MHT - JHC OR | MHHS-Mem City |  |  |  | 041-32348 | 041-32348 | West | Memorial Hermann - Memorial City | MEMORIAL CITY - MHT - JHC OR | MH11 OR Room 3 |  |  |  |  | POWER SUPPLIES |  | .needs class | [5 empty] | AIV Inc | [7 empty] | Covered PM Repair - Biomedical | MHHS-Mem City
NO | YES |  |  |  | 041-32349 | 041-32349 | AIV | POWERMATE 20 AMP |  |  | MEMORIAL CITY - MHT - JHC OR | MHHS-Mem City |  |  |  | 041-32349 | 041-32349 | West | Memorial Hermann - Memorial City | MEMORIAL CITY - MHT - JHC OR | MH11 OR Room 3 |  |  |  |  | POWER SUPPLIES |  | .needs class | [5 empty] | AIV Inc | [7 empty] | Covered PM Repair - Biomedical | MHHS-Mem City
NO | YES |  |  |  | 041-32350 | 041-32350 | AIV | POWERMATE 20 AMP |  |  | MEMORIAL CITY - MHT - JHC OR | MHHS-Mem City |  |  |  | 041-32350 | 041-32350 | West | West | MEMORIAL CITY - MHT - JHC OR | MH11:504 OR4 |  |  |  |  | POWER SUPPLIES |  | .needs class | [5 empty] | AIV Inc | [7 empty] | Covered PM Repair - Biomedical | MHHS-Mem City
NO | YES |  |  |  | 041-32351 | 041-32351 | AIV | POWERMATE 20 AMP |  |  | MEMORIAL CITY - MHT - JHC OR | MHHS-Mem City |  |  |  | 041-32351 | 041-32351 | West | West | MEMORIAL CITY - MHT - JHC OR | MH11: 504 OR11 |  |  |  |  | POWER SUPPLIES |  | .needs class | [5 empty] | AIV Inc | [7 empty] | Covered PM Repair - Biomedical | MHHS-Mem City
NO | YES |  |  |  | 041-32353 | 041-32353 | AIV | POWERMATE 20 AMP |  |  | MEMORIAL CITY - Orthopedic Surgery | MHHS-Mem City |  |  |  | 041-32353 | 041-32353 | West | Memorial Hermann Memorial City Medical Center | MEMORIAL CITY - Orthopedic Surgery | Memorial City - Orthopedic Surgery Hallway |  |  |  |  | POWER SUPPLIES |  | .needs class | [5 empty] | AIV Inc | [7 empty] | Covered PM Repair - Biomedical | MHHS-Mem City
NO | YES | Serial Number Cnf |  |  | 041-32354 | 041-32354 | AIV | POWERMATE 20 AMP |  | CNF | Memorial City - Surgery Dept. - Ortho | MHHS-Mem City |  |  |  | 041-32354 | 041-32354 | West | Memorial Hermann - Memorial City | Memorial City - Surgery Dept. - Ortho | 11th Floor OR Room 5 |  |  |  |  | POWER SUPPLIES |  | .needs class | [5 empty] | AIV Inc | [7 empty] | Covered PM Repair - Biomedical | MHHS-Mem City
NO | YES | Serial Number Cnf |  |  | 041-32355 | 041-32355 | AIV | POWERMATE 20 AMP |  | CNF | Memorial City - Surgery Dept. - Ortho | MHHS-Mem City |  |  |  | 041-32355 | 041-32355 | West | Memorial Hermann - Memorial City | Memorial City - Surgery Dept. - Ortho | 11th Floor OR Room 5 |  |  |  |  | POWER SUPPLIES |  | .needs class | [5 empty] | AIV Inc | [7 empty] | Covered PM Repair - Biomedical | MHHS-Mem City
NO | YES | Serial Number Cnf |  |  | 041-32356 | 041-32356 | AIV | POWERMATE 20 AMP |  | CNF | MEMORIAL CITY - Orthopedics Surgery | MHHS-Mem City |  |  |  | 041-32356 | 041-32356 | West | Memorial City - Memorial Hermann Hospital | MEMORIAL CITY - Orthopedics Surgery | MH11 506 OR 6 |  |  |  |  | POWER SUPPLIES |  | .needs class | [5 empty] | AIV Inc | [7 empty] | Covered PM Repair - Biomedical | MHHS-Mem City
NO | YES | Serial Number Cnf |  |  | 041-32357 | 041-32357 | AIV | POWERMATE 20 AMP |  | CNF | MEMORIAL CITY - Orthopedics Surgery | MHHS-Mem City |  |  |  | 041-32357 | 041-32357 | West | Memorial City - Memorial Hermann Hospital | MEMORIAL CITY - Orthopedics Surgery | MH11 506 OR 6 |  |  |  |  | POWER SUPPLIES |  | .needs class | [5 empty] | AIV Inc | [7 empty] | Covered PM Repair - Biomedical | MHHS-Mem City
NO | YES |  |  |  | 041-32358 | 041-32358 | AIV | POWERMATE 20 AMP |  |  | MEMORIAL CITY - MHT - JHC OR | MHHS-Mem City |  |  |  | 041-32358 | 041-32358 | West | West | MEMORIAL CITY - MHT - JHC OR | MH11:507 OR7 |  |  |  |  | POWER SUPPLIES |  | .needs class | [5 empty] | AIV Inc | [7 empty] | Not Covered Vendor Only - Biomedical | MHHS-Mem City
NO | YES |  |  |  | 041-32359 | 041-32359 | AIV | POWERMATE 20 AMP |  |  | MEMORIAL CITY - MHT - JHC OR | MHHS-Mem City |  |  |  | 041-32359 | 041-32359 | West | Weat | MEMORIAL CITY - MHT - JHC OR | MH11:507 OR7 |  |  |  |  | POWER SUPPLIES |  | .needs class | [5 empty] | AIV Inc | [7 empty] | Covered PM Repair - Biomedical | MHHS-Mem City
NO | YES | Serial Number No Serial Number |  |  | 041-32361 | 041-32361 | AIV | POWERMATE 20 AMP |  | No Serial Number | MEMORIAL CITY - Ortho OR | MHHS-Mem City |  |  |  | 041-32361 | 041-32361 | West | Memorial Hermann - Memorial City | MEMORIAL CITY - Ortho OR | 11th Floor OR Room 8 |  |  |  |  | POWER SUPPLIES |  | .needs class | [5 empty] | AIV Inc | [7 empty] | Covered PM Repair - Biomedical | MHHS-Mem City
NO | YES | Serial Number No Serial Number |  |  | 041-32267 | 041-32267 | AIV | POWERMATE 20 AMP |  | No Serial Number | MEMORIAL CITY - Anesthesiology | MHHS-Mem City |  |  |  | 041-32267 | 041-32267 | West | Memorial Hermann Memorial City Medical Center | MEMORIAL CITY - Anesthesiology | Surgery OR hallway |  |  |  |  | POWER SUPPLIES |  | .needs class | [5 empty] | AIV Inc | [7 empty] | Covered PM Repair - Biomedical | MHHS-Mem City
NO | YES | Serial Number No Serial Number |  |  | 041-32269 | 041-32269 | AIV | POWERMATE 20 AMP |  | No Serial Number | MEMORIAL CITY - MOR | MHHS-Mem City |  |  |  | 041-32269 | 041-32269 | West | Memorial City - Memorial Hermann Hospital | MEMORIAL CITY - MOR | MOR 11 |  |  |  |  | POWER SUPPLIES |  | .needs class | [5 empty] | AIV Inc | [7 empty] | Covered PM Repair - Biomedical | MHHS-Mem City
NO | YES | Serial Number No Serial Number |  |  | 041-32272 | 041-32272 | AIV | POWERMATE 20 AMP |  | No Serial Number | MEMORIAL CITY - Surgery | MHHS-Mem City |  |  |  | 041-32272 | 041-32272 | West | Memorial Hermann Memorial City Medical Center | MEMORIAL CITY - Surgery | Surgery Equipment Storage E2 300 |  |  |  |  | POWER SUPPLIES |  | .needs class | [5 empty] | AIV Inc | [7 empty] | Covered PM Repair - Biomedical | MHHS-Mem City
NO | YES | Serial Number No Serial Number |  |  | 041-32273 | 041-32273 | AIV | POWERMATE 20 AMP |  | No Serial Number | MEMORIAL CITY - MOR | MHHS-Mem City |  |  |  | 041-32273 | 041-32273 | West | Memorial City - Memorial Hermann Hospital | MEMORIAL CITY - MOR | E2 300 Equipment Storage |  |  |  |  | POWER SUPPLIES |  | .needs class | [5 empty] | AIV Inc | [7 empty] | Covered PM Repair - Biomedical | MHHS-Mem City
NO | YES | Serial Number No Serial Number |  |  | 041-32312 | 041-32312 | AIV | POWERMATE 20 AMP |  | No Serial Number | MEMORIAL CITY - MOR | MHHS-Mem City |  |  |  | 041-32312 | 041-32312 | West | Memorial city -memorial herman hospital center | MEMORIAL CITY - MOR | Procedure room 2 |  |  |  |  | POWER SUPPLIES |  | .needs class | [5 empty] | AIV Inc | [7 empty] | Covered PM Repair - Biomedical | MHHS-Mem City
NO | YES | Serial Number No Serial Number |  |  | 041-32324 | 041-32324 | AIV | POWERMATE 20 AMP |  | No Serial Number | MEMORIAL CITY - Surgery | MHHS-Mem City |  |  |  | 041-32324 | 041-32324 | West | Memorial Hermann Memorial City Medical Center | MEMORIAL CITY - Surgery | Surgery equipment Room E2 300 |  |  |  |  | POWER SUPPLIES |  | .needs class | [5 empty] | AIV Inc | [7 empty] | Covered PM Repair - Biomedical | MHHS-Mem City
NO | YES | Serial Number No Serial Number |  |  | 041-32327 | 041-32327 | AIV | POWERMATE 20 AMP |  | No Serial Number | MEMORIAL CITY - MOR | MHHS-Mem City |  |  |  | 041-32327 | 041-32327 | West |  | MEMORIAL CITY - MOR | [5 empty] | POWER SUPPLIES |  | .needs class | [5 empty] | AIV Inc | [7 empty] | Covered PM Repair - Biomedical | MHHS-Mem City
NO | YES | Serial Number No Serial Number |  |  | 041-32331 | 041-32331 | AIV | POWERMATE 20 AMP |  | No Serial Number | MEMORIAL CITY - Surgery room 10 | MHHS-Mem City |  |  |  | 041-32331 | 041-32331 | West | Memorial Hermann Memorial City Medical Center | MEMORIAL CITY - Surgery room 10 | Surgery room 10 |  |  |  |  | POWER SUPPLIES |  | .needs class | [5 empty] | AIV Inc | [7 empty] | Covered PM Repair - Biomedical | MHHS-Mem City
NO | YES | Serial Number No Serial Number |  |  | 041-32336 | 041-32336 | AIV | POWERMATE 20 AMP |  | No Serial Number | MEMORIAL CITY - MOR | MHHS-Mem City |  |  |  | 041-32336 | 041-32336 | West | Memorial City - Memorial Hermann Hospital | MEMORIAL CITY - MOR | E2 321 Surgery Rm 6 |  |  |  |  | POWER SUPPLIES |  | .needs class | [5 empty] | AIV Inc | [7 empty] | Covered PM Repair - Biomedical | MHHS-Mem City
NO | YES | Serial Number No Serial Number |  |  | 041-32337 | 041-32337 | AIV | POWERMATE 20 AMP |  | No Serial Number | MEMORIAL CITY - MOR | MHHS-Mem City |  |  |  | 041-32337 | 041-32337 | West | Memorial Hermann Memorial City Medical Center | MEMORIAL CITY - MOR | OR 8 |  |  |  |  | POWER SUPPLIES |  | .needs class | [5 empty] | AIV Inc | [7 empty] | Covered PM Repair - Biomedical | MHHS-Mem City
NO | YES |  |  |  | 041-32338 | 041-32338 | AIV | POWERMATE 20 AMP |  |  | MEMORIAL CITY - MOR | MHHS-Mem City |  |  |  | 041-32338 | 041-32338 | West |  | MEMORIAL CITY - MOR | [5 empty] | POWER SUPPLIES |  | .needs class | [5 empty] | AIV Inc | [7 empty] | Covered PM Repair - Biomedical | MHHS-Mem City
NO | YES | Serial Number No Serial Number |  |  | 041-32276 | 041-32276 | AIV | POWERMATE 20 AMP |  | No Serial Number | MEMORIAL CITY - OUTPATIENT SURGERY | MHHS-Mem City |  |  |  | 041-32276 | 041-32276 | West | Memorial Hermann - Memorial City | MEMORIAL CITY - OUTPATIENT SURGERY | W1 300.70 OR 5 |  |  |  |  | POWER SUPPLIES |  | .needs class | [5 empty] | AIV Inc | [7 empty] | Covered PM Repair - Biomedical | MHHS-Mem City
NO | YES | Serial Number No Serial Number |  |  | 041-32279 | 041-32279 | AIV | POWERMATE 20 AMP |  | No Serial Number | MEMORIAL CITY - OUTPATIENT SURGERY | MHHS-Mem City |  |  |  | 041-32279 | 041-32279 | West | Memorial Hermann - Memorial City | MEMORIAL CITY - OUTPATIENT SURGERY | OR Room 10 |  |  |  |  | POWER SUPPLIES |  | .needs class | [5 empty] | AIV Inc | [7 empty] | Covered PM Repair - Biomedical | MHHS-Mem City
NO | YES | Serial Number Cnf |  |  | 041-32281 | 041-32281 | AIV | POWERMATE 20 AMP |  | CNF | MEMORIAL CITY - Outpatient Surgery | MHHS-Mem City |  |  |  | 041-32281 | 041-32281 | West | Memorial Hermann Memorial City Medical Center | MEMORIAL CITY - Outpatient Surgery | W1 Recovery |  |  |  |  | POWER SUPPLIES |  | .needs class | [5 empty] | AIV Inc | [7 empty] | Covered PM Repair - Biomedical | MHHS-Mem City
NO | YES | Serial Number No Serial Number |  |  | 041-32282 | 041-32282 | AIV | POWERMATE 20 AMP |  | No Serial Number | MEMORIAL CITY - OUTPATIENT SURGERY | MHHS-Mem City |  |  |  | 041-32282 | 041-32282 | West | Memorial Hermann Memorial City Medical Center | MEMORIAL CITY - OUTPATIENT SURGERY | Memorial City - Day Surgery Room W1 300.82 OR14 |  |  |  |  | POWER SUPPLIES |  | .needs class | [5 empty] | AIV Inc | [7 empty] | Covered PM Repair - Biomedical | MHHS-Mem City
NO | YES | [5 empty] | AIV | POWERMATE 20 AMP |  |  | NE-Cath Lab | MHHS-Northeast | [5 empty] | Katy | MHHS-Northeast | NE-Cath Lab | Outside OR 2 | 6/1/19 |  |  |  | POWER SUPPLIES |  | .needs class | [5 empty] | AIV Inc | [7 empty] | Covered PM Repair - Biomedical | MHHS-Northeast
NO | YES |  |  |  |  | 099-00050 | AIV | POWERMATE 20 AMP |  | NSN | NE-OR | MHHS-Northeast |  |  |  |  | 099-00050 | Katy | MHHS-Northeast | NE-OR | 0R 3 | 5/1/19 |  |  |  | POWER SUPPLIES |  | .needs class | [5 empty] | AIV Inc | [7 empty] | Covered PM Repair - Biomedical | MHHS-Northeast
NO | YES | [5 empty] | AIV | POWERMATE 20 AMP |  |  | NE-OR | MHHS-Northeast | [5 empty] | Katy | MHHS-Northeast | NE-OR | OR 1 | 8/1/19 | 8/1/20 |  |  | POWER SUPPLIES |  | .needs class | [5 empty] | AIV Inc | [7 empty] | Covered PM Repair - Biomedical | MHHS-Northeast
NO | YES |  |  |  |  | 099-00767 | AIV | POWERMATE 20 AMP |  |  | NE-OR | MHHS-Northeast |  |  |  |  | 099-00767 | Katy | MHHS-Northeast | NE-OR | OR 6 | 9/1/19 | 8/1/20 |  |  | POWER SUPPLIES |  | .needs class | [5 empty] | AIV Inc | [7 empty] | Covered PM Repair - Biomedical | MHHS-Northeast
NO | YES |  |  |  |  | 099-01355 | AIV | POWERMATE 20 AMP |  |  | NE-OR | MHHS-Northeast |  |  |  |  | 099-01355 | Katy | MHHS-Northeast | NE-OR | OR 4 | 9/1/19 |  |  |  | POWER SUPPLIES |  | .needs class | [5 empty] | AIV Inc | [7 empty] | Covered PM Repair - Biomedical | MHHS-Northeast
NO | YES |  |  |  |  | 099-01016 | AIV | POWERMATE 20 AMP |  |  | NE-OR | MHHS-Northeast |  |  |  |  | 099-01016 | Katy | MHHS-Northeast | NE-OR | OR Hybrid Room supply room | 8/1/18 | 8/1/19 |  |  | POWER SUPPLIES |  | .needs class | [5 empty] | AIV Inc |  |  |  |  | 3/1/13 |  |  | Covered PM Repair - Biomedical | MHHS-Northeast
NO | YES |  |  |  | 129-07777 | 129-07777 | AIV | POWERMATE 20 AMP |  | NSN | Sugar Land-OR | MHHS-Sugarland |  |  |  | 129-07777 | 129-07777 | Sugar Land | MHHS-Sugarland | Sugar Land-OR | OR 2 | 5/1/19 |  | 5/1/20 |  | POWER SUPPLIES |  | .needs class | [5 empty] | AIV Inc |  |  |  |  | 4/11/17 |  |  | Covered PM Repair - Biomedical | MHHS-Sugarland
NO | YES |  |  |  | 129-07778 | 129-07778 | AIV | POWERMATE 20 AMP |  | NSN | Sugar Land-OR | MHHS-Sugarland |  |  |  | 129-07778 | 129-07778 | Sugar Land | MHHS-Sugarland | Sugar Land-OR | OR 8 | 5/1/19 |  | 5/1/20 |  | POWER SUPPLIES |  | .needs class | [5 empty] | AIV Inc |  |  |  |  | 5/15/15 |  |  | Covered PM Repair - Biomedical | MHHS-Sugarland
NO | YES |  |  |  | 069-45639 | 069-45639 | AIV | POWERMATE 20 AMP |  | 069-45639 | TMC-Radiology-IR/Angio | MHHS-TMC |  |  |  | 069-45639 | 069-45639 | TMC | MHHS-TMC | TMC-Radiology-IR/Angio | J2418 |  |  |  |  | POWER SUPPLIES |  | .needs class | [5 empty] | AIV Inc |  |  |  |  | 12/1/17 |  |  | Covered PM Repair - Biomedical | MHHS-TMC
YES | YES | Serial Number Cnf |  |  | 133-31123 | 133-31123 | AIV | POWERMATE 20 AMP |  | Cnf | KATY - OR |  |  |  |  | 133-31123 | 133-31123 | Katy | Memorial Hermann Katy Hospital | KATY - OR | OR 11 | 1/1/20 | 1/1/21
YES | YES | Serial Number Cnf |  |  | 099-04062 | 099-04062 | AIV | POWERMATE 20 AMP |  | CNF | MEMORIAL CITY - Outpatient Surgery |  |  |  |  | 099-04062 | 099-04062 | West | Memorial Hermann Memorial City Medical Center | MEMORIAL CITY - Outpatient Surgery | W1 Recovery |  |  |  |  | POWER SUPPLIES
YES | YES | Serial Number Cnf |  |  | 041-33717 | 041-33717 | AIV | POWERMATE 20 AMP |  | CNF | MEMORIAL CITY - CATH LAB |  |  |  |  | 041-33717 | 041-33717 | West | Memorial Hermann Heart | MEMORIAL CITY - CATH LAB | Pre Procedure 8 |  |  |  |  | POWER SUPPLIES
YES | YES | [5 empty] | AIV | POWERMATE 20 AMP |  |  | MEMORIAL CITY - Surgery room 10 | [6 empty] | West | Memorial Hermann Memorial City Medical Center | MEMORIAL CITY - Surgery room 10 | Surgery room 10 |  |  |  | No pm sticker | POWER SUPPLIES
YES | YES | [5 empty] | AIV | POWERMATE 20 AMP |  |  | MEMORIAL CITY - Anesthesia | [6 empty] | West | Memorial Hermann Memorial City Medical Center | MEMORIAL CITY - Anesthesia | Surgery Anesthesia Work Room |  |  |  | No pm sticker | POWER SUPPLIES
YES | YES | [5 empty] | AIV | POWERMATE 20 AMP |  |  | Surgery | [6 empty] | West | Memorial Hermann Memorial City Medical Center | Surgery | Surgery E2 300 Equipment Storage |  |  |  | No pm sticker | POWER SUPPLIES
YES | YES |  |  |  | 041-16992 | 041-16992 | AIV | POWERMATE 20 AMP |  |  | Memorial City-MOR Recovery |  |  |  |  | 041-16992 | 041-16992 | West | Memorial Hermann Memorial City Medical Center | Memorial City-MOR Recovery | E2 Nurses Station |  |  |  |  | POWER SUPPLIES
YES | YES |  |  |  | 041-32521 | 041-32521 | AIV | POWERMATE 20 AMP |  |  | Memorial City-Outpatient Surgery |  |  |  |  | 041-32521 | 041-32521 | West | Memorial Hermann Memorial City Medical Center | Memorial City-Outpatient Surgery | W1 OPS OR 4 |  |  |  |  | POWER SUPPLIES
YES | YES |  |  |  | 041-32518 | 041-32518 | AIV | POWERMATE 20 AMP |  |  | Memorial City-Outpatient Surgery |  |  |  |  | 041-32518 | 041-32518 | West | Memorial Hermann Memorial City Medical Center | Memorial City-Outpatient Surgery | W1 OPS OR 4 |  |  |  |  | POWER SUPPLIES
YES | YES |  |  |  | 041-34121 | 041-34121 | AIV | POWERMATE 20 AMP |  |  | MEMORIAL CITY - Orthopedic Surgery |  |  |  |  | 041-34121 | 041-34121 | West | Memorial Hermann Memorial City Medical Center | MEMORIAL CITY - Orthopedic Surgery | Memorial City - Orthopedic Surgery MH11 500 OR 1 |  |  |  |  | POWER SUPPLIES
NO | NO |  |  |  | 041-32352 |  | AIV | POWERMATE 20 AMP |  |  | MEMORIAL CITY - MHT - JHC OR | MHHS-Mem City |  |  |  | 041-32352 |  | West & Memorial City |  | MEMORIAL CITY - MHT - JHC OR | [5 empty] | POWER SUPPLIES |  | .needs class | [5 empty] | AIV Inc | [7 empty] | Covered PM Repair - Biomedical | MHHS-Mem City
NO | NO | [5 empty] | AIV | POWERMATE 20 AMP |  |  | NE - OR | MHHS-Northeast | [5 empty] | Katy |  | NE - OR | [5 empty] | POWER SUPPLIES |  | .needs class | [5 empty] | AIV Inc | [7 empty] | Covered PM Repair - Biomedical | MHHS-Northeast
NO | NO | [5 empty] | AIV | POWERMATE 20 AMP |  |  | NE - OR | MHHS-Northeast | [5 empty] | Katy |  | NE - OR | [5 empty] | POWER SUPPLIES |  | .needs class | [5 empty] | AIV Inc | [7 empty] | Covered PM Repair - Biomedical | MHHS-Northeast
NO | NO |  |  |  | 069-45640 |  | AIV | POWERMATE 20 AMP |  | 069-45640 | TMC - RADIOLOGY - IR/ANGIO | MHHS-TMC |  |  |  | 069-45640 |  | TMC |  | TMC - RADIOLOGY - IR/ANGIO | [5 empty] | POWER SUPPLIES |  | .needs class | [5 empty] | AIV Inc | [7 empty] | Covered PM Repair - Biomedical | MHHS-TMC
NO | YES |  |  |  | 041-32552 | 041-32552 | AIV | PS11076 |  | 041-32552 | MEMORIAL CITY - OUTPATIENT SURGERY | MHHS-Mem City |  | Power Supply, Regulated |  | 041-32552 | 041-32552 | West | Memorial Hermann Memorial City Medical Center | MEMORIAL CITY - OUTPATIENT SURGERY | Memorial City - Day Surgery Room W1 300.82 OR14 |  |  |  |  | POWER SUPPLIES |  | POWERSUPPLYREGULATED-AIV Inc-PS11076 | POWERSUPPLYREGULATED | PS11076 |  |  |  | AIV Inc | Power Supply, Regulated |  | POWERSUPPLYREGULATED-AIV Inc-PS11076 |  |  |  |  | Covered PM Repair - Biomedical | MHHS-Mem City
NO | YES |  |  |  | 077-11094 | 077-11094 | AIV | PS11076 |  | NSN | TMC-Sarofim 3-OR | MHHS-TMC |  | Power Supply, Regulated |  | 077-11094 | 077-11094 | TMC | MHHS-TMC | TMC-Sarofim 3-OR | OR3 |  |  |  |  | POWER SUPPLIES |  | POWERSUPPLYREGULATED-AIV Inc-PS11076 | POWERSUPPLYREGULATED | PS11076 |  |  |  | AIV Inc | Power Supply, Regulated |  | POWERSUPPLYREGULATED-AIV Inc-PS11076 |  | 1/10/14 |  |  | Covered PM Repair - Biomedical | MHHS-TMC
NO | YES |  |  |  | 077-11096 | 077-11096 | AIV | PS11076 |  | NSN | TMC-OR-Hermann (2Hp) | MHHS-TMC |  | Power Supply, Regulated |  | 077-11096 | 077-11096 | TMC | MHHS-TMC | TMC-OR-Hermann (2Hp) | OR 60 | 5/1/18 |  | 5/1/19 |  | POWER SUPPLIES |  | POWERSUPPLYREGULATED-AIV Inc-PS11076 | POWERSUPPLYREGULATED | PS11076 |  |  |  | AIV Inc | Power Supply, Regulated |  | POWERSUPPLYREGULATED-AIV Inc-PS11076 |  | 1/10/20 |  |  | Covered PM Repair - Biomedical | MHHS-TMC
NO | YES | Asset Tag 069-19533 |  |  | 069-19533 | 069-19533 | AIV | PS11076 |  | NSN | (null) | MHHS-TMC |  | Power Supply, Regulated |  | 069-19533 | 069-19533 | (null) | MHHS-TMC | (null) | (null) |  |  |  | (null) | POWER SUPPLIES |  | POWERSUPPLYREGULATED-AIV Inc-PS11076 | POWERSUPPLYREGULATED | PS11076 |  |  |  | AIV Inc | Power Supply, Regulated |  | POWERSUPPLYREGULATED-AIV Inc-PS11076 |  | 2/14/19 |  |  | Covered PM Repair - Biomedical | MHHS-TMC
NO | YES |  |  |  | 077-11099 | 077-11099 | AIV | PS11076 |  | NSN | TMC-Sarofim 2-OR | MHHS-TMC |  | Power Supply, Regulated |  | 077-11099 | 077-11099 | TMC | MHHS-TMC | TMC-Sarofim 2-OR | OR10 | 5/1/18 |  | 5/1/19 | PM Past Due | POWER SUPPLIES |  | POWERSUPPLYREGULATED-AIV Inc-PS11076 | POWERSUPPLYREGULATED | PS11076 |  |  |  | AIV Inc | Power Supply, Regulated |  | POWERSUPPLYREGULATED-AIV Inc-PS11076 |  | 7/1/17 |  |  | Covered PM Repair - Biomedical | MHHS-TMC
NO | YES |  |  |  | 077-11100 | 077-11100 | AIV | PS11076 |  | NSN | TMC-OR-Anesthesia (Contract Equip) | MHHS-TMC |  | Power Supply, Regulated |  | 077-11100 | 077-11100 | TMC | MHHS-TMC | TMC-OR-Anesthesia (Contract Equip) | OR 9 | 5/1/18 |  | 5/1/19 |  | POWER SUPPLIES |  | POWERSUPPLYREGULATED-AIV Inc-PS11076 | POWERSUPPLYREGULATED | PS11076 |  |  |  | AIV Inc | Power Supply, Regulated |  | POWERSUPPLYREGULATED-AIV Inc-PS11076 |  | 7/1/17 |  |  | Covered PM Repair - Biomedical | MHHS-TMC
NO | YES |  |  |  | 077-11101 | 077-11101 | AIV | PS11076 |  | NSN | TMC-OR-Hermann (2Hp) | MHHS-TMC |  | Power Supply, Regulated |  | 077-11101 | 077-11101 | TMC | MHHS-TMC | TMC-OR-Hermann (2Hp) | OR 51 | 5/1/18 |  | 5/1/19 |  | POWER SUPPLIES |  | POWERSUPPLYREGULATED-AIV Inc-PS11076 | POWERSUPPLYREGULATED | PS11076 |  |  |  | AIV Inc | Power Supply, Regulated |  | POWERSUPPLYREGULATED-AIV Inc-PS11076 |  |  |  |  | Covered PM Repair - Biomedical | MHHS-TMC
NO | YES |  |  |  | 077-11104 | 077-11104 | AIV | PS11076 |  | NSN | TMC-OR-Surgical Robotics (2Hp) | MHHS-TMC |  | Power Supply, Regulated |  | 077-11104 | 077-11104 | TMC | MHHS-TMC | TMC-OR-Surgical Robotics (2Hp) | S2 OR 4 | 5/1/18 |  | 5/1/19 |  | POWER SUPPLIES |  | POWERSUPPLYREGULATED-AIV Inc-PS11076 | POWERSUPPLYREGULATED | PS11076 |  |  |  | AIV Inc | Power Supply, Regulated |  | POWERSUPPLYREGULATED-AIV Inc-PS11076 |  |  |  |  | Covered PM Repair - Biomedical | MHHS-TMC
NO | YES |  |  |  | 077-11105 | 077-11105 | AIV | PS11076 |  | NSN | TMC-OR-Hermann (2Hp) | MHHS-TMC |  | Power Supply, Regulated |  | 077-11105 | 077-11105 | TMC | MHHS-TMC | TMC-OR-Hermann (2Hp) | Or 35 | 4/1/20 |  |  | No PM Sticker | POWER SUPPLIES |  | POWERSUPPLYREGULATED-AIV Inc-PS11076 | POWERSUPPLYREGULATED | PS11076 |  |  |  | AIV Inc | Power Supply, Regulated |  | POWERSUPPLYREGULATED-AIV Inc-PS11076 |  | 9/10/16 |  |  | Covered PM Repair - Biomedical | MHHS-TMC
NO | YES |  |  |  | 077-11106 | 077-11106 | AIV | PS11076 |  | NSN | TMC-Sarofim 2-OR | MHHS-TMC |  | Power Supply, Regulated |  | 077-11106 | 077-11106 | TMC | MHHS-TMC | TMC-Sarofim 2-OR | S2 OR 67 | 5/1/18 |  | 5/1/19 |  | POWER SUPPLIES |  | POWERSUPPLYREGULATED-AIV Inc-PS11076 | POWERSUPPLYREGULATED | PS11076 |  |  |  | AIV Inc | Power Supply, Regulated |  | POWERSUPPLYREGULATED-AIV Inc-PS11076 |  | 11/3/16 |  |  | Covered PM Repair - Biomedical | MHHS-TMC
NO | YES |  |  |  | 077-11163 | 077-11163 | AIV | PS11076 |  | NSN | TMC-OR-Robertson (2R) | MHHS-TMC |  | Power Supply, Regulated |  | 077-11163 | 077-11163 | TMC | MHHS-TMC | TMC-OR-Robertson (2R) | Or66 | 5/1/18 |  |  | No PM Sticker | POWER SUPPLIES |  | POWERSUPPLYREGULATED-AIV Inc-PS11076 | POWERSUPPLYREGULATED | PS11076 |  |  |  | AIV Inc | Power Supply, Regulated |  | POWERSUPPLYREGULATED-AIV Inc-PS11076 |  |  |  |  | Covered PM Repair - Biomedical | MHHS-TMC
NO | YES |  |  |  | 077-11167 | 077-11167 | AIV | PS11076 |  | NSN | TMC-OR-Pedi OR (2R) | MHHS-TMC |  | Power Supply, Regulated |  | 077-11167 | 077-11167 | TMC | MHHS-TMC | TMC-OR-Pedi OR (2R) |  | 5/1/18 |  | 5/1/19 |  | POWER SUPPLIES |  | POWERSUPPLYREGULATED-AIV Inc-PS11076 | POWERSUPPLYREGULATED | PS11076 |  |  |  | AIV Inc | Power Supply, Regulated |  | POWERSUPPLYREGULATED-AIV Inc-PS11076 |  |  |  |  | Covered PM Repair - Biomedical | MHHS-TMC
NO | YES |  |  |  | 077-11174 | 077-11174 | AIV | PS11076 |  | NSN | TMC-OR-Hermann (2Hp) | MHHS-TMC |  | Power Supply, Regulated |  | 077-11174 | 077-11174 | TMC | MHHS-TMC | TMC-OR-Hermann (2Hp) | Or 34 | 5/1/18 |  |  | No PM Sticker | POWER SUPPLIES |  | POWERSUPPLYREGULATED-AIV Inc-PS11076 | POWERSUPPLYREGULATED | PS11076 |  |  |  | AIV Inc | Power Supply, Regulated |  | POWERSUPPLYREGULATED-AIV Inc-PS11076 |  |  |  |  | Covered PM Repair - Biomedical | MHHS-TMC
NO | YES |  |  |  | 077-11063 | 077-11063 | AIV | PS11076 |  | NSN | OR | MHHS-TMC |  | Power Supply, Regulated |  | 077-11063 | 077-11063 | TMC | Memorial Hermann-Texas Medical Center | OR | Pedi Storage Room |  |  |  |  | POWER SUPPLIES |  | POWERSUPPLYREGULATED-AIV Inc-PS11076 | POWERSUPPLYREGULATED | PS11076 |  |  |  | AIV Inc | Power Supply, Regulated |  | POWERSUPPLYREGULATED-AIV Inc-PS11076 |  |  |  |  | Covered PM Repair - Biomedical | MHHS-TMC
NO | YES |  |  |  | 077-11072 | 077-11072 | AIV | PS11076 |  | NSN | TMC-OR-Robertson (2R) | MHHS-TMC |  | Power Supply, Regulated |  | 077-11072 | 077-11072 | TMC | MHHS-TMC | TMC-OR-Robertson (2R) | Or62 | 5/1/18 |  |  | No PM Sticker | POWER SUPPLIES |  | POWERSUPPLYREGULATED-AIV Inc-PS11076 | POWERSUPPLYREGULATED | PS11076 |  |  |  | AIV Inc | Power Supply, Regulated |  | POWERSUPPLYREGULATED-AIV Inc-PS11076 |  |  |  |  | Covered PM Repair - Biomedical | MHHS-TMC
NO | YES |  |  |  | 077-11078 | 077-11078 | AIV | PS11076 |  | NSN | TMC- OR- (3HP) | MHHS-TMC |  | Power Supply, Regulated |  | 077-11078 | 077-11078 | TMC | Memorial Hermann-Texas Medical Center | TMC- OR- (3HP) | Storage |  |  |  |  | POWER SUPPLIES |  | POWERSUPPLYREGULATED-AIV Inc-PS11076 | POWERSUPPLYREGULATED | PS11076 |  |  |  | AIV Inc | Power Supply, Regulated |  | POWERSUPPLYREGULATED-AIV Inc-PS11076 |  |  |  |  | Covered PM Repair - Biomedical | MHHS-TMC
NO | YES |  |  |  | 077-11080 | 077-11080 | AIV | PS11076 |  | NSN | TMC-OR-Hermann (2Hp) | MHHS-TMC |  | Power Supply, Regulated |  | 077-11080 | 077-11080 | TMC | MHHS-TMC | TMC-OR-Hermann (2Hp) | OR 36 |  |  |  |  | POWER SUPPLIES |  | POWERSUPPLYREGULATED-AIV Inc-PS11076 | POWERSUPPLYREGULATED | PS11076 |  |  |  | AIV Inc | Power Supply, Regulated |  | POWERSUPPLYREGULATED-AIV Inc-PS11076 |  |  |  |  | Covered PM Repair - Biomedical | MHHS-TMC
NO | YES |  |  |  | 077-11137 | 077-11137 | AIV | PS11076 |  | NSN | TMC-OR-Hermann (2Hp) | MHHS-TMC |  | Power Supply, Regulated |  | 077-11137 | 077-11137 | TMC | MHHS-TMC | TMC-OR-Hermann (2Hp) | Or 6 or206 | 5/1/18 |  | 5/1/19 |  | POWER SUPPLIES |  | POWERSUPPLYREGULATED-AIV Inc-PS11076 | POWERSUPPLYREGULATED | PS11076 |  |  |  | AIV Inc | Power Supply, Regulated |  | POWERSUPPLYREGULATED-AIV Inc-PS11076 |  |  |  |  | Covered PM Repair - Biomedical | MHHS-TMC
NO | YES |  |  |  | 077-11139 | 077-11139 | AIV | PS11076 |  | noone | TMC-Sarofim 2-OR | MHHS-TMC |  | Power Supply, Regulated |  | 077-11139 | 077-11139 | TMC | MHHS-TMC | TMC-Sarofim 2-OR | OR 40 | 5/1/18 |  | 5/1/19 |  | POWER SUPPLIES |  | POWERSUPPLYREGULATED-AIV Inc-PS11076 | POWERSUPPLYREGULATED | PS11076 |  |  |  | AIV Inc | Power Supply, Regulated |  | POWERSUPPLYREGULATED-AIV Inc-PS11076 |  | 4/16/19 |  |  | Covered PM Repair - Biomedical | MHHS-TMC
NO | YES |  |  |  | 077-11142 | 077-11142 | AIV | PS11076 |  | NSN | TMC-OR-Hermann (2Hp) | MHHS-TMC |  | Power Supply, Regulated |  | 077-11142 | 077-11142 | TMC | MHHS-TMC | TMC-OR-Hermann (2Hp) | OR 60 | 5/1/18 |  |  |  | POWER SUPPLIES |  | POWERSUPPLYREGULATED-AIV Inc-PS11076 | POWERSUPPLYREGULATED | PS11076 |  |  |  | AIV Inc | Power Supply, Regulated |  | POWERSUPPLYREGULATED-AIV Inc-PS11076 |  |  |  |  | Covered PM Repair - Biomedical | MHHS-TMC
NO | YES |  |  |  | 077-11143 | 077-11143 | AIV | PS11076 |  | NSN | TMC-OR-Robertson (2R) | MHHS-TMC |  | Power Supply, Regulated |  | 077-11143 | 077-11143 | TMC | MHHS-TMC | TMC-OR-Robertson (2R) | TMC OR ROBERTSON (2R) | 5/1/18 |  | 5/1/19 |  | POWER SUPPLIES |  | POWERSUPPLYREGULATED-AIV Inc-PS11076 | POWERSUPPLYREGULATED | PS11076 |  |  |  | AIV Inc | Power Supply, Regulated |  | POWERSUPPLYREGULATED-AIV Inc-PS11076 |  | 3/1/19 |  |  | Covered PM Repair - Biomedical | MHHS-TMC
NO | YES |  |  |  | 077-11148 | 077-11148 | AIV | PS11076 |  | NSN | Sarofim 3 | MHHS-TMC |  | Power Supply, Regulated |  | 077-11148 | 077-11148 | TMC | Memorial Hermann-Texas Medical Center | Sarofim 3 | Storage | 5/1/18 |  | 5/1/19 |  | POWER SUPPLIES |  | POWERSUPPLYREGULATED-AIV Inc-PS11076 | POWERSUPPLYREGULATED | PS11076 |  |  |  | AIV Inc | Power Supply, Regulated |  | POWERSUPPLYREGULATED-AIV Inc-PS11076 |  |  |  |  | Covered PM Repair - Biomedical | MHHS-TMC
NO | YES |  |  |  | 077-11158 | 077-11158 | AIV | PS11076 |  | NSN | TMC-OR-Robertson (2R) | MHHS-TMC |  | Power Supply, Regulated |  | 077-11158 | 077-11158 | TMC | MHHS-TMC | TMC-OR-Robertson (2R) | TMC OR ROBERTSON (2R) | 5/1/18 |  |  |  | POWER SUPPLIES |  | POWERSUPPLYREGULATED-AIV Inc-PS11076 | POWERSUPPLYREGULATED | PS11076 |  |  |  | AIV Inc | Power Supply, Regulated |  | POWERSUPPLYREGULATED-AIV Inc-PS11076 |  | 3/1/19 |  |  | Covered PM Repair - Biomedical | MHHS-TMC
NO | YES |  |  |  | 077-11159 | 077-11159 | AIV | PS11076 |  | NSN | TMC-OR-Robertson (2R) | MHHS-TMC |  | Power Supply, Regulated |  | 077-11159 | 077-11159 | TMC | MHHS-TMC | TMC-OR-Robertson (2R) | TMC OR ROBERTSON (2R) | 5/1/18 |  | 5/1/19 |  | POWER SUPPLIES |  | POWERSUPPLYREGULATED-AIV Inc-PS11076 | POWERSUPPLYREGULATED | PS11076 |  |  |  | AIV Inc | Power Supply, Regulated |  | POWERSUPPLYREGULATED-AIV Inc-PS11076 |  | 3/1/19 |  |  | Covered PM Repair - Biomedical | MHHS-TMC
NO | YES |  |  |  | 077-11160 | 077-11160 | AIV | PS11076 |  | NSN | TMC-OR-Hermann (2Hp) | MHHS-TMC |  | Power Supply, Regulated |  | 077-11160 | 077-11160 | TMC | MHHS-TMC | TMC-OR-Hermann (2Hp) | OR 69 | 5/1/18 |  | 5/1/19 |  | POWER SUPPLIES |  | POWERSUPPLYREGULATED-AIV Inc-PS11076 | POWERSUPPLYREGULATED | PS11076 |  |  |  | AIV Inc | Power Supply, Regulated |  | POWERSUPPLYREGULATED-AIV Inc-PS11076 |  | 5/1/19 |  |  | Covered PM Repair - Biomedical | MHHS-TMC
NO | YES |  |  |  | 077-11161 | 077-11161 | AIV | PS11076 |  | NSN | TMC-OR-Pedi OR (2R) | MHHS-TMC |  | Power Supply, Regulated |  | 077-11161 | 077-11161 | TMC | MHHS-TMC | TMC-OR-Pedi OR (2R) |  | 5/1/18 |  | 5/1/20 |  | POWER SUPPLIES |  | POWERSUPPLYREGULATED-AIV Inc-PS11076 | POWERSUPPLYREGULATED | PS11076 |  |  |  | AIV Inc | Power Supply, Regulated |  | POWERSUPPLYREGULATED-AIV Inc-PS11076 |  | 2/5/19 |  |  | Covered PM Repair - Biomedical | MHHS-TMC
NO | YES |  |  |  | 077-11177 | 077-11177 | AIV | PS11076 |  | NSN | TMC-Sarofim 3-OR | MHHS-TMC |  | Power Supply, Regulated |  | 077-11177 | 077-11177 | TMC | MHHS-TMC | TMC-Sarofim 3-OR | OR 42 | 5/1/18 |  | 5/1/19 |  | POWER SUPPLIES |  | POWERSUPPLYREGULATED-AIV Inc-PS11076 | POWERSUPPLYREGULATED | PS11076 |  |  |  | AIV Inc | Power Supply, Regulated |  | POWERSUPPLYREGULATED-AIV Inc-PS11076 |  | 3/1/15 |  |  | Covered PM Repair - Biomedical | MHHS-TMC
YES | YES |  |  |  | 099-07176 | 099-07176 | AIV | PS11076 |  | Nsn | TMC - OR - ANESTHESIA (CONTRACT EQUIP) |  |  |  |  | 099-07176 | 099-07176 | TMC | Memorial Hermann-Texas Medical Center | TMC - OR - ANESTHESIA (CONTRACT EQUIP) | OR 9
YES | YES |  |  |  | 099-09623 | 099-09623 | AIV | PS11076 |  | 1018*8 | TMC - OR - PEDI OR (2R) |  |  |  |  | 099-09623 | 099-09623 | TMC | Memorial Hermann-Texas Medical Center | TMC - OR - PEDI OR (2R) | S2 OR 55
YES | YES |  |  |  | 099-07957 | 099-07957 | AIV | PS11076 |  | Nsn | TMC - OR - ROBERTSON (2R) |  |  |  |  | 099-07957 | 099-07957 |  | Memorial Hermann-tmc | TMC - OR - ROBERTSON (2R) | Or62
YES | YES |  |  |  | 099-09875 | 099-09875 | AIV | PS11076 |  |  | TMC - OR - HERMANN (2HP) |  |  |  |  | 099-09875 | 099-09875 | TMC | Memorial Hermann-Texas Medical Center | TMC - OR - HERMANN (2HP) | OR 54
YES | YES |  |  |  | 099-07963 | 099-07963 | AIV | PS11076 |  | Nsn | TMC - OR - ROBERTSON (2R) |  |  |  |  | 099-07963 | 099-07963 |  | Memorial Hermann-tmc | TMC - OR - ROBERTSON (2R) | Or66
YES | YES |  |  |  | 099-07976 | 099-07976 | AIV | PS11076 |  | Nsn | TMC - OR - ROBERTSON (2R) |  |  |  |  | 099-07976 | 099-07976 |  | Memorial Hermann-tmc | TMC - OR - ROBERTSON (2R) | Or66 |  |  |  | No PM Sticker
YES | YES |  |  |  | 099-09634 | 099-09634 | AIV | PS11076 |  |  | TMC - SEROFIM - OR |  |  |  |  | 099-09634 | 099-09634 | TMC | Memorial Hermann-Texas Medical Center | TMC - SEROFIM - OR | S2 OR 67
YES | YES |  |  |  | 099-07980 | 099-07980 | AIV | PS11076 |  | Nsn | TMC - OR - ROBERTSON (2R) |  |  |  |  | 099-07980 | 099-07980 |  | Memorial Hermann-tmc | TMC - OR - ROBERTSON (2R) | Or69
YES | YES |  |  |  | 099-07981 | 099-07981 | AIV | PS11076 |  | Nsn | TMC - OR - ROBERTSON (2R) |  |  |  |  | 099-07981 | 099-07981 |  | Memorial Hermann-tmc | TMC - OR - ROBERTSON (2R) | Or69
YES | YES |  |  |  | 099-09986 | 099-09986 | AIV | PS11076 |  |  | TMC - OR - SEROFIM 2 |  |  |  |  | 099-09986 | 099-09986 | TMC | Memorial Hermann-Texas Medical Center | TMC - OR - SEROFIM 2 | S2 OR 67
YES | YES | Serial Number Cnf |  |  | 069-44950 | 069-44950 | AIV | PS11076 |  | Cnf | TMC - RADIOLOGY - IR/ANGIO |  |  |  |  | 069-44950 | 069-44950 | TMC | Memorial Hermann-Texas Medical Center | TMC - RADIOLOGY - IR/ANGIO | J2418
YES | YES | Serial Number Cnf |  |  | 099-07893 | 099-07893 | AIV | PS11076 |  | Cnf | TMC - OR - Robertsons |  |  |  |  | 099-07893 | 099-07893 | TMC | Memorial Hermann-Texas Medical Center | TMC - OR - Robertsons | Hallway |  |  |  | Broken tag on it
YES | YES |  |  |  | 077-11108 | 077-11108 | AIV | PS11076 |  |  | TMC - OR - ROBERTSON (2R) |  |  |  |  | 077-11108 | 077-11108 | TMC | Memorial Hermann-Texas Medical Center | TMC - OR - ROBERTSON (2R) | Surgical Speciman Station | 5/1/18 |  | 5/1/19
YES | YES | Serial Number Cnf |  |  | 099-07897 | 099-07897 | AIV | PS11076 |  | Cnf | TMC - OR - ROBERTSON (2R) |  |  |  |  | 099-07897 | 099-07897 | TMC | Memorial Hermann-Texas Medical Center | TMC - OR - ROBERTSON (2R) | Pedi or storage |  |  |  | No pm
NO | NO |  |  |  | 077-11095 |  | AIV | PS11076 |  | None | TMC - OR - HERMANN (2HP) | MHHS-TMC |  | Power Supply, Regulated |  | 077-11095 |  | TMC |  | TMC - OR - HERMANN (2HP) | [5 empty] | POWER SUPPLIES |  | POWERSUPPLYREGULATED-AIV Inc-PS11076 | POWERSUPPLYREGULATED | PS11076 |  |  |  | AIV Inc | Power Supply, Regulated |  | POWERSUPPLYREGULATED-AIV Inc-PS11076 |  |  |  |  | Covered PM Repair - Biomedical | MHHS-TMC
NO | NO |  |  |  | 077-11097 |  | AIV | PS11076 |  | NONE | TMC - OR - HERMANN (2HP) | MHHS-TMC |  | Power Supply, Regulated |  | 077-11097 |  | TMC |  | TMC - OR - HERMANN (2HP) | [5 empty] | POWER SUPPLIES |  | POWERSUPPLYREGULATED-AIV Inc-PS11076 | POWERSUPPLYREGULATED | PS11076 |  |  |  | AIV Inc | Power Supply, Regulated |  | POWERSUPPLYREGULATED-AIV Inc-PS11076 |  |  |  |  | Covered PM Repair - Biomedical | MHHS-TMC
NO | NO |  |  |  | 077-11107 |  | AIV | PS11076 |  | NONE | TMC - OR - HERMANN (2HP) | MHHS-TMC |  | Power Supply, Regulated |  | 077-11107 |  | TMC |  | TMC - OR - HERMANN (2HP) | [5 empty] | POWER SUPPLIES |  | POWERSUPPLYREGULATED-AIV Inc-PS11076 | POWERSUPPLYREGULATED | PS11076 |  |  |  | AIV Inc | Power Supply, Regulated |  | POWERSUPPLYREGULATED-AIV Inc-PS11076 |  |  |  |  | Covered PM Repair - Biomedical | MHHS-TMC
NO | NO |  |  |  | 077-11164 |  | AIV | PS11076 |  | None | TMC - OR - HERMANN (2HP) | MHHS-TMC |  | Power Supply, Regulated |  | 077-11164 |  | TMC |  | TMC - OR - HERMANN (2HP) | [5 empty] | POWER SUPPLIES |  | POWERSUPPLYREGULATED-AIV Inc-PS11076 | POWERSUPPLYREGULATED | PS11076 |  |  |  | AIV Inc | Power Supply, Regulated |  | POWERSUPPLYREGULATED-AIV Inc-PS11076 |  |  |  |  | Covered PM Repair - Biomedical | MHHS-TMC
NO | NO |  |  |  | 077-11165 |  | AIV | PS11076 |  | None | TMC - OR - HERMANN (2HP) | MHHS-TMC |  | Power Supply, Regulated |  | 077-11165 |  | TMC |  | TMC - OR - HERMANN (2HP) | [5 empty] | POWER SUPPLIES |  | POWERSUPPLYREGULATED-AIV Inc-PS11076 | POWERSUPPLYREGULATED | PS11076 |  |  |  | AIV Inc | Power Supply, Regulated |  | POWERSUPPLYREGULATED-AIV Inc-PS11076 |  |  |  |  | Covered PM Repair - Biomedical | MHHS-TMC
NO | NO |  |  |  | 077-11166 |  | AIV | PS11076 |  | None | TMC - OR - HERMANN (2HP) | MHHS-TMC |  | Power Supply, Regulated |  | 077-11166 |  | TMC |  | TMC - OR - HERMANN (2HP) | [5 empty] | POWER SUPPLIES |  | POWERSUPPLYREGULATED-AIV Inc-PS11076 | POWERSUPPLYREGULATED | PS11076 |  |  |  | AIV Inc | Power Supply, Regulated |  | POWERSUPPLYREGULATED-AIV Inc-PS11076 |  |  |  |  | Covered PM Repair - Biomedical | MHHS-TMC
NO | NO |  |  |  | 077-11169 |  | AIV | PS11076 |  | None | TMC - OR - HERMANN (2HP) | MHHS-TMC |  | Power Supply, Regulated |  | 077-11169 |  | TMC |  | TMC - OR - HERMANN (2HP) | [5 empty] | POWER SUPPLIES |  | POWERSUPPLYREGULATED-AIV Inc-PS11076 | POWERSUPPLYREGULATED | PS11076 |  |  |  | AIV Inc | Power Supply, Regulated |  | POWERSUPPLYREGULATED-AIV Inc-PS11076 |  |  |  |  | Covered PM Repair - Biomedical | MHHS-TMC
NO | NO |  |  |  | 077-11173 |  | AIV | PS11076 |  | None | TMC - OR - HERMANN (2HP) | MHHS-TMC |  | Power Supply, Regulated |  | 077-11173 |  | TMC |  | TMC - OR - HERMANN (2HP) | [5 empty] | POWER SUPPLIES |  | POWERSUPPLYREGULATED-AIV Inc-PS11076 | POWERSUPPLYREGULATED | PS11076 |  |  |  | AIV Inc | Power Supply, Regulated |  | POWERSUPPLYREGULATED-AIV Inc-PS11076 |  |  |  |  | Covered PM Repair - Biomedical | MHHS-TMC
NO | NO |  |  |  | 077-11175 |  | AIV | PS11076 |  | None | TMC - OR - HERMANN (2HP) | MHHS-TMC |  | Power Supply, Regulated |  | 077-11175 |  | TMC |  | TMC - OR - HERMANN (2HP) | [5 empty] | POWER SUPPLIES |  | POWERSUPPLYREGULATED-AIV Inc-PS11076 | POWERSUPPLYREGULATED | PS11076 |  |  |  | AIV Inc | Power Supply, Regulated |  | POWERSUPPLYREGULATED-AIV Inc-PS11076 |  |  |  |  | Covered PM Repair - Biomedical | MHHS-TMC
NO | NO |  |  |  | 077-11176 |  | AIV | PS11076 |  | None | TMC - OR - HERMANN (2HP) | MHHS-TMC |  | Power Supply, Regulated |  | 077-11176 |  | TMC |  | TMC - OR - HERMANN (2HP) | [5 empty] | POWER SUPPLIES |  | POWERSUPPLYREGULATED-AIV Inc-PS11076 | POWERSUPPLYREGULATED | PS11076 |  |  |  | AIV Inc | Power Supply, Regulated |  | POWERSUPPLYREGULATED-AIV Inc-PS11076 |  |  |  |  | Covered PM Repair - Biomedical | MHHS-TMC
NO | NO |  |  |  | 077-11062 |  | AIV | PS11076 |  | N/a | TMC - OR - ROBERTSON (2R) | MHHS-TMC |  | Power Supply, Regulated |  | 077-11062 |  | TMC |  | TMC - OR - ROBERTSON (2R) | [5 empty] | POWER SUPPLIES |  | POWERSUPPLYREGULATED-AIV Inc-PS11076 | POWERSUPPLYREGULATED | PS11076 |  |  |  | AIV Inc | Power Supply, Regulated |  | POWERSUPPLYREGULATED-AIV Inc-PS11076 |  |  |  |  | Covered PM Repair - Biomedical | MHHS-TMC
NO | NO |  |  |  | 077-11065 |  | AIV | PS11076 |  | N/a | TMC - OR - ROBERTSON (2R) | MHHS-TMC |  | Power Supply, Regulated |  | 077-11065 |  | TMC |  | TMC - OR - ROBERTSON (2R) | [5 empty] | POWER SUPPLIES |  | POWERSUPPLYREGULATED-AIV Inc-PS11076 | POWERSUPPLYREGULATED | PS11076 |  |  |  | AIV Inc | Power Supply, Regulated |  | POWERSUPPLYREGULATED-AIV Inc-PS11076 |  |  |  |  | Covered PM Repair - Biomedical | MHHS-TMC
NO | NO |  |  |  | 077-11077 |  | AIV | PS11076 |  | N/a | TMC - OR - ROBERTSON (2R) | MHHS-TMC |  | Power Supply, Regulated |  | 077-11077 |  | TMC |  | TMC - OR - ROBERTSON (2R) | [5 empty] | POWER SUPPLIES |  | POWERSUPPLYREGULATED-AIV Inc-PS11076 | POWERSUPPLYREGULATED | PS11076 |  |  |  | AIV Inc | Power Supply, Regulated |  | POWERSUPPLYREGULATED-AIV Inc-PS11076 |  |  |  |  | Covered PM Repair - Biomedical | MHHS-TMC
NO | NO |  |  |  | 077-11084 |  | AIV | PS11076 |  | N/a | TMC - OR - ROBERTSON (2R) | MHHS-TMC |  | Power Supply, Regulated |  | 077-11084 |  | TMC |  | TMC - OR - ROBERTSON (2R) | [5 empty] | POWER SUPPLIES |  | POWERSUPPLYREGULATED-AIV Inc-PS11076 | POWERSUPPLYREGULATED | PS11076 |  |  |  | AIV Inc | Power Supply, Regulated |  | POWERSUPPLYREGULATED-AIV Inc-PS11076 |  |  |  |  | Covered PM Repair - Biomedical | MHHS-TMC
NO | NO |  |  |  | 077-11085 |  | AIV | PS11076 |  | N/a | TMC - OR - ROBERTSON (2R) | MHHS-TMC |  | Power Supply, Regulated |  | 077-11085 |  | TMC |  | TMC - OR - ROBERTSON (2R) | [5 empty] | POWER SUPPLIES |  | POWERSUPPLYREGULATED-AIV Inc-PS11076 | POWERSUPPLYREGULATED | PS11076 |  |  |  | AIV Inc | Power Supply, Regulated |  | POWERSUPPLYREGULATED-AIV Inc-PS11076 |  |  |  |  | Covered PM Repair - Biomedical | MHHS-TMC
NO | NO |  |  |  | 077-11087 |  | AIV | PS11076 |  | N/a | TMC - OR - ROBERTSON (2R) | MHHS-TMC |  | Power Supply, Regulated |  | 077-11087 |  | TMC |  | TMC - OR - ROBERTSON (2R) | [5 empty] | POWER SUPPLIES |  | POWERSUPPLYREGULATED-AIV Inc-PS11076 | POWERSUPPLYREGULATED | PS11076 |  |  |  | AIV Inc | Power Supply, Regulated |  | POWERSUPPLYREGULATED-AIV Inc-PS11076 |  |  |  |  | Covered PM Repair - Biomedical | MHHS-TMC
NO | NO |  |  |  | 077-11090 |  | AIV | PS11076 |  | None | TMC - OR - ROBERTSON (2R) | MHHS-TMC |  | Power Supply, Regulated |  | 077-11090 |  | TMC |  | TMC - OR - ROBERTSON (2R) | [5 empty] | POWER SUPPLIES |  | POWERSUPPLYREGULATED-AIV Inc-PS11076 | POWERSUPPLYREGULATED | PS11076 |  |  |  | AIV Inc | Power Supply, Regulated |  | POWERSUPPLYREGULATED-AIV Inc-PS11076 |  |  |  |  | Covered PM Repair - Biomedical | MHHS-TMC
NO | NO |  |  |  | 077-11091 |  | AIV | PS11076 |  | None | TMC - OR - ROBERTSON (2R) | MHHS-TMC |  | Power Supply, Regulated |  | 077-11091 |  | TMC |  | TMC - OR - ROBERTSON (2R) | [5 empty] | POWER SUPPLIES |  | POWERSUPPLYREGULATED-AIV Inc-PS11076 | POWERSUPPLYREGULATED | PS11076 |  |  |  | AIV Inc | Power Supply, Regulated |  | POWERSUPPLYREGULATED-AIV Inc-PS11076 |  |  |  |  | Covered PM Repair - Biomedical | MHHS-TMC
NO | NO |  |  |  | 077-11092 |  | AIV | PS11076 |  | None | TMC - OR - ROBERTSON (2R) | MHHS-TMC |  | Power Supply, Regulated |  | 077-11092 |  | TMC |  | TMC - OR - ROBERTSON (2R) | [5 empty] | POWER SUPPLIES |  | POWERSUPPLYREGULATED-AIV Inc-PS11076 | POWERSUPPLYREGULATED | PS11076 |  |  |  | AIV Inc | Power Supply, Regulated |  | POWERSUPPLYREGULATED-AIV Inc-PS11076 |  |  |  |  | Covered PM Repair - Biomedical | MHHS-TMC
NO | NO |  |  |  | 077-11093 |  | AIV | PS11076 |  | None | TMC - OR - ROBERTSON (2R) | MHHS-TMC |  | Power Supply, Regulated |  | 077-11093 |  | TMC |  | TMC - OR - ROBERTSON (2R) | [5 empty] | POWER SUPPLIES |  | POWERSUPPLYREGULATED-AIV Inc-PS11076 | POWERSUPPLYREGULATED | PS11076 |  |  |  | AIV Inc | Power Supply, Regulated |  | POWERSUPPLYREGULATED-AIV Inc-PS11076 |  |  |  |  | Covered PM Repair - Biomedical | MHHS-TMC
NO | NO |  |  |  | 077-11140 |  | AIV | PS11076 |  | none | TMC - OR - ROBERTSON (2R) | MHHS-TMC |  | Power Supply, Regulated |  | 077-11140 |  | TMC |  | TMC - OR - ROBERTSON (2R) | [5 empty] | POWER SUPPLIES |  | POWERSUPPLYREGULATED-AIV Inc-PS11076 | POWERSUPPLYREGULATED | PS11076 |  |  |  | AIV Inc | Power Supply, Regulated |  | POWERSUPPLYREGULATED-AIV Inc-PS11076 |  |  |  |  | Covered PM Repair - Biomedical | MHHS-TMC
NO | NO |  |  |  | 077-11141 |  | AIV | PS11076 |  | none | TMC - OR - ROBERTSON (2R) | MHHS-TMC |  | Power Supply, Regulated |  | 077-11141 |  | TMC |  | TMC - OR - ROBERTSON (2R) | [5 empty] | POWER SUPPLIES |  | POWERSUPPLYREGULATED-AIV Inc-PS11076 | POWERSUPPLYREGULATED | PS11076 |  |  |  | AIV Inc | Power Supply, Regulated |  | POWERSUPPLYREGULATED-AIV Inc-PS11076 |  |  |  |  | Covered PM Repair - Biomedical | MHHS-TMC
NO | NO |  |  |  | 077-11144 |  | AIV | PS11076 |  | none | TMC - OR - ROBERTSON (2R) | MHHS-TMC |  | Power Supply, Regulated |  | 077-11144 |  | TMC |  | TMC - OR - ROBERTSON (2R) | [5 empty] | POWER SUPPLIES |  | POWERSUPPLYREGULATED-AIV Inc-PS11076 | POWERSUPPLYREGULATED | PS11076 |  |  |  | AIV Inc | Power Supply, Regulated |  | POWERSUPPLYREGULATED-AIV Inc-PS11076 |  |  |  |  | Covered PM Repair - Biomedical | MHHS-TMC
NO | NO |  |  |  | 077-11145 |  | AIV | PS11076 |  | none | TMC - OR - ROBERTSON (2R) | MHHS-TMC |  | Power Supply, Regulated |  | 077-11145 |  | TMC |  | TMC - OR - ROBERTSON (2R) | [5 empty] | POWER SUPPLIES |  | POWERSUPPLYREGULATED-AIV Inc-PS11076 | POWERSUPPLYREGULATED | PS11076 |  |  |  | AIV Inc | Power Supply, Regulated |  | POWERSUPPLYREGULATED-AIV Inc-PS11076 |  |  |  |  | Covered PM Repair - Biomedical | MHHS-TMC
NO | NO |  |  |  | 077-11147 |  | AIV | PS11076 |  | none | TMC - OR - ROBERTSON (2R) | MHHS-TMC |  | Power Supply, Regulated |  | 077-11147 |  | TMC |  | TMC - OR - ROBERTSON (2R) | [5 empty] | POWER SUPPLIES |  | POWERSUPPLYREGULATED-AIV Inc-PS11076 | POWERSUPPLYREGULATED | PS11076 |  |  |  | AIV Inc | Power Supply, Regulated |  | POWERSUPPLYREGULATED-AIV Inc-PS11076 |  |  |  |  | Covered PM Repair - Biomedical | MHHS-TMC
NO | NO |  |  |  | 077-11149 |  | AIV | PS11076 |  | none | TMC - OR - ROBERTSON (2R) | MHHS-TMC |  | Power Supply, Regulated |  | 077-11149 |  | TMC |  | TMC - OR - ROBERTSON (2R) | [5 empty] | POWER SUPPLIES |  | POWERSUPPLYREGULATED-AIV Inc-PS11076 | POWERSUPPLYREGULATED | PS11076 |  |  |  | AIV Inc | Power Supply, Regulated |  | POWERSUPPLYREGULATED-AIV Inc-PS11076 |  |  |  |  | Covered PM Repair - Biomedical | MHHS-TMC
YES | YES |  |  |  | 041-32360 | 041-32360 | aiv | PS12595 |  |  | Biomed |  |  |  |  | 041-32360 | 041-32360 | West | Memorial City- Memorial City | Biomed | Biomed Shop
YES | YES |  |  |  | 099-07105 | 099-07105 | AIV Inc | Power |  | Nsn | TMC - SAROFIM 2 - OR |  |  |  |  | 099-07105 | 099-07105 |  | Memorial Hermann-tmc | TMC - SAROFIM 2 - OR | OR15 |  |  |  | No PM Sticker
YES | YES |  |  |  | 099-01150 | 099-01150 | AIV Inc | PowerMATE |  | 099-01150 | NE - CLINICAL ENGINEERING |  |  |  |  | 099-01150 | 099-01150 | Katy | Memorial Hermann Northeast Hospital | NE - CLINICAL ENGINEERING | Biomed Shop
YES | YES | [5 empty] | AIV Inc | Powermate 20A |  |  | Surgery | [6 empty] | West | Memorial Hermann Memorial City Medical Center | Surgery | Surgery room 10
YES | YES |  |  |  |  | 099-03180 | AIV Inc | PS12595 |  |  | OR | [5 empty] | 099-03180 | Katy | Memorial Hermann Katy Hospital | OR | OR 7 | 4/1/19 | 4/1/20
YES | YES |  |  |  | 133-10316 | 133-10316 | AIV Inc | PS12595 |  |  | KATY - OR |  |  |  |  | 133-10316 | 133-10316 | Katy | Memorial Hermann Katy Hospital | KATY - OR | C SECTION OR1 | 1/1/20 | 2/1/21
YES | YES | Serial Number Cnf |  |  | 099-01967 | 099-01967 | AIV Inc | PS12595 |  | Cnf | PACU |  |  |  |  | 099-01967 | 099-01967 | Katy | Memorial Hermann Northeast Hospital | PACU | PACU Storage | 2/1/20
YES | YES |  |  |  | 099-03848 | 099-03848 | AIV Inc | PS12595 |  |  | Biomed |  |  |  |  | 099-03848 | 099-03848 | Katy | Memorial Hermann Northeast Hospital | Biomed | Biomed shop
YES | YES |  |  |  | 041-33684 | 041-33684 | AIV Inc | PS12595 |  | 041-33684 | MEMORIAL CITY - LABOR |  |  |  |  | 041-33684 | 041-33684 | West | Women?s Memorial Hermann Memorial City Hospital | MEMORIAL CITY - LABOR | Clean Utility
YES | YES | Serial Number Cnf |  |  | 041-33979 | 041-33979 | AIV Inc | PS12595 |  | CNF | Ante-partum |  |  |  |  | 041-33979 | 041-33979 | West | Womens Memorial Hermann Memorial City Hospital | Ante-partum | 3M25
YES | YES | Serial Number Cnf |  |  | 041-33752 | 041-33752 | AIV Inc | PS12595 |  | CNF | Emergency Center |  |  |  |  | 041-33752 | 041-33752 | West | Memorial Hermann Memorial City Medical Center Emergency Center | Emergency Center | E1 Supply Room
YES | YES |  |  |  | 099-01961 | 099-01961 | AIV Inc | PS12595 |  | None | Surgery |  |  |  |  | 099-01961 | 099-01961 | Katy | Memorial Hermann Northeast Hospital | Surgery | Storage |  |  |  | No p.m.
YES | YES | Serial Number Cnf |  |  | 041-33239 | 041-33239 | AIV, Inc | PS11076 |  | CNF | Outpatient Surgery |  |  |  |  | 041-33239 | 041-33239 | West | Memorial City | Outpatient Surgery | Step Down 1 Pump Cart |  |  |  | No PM sticker. Date code: 022715
YES | YES | Serial Number Cnf |  |  | 583-01716 | 583-01716 | AIV-Inc | PS12595 |  | Cnf | MEMORIAL CITY - EAST TOWER - IMCU |  |  |  |  | 583-01716 | 583-01716 | West | West | MEMORIAL CITY - EAST TOWER - IMCU | 4E IMCU E4:300.3 Supply
YES | YES | Serial Number Cnf |  |  | 583-01715 | 583-01715 | AIV-Inc | PS12595 |  | Cnf | MEMORIAL CITY - EAST TOWER - IMCU |  |  |  |  | 583-01715 | 583-01715 | West | West | MEMORIAL CITY - EAST TOWER - IMCU | 4E IMCU E4:300.3 Supply
YES | YES |  |  |  | 151-05143 | 151-05143 | Akrus GmbH | Affirm AK 5010 MBS |  |  | Bone Density |  |  |  |  | 151-05143 | 151-05143 | Pearland | Memorial Hermann Imaging Center - Pearland (#104) | Bone Density
NO | NO |  |  |  | 142-06073 |  | Aktina Medical | 53-046 |  |  | NE - CANCER CENTER | MHHS-Northeast |  | Radiotherapy Shielding Block Foam Cutter |  | 142-06073 |  | Katy |  | NE - CANCER CENTER | [5 empty] | MISCELLANEOUS DEPARTMENT SAFETY TESTING |  | RADIOSHIELDFOAMCUTTER-AKTINA-53-046 | RADIOSHIELDFOAMCUTTER | 53-046 |  |  |  | AKTINA | Radiotherapy Shielding Block Foam Cutter |  | RADIOSHIELDFOAMCUTTER-AKTINA-53-046 |  |  |  |  | Covered PM Repair - Biomedical | MHHS-Northeast
NO | YES |  |  |  | 029-32211 | 029-32211 | Aladin 2 | SEV |  | BGBX00743 | Woodlands-OR |  |  |  |  | 029-32211 | 029-32211 | Woodlands | MHHS-Woodlands | Woodlands-OR | OR Room 7 | 4/1/19 |  | 4/1/20
YES | YES |  |  |  | 029-13082 | 029-13082 | Aladin2 | 1100-9030-000 |  | Bgby01450 | Surgery |  |  |  |  | 029-13082 | 029-13082 | Woodlands | Memorial Hermann Hospital Woodlands | Surgery | Surgery room 18
YES | YES |  |  |  | 029-13084 | 029-13084 | Aladin2 | DES |  | Bgcyo1020 | Surgery |  |  |  |  | 029-13084 | 029-13084 | Woodlands | Memorial Hermann Hospital Woodlands | Surgery | Surgery room 18
YES | YES |  |  |  | 029-13083 | 029-13083 | Aladin2 | ISO |  | Bgay00697 | Surgery |  |  |  |  | 029-13083 | 029-13083 | Woodlands | Memorial Hermann Hospital Woodlands | Surgery | Surgery room 18
NO | YES |  |  |  | MOD2453 |  | ALARIS | 8100B |  |  | Rental Equipment | MHHS-Greater Heights |  |  |  | MOD2453 |  | Central & Greater Heights |  | Rental Equipment | [7 empty] | PUMPINFUSION-ALARIS-Medley 8100 |  | MEDLEY PUMP MODULE LVP |  |  | PUMPINFUSION-ALARIS-Medley 8100 | [6 empty] | Verified as Rental |  |  | MHHS-Greater Heights
NO | YES |  |  |  | MOD7921 |  | ALARIS | 8100B |  |  | Rental | MHHS-Katy |  |  |  | MOD7921 |  | Katy |  | Rental | [7 empty] | PUMPINFUSION-ALARIS-Medley 8100 |  | MEDLEY PUMP MODULE LVP |  |  | PUMPINFUSION-ALARIS-Medley 8100 | [6 empty] | Verified as Rental |  |  | MHHS-Katy
NO | YES |  |  |  | EFG6273 |  | ALARIS | 8100B |  |  | Rental | MHHS-Southeast |  |  |  | EFG6273 |  | Southeast & Bay Area |  | Rental | [7 empty] | PUMPINFUSION-ALARIS-Medley 8100 |  | MEDLEY PUMP MODULE LVP |  |  | PUMPINFUSION-ALARIS-Medley 8100 | [6 empty] | Verified as Rental |  |  | MHHS-Southeast
NO | YES |  |  |  | EFG6653 |  | ALARIS | 8100B |  |  | Rental | MHHS-Southeast |  |  |  | EFG6653 |  | Southeast & Bay Area |  | Rental | [7 empty] | PUMPINFUSION-ALARIS-Medley 8100 |  | MEDLEY PUMP MODULE LVP |  |  | PUMPINFUSION-ALARIS-Medley 8100 | [6 empty] | Verified as Rental |  |  | MHHS-Southeast
NO | YES |  |  |  | EFG6835 |  | ALARIS | 8100B |  |  | Rental | MHHS-Southeast |  |  |  | EFG6835 |  | Southeast & Bay Area |  | Rental | [7 empty] | PUMPINFUSION-ALARIS-Medley 8100 |  | MEDLEY PUMP MODULE LVP |  |  | PUMPINFUSION-ALARIS-Medley 8100 | [6 empty] | Verified as Rental |  |  | MHHS-Southeast
NO | YES |  |  |  | MOD1112 |  | ALARIS | 8100B |  |  | Rental | MHHS-TMC |  |  |  | MOD1112 |  | TMC |  | Rental | [7 empty] | PUMPINFUSION-ALARIS-Medley 8100 |  | MEDLEY PUMP MODULE LVP |  |  | PUMPINFUSION-ALARIS-Medley 8100 | [6 empty] | Verified as Rental |  |  | MHHS-TMC
NO | YES |  |  |  | EFJ2759 |  | ALARIS | 8120A |  |  | Rental | MHHS-Katy |  |  |  | EFJ2759 |  | Katy |  | Rental | [7 empty] | PUMPINFUSIONPCA-Alaris-8120 |  | MEDLEY PCA PUMP MODULE |  |  | PUMPINFUSIONPCA-Alaris-8120 | [6 empty] | Verified as Rental |  |  | MHHS-Katy
NO | YES |  |  |  | EFJ2813 |  | ALARIS | 8120A |  |  | Rental | MHHS-Katy |  |  |  | EFJ2813 |  | Katy |  | Rental | [7 empty] | PUMPINFUSIONPCA-Alaris-8120 |  | MEDLEY PCA PUMP MODULE |  |  | PUMPINFUSIONPCA-Alaris-8120 | [6 empty] | Verified as Rental |  |  | MHHS-Katy
NO | YES |  |  |  | EFJ3030 |  | ALARIS | 8120A |  |  | Rental | MHHS-Katy |  |  |  | EFJ3030 |  | Katy |  | Rental | [7 empty] | PUMPINFUSIONPCA-Alaris-8120 |  | MEDLEY PCA PUMP MODULE |  |  | PUMPINFUSIONPCA-Alaris-8120 | [6 empty] | Verified as Rental |  |  | MHHS-Katy
NO | YES |  |  |  | EFJ2971 |  | ALARIS | 8120A |  |  | Rental | MHHS-Mem City |  |  |  | EFJ2971 |  | West & Memorial City |  | Rental | [7 empty] | PUMPINFUSIONPCA-Alaris-8120 |  | MEDLEY PCA PUMP MODULE |  |  | PUMPINFUSIONPCA-Alaris-8120 | [6 empty] | Verified as Rental |  |  | MHHS-Mem City
NO | YES |  |  |  | EFJ2632 |  | ALARIS | 8120A |  |  | Rental | MHHS-Pearland Hospital |  |  |  | EFJ2632 |  | Pearland |  | Rental | [7 empty] | PUMPINFUSIONPCA-Alaris-8120 |  | MEDLEY PCA PUMP MODULE |  |  | PUMPINFUSIONPCA-Alaris-8120 | [6 empty] | Verified as Rental |  |  | MHHS-Pearland Hospital
NO | YES |  |  |  | EFJ2127 |  | ALARIS | 8120A |  |  | Rental | MHHS-Southeast |  |  |  | EFJ2127 |  | Southeast & Bay Area |  | Rental | [7 empty] | PUMPINFUSIONPCA-Alaris-8120 |  | MEDLEY PCA PUMP MODULE |  |  | PUMPINFUSIONPCA-Alaris-8120 | [6 empty] | Verified as Rental |  |  | MHHS-Southeast
NO | YES |  |  |  | EFJ3047 |  | ALARIS | 8120A |  |  | Rental | MHHS-Southeast |  |  |  | EFJ3047 |  | Southeast & Bay Area |  | Rental | [7 empty] | PUMPINFUSIONPCA-Alaris-8120 |  | MEDLEY PCA PUMP MODULE |  |  | PUMPINFUSIONPCA-Alaris-8120 | [6 empty] | Verified as Rental |  |  | MHHS-Southeast
NO | YES |  |  |  | EFJ3387 |  | ALARIS | 8120A |  |  | Rental | MHHS-Southeast |  |  |  | EFJ3387 |  | Southeast & Bay Area |  | Rental | [7 empty] | PUMPINFUSIONPCA-Alaris-8120 |  | MEDLEY PCA PUMP MODULE |  |  | PUMPINFUSIONPCA-Alaris-8120 | [6 empty] | Verified as Rental |  |  | MHHS-Southeast
NO | YES |  |  |  | EFJ2621 |  | ALARIS | 8120A |  |  | Rental | MHHS-Southwest |  |  |  | EFJ2621 |  | Southwest |  | Rental | [7 empty] | PUMPINFUSIONPCA-Alaris-8120 |  | MEDLEY PCA PUMP MODULE |  |  | PUMPINFUSIONPCA-Alaris-8120 | [6 empty] | Verified as Rental |  |  | MHHS-Southwest
NO | YES |  |  |  | EFJ2812 |  | ALARIS | 8120A |  |  | Rental | MHHS-TMC |  |  |  | EFJ2812 |  | TMC |  | Rental | [7 empty] | PUMPINFUSIONPCA-Alaris-8120 |  | MEDLEY PCA PUMP MODULE |  |  | PUMPINFUSIONPCA-Alaris-8120 | [6 empty] | Verified as Rental |  |  | MHHS-TMC
NO | YES |  |  |  | EFS137 |  | ALARIS |  |  |  | Rental | MHHS-Kingwood CCC |  |  |  | EFS137 |  | Katy |  | Rental | [7 empty] | MODULESPO2-Alaris-8220 |  | MEDLEY SPO2 (MASSIMO) MODULE |  |  | MODULESPO2-Alaris-8220 | [6 empty] | Verified as Rental |  |  | MHHS-Kingwood CCC
NO | YES |  |  |  | EFS106 |  | ALARIS |  |  |  | Rental | MHHS-Northeast |  |  |  | EFS106 |  | Katy |  | Rental | [7 empty] | MODULESPO2-Alaris-8220 |  | MEDLEY SPO2 (MASSIMO) MODULE |  |  | MODULESPO2-Alaris-8220 | [6 empty] | Verified as Rental |  |  | MHHS-Northeast
NO | YES |  |  |  | EFS109 |  | ALARIS |  |  |  | Rental | MHHS-Northeast |  |  |  | EFS109 |  | Katy |  | Rental | [7 empty] | MODULESPO2-Alaris-8220 |  | MEDLEY SPO2 (MASSIMO) MODULE |  |  | MODULESPO2-Alaris-8220 | [6 empty] | Verified as Rental |  |  | MHHS-Northeast
NO | YES |  |  |  | EFS116 |  | ALARIS |  |  |  | Rental | MHHS-Northeast |  |  |  | EFS116 |  | Katy |  | Rental | [7 empty] | MODULESPO2-Alaris-8220 |  | MEDLEY SPO2 (MASSIMO) MODULE |  |  | MODULESPO2-Alaris-8220 | [6 empty] | Verified as Rental |  |  | MHHS-Northeast
NO | YES |  |  |  | EFS121 |  | ALARIS |  |  |  | Rental | MHHS-Northeast |  |  |  | EFS121 |  | Katy |  | Rental | [7 empty] | MODULESPO2-Alaris-8220 |  | MEDLEY SPO2 (MASSIMO) MODULE |  |  | MODULESPO2-Alaris-8220 | [6 empty] | Verified as Rental |  |  | MHHS-Northeast
NO | YES |  |  |  | EFS124 |  | ALARIS |  |  |  | Rental | MHHS-Northeast |  |  |  | EFS124 |  | Katy |  | Rental | [7 empty] | MODULESPO2-Alaris-8220 |  | MEDLEY SPO2 (MASSIMO) MODULE |  |  | MODULESPO2-Alaris-8220 | [6 empty] | Verified as Rental |  |  | MHHS-Northeast
NO | YES |  |  |  | EFS127 |  | ALARIS |  |  |  | Rental | MHHS-Northeast |  |  |  | EFS127 |  | Katy |  | Rental | [7 empty] | MODULESPO2-Alaris-8220 |  | MEDLEY SPO2 (MASSIMO) MODULE |  |  | MODULESPO2-Alaris-8220 | [6 empty] | Verified as Rental |  |  | MHHS-Northeast
NO | YES |  |  |  | EFS128 |  | ALARIS |  |  |  | Rental | MHHS-Northeast |  |  |  | EFS128 |  | Katy |  | Rental | [7 empty] | MODULESPO2-Alaris-8220 |  | MEDLEY SPO2 (MASSIMO) MODULE |  |  | MODULESPO2-Alaris-8220 | [6 empty] | Verified as Rental |  |  | MHHS-Northeast
NO | YES |  |  |  | EFS129 |  | ALARIS |  |  |  | Rental | MHHS-Northeast |  |  |  | EFS129 |  | Katy |  | Rental | [7 empty] | MODULESPO2-Alaris-8220 |  | MEDLEY SPO2 (MASSIMO) MODULE |  |  | MODULESPO2-Alaris-8220 | [6 empty] | Verified as Rental |  |  | MHHS-Northeast
NO | YES |  |  |  | EFS130 |  | ALARIS |  |  |  | Rental | MHHS-Northeast |  |  |  | EFS130 |  | Katy |  | Rental | [7 empty] | MODULESPO2-Alaris-8220 |  | MEDLEY SPO2 (MASSIMO) MODULE |  |  | MODULESPO2-Alaris-8220 | [6 empty] | Verified as Rental |  |  | MHHS-Northeast
NO | YES |  |  |  | EFS132 |  | ALARIS |  |  |  | Rental | MHHS-Northeast |  |  |  | EFS132 |  | Katy |  | Rental | [7 empty] | MODULESPO2-Alaris-8220 |  | MEDLEY SPO2 (MASSIMO) MODULE |  |  | MODULESPO2-Alaris-8220 | [6 empty] | Verified as Rental |  |  | MHHS-Northeast
NO | YES |  |  |  | EFS134 |  | ALARIS |  |  |  | Rental | MHHS-Northeast |  |  |  | EFS134 |  | Katy |  | Rental | [7 empty] | MODULESPO2-Alaris-8220 |  | MEDLEY SPO2 (MASSIMO) MODULE |  |  | MODULESPO2-Alaris-8220 | [6 empty] | Verified as Rental |  |  | MHHS-Northeast
NO | YES |  |  |  | EFS138 |  | ALARIS |  |  |  | Rental | MHHS-Northeast |  |  |  | EFS138 |  | Katy |  | Rental | [7 empty] | MODULESPO2-Alaris-8220 |  | MEDLEY SPO2 (MASSIMO) MODULE |  |  | MODULESPO2-Alaris-8220 | [6 empty] | Verified as Rental |  |  | MHHS-Northeast
NO | YES |  |  |  | EFS151 |  | ALARIS |  |  |  | Rental | MHHS-Northeast |  |  |  | EFS151 |  | Katy |  | Rental | [7 empty] | MODULESPO2-Alaris-8220 |  | MEDLEY SPO2 (MASSIMO) MODULE |  |  | MODULESPO2-Alaris-8220 | [6 empty] | Verified as Rental |  |  | MHHS-Northeast
NO | YES |  |  |  | EFS100 |  | ALARIS |  |  |  | Rental | MHHS-Summer Creek CCC |  |  |  | EFS100 |  | Katy |  | Rental | [7 empty] | MODULESPO2-Alaris-8220 |  | MEDLEY SPO2 (MASSIMO) MODULE |  |  | MODULESPO2-Alaris-8220 | [6 empty] | Verified as Rental |  |  | MHHS-Summer Creek CCC
NO | YES |  |  |  | EFS139 |  | ALARIS |  |  |  | Rental | MHHS-Summer Creek CCC |  |  |  | EFS139 |  | Katy |  | Rental | [7 empty] | MODULESPO2-Alaris-8220 |  | MEDLEY SPO2 (MASSIMO) MODULE |  |  | MODULESPO2-Alaris-8220 | [6 empty] | Verified as Rental |  |  | MHHS-Summer Creek CCC
NO | YES |  |  |  | EFU290 |  | ALARIS |  |  |  | Rental | MHHS-Kingwood CCC |  |  |  | EFU290 |  | Katy |  | Rental | [7 empty] | MODULEENDTIDALCO2-Alaris-8300 |  | ETCO2 MODULE |  |  | MODULEENDTIDALCO2-Alaris-8300 | [6 empty] | Verified as Rental |  |  | MHHS-Kingwood CCC
NO | YES |  |  |  | EFU1377 |  | ALARIS |  |  |  | Rental | MHHS-Kingwood CCC |  |  |  | EFU1377 |  | Katy |  | Rental | [7 empty] | MODULEENDTIDALCO2-Alaris-8300 |  | ETCO2 MODULE |  |  | MODULEENDTIDALCO2-Alaris-8300 | [6 empty] | Verified as Rental |  |  | MHHS-Kingwood CCC
NO | YES |  |  |  | EFU123 |  | ALARIS |  |  |  | Rental | MHHS-Northeast |  |  |  | EFU123 |  | Katy |  | Rental | [7 empty] | MODULEENDTIDALCO2-Alaris-8300 |  | ETCO2 MODULE |  |  | MODULEENDTIDALCO2-Alaris-8300 | [6 empty] | Verified as Rental |  |  | MHHS-Northeast
NO | YES |  |  |  | EFU316 |  | ALARIS |  |  |  | Rental | MHHS-Northeast |  |  |  | EFU316 |  | Katy |  | Rental | [7 empty] | MODULEENDTIDALCO2-Alaris-8300 |  | ETCO2 MODULE |  |  | MODULEENDTIDALCO2-Alaris-8300 | [6 empty] | Verified as Rental |  |  | MHHS-Northeast
NO | YES |  |  |  | EFU452 |  | ALARIS |  |  |  | Rental | MHHS-Northeast |  |  |  | EFU452 |  | Katy |  | Rental | [7 empty] | MODULEENDTIDALCO2-Alaris-8300 |  | ETCO2 MODULE |  |  | MODULEENDTIDALCO2-Alaris-8300 | [6 empty] | Verified as Rental |  |  | MHHS-Northeast
NO | YES |  |  |  | EFU457 |  | ALARIS |  |  |  | Rental | MHHS-Northeast |  |  |  | EFU457 |  | Katy |  | Rental | [7 empty] | MODULEENDTIDALCO2-Alaris-8300 |  | ETCO2 MODULE |  |  | MODULEENDTIDALCO2-Alaris-8300 | [6 empty] | Verified as Rental |  |  | MHHS-Northeast
NO | YES |  |  |  | EFU676 |  | ALARIS |  |  |  | Rental | MHHS-Northeast |  |  |  | EFU676 |  | Katy |  | Rental | [7 empty] | MODULEENDTIDALCO2-Alaris-8300 |  | ETCO2 MODULE |  |  | MODULEENDTIDALCO2-Alaris-8300 | [6 empty] | Verified as Rental |  |  | MHHS-Northeast
NO | YES |  |  |  | EFU797 |  | ALARIS |  |  |  | Rental | MHHS-Northeast |  |  |  | EFU797 |  | Katy |  | Rental | [7 empty] | MODULEENDTIDALCO2-Alaris-8300 |  | ETCO2 MODULE |  |  | MODULEENDTIDALCO2-Alaris-8300 | [6 empty] | Verified as Rental |  |  | MHHS-Northeast
NO | YES |  |  |  | EFU798 |  | ALARIS |  |  |  | Rental | MHHS-Northeast |  |  |  | EFU798 |  | Katy |  | Rental | [7 empty] | MODULEENDTIDALCO2-Alaris-8300 |  | ETCO2 MODULE |  |  | MODULEENDTIDALCO2-Alaris-8300 | [6 empty] | Verified as Rental |  |  | MHHS-Northeast
NO | YES |  |  |  | EFU872 |  | ALARIS |  |  |  | Rental | MHHS-Northeast |  |  |  | EFU872 |  | Katy |  | Rental | [7 empty] | MODULEENDTIDALCO2-Alaris-8300 |  | ETCO2 MODULE |  |  | MODULEENDTIDALCO2-Alaris-8300 | [6 empty] | Verified as Rental |  |  | MHHS-Northeast
NO | YES |  |  |  | EFU941 |  | ALARIS |  |  |  | Rental | MHHS-Northeast |  |  |  | EFU941 |  | Katy |  | Rental | [7 empty] | MODULEENDTIDALCO2-Alaris-8300 |  | ETCO2 MODULE |  |  | MODULEENDTIDALCO2-Alaris-8300 | [6 empty] | Verified as Rental |  |  | MHHS-Northeast
NO | YES |  |  |  | EFU949 |  | ALARIS |  |  |  | Rental | MHHS-Northeast |  |  |  | EFU949 |  | Katy |  | Rental | [7 empty] | MODULEENDTIDALCO2-Alaris-8300 |  | ETCO2 MODULE |  |  | MODULEENDTIDALCO2-Alaris-8300 | [6 empty] | Verified as Rental |  |  | MHHS-Northeast
NO | YES |  |  |  | EFU973 |  | ALARIS |  |  |  | Rental | MHHS-Northeast |  |  |  | EFU973 |  | Katy |  | Rental | [7 empty] | MODULEENDTIDALCO2-Alaris-8300 |  | ETCO2 MODULE |  |  | MODULEENDTIDALCO2-Alaris-8300 | [6 empty] | Verified as Rental |  |  | MHHS-Northeast
NO | YES |  |  |  | EFU1144 |  | ALARIS |  |  |  | Rental | MHHS-Northeast |  |  |  | EFU1144 |  | Katy |  | Rental | [7 empty] | MODULEENDTIDALCO2-Alaris-8300 |  | ETCO2 MODULE |  |  | MODULEENDTIDALCO2-Alaris-8300 | [6 empty] | Verified as Rental |  |  | MHHS-Northeast
NO | YES |  |  |  | EFU1065 |  | ALARIS |  |  |  | Rental | MHHS-Summer Creek CCC |  |  |  | EFU1065 |  | Katy |  | Rental | [7 empty] | MODULEENDTIDALCO2-Alaris-8300 |  | ETCO2 MODULE |  |  | MODULEENDTIDALCO2-Alaris-8300 | [6 empty] | Verified as Rental |  |  | MHHS-Summer Creek CCC
NO | YES |  |  |  | EFU1134 |  | ALARIS |  |  |  | Rental | MHHS-Summer Creek CCC |  |  |  | EFU1134 |  | Katy |  | Rental | [7 empty] | MODULEENDTIDALCO2-Alaris-8300 |  | ETCO2 MODULE |  |  | MODULEENDTIDALCO2-Alaris-8300 | [6 empty] | Verified as Rental |  |  | MHHS-Summer Creek CCC
YES | YES |  |  |  | 142-01597 | 142-01597 | Alaris Medical | TE 1811 |  | 142-01597 | NE - CLINICAL ENGINEERING |  |  |  |  | 142-01597 | 142-01597 | Katy | Memorial Hermann Northeast Hospital | NE - CLINICAL ENGINEERING | Biomed Shop | 8/1/19 | 8/1/20
YES | YES |  |  |  | 151-05186 | 151-05186 | Alcomate Premium | Alcoscan AL 7000 |  | IBBB0269 | Prevention |  |  |  |  | 151-05186 | 151-05186 | Northwest |  | Prevention
NO | YES |  |  |  | 041-32576 | 041-32576 | Alcon Laboratories Inc | CENTURION VISION SYSTEM |  | 1801978201X | MEMORIAL CITY - OUTPATIENT SURGERY | MHHS-Mem City |  |  |  | 041-32576 | 041-32576 | West | Memorial Hermann - Memorial City | MEMORIAL CITY - OUTPATIENT SURGERY | W1 300.90 OR 9 |  |  |  |  | CATARACT EXTRACTION UNITS, PHACOEMULSIFICATION |  | .needs class | [5 empty] | Alcon Labs | [7 empty] | Covered PM Repair - Biomedical | MHHS-Mem City
NO | NO |  |  |  | 013-17591 |  | Alcon Laboratories Inc | CONSTELLATION |  | 0903384201X | SW - OR | MHHS-Southwest |  | Vitrectomy Surgical System |  | 013-17591 |  | Southwest |  | SW - OR | [5 empty] | CATARACT EXTRACTION UNITS, PHACOEMULSIFICATION |  | VITRSURG-AlconLabs-Constellation | VITRSURG | Constellation |  |  |  | Alcon Labs | Vitrectomy Surgical System |  | VITRSURG-AlconLabs-Constellation |  |  |  |  | Covered PM Repair - Biomedical | MHHS-Southwest
NO | NO |  |  |  | 069-29217 |  | Alcon Laboratories Inc | CONSTELLATION |  | 1001170601X | TMC - OR - ROBERTSON (2R) | MHHS-TMC |  | Vitrectomy Surgical System |  | 069-29217 |  | TMC |  | TMC - OR - ROBERTSON (2R) | [5 empty] | CATARACT EXTRACTION UNITS, PHACOEMULSIFICATION |  | VITRSURG-AlconLabs-Constellation | VITRSURG | Constellation |  |  |  | Alcon Labs | Vitrectomy Surgical System |  | VITRSURG-AlconLabs-Constellation |  |  |  |  | Covered PM Repair - Biomedical | MHHS-TMC
YES | YES |  |  |  | 041-07691 |  | Alcon Laboratories Inc | Infiniti |  | 040196200K | MEMORIAL CITY - OUTPATIENT SURGERY |  |  |  |  | 041-07691 |  | West | Memorial Hermann - Memorial City | MEMORIAL CITY - OUTPATIENT SURGERY | W1 300.90 OR 9
NO | NO | [5 empty] | Alcon Laboratories Inc | INFINITI VISION SYSTEM |  | 0401962001X | MEMORIAL CITY - OUTPATIENT SURGERY | MHHS-Mem City | [5 empty] | West & Memorial City |  | MEMORIAL CITY - OUTPATIENT SURGERY | [5 empty] | CATARACT EXTRACTION UNITS, PHACOEMULSIFICATION |  | .needs class | [5 empty] | Alcon Labs | [7 empty] | Not Covered Vendor Only - Biomedical | MHHS-Mem City
NO | NO | [5 empty] | Alcon Laboratories Inc | INFINITI VISION SYSTEM |  | 0501140101X | SE - OR | MHHS-Southeast | [5 empty] | Southeast & Bay Area |  | SE - OR | [5 empty] | CATARACT EXTRACTION UNITS, PHACOEMULSIFICATION |  | .needs class | [5 empty] | Alcon Labs | [7 empty] | Not Covered Vendor Only - Biomedical | MHHS-Southeast
NO | NO |  |  |  | 069-29218 |  | Alcon Laboratories Inc | INFINITI VISION SYSTEM |  | 1001179701X | TMC - OR - ROBERTSON (2R) | MHHS-TMC |  |  |  | 069-29218 |  | TMC |  | TMC - OR - ROBERTSON (2R) | [5 empty] | CATARACT EXTRACTION UNITS, PHACOEMULSIFICATION |  | .needs class | [5 empty] | Alcon Labs | [7 empty] | Not Covered Vendor Only - Biomedical | MHHS-TMC
NO | YES | Asset Tag 041-33508 |  |  | 041-33508 | 041-33508 | Alcon Laboratories Inc | SERIES 20000 LEGACY |  | 0001988201x | (null) | MHHS-Southeast |  |  |  | 041-33508 | 041-33508 | Southeast & Bay Area | (null) | (null) | (null) |  |  |  | (null) | CATARACT EXTRACTION UNITS, PHACOEMULSIFICATION |  | .needs class | [5 empty] | Alcon Labs | [7 empty] | Covered PM Repair - Biomedical | MHHS-Southeast
YES | YES |  |  |  | 099-13344 | 099-13344 | Alcoscan | Al700 |  | AC3551 | Southeast and Bay Area |  |  |  |  | 099-13344 | 099-13344 | Southeast and bay area | Memorial hermann Bay Area | Southeast and Bay Area | 1300 bay area B#145 prevention and recovery center | 3/1/20 |  |  | B#145
NO | YES |  |  |  | 099-08010 | 099-08010 | Alkco Lighting | SSD-A5 |  | M00408 | TMC-OR-Hermann (2Hp) |  |  |  |  | 099-08010 | 099-08010 | TMC | MHHS-TMC | TMC-OR-Hermann (2Hp) | S4211 storage
NO | YES |  |  |  |  | 009-04941 | Allegiance Healthcare Corp | LR754A18 |  | U14O-105657-UO | GH - LABORATORY | MHHS-Greater Heights |  |  |  |  | 009-04941 | Central | Memorial Hermann Greater Heights Hospital | GH - LABORATORY | Lab proceesing dept |  |  |  |  | REFRIGERATORS, LABORATORY |  | .needs class | [5 empty] | Allegiance Health | [7 empty] | Covered PM Repair - Biomedical | MHHS-Greater Heights
NO | YES |  |  |  | 069-21621 | 069-21621 | Allegiance Healthcare Corp | LR754A19 |  | N09R-118876-NR | TMC-Laboratory-Chemistry (1R) | MHHS-TMC |  |  |  | 069-21621 | 069-21621 | TMC | MHHS-TMC | TMC-Laboratory-Chemistry (1R) | TMC -LABORATORY - CHEM | 12/1/18 |  | 1/1/21 |  | REFRIGERATORS, LABORATORY |  | .needs class | [5 empty] | Allegiance Health |  |  |  |  | 1/8/20 |  |  | Not Covered Vendor Only - Biomedical | MHHS-TMC
NO | YES |  |  |  | 069-27354 | 069-27354 | Allegiance Healthcare Corp | LR754A19 |  | 37504C0A0A00900A | TMC-Laboratory-Specimen Processing (1R) | MHHS-TMC |  |  |  | 069-27354 | 069-27354 | TMC | MHHS-TMC | TMC-Laboratory-Specimen Processing (1R) | Lab | 12/1/18 |  |  |  | REFRIGERATORS, LABORATORY |  | .needs class | [5 empty] | Allegiance Health |  |  |  |  | 1/8/20 |  |  | Not Covered Vendor Only - Biomedical | MHHS-TMC
NO | YES |  |  |  | 069-25702 | 069-25702 | Allegiance Healthcare Corp | LR754A19 |  |  | TMC-Laboratory-Microbiology (1R) | MHHS-TMC |  |  |  | 069-25702 | 069-25702 | TMC | MHHS-TMC | TMC-Laboratory-Microbiology (1R) | Lab | 12/1/18 |  |  |  | REFRIGERATORS, LABORATORY |  | .needs class | [5 empty] | Allegiance Health |  |  |  |  | 4/1/17 |  |  | Covered PM Repair - Biomedical | MHHS-TMC
NO | YES |  |  |  | 069-25703 | 069-25703 | Allegiance Healthcare Corp | LR754A19 |  |  | TMC-Laboratory-Microbiology (1R) | MHHS-TMC |  |  |  | 069-25703 | 069-25703 | TMC | MHHS-TMC | TMC-Laboratory-Microbiology (1R) | Lab | 12/1/18 |  |  |  | REFRIGERATORS, LABORATORY |  | .needs class | [5 empty] | Allegiance Health |  |  |  |  | 9/1/20 |  |  | Not Covered Vendor Only - Biomedical | MHHS-TMC
NO | YES |  |  |  | 069-34016 | 069-34016 | Allegiance Healthcare Corp | LR754A19 |  | V16R-124575-VR | TMC-Laboratory-Specimen Processing (1R) | MHHS-TMC |  |  |  | 069-34016 | 069-34016 | TMC | MHHS-TMC | TMC-Laboratory-Specimen Processing (1R) | Lab | 12/1/18 |  |  |  | REFRIGERATORS, LABORATORY |  | .needs class | [5 empty] | Allegiance Health |  |  |  |  | 6/1/20 |  |  | Not Covered Vendor Only - Biomedical | MHHS-TMC
NO | YES |  |  |  | 013-38694 | 013-38694 | Allen Medical Systems, A Hill-Rom Company | A-71100 |  | A-435166 | SW-OR | MHHS-Southwest |  | Table, Surgical, Electric |  | 013-38694 | 013-38694 | Southwest | MHHS-Southwest | SW-OR | OR Hallway | 1/1/20 |  | 6/1/20 |  | TABLES, OPERATING | Table, Surgical, Electric | TABLESURGICALELECT-Allen Med Sys-A-71100 | TABLESURGICALELECT | A-71100 |  |  |  | Allen Med Sys | Table, Surgical, Electric |  | TABLESURGICALELECT-Allen Med Sys-A-71100 |  | 8/15/15 |  | TSE-A | Covered PM Repair - Biomedical | MHHS-Southwest | [8 empty] | TABLESURGICALELECT | Table, Surgical, Electric | Allen Med Sys
NO | YES |  |  |  | 009-10359 | 009-10359 | Allen Medical Systems, A Hill-Rom Company | EASY IRRIGATION TOWER O-LPA-A4 |  | A 415209 | GH-OR | MHHS-Greater Heights |  |  |  | 009-10359 | 009-10359 | Central Greater Heights | MHHS-Greater Heights | GH-OR | Hallway |  |  |  | No p.m. | INSTRUMENT STAND |  | .needs class | [5 empty] | Allen Med Sys |  |  |  |  | 3/14/18 |  |  | Covered PM Repair - Biomedical | MHHS-Greater Heights
NO | NO |  |  |  | 009-10360 |  | Allen Medical Systems, A Hill-Rom Company | EASY IRRIGATION TOWER O-LPA-A4 |  | A 415210 | GH - OR | MHHS-Greater Heights |  |  |  | 009-10360 |  | Central & Greater Heights |  | GH - OR | [5 empty] | INSTRUMENT STAND |  | .needs class | [5 empty] | Allen Med Sys | [7 empty] | Covered PM Repair - Biomedical | MHHS-Greater Heights
NO | YES |  |  |  |  | 041-01754 | Allied Healthcare Products | Gomco Divison 0400 |  | L-1909 | MEMORIAL CITY -Central Supply | MHHS-Mem City |  | Stimulator, Neuromuscular |  |  | 041-01754 | West | West | MEMORIAL CITY -Central Supply | Central Supply |  |  |  |  | ASPIRATORS |  | STIMNEUROMUSC-Dynatronics-400 | STIMNEUROMUSC |  |  |  |  | Dynatronics | Stimulator, Neuromuscular |  |  | STIMNEUROMUSC-Dynatronics-400 |  |  |  | Covered PM Repair - Biomedical | MHHS-Mem City
YES | YES |  |  |  | 041-02476 | 041-02476 | Allied Healthcare Products | Gomco Divison 0400 |  |  | MEMORIAL CITY -Central Supply |  |  |  |  | 041-02476 | 041-02476 | West | West | MEMORIAL CITY -Central Supply | Central Supply
YES | YES |  |  |  |  | 013-03781 | Allied Healthcare Products, Inc. |  |  | N-6054 | Biomed shop | [5 empty] | 013-03781 | Southwest | Memorial Hermann Southwest Hospital | Biomed shop | Biomed shop |  |  |  | No pm required
NO | YES |  |  |  |  | 041-02017 | Allied Healthcare Products, Inc. |  |  | HI-6465 | Genaeral Surgery | MHHS-Mem City |  | Stimulator, Neuromuscular |  |  | 041-02017 | Memorial City | Memorial City | Genaeral Surgery | E5:321 Soiled Utility |  |  |  |  | ASPIRATORS |  | STIMNEUROMUSC-Dynatronics-400 | STIMNEUROMUSC |  |  |  |  | Dynatronics | Stimulator, Neuromuscular |  |  | STIMNEUROMUSC-Dynatronics-400 |  |  |  | Covered PM Repair - Biomedical | MHHS-Mem City
NO | NO | [5 empty] | Allied Healthcare Products, Inc. |  |  |  | MEMORIAL CITY - CENTRAL SUPPLY | MHHS-Mem City |  | Stimulator, Neuromuscular |  |  |  | West & Memorial City |  | MEMORIAL CITY - CENTRAL SUPPLY | [5 empty] | ASPIRATORS |  | STIMNEUROMUSC-Dynatronics-400 | STIMNEUROMUSC |  |  |  |  | Dynatronics | Stimulator, Neuromuscular |  |  | STIMNEUROMUSC-Dynatronics-400 |  |  |  | Covered PM Repair - Biomedical | MHHS-Mem City
NO | NO | [5 empty] | Allied Healthcare Products, Inc. |  |  |  | MEMORIAL CITY - CENTRAL SUPPLY | MHHS-Mem City |  | Stimulator, Neuromuscular |  |  |  | West & Memorial City |  | MEMORIAL CITY - CENTRAL SUPPLY | [5 empty] | ASPIRATORS |  | STIMNEUROMUSC-Dynatronics-400 | STIMNEUROMUSC |  |  |  |  | Dynatronics | Stimulator, Neuromuscular |  |  | STIMNEUROMUSC-Dynatronics-400 |  |  |  | Covered PM Repair - Biomedical | MHHS-Mem City
NO | YES |  |  |  |  | 041-01874 | Allied Healthcare Products, Inc. |  |  | b50450 | MEMORIAL CITY -Central Supply | MHHS-Mem City |  | Hood, Fume |  |  | 041-01874 | West | West | MEMORIAL CITY -Central Supply | Central Supply |  |  |  |  | ASPIRATORS |  | HOODFUME-Fisher Hamilton-789 | HOODFUME |  |  |  |  | Fisher Hamilton | Hood, Fume |  |  | HOODFUME-Fisher Hamilton-789 |  |  |  | Not Covered Vendor Only - Rad, Low End | MHHS-Mem City
NO | YES |  |  |  |  | 041-04590 | Allied Healthcare Products, Inc. |  |  | B-50449 | MEMORIAL CITY -Central Supply | MHHS-Mem City |  | Hood, Fume |  |  | 041-04590 | West | West | MEMORIAL CITY -Central Supply | Central Supply |  |  |  |  | ASPIRATORS |  | HOODFUME-Fisher Hamilton-789 | HOODFUME |  |  |  |  | Fisher Hamilton | Hood, Fume |  |  | HOODFUME-Fisher Hamilton-789 |  |  |  | Covered PM Repair - Radiology, Low End | MHHS-Mem City
NO | YES |  |  |  | 041-01553 | 041-01553 | Allied Healthcare Products, Inc. | Gomco 400 |  | L-1907 | Memorial Hermann-JHC |  |  |  |  | 041-01553 | 041-01553 | West | Memorial Hermann Memorial City Medical Center | Memorial Hermann-JHC | MH8 Medication Room
YES | YES |  |  |  | 041-01694 | 041-01694 | Allied Healthcare Products, Inc. | Gomco 400 |  | 1-999-011-1028 | MEMORIAL CITY - CENTRAL SUPPLY |  |  |  |  | 041-01694 | 041-01694 | West | Memorial Hermann Memorial City Medical Center | MEMORIAL CITY - CENTRAL SUPPLY | W1 Central supply
NO | NO |  |  |  | 143-01674 |  | Allied Healthcare Products, Inc. | L190 |  | 143-01674 | MH MG - (SL) - SUGAR LAND PRIMARY CARE (MP1) | MHHS-MG |  |  |  | 143-01674 |  | Sugar Land |  | MH MG - (SL) - SUGAR LAND PRIMARY CARE (MP1) | [5 empty] | ASPIRATORS |  | .needs class | [5 empty] | ALLIEDHLTH | [7 empty] | Covered PM Repair - Biomedical | MHHS-MG
YES | YES |  |  |  | 099-11798 | 099-11798 | Allied Healthcare Products, Inc. | Vacutron |  | 15296-139 | TMC - JONES - NEURO ELECTIVE (4J) |  |  |  |  | 099-11798 | 099-11798 | TMC | Mischer Neuroscience Institute | TMC - JONES - NEURO ELECTIVE (4J) | Storage
YES | YES |  |  |  | 041-01823 | 041-01823 | Allied Healthcare Products, Inc. | Vacutron |  | 041-01823 | MEMORIAL CITY - LABOR |  |  |  |  | 041-01823 | 041-01823 | West | Women?s Memorial Hermann Memorial City Hospital | MEMORIAL CITY - LABOR | Infant Resuscitation
YES | YES |  |  |  | 041-01779 | 041-01779 | Allied Healthcare Products, Inc. | Vacutron |  | 041-01779 | MEMORIAL CITY - LABOR |  |  |  |  | 041-01779 | 041-01779 | West | Women?s Memorial Hermann Memorial City Hospital | MEMORIAL CITY - LABOR | Clean Utility
YES | YES |  |  |  | 041-01769 | 041-01769 | Allied Healthcare Products, Inc. | Vacutron |  | 041-01769 | MEMORIAL CITY - LABOR |  |  |  |  | 041-01769 | 041-01769 | West | Women?s Memorial Hermann Memorial City Hospital | MEMORIAL CITY - LABOR | Clean Utility
YES | YES |  |  |  | 041-01795 | 041-01795 | Allied Healthcare Products, Inc. | Vacutron |  | 041-01795 | MEMORIAL CITY - LABOR |  |  |  |  | 041-01795 | 041-01795 | West | Women?s Memorial Hermann Memorial City Hospital | MEMORIAL CITY - LABOR | Clean Utility
YES | YES |  |  |  | 041-33439 | 041-33439 | Allied Healthcare Products, Inc. | Vacutron |  | 041-33439 | MEMORIAL CITY - LABOR |  |  |  |  | 041-33439 | 041-33439 | West | Women?s Memorial Hermann Memorial City Hospital | MEMORIAL CITY - LABOR | Clean Utility
YES | YES |  |  |  | 041-01784 | 041-01784 | Allied Healthcare Products, Inc. | Vacutron |  | 041-01784 | MEMORIAL CITY - LABOR |  |  |  |  | 041-01784 | 041-01784 | West | Women?s Memorial Hermann Memorial City Hospital | MEMORIAL CITY - LABOR | Clean Utility
YES | YES |  |  |  | 013-13299 | 013-13299 | ALM |  |  |  | SW - LABOR |  |  |  |  | 013-13299 | 013-13299 | Southwest | Memorial Hermann Southwest Hospital | SW - LABOR | LDR 3
YES | YES | Serial Number Cnf |  |  | 013-13300 | 013-13300 | ALM |  |  | Cnf | SW-Labor and delivery |  |  |  |  | 013-13300 | 013-13300 | Southwest | Memorial Hermann Southwest Hospital | SW-Labor and delivery | LDR7
YES | YES |  |  |  | 013-13343 | 013-13343 | ALM |  |  |  | SW-Labor and delivery |  |  |  |  | 013-13343 | 013-13343 | Southwest | Memorial Hermann Southwest Hospital | SW-Labor and delivery | LDR8
YES | YES |  |  |  | 013-13246 | 013-13246 | ALM |  |  |  | SW - LABOR |  |  |  |  | 013-13246 | 013-13246 | Southwest | Memorial Hermann Southwest Hospital | SW - LABOR | LDR10
YES | YES | [5 empty] | ALM |  |  | FMV006 060676 | MEMORIAL CITY MOR | [6 empty] | West | Memorial Hermann Memorial City Medical Center | MEMORIAL CITY MOR | MEMORIAL CITY MOR
YES | YES |  |  |  | 151-04834 | 151-04834 | ALM |  |  | 567218995ON022593 | MEMORIAL CITY - Outpatient Surgery |  |  |  |  | 151-04834 | 151-04834 | West | Memorial Hermann Memorial City Medical Center | MEMORIAL CITY - Outpatient Surgery | W1 Minor Procedures 1
YES | YES |  |  |  | 145-01521 | 145-01521 | ALM |  |  | 567232996AR003537 | SUGAR LAND - LABOR |  |  |  |  | 145-01521 | 145-01521 | Sugar Land | Memorial Hermann Sugar Land Hospital | SUGAR LAND - LABOR | OR 1
YES | YES |  |  |  | 099-07964 | 099-07964 | ALM |  |  | ar002857 | TMC - OR - ROBERTSON (2R) |  |  |  |  | 099-07964 | 099-07964 |  | Memorial Hermann-tmc | TMC - OR - ROBERTSON (2R) | Or66 |  |  |  | No PM Sticker
YES | YES |  |  |  | 099-07974 | 099-07974 | ALM |  |  | Nsn | TMC - OR - ROBERTSON (2R) |  |  |  |  | 099-07974 | 099-07974 |  | Memorial Hermann-tmc | TMC - OR - ROBERTSON (2R) | Or66 |  |  |  | No PM Sticker
YES | YES |  |  |  | 099-07975 | 099-07975 | ALM |  |  | Nsn | TMC - OR - ROBERTSON (2R) |  |  |  |  | 099-07975 | 099-07975 |  | Memorial Hermann-tmc | TMC - OR - ROBERTSON (2R) | Or66 |  |  |  | No PM Sticker
YES | YES |  |  |  | 099-09861 | 099-09861 | ALM |  |  | AR00149 | TMC - OR - HERMANN (2HP) |  |  |  |  | 099-09861 | 099-09861 | TMC | Memorial Hermann-Texas Medical Center | TMC - OR - HERMANN (2HP) | OR 51
NO | YES | Serial Number AR000777 |  |  | 099-07468 | 099-07468 | ALM |  |  | AR000777 | SE-OR |  |  |  |  | 099-07468 | 099-07468 | Southeast | MHHS-Southeast | SE-OR | Cysto
YES | YES |  |  |  | 145-01523 | 145-01523 | ALM |  |  | ON 000842 | SUGAR LAND - LABOR |  |  |  |  | 145-01523 | 145-01523 | Sugar Land | Memorial Hermann Sugar Land Hospital | SUGAR LAND - LABOR | OR 1
NO | YES |  |  |  |  | 009-33104 | ALM |  |  |  | SW - ER | MHHS-Southwest |  | Sterilizer, Steam, Floor |  |  | 009-33104 | Southwest | Memorial Hermann Southwest Hospital | SW - ER | Pod B 35 |  |  |  |  | LIGHTS, SURGICAL |  | STERILIZERSTEAMFLOOR-Steris-Century | STERILIZERSTEAMFLOOR | Century |  |  |  | STERIS Corp | Sterilizer, Steam, Floor |  |  | STERILIZERSTEAMFLOOR-Steris-Century |  |  |  | Covered PM Repair - Biomedical | MHHS-Southwest
NO | YES |  |  |  |  | 099-13691 | ALM |  |  |  | SW-ER | MHHS-Southwest |  | Sterilizer, Steam, Floor |  |  | 099-13691 | Southwest | MHHS-Southwest | SW-ER | Pod b |  |  |  |  | LIGHTS, SURGICAL | Sterilizer, Steam, Floor | STERILIZERSTEAMFLOOR-Steris-Century | STERILIZERSTEAMFLOOR | Century |  |  |  | STERIS Corp | Sterilizer, Steam, Floor |  |  | STERILIZERSTEAMFLOOR-Steris-Century |  |  | SSF-SA | Covered PM Repair - Biomedical | MHHS-Southwest | [8 empty] | STERILIZERSTEAMFLOOR | Sterilizer, Steam, Floor | STERIS Corp
NO | YES |  |  |  |  | 099-13123 | ALM |  |  |  | SW-ER | MHHS-Southwest |  | Sterilizer, Steam, Floor |  |  | 099-13123 | Southwest | Memorial Hermann Southwest Hospital Emergency Center | SW-ER | Pod-B 26 |  |  |  |  | LIGHTS, SURGICAL | Sterilizer, Steam, Floor | STERILIZERSTEAMFLOOR-Steris-Century | STERILIZERSTEAMFLOOR | Century |  |  |  | STERIS Corp | Sterilizer, Steam, Floor |  |  | STERILIZERSTEAMFLOOR-Steris-Century |  |  | SSF-SA | Covered PM Repair - Biomedical | MHHS-Southwest | [8 empty] | STERILIZERSTEAMFLOOR | Sterilizer, Steam, Floor | STERIS Corp
NO | YES |  |  |  |  | 099-13697 | ALM |  |  |  | SW-ER | MHHS-Southwest |  | Sterilizer, Steam, Floor |  |  | 099-13697 | Southwest | MHHS-Southwest | SW-ER | Pod b |  |  |  |  | LIGHTS, SURGICAL | Sterilizer, Steam, Floor | STERILIZERSTEAMFLOOR-Steris-Century | STERILIZERSTEAMFLOOR | Century |  |  |  | STERIS Corp | Sterilizer, Steam, Floor |  |  | STERILIZERSTEAMFLOOR-Steris-Century | 3/12/12 |  | SSF-SA | Covered PM Repair - Biomedical | MHHS-Southwest | [8 empty] | STERILIZERSTEAMFLOOR | Sterilizer, Steam, Floor | STERIS Corp
NO | YES |  |  |  |  | 099-08812 | ALM |  |  |  | SW-ER | MHHS-Southwest |  | Sterilizer, Steam, Floor |  |  | 099-08812 | Southwest | MHHS-Southwest | SW-ER | Pod B 36 |  |  |  | PM Past Due | LIGHTS, SURGICAL | Sterilizer, Steam, Floor | STERILIZERSTEAMFLOOR-Steris-Century | STERILIZERSTEAMFLOOR | Century |  |  |  | STERIS Corp | Sterilizer, Steam, Floor |  |  | STERILIZERSTEAMFLOOR-Steris-Century |  |  | SSF-SA | Covered PM Repair - Biomedical | MHHS-Southwest | [8 empty] | STERILIZERSTEAMFLOOR | Sterilizer, Steam, Floor | STERIS Corp
YES | YES |  |  |  | 099-14192 |  | ALM |  |  |  | SW-ER |  |  |  |  | 099-14192 |  | Southwest | MHHS-Southwest | SW-ER | B28 | 3/1/20 |  |  | No pm required |  | Lamp, Surgical, Ceiling | LAMPSURGCEILING-ALM-741314 | [22 empty] | Lamp, Surgical, Ceiling | LAMPSURGCEILING | Lamp, Surgical, Ceiling | ALM
NO | YES |  |  |  |  | 099-12055 | ALM |  |  |  | SW-ER | [5 empty] | 099-12055 | Southwest | MHHS-Southwest | SW-ER | Pod B Room 34 | [5 empty] | Lamp, Surgical, Ceiling | LAMPSURGCEILING-ALM-741314 | [22 empty] | Lamp, Surgical, Ceiling | LAMPSURGCEILING | Lamp, Surgical, Ceiling | ALM
YES | YES |  |  |  | 099-00675 | 099-00675 | ALM |  |  |  | NE - LABOR |  |  |  |  | 099-00675 | 099-00675 | Katy | Memorial Hermann Northeast Hospital | NE - LABOR | OR 1 | [5 empty] | Lamp, Surgical, Ceiling | LAMPSURGCEILING-ALM-PRISMATIC | [23 empty] | LAMPSURGCEILING | Lamp, Surgical, Ceiling | ALM
YES | YES |  |  |  | 099-00676 | 099-00676 | ALM |  |  |  | NE - LABOR |  |  |  |  | 099-00676 | 099-00676 | Katy | Memorial Hermann Northeast Hospital | NE - LABOR | OR 1 | [5 empty] | Lamp, Surgical, Ceiling | LAMPSURGCEILING-ALM-PRISMATIC | [23 empty] | LAMPSURGCEILING | Lamp, Surgical, Ceiling | ALM
YES | YES |  |  |  | 099-00681 | 099-00681 | ALM |  |  |  | NE - LABOR |  |  |  |  | 099-00681 | 099-00681 | Katy | Memorial Hermann Northeast Hospital | NE - LABOR | OR 2 | [5 empty] | Lamp, Surgical, Ceiling | LAMPSURGCEILING-ALM-PRISMATIC | [23 empty] | LAMPSURGCEILING | Lamp, Surgical, Ceiling | ALM
YES | YES |  |  |  | 099-00680 | 099-00680 | ALM |  |  |  | NE - LABOR |  |  |  |  | 099-00680 | 099-00680 | Katy | Memorial Hermann Northeast Hospital | NE - LABOR | OR 2 | [5 empty] | Lamp, Surgical, Ceiling | LAMPSURGCEILING-ALM-PRISMATIC | [23 empty] | LAMPSURGCEILING | Lamp, Surgical, Ceiling | ALM
YES | YES |  |  |  | 567211995ON043919 | 567211995ON043919 | Alm | 77-1 |  | 567211995ON043919 | MEMORIAL CITY - OUTPATIENT SURGERY |  |  |  |  | 567211995ON043919 | 567211995ON043919 | West | Memorial Hermann Memorial City Medical Center | MEMORIAL CITY - OUTPATIENT SURGERY | Memorial City - Day Surgery W1 300.92 Cysto OR 8 |  |  |  | No pm Sticker required
YES | YES | Serial Number Cnf |  |  | 151-04835 |  | ALM | CNF |  | CNF | MEMORIAL CITY - Outpatient Surgery |  |  |  |  | 151-04835 |  | West | Memorial Hermann Memorial City Medical Center | MEMORIAL CITY - Outpatient Surgery | W1 Minor Procedures 1
YES | YES |  |  |  | 013-13298 | 013-13298 | ALM | CNF |  |  | SW - LABOR |  |  |  |  | 013-13298 | 013-13298 | Southwest | Memorial Hermann Southwest Hospital | SW - LABOR
YES | YES |  |  |  | 041-09048 | 041-09048 | ALM | E201645 |  | 306856?Ai0405 | MEMORIAL CITY - CATH LAB |  |  |  |  | 041-09048 | 041-09048 | West | Memorial Hermann Heart | MEMORIAL CITY - CATH LAB | Cath Lab 5
YES | YES |  |  |  | 041-09050 | 041-09050 | ALM | E201645 |  | 306654-0405 | MEMORIAL CITY - CATH LAB |  |  |  |  | 041-09050 | 041-09050 | West | Memorial Hermann Heart | MEMORIAL CITY - CATH LAB | Cath Lab 4
YES | YES |  |  |  | 069-22647 | 069-22647 | ALM | Energix |  |  | Memorial Hermann- Texas Medical Center ChildrensOR |  |  |  |  | 069-22647 | 069-22647 |  | TPC | Memorial Hermann- Texas Medical Center ChildrensOR | OR 53 | 4/1/20 |  |  | No PM Sticker
YES | YES |  |  |  | 099-07088 | 099-07088 | ALM | Energix |  | Nsn | Memorial Hermann- T exas Medical Center Childrens OR |  |  |  |  | 099-07088 | 099-07088 |  | TCM | Memorial Hermann- T exas Medical Center Childrens OR | OR 53 | 4/1/20 |  |  | No PM Sticker
YES | YES |  |  |  | 099-07090 | 099-07090 | ALM | Energix |  | Nsn | Memorial Hermann- T exas Medical Center Childrens OR |  |  |  |  | 099-07090 | 099-07090 |  | TCM | Memorial Hermann- T exas Medical Center Childrens OR | OR 53 | 4/1/20 |  |  | No PM Sticker
YES | YES |  |  |  | 099-07089 | 099-07089 | ALM | Energix |  | Nsn | Memorial Hermann- T exas Medical Center Childrens OR |  |  |  |  | 099-07089 | 099-07089 |  | TCM | Memorial Hermann- T exas Medical Center Childrens OR | OR 53 | 4/1/20 |  |  | No PM Sticker
YES | YES |  |  |  |  | 099-14427 | ALM | Incubator |  | Nsn | SW - Rad | [5 empty] | 099-14427 | Southwest | Memorial Hermann Southwest Hospital | SW - Rad | Xray
YES | YES |  |  |  | 013-13297 | 013-13297 | ALM | N/A |  |  | SW - LABOR |  |  |  |  | 013-13297 | 013-13297 | Southwest | Memorial Hermann Southwest Hospital | SW - LABOR | LDR1
YES | YES | Serial Number Cnf |  |  | 013-13301 | 013-13301 | Alm | N/A |  | Cnf | Sw-Labor and delivery |  |  |  |  | 013-13301 | 013-13301 | Southwest | Memorial Hermann Southwest Hospital | Sw-Labor and delivery | LDR9
YES | YES |  |  |  | 145-01522 | 145-01522 | ALM | Prismalix |  |  | SUGAR LAND - LABOR |  |  |  |  | 145-01522 | 145-01522 | Sugar Land | Memorial Hermann Sugar Land Hospital | SUGAR LAND - LABOR | OR 1 | 3/1/20 |  |  | Could not locate SN and rust in pic
YES | YES |  |  |  | 005-33080 | 005-33080 | ALM | Prismalix |  |  | L |  |  |  |  | 005-33080 | 005-33080 | Sugar Land | Memorial Hermann Sugar Land Hospital | L | L
YES | YES |  |  |  | 005-33081 | 005-33081 | ALM | Prismalix |  |  | L |  |  |  |  | 005-33081 | 005-33081 | Sugar Land | Memorial Hermann Sugar Land Hospital | L | L
YES | YES |  |  |  | 099-08672 | 099-08672 | ALM | PRISMALIX |  | 567209995ON087066 | GH - OR ANESTHESIA |  |  |  |  | 099-08672 | 099-08672 | Central | Memorial Hermann Greater Heights Hospital | GH - OR ANESTHESIA | GH - OR
YES | YES |  |  |  | 099-08673 | 099-08673 | ALM | PRISMALIX |  | 567209995ON082425 | GH - OR ANESTHESIA |  |  |  |  | 099-08673 | 099-08673 | Central | Memorial Hermann Greater Heights Hospital | GH - OR ANESTHESIA | GH - OR
YES | YES |  |  |  | 099-07786 | 099-07786 | ALM | Prismalix |  | None | ER |  |  |  |  | 099-07786 | 099-07786 | Southeast | Memorial Hermann Southeast Hospital | ER
YES | YES |  |  |  | 099-07279 | 099-07279 | ALM | Prismalix |  |  | SE - EMERGENCY CENTER |  |  |  |  | 099-07279 | 099-07279 | Southeast | Memorial Hermann Southeast Hospital | SE - EMERGENCY CENTER | ER3
YES | YES |  |  |  | 099-07278 | 099-07278 | ALM | Prismalix |  |  | SE - EMERGENCY CENTER |  |  |  |  | 099-07278 | 099-07278 | Southeast | Memorial Hermann Southeast Hospital | SE - EMERGENCY CENTER | ER3
YES | YES |  |  |  | 099-07444 | 099-07444 | ALM | Prismalix |  | NSN | SE - EMERGENCY CENTER |  |  |  |  | 099-07444 | 099-07444 | Southeast | Memorial Hermann Southeast Hospital | SE - EMERGENCY CENTER | Major room 2
YES | YES | Serial Number Cnf |  |  | 099-07047 | 099-07047 | ALM | Prismalix |  | Cnf | SE - EMERGENCY CENTER |  |  |  |  | 099-07047 | 099-07047 | Southeast | Memorial Hermann Southeast Hospital | SE - EMERGENCY CENTER | Major 1
YES | YES | Serial Number Cnf |  |  | 099-07048 | 099-07048 | ALM | Prismalix |  | Cnf | SE - EMERGENCY CENTER |  |  |  |  | 099-07048 | 099-07048 | Southeast | Memorial Hermann Southeast Hospital | SE - EMERGENCY CENTER | Major 1 |  |  |  | No pm found
YES | YES |  |  |  | 099-06010 | 099-06010 | ALM | Prismalix |  | 567218995ON077847 | SE - EMERGENCY CENTER |  |  |  |  | 099-06010 | 099-06010 |  | Memorial Hermann- South East | SE - EMERGENCY CENTER |  | 4/1/20 |  |  | No PM Sticker
YES | YES |  |  |  | 099-06011 | 099-06011 | ALM | Prismalix |  | 567212995ON077886 | SE - EMERGENCY CENTER |  |  |  |  | 099-06011 | 099-06011 |  | Memorial Hermann- South East | SE - EMERGENCY CENTER |  | 4/1/20 |  |  | No PM Sticker
YES | YES |  |  |  | 099-09990 | 099-09990 | ALM | Prismalix |  | 099-09990 | SE - EMERGENCY CENTER |  |  |  |  | 099-09990 | 099-09990 | Southeast | Memorial Hermann Southeast Hospital | SE - EMERGENCY CENTER | ER Major Room 5
YES | YES |  |  |  | 099-09991 | 099-09991 | ALM | Prismalix |  | 099-09991 | SE - EMERGENCY CENTER |  |  |  |  | 099-09991 | 099-09991 | Southeast | Memorial Hermann Southeast Hospital | SE - EMERGENCY CENTER | ER Major Room 5
YES | YES |  |  |  | 099-07266 | 099-07266 | ALM | Prismalix |  |  | SE - EMERGENCY CENTER |  |  |  |  | 099-07266 | 099-07266 | Southeast | Memorial Hermann Southeast Hospital | SE - EMERGENCY CENTER | ER
YES | YES |  |  |  | 099-07265 | 099-07265 | ALM | Prismalix |  |  | SE - EMERGENCY CENTER |  |  |  |  | 099-07265 | 099-07265 | Southeast | Memorial Hermann Southeast Hospital | SE - EMERGENCY CENTER | ER
YES | YES |  |  |  | 099-08670 | 099-08670 | ALM | PRISMATIC |  | 567232996AR003931 | GH - OR ANESTHESIA |  |  |  |  | 099-08670 | 099-08670 | Central | Memorial Hermann Greater Heights Hospital | GH - OR ANESTHESIA | GH - OR | [5 empty] | Lamp, Surgical, Ceiling | LAMPSURGCEILING-ALM-PRISMATIC | [22 empty] | Lamp, Surgical, Ceiling | LAMPSURGCEILING | Lamp, Surgical, Ceiling | ALM
YES | YES |  |  |  | 099-08671 | 099-08671 | ALM | PRISMATIC |  | 567211995ON085843 | GH - OR ANESTHESIA |  |  |  |  | 099-08671 | 099-08671 | Central | Memorial Hermann Greater Heights Hospital | GH - OR ANESTHESIA | GH - OR | [5 empty] | Lamp, Surgical, Ceiling | LAMPSURGCEILING-ALM-PRISMATIC | [22 empty] | Lamp, Surgical, Ceiling | LAMPSURGCEILING | Lamp, Surgical, Ceiling | ALM
YES | YES | Serial Number Cnf |  |  | 099-13084 | 099-13084 | ALM | PRISMATIC |  | Cnf | SW - LABOR |  |  |  |  | 099-13084 | 099-13084 | Southwest | Memorial Hermann Southwest Hospital | SW - LABOR | LDR 2 | [5 empty] | Lamp, Surgical, Ceiling | LAMPSURGCEILING-ALM-PRISMATIC | [22 empty] | Lamp, Surgical, Ceiling | LAMPSURGCEILING | Lamp, Surgical, Ceiling | ALM
YES | YES |  |  |  | 099-13217 | 099-13217 | ALM | PRISMATIC |  |  | SW - LABOR |  |  |  |  | 099-13217 | 099-13217 | Southwest | Memorial Hermann Southwest Hospital | SW - LABOR | LDR1 | [5 empty] | Lamp, Surgical, Ceiling | LAMPSURGCEILING-ALM-PRISMATIC | [22 empty] | Lamp, Surgical, Ceiling | LAMPSURGCEILING | Lamp, Surgical, Ceiling | ALM
YES | YES | Serial Number Cnf |  |  | 013-13341 | 013-13341 | ALM | PRISMATIC |  | Cnf | SW - LABOR |  |  |  |  | 013-13341 | 013-13341 | Southwest | Memorial Hermann Southwest Hospital | SW - LABOR | LDR 4 | [5 empty] | Lamp, Surgical, Ceiling | LAMPSURGCEILING-ALM-PRISMATIC | [22 empty] | Lamp, Surgical, Ceiling | LAMPSURGCEILING | Lamp, Surgical, Ceiling | ALM
YES | YES |  |  |  | 099-14028 | 099-14028 | ALM | PRISMATIC |  |  | SW - LABOR |  |  |  |  | 099-14028 | 099-14028 | Southwest | Memorial Hermann Southwest Hospital | SW - LABOR | LDR 3 | [5 empty] | Lamp, Surgical, Ceiling | LAMPSURGCEILING-ALM-PRISMATIC | [22 empty] | Lamp, Surgical, Ceiling | LAMPSURGCEILING | Lamp, Surgical, Ceiling | ALM
YES | YES | Serial Number Cnf |  |  | 013-13248 | 013-13248 | ALM | PRISMATIC |  | Cnf | SW - LABOR |  |  |  |  | 013-13248 | 013-13248 | Southwest | Memorial Hermann Southwest Hospital | SW - LABOR | LDR 5 | [5 empty] | Lamp, Surgical, Ceiling | LAMPSURGCEILING-ALM-PRISMATIC | [22 empty] | Lamp, Surgical, Ceiling | LAMPSURGCEILING | Lamp, Surgical, Ceiling | ALM
YES | YES |  |  |  | 099-14033 | 099-14033 | ALM | PRISMATIC |  |  | SW-Labor and delivery |  |  |  |  | 099-14033 | 099-14033 | Southwest | Memorial Hermann Southwest Hospital | SW-Labor and delivery | LDR7 | [5 empty] | Lamp, Surgical, Ceiling | LAMPSURGCEILING-ALM-PRISMATIC | [22 empty] | Lamp, Surgical, Ceiling | LAMPSURGCEILING | Lamp, Surgical, Ceiling | ALM
YES | YES |  |  |  | 099-14036 | 099-14036 | ALM | PRISMATIC |  |  | SW-Labor and delivery |  |  |  |  | 099-14036 | 099-14036 | Southwest | Memorial Hermann Southwest Hospital | SW-Labor and delivery | LDR8 | [5 empty] | Lamp, Surgical, Ceiling | LAMPSURGCEILING-ALM-PRISMATIC | [22 empty] | Lamp, Surgical, Ceiling | LAMPSURGCEILING | Lamp, Surgical, Ceiling | ALM
YES | YES |  |  |  | 099-14047 | 099-14047 | ALM | PRISMATIC |  |  | Sw-Labor and delivery |  |  |  |  | 099-14047 | 099-14047 | Southwest | Memorial Hermann Southwest Hospital | Sw-Labor and delivery | LDR9 | [5 empty] | Lamp, Surgical, Ceiling | LAMPSURGCEILING-ALM-PRISMATIC | [22 empty] | Lamp, Surgical, Ceiling | LAMPSURGCEILING | Lamp, Surgical, Ceiling | ALM
YES | YES | Serial Number Cnf |  |  | 013-13304 | 013-13304 | ALM | PRISMATIC |  | Cnf | SW - LABOR |  |  |  |  | 013-13304 | 013-13304 | Southwest | Memorial Hermann Southwest Hospital | SW - LABOR | L | [5 empty] | Lamp, Surgical, Ceiling | LAMPSURGCEILING-ALM-PRISMATIC | [22 empty] | Lamp, Surgical, Ceiling | LAMPSURGCEILING | Lamp, Surgical, Ceiling | ALM
YES | YES |  |  |  | 099-14052 | 099-14052 | ALM | PRISMATIC |  |  | SW - LABOR |  |  |  |  | 099-14052 | 099-14052 | Southwest | Memorial Hermann Southwest Hospital | SW - LABOR | LDR10 | [5 empty] | Lamp, Surgical, Ceiling | LAMPSURGCEILING-ALM-PRISMATIC | [22 empty] | Lamp, Surgical, Ceiling | LAMPSURGCEILING | Lamp, Surgical, Ceiling | ALM
YES | YES | Serial Number Cnf |  |  | 013-13342 | 013-13342 | ALM | PRISMATIC |  | Cnf | SW - LABOR |  |  |  |  | 013-13342 | 013-13342 | Southwest | Memorial Hermann Southwest Hospital | SW - LABOR | LDR 6 | [5 empty] | Lamp, Surgical, Ceiling | LAMPSURGCEILING-ALM-PRISMATIC | [22 empty] | Lamp, Surgical, Ceiling | LAMPSURGCEILING | Lamp, Surgical, Ceiling | ALM
YES | YES |  |  |  | 009-33252 | 009-33252 | ALM | PRISMATIC |  | 9415-0395 | SW-Labor |  |  |  |  | 009-33252 | 009-33252 | Southwest | Memorial Hermann Southwest Hospital | SW-Labor
YES | YES |  |  |  | 142-09551 | 142-09551 | ALM | PRISMATIC |  | 9415-0398 | SW-Labor and delivery |  |  |  |  | 142-09551 | 142-09551 | Southwest | Memorial Hermann Southwest Hospital | SW-Labor and delivery
YES | YES | [5 empty] | ALM | Unknown |  |  | MEMORIAL CITY - OUTPATIENT SURGERY | [6 empty] | West | Memorial Hermann - Memorial City | MEMORIAL CITY - OUTPATIENT SURGERY | OR Room 10 |  |  |  | No model # or SN # visible to me/LF
YES | YES | [5 empty] | ALM | Unknown |  |  | MEMORIAL CITY - OUTPATIENT SURGERY | [6 empty] | West | Memorial Hermann - Memorial City | MEMORIAL CITY - OUTPATIENT SURGERY | OR Room 10 |  |  |  | No Model # or SN # Visible to me. LF
NO | YES | Serial Number AR000777 |  |  | 005-05280 | 005-05280 | ALM Surgical Equipment Inc. |  |  | AR000777 | SE-OR | MHHS-Southeast |  | Table, Exam |  | 005-05280 | 005-05280 | Southeast | MHHS-Southeast | SE-OR | Cysto | 1/1/19 |  |  |  | LIGHTS, SURGICAL |  | TABLEEXAM-Brewer Co-4001 | TABLEEXAM |  |  |  |  | Brewer Co | Table, Exam |  |  | TABLEEXAM-Brewer Co-4001 |  |  |  | Covered PM Repair - Biomedical | MHHS-Southeast
NO | YES |  |  |  | 129-02762 | 129-02762 | ALM Surgical Equipment Inc. |  |  | FU0605055 | Sugar Land-Labor & Delivery | MHHS-Sugarland |  | Lamp, Surgical, Ceiling |  | 129-02762 | 129-02762 | Sugar Land | MHHS-Sugarland | Sugar Land-Labor & Delivery | L | 6/1/19 |  | 6/1/20 |  | LIGHTS, SURGICAL | Lamp, Surgical, Ceiling | LAMPSURGCEILING-Maquet Inc-43151 | LAMPSURGCEILING |  |  |  |  | Maquet Inc | Lamp, Surgical, Ceiling |  |  | LAMPSURGCEILING-Maquet Inc-43151 | 12/21/18 |  |  | Covered PM Repair - Biomedical | MHHS-Sugarland | [8 empty] | LAMPSURGCEILING | Lamp, Surgical, Ceiling | Maquet Inc
NO | YES |  |  |  | 129-02763 | 129-02763 | ALM Surgical Equipment Inc. |  |  | FU0605054 | Sugar Land-Labor & Delivery | MHHS-Sugarland |  | Lamp, Surgical, Ceiling |  | 129-02763 | 129-02763 | Sugar Land | MHHS-Sugarland | Sugar Land-Labor & Delivery | OR 1 | 6/1/19 |  |  |  | LIGHTS, SURGICAL | Lamp, Surgical, Ceiling | LAMPSURGCEILING-Maquet Inc-43151 | LAMPSURGCEILING |  |  |  |  | Maquet Inc | Lamp, Surgical, Ceiling |  |  | LAMPSURGCEILING-Maquet Inc-43151 |  |  |  | Covered PM Repair - Biomedical | MHHS-Sugarland | [8 empty] | LAMPSURGCEILING | Lamp, Surgical, Ceiling | Maquet Inc
NO | YES |  |  |  | 005-06025 | 005-06025 | ALM Surgical Equipment Inc. |  |  | fd0407003 | SE-Emergency Center | MHHS-Southeast |  |  |  | 005-06025 | 005-06025 | Southeast | MHHS-Southeast | SE-Emergency Center | Major 1 | 9/1/19 |  | 4/1/20 |  | LIGHTS, SURGICAL |  | .needs class |  |  |  |  | .needs class | [5 empty] | 11/30/17 |  |  | Covered PM Repair - Biomedical | MHHS-Southeast
NO | YES |  |  |  | 005-06028 | 005-06028 | ALM Surgical Equipment Inc. |  |  | NSN | SE-Emergency Center | MHHS-Southeast |  |  |  | 005-06028 | 005-06028 | Southeast | MHHS-Southeast | SE-Emergency Center | ER Major Room 5 | 8/1/18 |  | 4/1/20 |  | LIGHTS, SURGICAL |  | .needs class |  |  |  |  | .needs class | [5 empty] | 5/18/13 |  |  | Covered PM Repair - Biomedical | MHHS-Southeast
NO | YES |  |  |  | 005-06029 | 005-06029 | ALM Surgical Equipment Inc. |  |  | FD0406012 | SE-Emergency Center | MHHS-Southeast |  |  |  | 005-06029 | 005-06029 | Southeast | MHHS-Southeast | SE-Emergency Center | W1 306 Major RM 6 | 9/1/18 |  |  |  | LIGHTS, SURGICAL |  | .needs class |  |  |  |  | .needs class | [5 empty] | 2/1/14 |  |  | Covered PM Repair - Biomedical | MHHS-Southeast
NO | YES |  |  |  | 005-06030 | 005-06030 | ALM Surgical Equipment Inc. |  |  | 567307997MP232601001 | SE-Emergency Center | MHHS-Southeast |  |  |  | 005-06030 | 005-06030 | Southeast | MHHS-Southeast | SE-Emergency Center | ER |  |  |  |  | LIGHTS, SURGICAL |  | .needs class |  |  |  |  | .needs class | [5 empty] | 2/1/14 |  |  | Covered PM Repair - Biomedical | MHHS-Southeast
NO | YES |  |  |  | 005-06031 | 005-06031 | ALM Surgical Equipment Inc. |  |  | F00312017 | SE-Emergency Center | MHHS-Southeast |  |  |  | 005-06031 | 005-06031 | Southeast & Bay Area | MHHS-Southeast | SE-Emergency Center |  | 11/1/19 |  |  | PM Not Required | LIGHTS, SURGICAL |  | .needs class |  |  |  |  | .needs class | [8 empty] | Covered PM Repair - Biomedical | MHHS-Southeast
NO | YES |  |  |  | 005-06032 | 005-06032 | ALM Surgical Equipment Inc. |  |  | fd0407002 | SE-Emergency Center | MHHS-Southeast |  |  |  | 005-06032 | 005-06032 | Southeast | MHHS-Southeast | SE-Emergency Center | Major room 2 | 11/1/19 |  | 11/1/20 |  | LIGHTS, SURGICAL |  | .needs class |  |  |  |  | .needs class | [8 empty] | Covered PM Repair - Biomedical | MHHS-Southeast
NO | YES |  |  |  | 069-22580 | 069-22580 | ALM Surgical Equipment Inc. |  |  |  | TMC-OR-Hermann (2Hp) | MHHS-TMC |  |  |  | 069-22580 | 069-22580 | TMC | MHHS-TMC | TMC-OR-Hermann (2Hp) | OR 51 |  |  |  |  | LIGHTS, SURGICAL |  | .needs class |  |  |  |  | .needs class | [5 empty] | 11/30/17 |  |  | Covered PM Repair - Biomedical | MHHS-TMC
NO | NO |  |  |  | 005-06026 |  | ALM Surgical Equipment Inc. |  |  | fd0304002 | SE - EMERGENCY CENTER | MHHS-Southeast |  |  |  | 005-06026 |  | Southeast & Bay Area |  | SE - EMERGENCY CENTER | [5 empty] | LIGHTS, SURGICAL |  | .needs class |  |  |  |  | .needs class | [8 empty] | Covered PM Repair - Biomedical | MHHS-Southeast
NO | NO |  |  |  | 005-06027 |  | ALM Surgical Equipment Inc. |  |  | FD0407004 | SE - EMERGENCY CENTER | MHHS-Southeast |  |  |  | 005-06027 |  | Southeast & Bay Area |  | SE - EMERGENCY CENTER | [5 empty] | LIGHTS, SURGICAL |  | .needs class |  |  |  |  | .needs class | [8 empty] | Covered PM Repair - Biomedical | MHHS-Southeast
NO | NO | [5 empty] | ALM Surgical Equipment Inc. |  |  | FD0308009 | TMC - OR - PEDI OR (2R) | MHHS-TMC | [5 empty] | TMC |  | TMC - OR - PEDI OR (2R) | [5 empty] | LIGHTS, SURGICAL |  | .needs class |  |  |  |  | .needs class | [8 empty] | Covered PM Repair - Biomedical | MHHS-TMC
NO | NO | [5 empty] | ALM Surgical Equipment Inc. |  |  | FD0308007 | TMC - OR - PEDI OR (2R) | MHHS-TMC | [5 empty] | TMC |  | TMC - OR - PEDI OR (2R) | [5 empty] | LIGHTS, SURGICAL |  | .needs class |  |  |  |  | .needs class | [8 empty] | Covered PM Repair - Biomedical | MHHS-TMC
NO | YES |  |  |  |  | 142-03906 | ALM Surgical Equipment Inc. | 5501 DF |  |  | NE-Labor & Delivery | MHHS-Northeast |  |  |  |  | 142-03906 | Katy | MHHS-Northeast | NE-Labor & Delivery | OR 2 | 8/1/19 | 8/1/20 |  |  | LIGHTS, SURGICAL |  | .needs class |  |  |  |  | .needs class | [8 empty] | Covered PM Repair - Biomedical | MHHS-Northeast
NO | YES |  |  |  |  | 099-13302 | ALM Surgical Equipment Inc. |  |  |  | SW-ER | MHHS-Southwest |  | Sterilizer, Steam, Floor |  |  | 099-13302 | Southwest | MHHS-Southwest | SW-ER | Pod B 32 |  |  |  |  | LIGHTS, SURGICAL | Sterilizer, Steam, Floor | STERILIZERSTEAMFLOOR-Steris-Century | STERILIZERSTEAMFLOOR | Century |  |  |  | STERIS Corp | Sterilizer, Steam, Floor |  |  | STERILIZERSTEAMFLOOR-Steris-Century |  |  | SSF-SA | Covered PM Repair - Biomedical | MHHS-Southwest | [8 empty] | STERILIZERSTEAMFLOOR | Sterilizer, Steam, Floor | STERIS Corp
NO | YES |  |  |  | 099-13317 | 099-13317 | ALM Surgical Equipment Inc. |  |  |  | SW-ER | MHHS-Southwest |  | Sterilizer, Steam, Floor |  | 099-13317 | 099-13317 | Southwest | MHHS-Southwest | SW-ER | Pod-B 31 |  |  |  | Will need asset tag. Patient was brought in during getting the info | LIGHTS, SURGICAL | Sterilizer, Steam, Floor | STERILIZERSTEAMFLOOR-Steris-Century | STERILIZERSTEAMFLOOR | Century |  |  |  | STERIS Corp | Sterilizer, Steam, Floor |  |  | STERILIZERSTEAMFLOOR-Steris-Century |  |  | SSF-SA | Covered PM Repair - Biomedical | MHHS-Southwest | [8 empty] | STERILIZERSTEAMFLOOR | Sterilizer, Steam, Floor | STERIS Corp
NO | YES |  |  |  | 099-14192 | 099-14192 | ALM Surgical Equipment Inc. |  |  |  | SW - ER | MHHS-Southwest |  | Sterilizer, Steam, Floor |  | 099-14192 | 099-14192 | Southwest | Memorial Hermann Southwest | SW - ER | SW - ER |  |  |  |  | LIGHTS, SURGICAL |  | STERILIZERSTEAMFLOOR-Steris-Century | STERILIZERSTEAMFLOOR | Century |  |  |  | STERIS Corp | Sterilizer, Steam, Floor |  |  | STERILIZERSTEAMFLOOR-Steris-Century |  |  |  | Covered PM Repair - Biomedical | MHHS-Southwest
NO | YES |  |  |  | 099-14097 | 099-14097 | ALM Surgical Equipment Inc. |  |  |  | SW - ER | MHHS-Southwest |  | Sterilizer, Steam, Floor |  | 099-14097 | 099-14097 | Southwest | Memorial Hermann Southwest | SW - ER | SW - ER |  |  |  |  | LIGHTS, SURGICAL |  | STERILIZERSTEAMFLOOR-Steris-Century | STERILIZERSTEAMFLOOR | Century |  |  |  | STERIS Corp | Sterilizer, Steam, Floor |  |  | STERILIZERSTEAMFLOOR-Steris-Century |  |  |  | Covered PM Repair - Biomedical | MHHS-Southwest
NO | YES |  |  |  |  | 009-33103 | ALM Surgical Equipment Inc. |  |  |  | SW - ER | MHHS-Southwest |  | Sterilizer, Steam, Floor |  |  | 009-33103 | Southwest | Memorial Hermann Southwest Hospital | SW - ER | Pod B 29 |  |  |  |  | LIGHTS, SURGICAL |  | STERILIZERSTEAMFLOOR-Steris-Century | STERILIZERSTEAMFLOOR | Century |  |  |  | STERIS Corp | Sterilizer, Steam, Floor |  |  | STERILIZERSTEAMFLOOR-Steris-Century |  |  |  | Covered PM Repair - Biomedical | MHHS-Southwest
NO | YES |  |  |  | 099-13694 | 099-13694 | ALM Surgical Equipment Inc. |  |  |  | SW-ER | MHHS-Southwest |  | Sterilizer, Steam, Floor |  | 099-13694 | 099-13694 | Southwest | MHHS-Southwest | SW-ER | Pod b |  |  |  |  | LIGHTS, SURGICAL | Sterilizer, Steam, Floor | STERILIZERSTEAMFLOOR-Steris-Century | STERILIZERSTEAMFLOOR | Century |  |  |  | STERIS Corp | Sterilizer, Steam, Floor |  |  | STERILIZERSTEAMFLOOR-Steris-Century | 3/18/12 |  | SSF-SA | Covered PM Repair - Biomedical | MHHS-Southwest | [8 empty] | STERILIZERSTEAMFLOOR | Sterilizer, Steam, Floor | STERIS Corp
NO | YES | Serial Number 90014 |  |  | 099-08803 | 099-08803 | ALM Surgical Equipment Inc. |  |  |  | SW-ER | MHHS-Southwest |  | Sterilizer, Steam, Floor |  | 099-08803 | 099-08803 | Southwest | MHHS-Southwest | SW-ER | Pod A 23 |  |  |  |  | LIGHTS, SURGICAL | Sterilizer, Steam, Floor | STERILIZERSTEAMFLOOR-Steris-Century | STERILIZERSTEAMFLOOR | Century |  |  |  | STERIS Corp | Sterilizer, Steam, Floor |  |  | STERILIZERSTEAMFLOOR-Steris-Century |  |  | SSF-SA | Covered PM Repair - Biomedical | MHHS-Southwest | [8 empty] | STERILIZERSTEAMFLOOR | Sterilizer, Steam, Floor | STERIS Corp
NO | YES |  |  |  | 099-08804 | 099-08804 | ALM Surgical Equipment Inc. |  |  |  | SW-ER | MHHS-Southwest |  | Sterilizer, Steam, Floor |  | 099-08804 | 099-08804 | Southwest | MHHS-Southwest | SW-ER | Pod A 24 |  |  |  | No PM Sticker | LIGHTS, SURGICAL | Sterilizer, Steam, Floor | STERILIZERSTEAMFLOOR-Steris-Century | STERILIZERSTEAMFLOOR | Century |  |  |  | STERIS Corp | Sterilizer, Steam, Floor |  |  | STERILIZERSTEAMFLOOR-Steris-Century | 3/13/12 |  | SSF-SA | Covered PM Repair - Biomedical | MHHS-Southwest | [8 empty] | STERILIZERSTEAMFLOOR | Sterilizer, Steam, Floor | STERIS Corp
NO | YES | Serial Number 90019 |  |  | 099-14175 | 099-14175 | ALM Surgical Equipment Inc. |  |  |  | SW | MHHS-Southwest |  | Sterilizer, Steam, Floor |  | 099-14175 | 099-14175 | Southwest | Memorial Hermann Southwest Hospital | SW | ER Pod-B #25 |  |  |  |  | LIGHTS, SURGICAL | Sterilizer, Steam, Floor | STERILIZERSTEAMFLOOR-Steris-Century | STERILIZERSTEAMFLOOR | Century |  |  |  | STERIS Corp | Sterilizer, Steam, Floor |  |  | STERILIZERSTEAMFLOOR-Steris-Century |  |  | SSF-SA | Covered PM Repair - Biomedical | MHHS-Southwest | [8 empty] | STERILIZERSTEAMFLOOR | Sterilizer, Steam, Floor | STERIS Corp
NO | YES |  |  |  | 013-13143 | 013-13143 | ALM Surgical Equipment Inc. | CENTURY |  |  | SW-OR | MHHS-Southwest |  | Sterilizer, Steam, Floor |  | 013-13143 | 013-13143 | Southwest | MHHS-Southwest | SW-OR | Room 26 - Cysto | 9/1/18 |  |  |  | LIGHTS, SURGICAL | Sterilizer, Steam, Floor | STERILIZERSTEAMFLOOR-Steris-Century | STERILIZERSTEAMFLOOR | Century |  |  |  | STERIS Corp | Sterilizer, Steam, Floor |  |  | STERILIZERSTEAMFLOOR-Steris-Century | 1/1/10 |  | SSF-SA | Covered PM Repair - Biomedical | MHHS-Southwest | [8 empty] | STERILIZERSTEAMFLOOR | Sterilizer, Steam, Floor | STERIS Corp
NO | YES |  |  |  | 013-13151 | 013-13151 | ALM Surgical Equipment Inc. | CENTURY |  |  | SW-OR | MHHS-Southwest |  | Sterilizer, Steam, Floor |  | 013-13151 | 013-13151 | Southwest | MHHS-Southwest | SW-OR | Room 27 - Cysto | 7/1/18 |  |  |  | LIGHTS, SURGICAL | Sterilizer, Steam, Floor | STERILIZERSTEAMFLOOR-Steris-Century | STERILIZERSTEAMFLOOR | Century |  |  |  | STERIS Corp | Sterilizer, Steam, Floor |  |  | STERILIZERSTEAMFLOOR-Steris-Century |  |  | SSF-SA | Covered PM Repair - Biomedical | MHHS-Southwest | [8 empty] | STERILIZERSTEAMFLOOR | Sterilizer, Steam, Floor | STERIS Corp
NO | YES |  |  |  | 013-13157 | 013-13157 | ALM Surgical Equipment Inc. | CENTURY |  |  | SW-OR | MHHS-Southwest |  | Sterilizer, Steam, Floor |  | 013-13157 | 013-13157 | Southwest | MHHS-Southwest | SW-OR | OR 17 | 7/1/18 |  |  |  | LIGHTS, SURGICAL | Sterilizer, Steam, Floor | STERILIZERSTEAMFLOOR-Steris-Century | STERILIZERSTEAMFLOOR | Century |  |  |  | STERIS Corp | Sterilizer, Steam, Floor |  |  | STERILIZERSTEAMFLOOR-Steris-Century |  |  | SSF-SA | Covered PM Repair - Biomedical | MHHS-Southwest | [8 empty] | STERILIZERSTEAMFLOOR | Sterilizer, Steam, Floor | STERIS Corp
NO | YES |  |  |  | 013-13365 | 013-13365 | ALM Surgical Equipment Inc. | CENTURY |  |  | SW-OR | MHHS-Southwest |  | Sterilizer, Steam, Floor |  | 013-13365 | 013-13365 | Southwest | MHHS-Southwest | SW-OR | Room 14 | 7/1/18 |  |  |  | LIGHTS, SURGICAL | Sterilizer, Steam, Floor | STERILIZERSTEAMFLOOR-Steris-Century | STERILIZERSTEAMFLOOR | Century |  |  |  | STERIS Corp | Sterilizer, Steam, Floor |  |  | STERILIZERSTEAMFLOOR-Steris-Century | 9/8/09 |  | SSF-SA | Covered PM Repair - Biomedical | MHHS-Southwest | [8 empty] | STERILIZERSTEAMFLOOR | Sterilizer, Steam, Floor | STERIS Corp
NO | YES |  |  |  | 013-38037 | 013-38037 | ALM Surgical Equipment Inc. | CENTURY |  |  | SW-OR | MHHS-Southwest |  | Sterilizer, Steam, Floor |  | 013-38037 | 013-38037 | Southwest | MHHS-Southwest | SW-OR | Room 14 | 7/1/18 |  |  |  | LIGHTS, SURGICAL | Sterilizer, Steam, Floor | STERILIZERSTEAMFLOOR-Steris-Century | STERILIZERSTEAMFLOOR | Century |  |  |  | STERIS Corp | Sterilizer, Steam, Floor |  |  | STERILIZERSTEAMFLOOR-Steris-Century |  |  | SSF-SA | Covered PM Repair - Biomedical | MHHS-Southwest | [8 empty] | STERILIZERSTEAMFLOOR | Sterilizer, Steam, Floor | STERIS Corp
YES | YES |  |  |  | 099-14097 | 099-14097 | ALM Surgical Equipment Inc. | CENTURY |  |  | SW - ER |  |  |  |  | 099-14097 | 099-14097 | Southwest | Memorial Hermann Southwest Hospital | SW - ER | Pod-B #30
NO | NO |  |  |  | 013-13171 |  | ALM Surgical Equipment Inc. | CENTURY |  |  | SW - OR | MHHS-Southwest |  | Sterilizer, Steam, Floor |  | 013-13171 |  | Southwest |  | SW - OR | [5 empty] | LIGHTS, SURGICAL |  | STERILIZERSTEAMFLOOR-Steris-Century | STERILIZERSTEAMFLOOR | Century |  |  |  | STERIS Corp | Sterilizer, Steam, Floor |  |  | STERILIZERSTEAMFLOOR-Steris-Century |  |  |  | Covered PM Repair - Biomedical | MHHS-Southwest
NO | NO |  |  |  | 013-13172 |  | ALM Surgical Equipment Inc. | CENTURY |  |  | SW - OR | MHHS-Southwest |  | Sterilizer, Steam, Floor |  | 013-13172 |  | Southwest |  | SW - OR | [5 empty] | LIGHTS, SURGICAL |  | STERILIZERSTEAMFLOOR-Steris-Century | STERILIZERSTEAMFLOOR | Century |  |  |  | STERIS Corp | Sterilizer, Steam, Floor |  |  | STERILIZERSTEAMFLOOR-Steris-Century |  |  |  | Covered PM Repair - Biomedical | MHHS-Southwest
NO | YES |  |  |  | 041-09538 | 041-09538 | ALM Surgical Equipment Inc. | ENERGIX |  | 221303201E | MEMORIAL CITY - OUTPATIENT SURGERY | MHHS-Mem City |  | Lamp, Surgical, Ceiling |  | 041-09538 | 041-09538 | West | Memorial Hermann Memorial City Medical Center | MEMORIAL CITY - OUTPATIENT SURGERY | Memorial City - Day Surgery W1 300.92 Cysto OR 8 |  |  |  | Sticker states no pm required | LIGHTS, SURGICAL |  | LAMPSURGCEILING-Maquet Inc-Energix | LAMPSURGCEILING | Energix |  |  |  | Maquet Inc | Lamp, Surgical, Ceiling |  |  | LAMPSURGCEILING-Maquet Inc-Energix |  |  |  | Covered PM Repair - Biomedical | MHHS-Mem City
NO | YES |  |  |  |  | 142-03895 | ALM Surgical Equipment Inc. | ENERGIX |  | NSN | NE-Labor & Delivery | MHHS-Northeast |  | Lamp, Surgical, Ceiling |  |  | 142-03895 | Katy | MHHS-Northeast | NE-Labor & Delivery | OR 1 | 8/1/19 | 8/1/20 |  |  | LIGHTS, SURGICAL | Lamp, Surgical, Ceiling | LAMPSURGCEILING-Maquet Inc-Energix | LAMPSURGCEILING | Energix |  |  |  | Maquet Inc | Lamp, Surgical, Ceiling |  |  | LAMPSURGCEILING-Maquet Inc-Energix |  |  |  | Covered PM Repair - Biomedical | MHHS-Northeast | [8 empty] | LAMPSURGCEILING | Lamp, Surgical, Ceiling | Maquet Inc
NO | NO | [5 empty] | ALM Surgical Equipment Inc. | ENERGIX |  | ON004616 | MEMORIAL CITY - OUTPATIENT SURGERY | MHHS-Mem City |  | Lamp, Surgical, Ceiling |  |  |  | West & Memorial City |  | MEMORIAL CITY - OUTPATIENT SURGERY | [5 empty] | LIGHTS, SURGICAL |  | LAMPSURGCEILING-Maquet Inc-Energix | LAMPSURGCEILING | Energix |  |  |  | Maquet Inc | Lamp, Surgical, Ceiling |  |  | LAMPSURGCEILING-Maquet Inc-Energix |  |  |  | Covered PM Repair - Biomedical | MHHS-Mem City
NO | YES |  |  |  | 013-13362 | 013-13362 | ALM Surgical Equipment Inc. | PRC 5501 |  |  | SW-OR | MHHS-Southwest |  |  |  | 013-13362 | 013-13362 | Southwest | MHHS-Southwest | SW-OR | OR7 | 7/1/18 |  |  |  | LIGHTS, SURGICAL |  | .needs class | [13 empty] | Covered PM Repair - Biomedical | MHHS-Southwest
NO | NO | [5 empty] | ALM Surgical Equipment Inc. | PRC 5501 |  |  | WOODLANDS - BIRTH CENTER | MHHS-Woodlands | [5 empty] | Woodlands |  | WOODLANDS - BIRTH CENTER | [5 empty] | LIGHTS, SURGICAL |  | .needs class | [13 empty] | Covered PM Repair - Biomedical | MHHS-Woodlands
NO | NO |  |  |  | 013-13150 |  | ALM Surgical Equipment Inc. | PRC 5501DF |  |  | SW - OR | MHHS-Southwest |  | Lamp, Surgical, Ceiling |  | 013-13150 |  | Southwest |  | SW - OR | [5 empty] | LIGHTS, SURGICAL |  | LAMPSURGCEILING-Maquet Inc-PRC 5501DF | LAMPSURGCEILING | PRC 5501DF |  |  |  | Maquet Inc | Lamp, Surgical, Ceiling |  |  | LAMPSURGCEILING-Maquet Inc-PRC 5501DF |  |  |  | Covered PM Repair - Biomedical | MHHS-Southwest
NO | YES |  |  |  |  | 009-03913 | ALM Surgical Equipment Inc. | PRISMALIX |  |  | GH-OR Anesthesia | MHHS-Greater Heights |  | Lamp, Surgical, Ceiling |  |  | 009-03913 | Central | MHHS-Greater Heights | GH-OR Anesthesia | GH - OR | 6/1/19 |  |  |  | LIGHTS, SURGICAL | Lamp, Surgical, Ceiling | LAMPSURGCEILING-Maquet Inc-PrismAlix | LAMPSURGCEILING | PrismAlix |  |  |  | Maquet Inc | Lamp, Surgical, Ceiling |  |  | LAMPSURGCEILING-Maquet Inc-PrismAlix | 6/12/20 |  |  | Not Covered Vendor Only - Biomedical | MHHS-Greater Heights | [8 empty] | LAMPSURGCEILING | Lamp, Surgical, Ceiling | Maquet Inc
NO | YES | Serial Number No S # |  |  | 069-21890 | 069-21890 | ALM Surgical Equipment Inc. | PRISMALIX |  | No S # | TMC-OR-Robertson (2R) | MHHS-TMC |  | Lamp, Surgical, Ceiling |  | 069-21890 | 069-21890 | TMC | MHHS-TMC | TMC-OR-Robertson (2R) | Or66 | 7/1/18 |  |  | No PM Sticker | LIGHTS, SURGICAL |  | LAMPSURGCEILING-Maquet Inc-PrismAlix | LAMPSURGCEILING | PrismAlix |  |  |  | Maquet Inc | Lamp, Surgical, Ceiling |  |  | LAMPSURGCEILING-Maquet Inc-PrismAlix |  |  |  | Covered PM Repair - Radiology, High End | MHHS-TMC
NO | YES |  |  |  | 069-21897 |  | ALM Surgical Equipment Inc. | PRISMALIX |  | 567307997MP201102801 | TMC-OR-Pedi OR (2R) | MHHS-TMC |  | Lamp, Surgical, Ceiling |  | 069-21897 |  | TMC | MHHS-TMC | TMC-OR-Pedi OR (2R) | PEDI OR (2R) |  |  |  |  | LIGHTS, SURGICAL |  | LAMPSURGCEILING-Maquet Inc-PrismAlix | LAMPSURGCEILING | PrismAlix |  |  |  | Maquet Inc | Lamp, Surgical, Ceiling |  |  | LAMPSURGCEILING-Maquet Inc-PrismAlix |  |  |  | Covered PM Repair - Radiology, Low End | MHHS-TMC
NO | NO |  |  |  | 009-03908 |  | ALM Surgical Equipment Inc. | PRISMALIX |  |  | GH - OR | MHHS-Greater Heights |  | Lamp, Surgical, Ceiling |  | 009-03908 |  | Central & Greater Heights |  | GH - OR | [5 empty] | LIGHTS, SURGICAL |  | LAMPSURGCEILING-Maquet Inc-PrismAlix | LAMPSURGCEILING | PrismAlix |  |  |  | Maquet Inc | Lamp, Surgical, Ceiling |  |  | LAMPSURGCEILING-Maquet Inc-PrismAlix |  |  |  | Not Covered Vendor Only - Rad, Low End | MHHS-Greater Heights
NO | NO | [5 empty] | ALM Surgical Equipment Inc. | PRISMALIX |  |  | GH - OR | MHHS-Greater Heights |  | Lamp, Surgical, Ceiling |  |  |  | Central & Greater Heights |  | GH - OR | [5 empty] | LIGHTS, SURGICAL |  | LAMPSURGCEILING-Maquet Inc-PrismAlix | LAMPSURGCEILING | PrismAlix |  |  |  | Maquet Inc | Lamp, Surgical, Ceiling |  |  | LAMPSURGCEILING-Maquet Inc-PrismAlix |  |  |  | Covered PM Repair - Radiology, Low End | MHHS-Greater Heights
NO | NO |  |  |  | AR-003130 |  | ALM Surgical Equipment Inc. | PRISMALIX |  | AR-003130 | TMC - CHILDRENS - PICU (9HP) | MHHS-TMC |  | Lamp, Surgical, Ceiling |  | AR-003130 |  | TMC |  | TMC - CHILDRENS - PICU (9HP) | [5 empty] | LIGHTS, SURGICAL |  | LAMPSURGCEILING-Maquet Inc-PrismAlix | LAMPSURGCEILING | PrismAlix |  |  |  | Maquet Inc | Lamp, Surgical, Ceiling |  |  | LAMPSURGCEILING-Maquet Inc-PrismAlix |  |  |  | Covered PM Repair - Biomedical | MHHS-TMC
NO | NO |  |  |  | AR-003131 |  | ALM Surgical Equipment Inc. | PRISMALIX |  | AR-003131 | TMC - CHILDRENS - PICU (9HP) | MHHS-TMC |  | Lamp, Surgical, Ceiling |  | AR-003131 |  | TMC |  | TMC - CHILDRENS - PICU (9HP) | [5 empty] | LIGHTS, SURGICAL |  | LAMPSURGCEILING-Maquet Inc-PrismAlix | LAMPSURGCEILING | PrismAlix |  |  |  | Maquet Inc | Lamp, Surgical, Ceiling |  |  | LAMPSURGCEILING-Maquet Inc-PrismAlix |  |  |  | Covered PM Repair - Biomedical | MHHS-TMC
NO | NO |  |  |  | AR-003133 |  | ALM Surgical Equipment Inc. | PRISMALIX |  | AR-003133 | TMC - CHILDRENS - PICU (9HP) | MHHS-TMC |  | Lamp, Surgical, Ceiling |  | AR-003133 |  | TMC |  | TMC - CHILDRENS - PICU (9HP) | [5 empty] | LIGHTS, SURGICAL |  | LAMPSURGCEILING-Maquet Inc-PrismAlix | LAMPSURGCEILING | PrismAlix |  |  |  | Maquet Inc | Lamp, Surgical, Ceiling |  |  | LAMPSURGCEILING-Maquet Inc-PrismAlix |  |  |  | Covered PM Repair - Biomedical | MHHS-TMC
NO | NO |  |  |  | AR-003134 |  | ALM Surgical Equipment Inc. | PRISMALIX |  | AR-003134 | TMC - CHILDRENS - PICU (9HP) | MHHS-TMC |  | Lamp, Surgical, Ceiling |  | AR-003134 |  | TMC |  | TMC - CHILDRENS - PICU (9HP) | [5 empty] | LIGHTS, SURGICAL |  | LAMPSURGCEILING-Maquet Inc-PrismAlix | LAMPSURGCEILING | PrismAlix |  |  |  | Maquet Inc | Lamp, Surgical, Ceiling |  |  | LAMPSURGCEILING-Maquet Inc-PrismAlix |  |  |  | Covered PM Repair - Radiology, Low End | MHHS-TMC
NO | NO |  |  |  | AR-003138 |  | ALM Surgical Equipment Inc. | PRISMALIX |  | AR-003138 | TMC - CHILDRENS - PICU (9HP) | MHHS-TMC |  | Lamp, Surgical, Ceiling |  | AR-003138 |  | TMC |  | TMC - CHILDRENS - PICU (9HP) | [5 empty] | LIGHTS, SURGICAL |  | LAMPSURGCEILING-Maquet Inc-PrismAlix | LAMPSURGCEILING | PrismAlix |  |  |  | Maquet Inc | Lamp, Surgical, Ceiling |  |  | LAMPSURGCEILING-Maquet Inc-PrismAlix |  |  |  | Covered PM Repair - Biomedical | MHHS-TMC
NO | NO |  |  |  | AR-003139 |  | ALM Surgical Equipment Inc. | PRISMALIX |  | AR-003139 | TMC - CHILDRENS - PICU (9HP) | MHHS-TMC |  | Lamp, Surgical, Ceiling |  | AR-003139 |  | TMC |  | TMC - CHILDRENS - PICU (9HP) | [5 empty] | LIGHTS, SURGICAL |  | LAMPSURGCEILING-Maquet Inc-PrismAlix | LAMPSURGCEILING | PrismAlix |  |  |  | Maquet Inc | Lamp, Surgical, Ceiling |  |  | LAMPSURGCEILING-Maquet Inc-PrismAlix |  |  |  | Not Covered Vendor Only - Biomedical | MHHS-TMC
NO | NO | [5 empty] | ALM Surgical Equipment Inc. | PRISMALIX |  | 567307997MP231500401 | TMC - OR - ROBERTSON (2R) | MHHS-TMC |  | Lamp, Surgical, Ceiling |  |  |  | TMC |  | TMC - OR - ROBERTSON (2R) | [5 empty] | LIGHTS, SURGICAL |  | LAMPSURGCEILING-Maquet Inc-PrismAlix | LAMPSURGCEILING | PrismAlix |  |  |  | Maquet Inc | Lamp, Surgical, Ceiling |  |  | LAMPSURGCEILING-Maquet Inc-PrismAlix |  |  |  | Covered PM Repair - Radiology, Low End | MHHS-TMC
YES | YES |  |  |  | 099-09937 | 099-09937 | ALM Surgical Equipment Inc. | PRISMALIX Light |  |  | TMC - OR - PEDI OR (2R) |  |  |  |  | 099-09937 | 099-09937 | TMC | Memorial Hermann-Texas Medical Center | TMC - OR - PEDI OR (2R) | PEDI OR (2R)
YES | YES |  |  |  | 099-09936 | 099-09936 | ALM Surgical Equipment Inc. | PRISMALIX Light |  |  | TMC - OR - PEDI OR (2R) |  |  |  |  | 099-09936 | 099-09936 | TMC | Memorial Hermann-Texas Medical Center | TMC - OR - PEDI OR (2R) | PEDI OR (2R)
YES | YES |  |  |  | 099-09935 | 099-09935 | ALM Surgical Equipment Inc. | PRISMALIX Light |  |  | TMC - OR - PEDI OR (2R) |  |  |  |  | 099-09935 | 099-09935 | TMC | Memorial Hermann-Texas Medical Center | TMC - OR - PEDI OR (2R) | PEDI OR (2R)
NO | NO | [5 empty] | ALM Surgical Equipment Inc. | PRISMATIC |  | E5001DF029894R | NE - OR | MHHS-Northeast |  | Lamp, Surgical, Ceiling |  |  |  | Katy |  | NE - OR | [5 empty] | LIGHTS, SURGICAL |  | LAMPSURGCEILING-ALM-PRISMATIC | LAMPSURGCEILING | PRISMATIC |  |  |  | ALM | Lamp, Surgical, Ceiling |  |  | LAMPSURGCEILING-ALM-PRISMATIC |  |  |  | Covered PM Repair - Biomedical | MHHS-Northeast
NO | NO |  |  |  | 013-13168 |  | ALM Surgical Equipment Inc. | PRISMATIC |  |  | SW - OR | MHHS-Southwest |  | Lamp, Surgical, Ceiling |  | 013-13168 |  | Southwest |  | SW - OR | [5 empty] | LIGHTS, SURGICAL |  | LAMPSURGCEILING-ALM-PRISMATIC | LAMPSURGCEILING | PRISMATIC |  |  |  | ALM | Lamp, Surgical, Ceiling |  |  | LAMPSURGCEILING-ALM-PRISMATIC |  |  |  | Covered PM Repair - Biomedical | MHHS-Southwest
NO | NO |  |  |  | 013-13169 |  | ALM Surgical Equipment Inc. | PRISMATIC |  |  | SW - OR | MHHS-Southwest |  | Lamp, Surgical, Ceiling |  | 013-13169 |  | Southwest |  | SW - OR | [5 empty] | LIGHTS, SURGICAL |  | LAMPSURGCEILING-ALM-PRISMATIC | LAMPSURGCEILING | PRISMATIC |  |  |  | ALM | Lamp, Surgical, Ceiling |  |  | LAMPSURGCEILING-ALM-PRISMATIC |  |  |  | Covered PM Repair - Radiology, High End | MHHS-Southwest
NO | NO |  |  |  | 029-05006 1082115 |  | ALM Surgical Equipment Inc. | PRISMATIC |  | AR032884 | WOODLANDS - OR | MHHS-Woodlands |  | Lamp, Surgical, Ceiling |  | 029-05006 1082115 |  | Woodlands |  | WOODLANDS - OR | [5 empty] | LIGHTS, SURGICAL |  | LAMPSURGCEILING-ALM-PRISMATIC | LAMPSURGCEILING | PRISMATIC |  |  |  | ALM | Lamp, Surgical, Ceiling |  |  | LAMPSURGCEILING-ALM-PRISMATIC |  |  |  | Covered PM Repair - Biomedical | MHHS-Woodlands
NO | NO | [5 empty] | ALM Surgical Equipment Inc. | PRX-4000 |  |  | MEMORIAL CITY - OUTPATIENT SURGERY | MHHS-Mem City | [5 empty] | West & Memorial City |  | MEMORIAL CITY - OUTPATIENT SURGERY | [5 empty] | LIGHTS, SURGICAL |  | .needs class | [13 empty] | Covered PM Repair - Biomedical | MHHS-Mem City
NO | YES | Serial Number Cnf |  |  |  | 041-09049 | ALM Surgical Equipment Inc. | WMX 230-S |  | Cnf | MEMORIAL CITY - CENTRAL SUPPLY | MHHS-Mem City |  |  |  |  | 041-09049 | West | Memorial city hear and vascular - memorial city | MEMORIAL CITY - CENTRAL SUPPLY | Cath lab control |  |  |  |  | WARMING UNITS, MULTIPURPOSE |  | .needs class | [13 empty] | Not Covered Vendor Only - Lab Ana/Anes | MHHS-Mem City
NO | YES | Serial Number Cnf |  |  |  | 041-09051 | ALM Surgical Equipment Inc. | WMX 230-S |  | Cnf | MEMORIAL CITY - CENTRAL SUPPLY | MHHS-Mem City |  |  |  |  | 041-09051 | West | Memorial city hear and vascular - memorial city | MEMORIAL CITY - CENTRAL SUPPLY | Cath lab 2 |  |  |  |  | WARMING UNITS, MULTIPURPOSE |  | .needs class | [13 empty] | Not Covered Vendor Only - Biomedical | MHHS-Mem City
NO | NO | [5 empty] | ALM Surgical Equipment Inc. | WMX 230-S |  |  | MEMORIAL CITY - CATH LAB | MHHS-Mem City | [5 empty] | West & Memorial City |  | MEMORIAL CITY - CATH LAB | [5 empty] | WARMING UNITS, MULTIPURPOSE |  | .needs class | [13 empty] | Not Covered Vendor Only - Lab Ana/Anes | MHHS-Mem City
NO | NO | [5 empty] | ALM Surgical Equipment Inc. | WMX 230-S |  |  | MEMORIAL CITY - CATH LAB | MHHS-Mem City | [5 empty] | West & Memorial City |  | MEMORIAL CITY - CATH LAB | [5 empty] | WARMING UNITS, MULTIPURPOSE |  | .needs class | [13 empty] | Not Covered Vendor Only - Biomedical | MHHS-Mem City
NO | NO | [5 empty] | ALM Surgical Equipment Inc. | WMX 230-S |  |  | MEMORIAL CITY - CATH LAB | MHHS-Mem City | [5 empty] | West & Memorial City |  | MEMORIAL CITY - CATH LAB | [5 empty] | WARMING UNITS, MULTIPURPOSE |  | .needs class | [13 empty] | Not Covered Vendor Only - Biomedical | MHHS-Mem City
NO | NO | [5 empty] | ALM Surgical Equipment Inc. | WMX 770-S |  |  | WOODLANDS - RADIOLOGY | MHHS-Woodlands |  | Warmer, Blanket |  |  |  | Woodlands |  | WOODLANDS - RADIOLOGY | [5 empty] | WARMING UNITS, MULTIPURPOSE |  | WARMERBLANKET-Maquet Inc-WMX770-S | WARMERBLANKET | WMX770-S |  |  |  | Maquet Inc | Warmer, Blanket |  |  | WARMERBLANKET-Maquet Inc-WMX770-S |  |  |  | Not Covered Vendor Only - Biomedical | MHHS-Woodlands
YES | YES | Serial Number Cnf |  |  | 041-09047 | 041-09047 | ALM Surgical Equipment Inc. | WMX230-S |  | CNF | Cath Lab |  |  |  |  | 041-09047 | 041-09047 | West | Memorial Hermann - Memorial City | Cath Lab | Room E9-2151 |  |  |  | Equipment on: HOT
NO | YES | Asset Tag 009-06901 |  |  | 009-06901 | 009-06901 | ALM Surgical Equipment Inc. | XTEN |  | AR020795 | GH-OR | MHHS-Greater Heights |  |  |  | 009-06901 | 009-06901 | Central & Greater Heights | MHHS-Greater Heights | GH-OR |  | 6/19/18 |  |  |  | LIGHTS, SURGICAL |  | .needs class | [10 empty] | 10/31/18 | Finished from Script 3/27/2020 12:11:52pm (Central) |  | Covered PM Repair - Biomedical | MHHS-Greater Heights
NO | YES | Asset Tag 009-06904 |  |  | 009-06904 | 009-06904 | ALM Surgical Equipment Inc. | XTEN |  | AR020692 | GH-OR | MHHS-Greater Heights |  |  |  | 009-06904 | 009-06904 | Central & Greater Heights | MHHS-Greater Heights | GH-OR |  | 6/15/18 |  |  |  | LIGHTS, SURGICAL |  | .needs class | [10 empty] | 4/3/17 | Finished from Script 3/27/2020 12:11:52pm (Central) |  | Covered PM Repair - Biomedical | MHHS-Greater Heights
NO | YES |  |  |  | 009-06905 | 009-06905 | ALM Surgical Equipment Inc. | XTEN |  | AR020796 | GH-OR | MHHS-Greater Heights |  |  |  | 009-06905 | 009-06905 | Central & Greater Heights | MHHS-Greater Heights | GH-OR |  | 9/16/19 |  |  |  | LIGHTS, SURGICAL |  | .needs class | [10 empty] | 4/3/17 | Finished from Script 3/27/2020 12:11:52pm (Central) |  | Covered PM Repair - Biomedical | MHHS-Greater Heights
NO | YES | Asset Tag 009-09116 |  |  | 009-09116 | 009-09116 | ALM Surgical Equipment Inc. | XTEN |  | Already Installed | GH-OR | MHHS-Greater Heights |  |  |  | 009-09116 | 009-09116 | Central & Greater Heights | MHHS-Greater Heights | GH-OR |  | 6/15/18 |  |  |  | LIGHTS, SURGICAL |  | .needs class | [10 empty] | 4/3/17 | Finished from Script 3/27/2020 12:11:52pm (Central) |  | Covered PM Repair - Biomedical | MHHS-Greater Heights
NO | YES |  |  |  | 009-09117 | 009-09117 | ALM Surgical Equipment Inc. | XTEN |  | AR020781 | GH-OR | MHHS-Greater Heights |  |  |  | 009-09117 | 009-09117 | Central & Greater Heights | MHHS-Greater Heights | GH-OR |  | 6/27/18 |  |  |  | LIGHTS, SURGICAL |  | .needs class | [11 empty] | Finished from Script 3/27/2020 12:11:52pm (Central) |  | Covered PM Repair - Biomedical | MHHS-Greater Heights
NO | YES | [5 empty] | ALM Surgical Equipment Inc. | XTEN |  | AR020782 | GH-OR | MHHS-Greater Heights | [5 empty] | Central & Greater Heights | MHHS-Greater Heights | GH-OR |  | 6/27/18 |  |  |  | LIGHTS, SURGICAL |  | .needs class | [10 empty] | 4/3/17 | Finished from Script 3/27/2020 12:11:52pm (Central) |  | Covered PM Repair - Biomedical | MHHS-Greater Heights
NO | NO | [5 empty] | ALM Surgical Equipment Inc. | XTEN |  | AR020717 | GH - OR | MHHS-Greater Heights | [5 empty] | Central & Greater Heights |  | GH - OR | [5 empty] | LIGHTS, SURGICAL |  | .needs class | [13 empty] | Covered PM Repair - Biomedical | MHHS-Greater Heights
NO | NO |  |  |  | 029-09719 |  | Aloka | Prosound 6 |  |  | WOODLANDS - OR | MHHS-Woodlands |  |  |  | 029-09719 |  | Woodlands |  | WOODLANDS - OR | [5 empty] | ULTRASONIC UNITS, DIAGNOSTIC |  | .needs class | [5 empty] | AlokaCoLtd | [7 empty] | Covered PM Repair - Biomedical | MHHS-Woodlands
NO | NO |  |  |  | R-069-ORUS2 |  | Aloka | PROSOUND ALPHA 5SX |  | 203P7772 | TMC - OR - HERMANN (2HP) | MHHS-TMC |  |  |  | R-069-ORUS2 |  | TMC |  | TMC - OR - HERMANN (2HP) | [5 empty] | ULTRASONIC UNITS, DIAGNOSTIC |  | .needs class | [5 empty] | AlokaCoLtd | [7 empty] | Covered PM Repair - Biomedical | MHHS-TMC
YES | YES |  |  |  | 009-34054 | 009-34054 | Aloka Co Ltd |  |  |  | PACU OR |  |  |  |  | 009-34054 | 009-34054 | Southwest | Memorial Hermann Southwest Hospital | PACU OR | Rm 1
YES | YES |  |  |  | 069-49414 | 069-49414 | Aloka Co Ltd |  |  |  | TMC - Jones - GI lab |  |  |  |  | 069-49414 | 069-49414 | TMC | Memorial Hermann-Texas Medical Center | TMC - Jones - GI lab | GI Lab
YES | YES |  |  |  | 069-18526 | 069-18526 | Aloka Co Ltd | IPC-1540 |  | M01313 | TMC - OR - HEREMAN (2HP) |  |  |  |  | 069-18526 | 069-18526 | TMC | Memorial Hermann Texas Medical Center | TMC - OR - HEREMAN (2HP) | S4211 storage
YES | YES |  |  |  | 069-36459 | 069-36459 | Aloka Co Ltd | ProSound Alpha 6 |  | NSN | TMC - OR - HERMANN (2HP) |  |  |  |  | 069-36459 | 069-36459 | TMC | Memorial Hermann-Texas Medical Center | TMC - OR - HERMANN (2HP) | H2/412 Storage
NO | YES | Asset Tag 013-36662 |  |  | 013-36662 | 013-36662 | Aloka Co Ltd | ProSound F75 |  |  | SW Endoscopy |  |  |  |  | 013-36662 | 013-36662 | Southwest | Memorial Hermann Southwest Hospital | SW Endoscopy | SW Endoscopy
YES | YES |  |  |  | 099-08011 | 099-08011 | Aloka Co Ltd | UST-5543 |  |  | TMC - OR - HEREMAN (2HP) |  |  |  |  | 099-08011 | 099-08011 | TMC | Memorial Hermann Texas Medical Center | TMC - OR - HEREMAN (2HP) | S4211 storage
YES | YES |  |  |  | 099-08013 | 099-08013 | Aloka Co Ltd | UST-675P |  |  | TMC - OR - HEREMAN (2HP) |  |  |  |  | 099-08013 | 099-08013 | TMC | Memorial Hermann Texas Medical Center | TMC - OR - HEREMAN (2HP) | S4211 storage |  |  |  | Its in chinese please translate
YES | YES |  |  |  | 099-01839 | 099-01839 | Alpha | 017-751-402 pinnacle Plus 6000T |  |  | Lab |  |  |  |  | 099-01839 | 099-01839 | Katy | Memorial Hermann Convenient Care Center in Summer Creek (Summer Creek CCC) | Lab | Lab
YES | YES |  |  |  | 583-01692 | 583-01692 | Alpha Medical Services | 017-751-042 |  |  | Lab |  |  |  |  | 583-01692 | 583-01692 | Central | Memorial Hermann Greater Heights Hospital | Lab | Chem lab
YES | YES |  |  |  | 099-05703 | 099-05703 | Alpha Medical Services | 017-751-402 |  |  | TMC - HERMANN - COU (1R) |  |  |  |  | 099-05703 | 099-05703 | TMC | Memorial Hermann-Texas Medical Center | TMC - HERMANN - COU (1R) | Chemistry
YES | YES |  |  |  | 099-09317 | 099-09317 | Alpha Medical Services | 017-751-402 |  |  | TMC - HERMANN - COU (1R) |  |  |  |  | 099-09317 | 099-09317 | TMC | Memorial Hermann-Texas Medical Center | TMC - HERMANN - COU (1R) | Chemistry
YES | YES |  |  |  | 099-04800 | 099-04800 | Alpha Medical Services | 017-751-402 Pinnacle Plus 6000T |  |  | PEARLAND - LABORATORY - MAIN |  |  |  |  | 099-04800 | 099-04800 | Pearland | Memorial Hermann Pearland Hospital | PEARLAND - LABORATORY - MAIN | Speciman Processing
YES | YES |  |  |  | 029-10137 | 029-10137 | Alpha Medical Services | Pinnacle plus 6000T |  |  | PEARLAND - LABORATORY - MAIN |  |  |  |  | 029-10137 | 029-10137 | Pearland | Memorial Hermann Pearland Hospital | PEARLAND - LABORATORY - MAIN | Lab | 1/1/20 | 1/1/21
YES | YES |  |  |  | 583-01572 | 583-01572 | Alpha Technics | 017-751-402 Pinacle plus |  |  | MH MG - (MC) - COMPREHENSIVE HEART CARE |  |  |  |  | 583-01572 | 583-01572 | West | Memorial Hermann Medical Group Memorial City Cardiology (#400) | MH MG - (MC) - COMPREHENSIVE HEART CARE | Lab |  |  |  | No TM
NO | YES | Serial Number No Serial Number |  |  | 583-01573 | 583-01573 | Alpha Technics | 017-751-402 Pinacle plus |  | No serial number | MH MG - (MC) - COMPREHENSIVE HEART CARE |  |  |  |  | 583-01573 | 583-01573 | West | Memorial Hermann Medical Group Memorial City Cardiology (#400) | MH MG - (MC) - COMPREHENSIVE HEART CARE | Lab |  |  |  | No p.m.ea
YES | YES |  |  |  | 099-09156 | 099-09156 | Alpha Technologies | 017-751-402 |  |  | TMC - LABORATORY - CHEMISTRY (1R) |  |  |  |  | 099-09156 | 099-09156 | TMC | Memorial Hermann-Texas Medical Center | TMC - LABORATORY - CHEMISTRY (1R) | Chemistry
YES | YES |  |  |  | 005-08625 | 005-08625 | Alpha Technologies | 017-751-402 |  |  | Lab |  |  |  |  | 005-08625 | 005-08625 | Southeast | Memorial Hermann Southeast Hospital | Lab | W2
YES | YES |  |  |  | 099-06466 | 099-06466 | Alpha Technologies | 017-751-402 |  |  | Lab |  |  |  |  | 099-06466 | 099-06466 | Southeast | Memorial Hermann Southeast Hospital | Lab | W2
NO | YES |  |  |  |  | 009-09011 | Alpha Technologies | PINNACLE PLUS 6000T |  |  | Lab | MHHS-Greater Heights |  | Power Supply, UPS |  |  | 009-09011 | Central | Memorial Hermann Greater Heights Hospital | Lab | Chem Lab |  |  |  | No pm sticker | POWER SYSTEMS, UNINTERRUPTIBLE |  | POWERSUPPLYUPS-Alpha Technologies-PinnaclePlus600T | POWERSUPPLYUPS | Pinnacle Plus 6000T |  |  |  | Alpha Technologies | Power Supply, UPS |  | POWERSUPPLYUPS-Alpha Technologies-PinnaclePlus600T |  |  |  |  | Covered PM Repair - Biomedical | MHHS-Greater Heights
YES | YES |  |  |  | 583-01642 | 583-01642 | Alpha Technologies | Pinnacle Plus 6000T |  |  | Laboratory |  |  |  |  | 583-01642 | 583-01642 | Southwest | Memorial Hermann Laboratory | Laboratory | Lab
YES | YES |  |  |  | 041-34827 | 041-34827 | Alpha Technologies | Pinnacle Plus 6000T |  |  | Laboratory |  |  |  |  | 041-34827 | 041-34827 | Southwest | Memorial Hermann Laboratory | Laboratory | Lab
YES | YES | [5 empty] | Alpha Technologies | Pinnacle Plus 6000T |  |  | Laboratory | [6 empty] | Southwest | Memorial Hermann Laboratory | Laboratory | Lab
NO | NO | [5 empty] | Alpha Technologies | PINNACLE PLUS 6000T |  |  | GH - LABORATORY | MHHS-Greater Heights |  | Power Supply, UPS |  |  |  | Central & Greater Heights |  | GH - LABORATORY | [5 empty] | POWER SYSTEMS, UNINTERRUPTIBLE |  | POWERSUPPLYUPS-Alpha Technologies-PinnaclePlus600T | POWERSUPPLYUPS | Pinnacle Plus 6000T |  |  |  | Alpha Technologies | Power Supply, UPS |  | POWERSUPPLYUPS-Alpha Technologies-PinnaclePlus600T |  |  |  |  | Covered PM Repair - Biomedical | MHHS-Greater Heights
NO | NO |  |  |  | 000-03534 |  | AlterG | 400X |  | V400X-3160 | SMR - (KY) - IRONMAN KATY | MHHS-SMR |  | Microscope, Laboratory |  | 000-03534 |  | Katy |  | SMR - (KY) - IRONMAN KATY | [5 empty] | EXERCISERS |  | MICROSCOPELAB-Edmund Scientific-400x | MICROSCOPELAB | 400x |  |  |  | Edmund Scientific | Microscope, Laboratory |  |  | MICROSCOPELAB-Edmund Scientific-400x |  |  |  | Covered PM Repair - Biomedical | MHHS-SMR
NO | YES |  |  |  | 041-33274 | 041-33274 | AlterG | F320 |  | F300-2155 | SMR - (MC) - MC IRONMAN [GARAGE5-STE101] |  |  |  |  | 041-33274 | 041-33274 | West | MHHS-Others | SMR - (MC) - MC IRONMAN [GARAGE5-STE101] | IRONMAN Katy Freeway | [5 empty] | Treadmill | TREADMILL-AlterG-F320 | [12 empty] | TREAD-A | [9 empty] | Treadmill | TREADMILL | Treadmill | AlterG
NO | YES |  |  |  | 142-08985 | 142-08985 | AlterG | Fit Anti Gravity |  | F300-2103 | SMR - (SL) - SL IRONMAN [MP2-STE100] |  |  |  |  | 142-08985 | 142-08985 | Sugar Land | MHHS-Others | SMR - (SL) - SL IRONMAN [MP2-STE100] |  | 3/1/19 | 2/1/20
NO | YES |  |  |  | 069-36758 | 069-36758 | AlterG | Fit Anti Gravity Treadmill |  |  | SMR-(TMC)-Shepherd Square |  |  |  |  | 069-36758 | 069-36758 | Katy | MHHS-Others | SMR-(TMC)-Shepherd Square | Shephard Square |  |  |  | No pm
NO | YES |  |  |  | 069-41926 | 069-41926 | AlterG | M320 |  | F300-0856 | SMR - (TMC) - IRONMAN [MHMP-16FLR] | MHHS-SMR |  | Treadmill |  | 069-41926 | 069-41926 | TMC | MHHS-Others | SMR - (TMC) - IRONMAN [MHMP-16FLR] | Gym | 5/1/19 |  | 5/1/20 |  | TREADMILLS | Treadmill | TREADMILL-AlterG-M320 | TREADMILL | M320 |  |  |  | AlterG | Treadmill |  | TREADMILL-AlterG-M320 |  | 7/7/18 |  | TREAD-A | Clinical Miscellaneous | MHHS-SMR | [7 empty] | Treadmill | TREADMILL | Treadmill | AlterG
NO | NO | [5 empty] | AlterG | M320 |  | FIT00777 | SMR - (TMC) - SHEPHERD SQUARE | MHHS-SMR |  | Treadmill |  |  |  | TMC |  | SMR - (TMC) - SHEPHERD SQUARE | [5 empty] | TREADMILLS |  | TREADMILL-AlterG-M320 | TREADMILL | M320 |  |  |  | AlterG | Treadmill |  | TREADMILL-AlterG-M320 |  |  |  |  | Covered PM Repair - Biomedical | MHHS-SMR
NO | YES |  |  |  | 000-03850 | 000-03850 | AlterG | VIA 400 |  | V400X-3037 | SMR-(WDLS)-Med Plaza 4 (Mp4) | MHHS-SMR |  |  |  | 000-03850 | 000-03850 | Woodlands | MHHS-Others | SMR-(WDLS)-Med Plaza 4 (Mp4) | Sports medicine | 2/1/19 |  | 8/1/20 |  | TREADMILLS |  | .needs class | [5 empty] | AlterG | [7 empty] | Covered PM Repair - Biomedical | MHHS-SMR
NO | NO |  |  |  | 583-01020 |  | Altimate Medical | EASY STAND 5000 |  |  | KATY REHAB - INPATIENT REHAB GYM | MHHS-Katy Rehab |  |  |  | 583-01020 |  | Katy |  | KATY REHAB - INPATIENT REHAB GYM | [5 empty] | INSTRUMENT STAND |  | .needs class | [5 empty] | Altimate Medical Inc | [7 empty] | Covered PM Repair - Biomedical | MHHS-Katy Rehab
NO | NO |  |  |  | 029-09129 |  | Altimate Medical | EASY STAND EVOLV |  | DSC3122284 | TIRR - OP - WOODLANDS (MP2, STE 200) | MHHS-TIRR |  |  |  | 029-09129 |  | Woodlands |  | TIRR - OP - WOODLANDS (MP2, STE 200) | [5 empty] | LIFTS, PATIENT TRANSFER |  | .needs class | [5 empty] | Altimate Medical Inc | [7 empty] | Covered PM Repair - Biomedical | MHHS-TIRR
NO | NO |  |  |  | 029-09230 |  | Altimate Medical | EASY STAND EVOLV |  | V5022597004 | TIRR - WOODLANDS INPATIENT | MHHS-TIRR |  |  |  | 029-09230 |  | Woodlands |  | TIRR - WOODLANDS INPATIENT | [5 empty] | LIFTS, PATIENT TRANSFER |  | .needs class | [5 empty] | Altimate Medical Inc | [7 empty] | Covered PM Repair - Biomedical | MHHS-TIRR
NO | NO |  |  |  | 029-09239 |  | Altimate Medical | EASY STAND P2000 |  |  | TIRR - WOODLANDS INPATIENT | MHHS-TIRR |  |  |  | 029-09239 |  | Woodlands |  | TIRR - WOODLANDS INPATIENT | [5 empty] | LIFTS, PATIENT TRANSFER |  | .needs class | [5 empty] | Altimate Medical Inc | [7 empty] | Covered PM Repair - Biomedical | MHHS-TIRR
YES | YES |  |  |  | 099-14860 | 099-14860 | Altimate Medical Inc | EasyStand |  |  | TIRR - Therapy Gym |  |  |  |  | 099-14860 | 099-14860 | TMC | TIRR Memorial Hermann | TIRR - Therapy Gym | Rehab | [5 empty] | Sit To Stand Assisting Stander | STANDER-Altimate Medical Inc-EasyStand | [22 empty] | Sit To Stand Assisting Stander | STANDER | Sit To Stand Assisting Stander | Altimate Medical Inc
YES | YES |  |  |  | 099-14859 | 099-14859 | Altimate Medical Inc | EasyStand |  |  | TIRR - Therapy Gym |  |  |  |  | 099-14859 | 099-14859 | TMC | TIRR Memorial Hermann | TIRR - Therapy Gym | Rehab | [5 empty] | Sit To Stand Assisting Stander | STANDER-Altimate Medical Inc-EasyStand | [22 empty] | Sit To Stand Assisting Stander | STANDER | Sit To Stand Assisting Stander | Altimate Medical Inc
YES | YES |  |  |  | 099-14858 | 099-14858 | Altimate Medical Inc | EasyStand |  | 011085892100601721V4033301009 | TIRR - Therapy Gym |  |  |  |  | 099-14858 | 099-14858 | TMC | TIRR Memorial Hermann | TIRR - Therapy Gym | Rehab | [5 empty] | Sit To Stand Assisting Stander | STANDER-Altimate Medical Inc-EasyStand | [22 empty] | Sit To Stand Assisting Stander | STANDER | Sit To Stand Assisting Stander | Altimate Medical Inc
NO | NO | [5 empty] | Altronix | AL600ULACM |  |  | WOODLANDS - OR | MHHS-Woodlands | [5 empty] | Woodlands |  | WOODLANDS - OR | [5 empty] | POWER SUPPLIES |  | .needs class |  |  |  |  | .needs class | [8 empty] | Covered PM Repair - Biomedical | MHHS-Woodlands
NO | NO | [5 empty] | Altronix | AL600ULACM |  |  | WOODLANDS - OR | MHHS-Woodlands | [5 empty] | Woodlands |  | WOODLANDS - OR | [5 empty] | POWER SUPPLIES |  | .needs class |  |  |  |  | .needs class | [8 empty] | Covered PM Repair - Biomedical | MHHS-Woodlands
NO | NO | [5 empty] | Altronix | AL600ULACM |  |  | WOODLANDS - OR | MHHS-Woodlands | [5 empty] | Woodlands |  | WOODLANDS - OR | [5 empty] | POWER SUPPLIES |  | .needs class |  |  |  |  | .needs class | [8 empty] | Covered PM Repair - Biomedical | MHHS-Woodlands
NO | NO | [5 empty] | Altronix | AL600ULACM |  |  | WOODLANDS - OR | MHHS-Woodlands | [5 empty] | Woodlands |  | WOODLANDS - OR | [5 empty] | POWER SUPPLIES |  | .needs class |  |  |  |  | .needs class | [8 empty] | Covered PM Repair - Biomedical | MHHS-Woodlands
NO | NO | [5 empty] | Altronix | AL600ULACM |  |  | WOODLANDS - OR | MHHS-Woodlands | [5 empty] | Woodlands |  | WOODLANDS - OR | [5 empty] | POWER SUPPLIES |  | .needs class |  |  |  |  | .needs class | [8 empty] | Covered PM Repair - Biomedical | MHHS-Woodlands
NO | NO | [5 empty] | Altronix | AL600ULACM |  |  | WOODLANDS - OR | MHHS-Woodlands | [5 empty] | Woodlands |  | WOODLANDS - OR | [5 empty] | POWER SUPPLIES |  | .needs class |  |  |  |  | .needs class | [8 empty] | Covered PM Repair - Biomedical | MHHS-Woodlands
YES | YES | Serial Number Cnf |  |  | 041-14447 | 041-14447 | Altronix | CNF |  | CNF | MEMORIAL CITY - Pediatrics |  |  |  |  | 041-14447 | 041-14447 | West | Memorial Hermann Memorial City Medical Center | MEMORIAL CITY - Pediatrics | MEMORIAL CITY - MHT - Pediatrics MH4 403.2 AIDF |  |  |  | 1 time pm sticker
YES | YES | Serial Number Cnf |  |  | 041-14500 | 041-14500 | Altronix | CNF |  | CNF | MEMORIAL CITY - Pediatrics |  |  |  |  | 041-14500 | 041-14500 | West | Memorial Hermann Memorial City Medical Center | MEMORIAL CITY - Pediatrics | MEMORIAL CITY - MHT - Pediatrics MH4 403.2 AIDF |  |  |  | 1 time pm sticker
YES | YES | Serial Number Cnf |  |  | 041-14499 | 041-14499 | Altronix | CNF |  | CNF | MEMORIAL CITY - Pediatrics |  |  |  |  | 041-14499 | 041-14499 | West | Memorial Hermann Memorial City Medical Center | MEMORIAL CITY - Pediatrics | MEMORIAL CITY - MHT - Pediatrics MH4 403.2 AIDF |  |  |  | 1 time pm sticker
NO | NO |  |  |  | S036914 |  | ALung Technologies, Inc. | HEMOLUNG CR4 CONTROLLER |  | S036914 | TMC - MHTMC - NON HOSPITAL-OWNED | MHHS-TMC |  |  |  | S036914 |  | TMC |  | TMC - MHTMC - NON HOSPITAL-OWNED | [5 empty] | HEMODIALYSIS UNITS |  | .needs class | [13 empty] | Covered PM Repair - Biomedical | MHHS-TMC
NO | NO |  |  |  | S038451 |  | ALung Technologies, Inc. | HEMOLUNG CR4 CONTROLLER |  | S038451 | TMC - MHTMC - NON HOSPITAL-OWNED | MHHS-TMC |  |  |  | S038451 |  | TMC |  | TMC - MHTMC - NON HOSPITAL-OWNED | [5 empty] | HEMODIALYSIS UNITS |  | .needs class | [13 empty] | Covered PM Repair - Biomedical | MHHS-TMC
YES | YES | Serial Number Cnf |  |  | 005-01397 | 005-01397 | Amaco | Examier 10 |  | CNF | SE - RESPIRATORY |  |  |  |  | 005-01397 | 005-01397 | Southeast | Memorial Hermann Southeast Hospital | SE - RESPIRATORY | 4th Floor Storage
YES | YES | Serial Number Cnf |  |  | 005-01398 | 005-01398 | Amaco | Examier 10 |  | CNF | SE - RESPIRATORY |  |  |  |  | 005-01398 | 005-01398 | Southeast | Memorial Hermann Southeast Hospital | SE - RESPIRATORY | 4th Floor Storage
YES | YES |  |  |  | 009-33171 | 009-33171 | Amana | A4TXNWFWW01 |  | VS31743781 | SW - ER |  |  |  |  | 009-33171 | 009-33171 | Southwest | Memorial Hermann Southwest | SW - ER | SW - ER
NO | YES |  |  |  | 151-02403 | 151-02403 | AMBCO |  |  |  | MH MG - (CY) - OCCUPATIONAL MEDICINE [MP1-STE180] | MHHS-MG |  | Audiometer |  | 151-02403 | 151-02403 | Northwest | MHHS-MG | MH MG - (CY) - OCCUPATIONAL MEDICINE [MP1-STE180] | Occupational health room C1 705 | 3/1/19 | 3/1/20 |  |  | AUDIOMETERS | Audiometer | AUDIOMETER-Ambco Electronics-2500 | AUDIOMETER |  |  |  |  | Ambco Electronics | Audiometer |  | AUDIOMETER-Ambco Electronics-2500 |  | 5/1/20 |  | A-A | Not Covered Vendor Only - Biomedical | MHHS-MG | [8 empty] | AUDIOMETER | Audiometer | Ambco Electronics
NO | YES |  |  |  | 583-01319 | 583-01319 | AMBCO |  |  |  | MH MG-(KY)-OCC Health Center (Mp1) | MHHS-MG |  | Audiometer |  | 583-01319 | 583-01319 | Katy | MHHS-MG | MH MG-(KY)-OCC Health Center (Mp1) | Audiometer room | 1/1/19 | 1/1/20 |  |  | AUDIOMETERS | Audiometer | AUDIOMETER-Ambco Electronics-2500 | AUDIOMETER |  |  |  |  | Ambco Electronics | Audiometer |  | AUDIOMETER-Ambco Electronics-2500 |  | 5/1/20 |  | A-A | Not Covered Vendor Only - Biomedical | MHHS-MG | [8 empty] | AUDIOMETER | Audiometer | Ambco Electronics
NO | YES |  |  |  | 000-03872 | 000-03872 | AMBCO |  |  |  | MH MG - (SE) - LC CCC - OCC MED | MHHS-MG |  | Audiometer |  | 000-03872 | 000-03872 | Southeast |  | MH MG - (SE) - LC CCC - OCC MED |  | 2/1/19 | 2/1/20 |  |  | AUDIOMETERS | Audiometer | AUDIOMETER-Ambco Electronics-2500 | AUDIOMETER |  |  |  |  | Ambco Electronics | Audiometer |  | AUDIOMETER-Ambco Electronics-2500 |  | 5/1/20 |  | A-A | Not Covered Vendor Only - Biomedical | MHHS-MG | [8 empty] | AUDIOMETER | Audiometer | Ambco Electronics
NO | YES |  |  |  | 029-12374 | 029-12374 | AMBCO |  |  |  | MH MG-(WDLS)-Twl Exec Health (Ste 301) | MHHS-MG |  | Audiometer |  | 029-12374 | 029-12374 | Woodlands | MHHS-MG | MH MG-(WDLS)-Twl Exec Health (Ste 301) | TWL EXEC | 8/1/19 |  | 10/1/20 |  | AUDIOMETERS | Audiometer | AUDIOMETER-Ambco Electronics-2500 | AUDIOMETER |  |  |  |  | Ambco Electronics | Audiometer |  | AUDIOMETER-Ambco Electronics-2500 |  | 5/1/20 |  | A-A | Not Covered Vendor Only - Biomedical | MHHS-MG | [8 empty] | AUDIOMETER | Audiometer | Ambco Electronics
NO | NO |  |  |  | 151-01981 |  | AMBCO |  |  |  | MH MG - (CY) - GOODMAN WALLER | MHHS-MG |  | Audiometer |  | 151-01981 |  | Northwest & Cypress |  | MH MG - (CY) - GOODMAN WALLER | [5 empty] | AUDIOMETERS |  | AUDIOMETER-Ambco Electronics-2500 | AUDIOMETER |  |  |  |  | Ambco Electronics | Audiometer |  | AUDIOMETER-Ambco Electronics-2500 |  |  |  |  | Not Covered Vendor Only - Biomedical | MHHS-MG
NO | YES |  |  |  | 005-04299 | 005-04299 | AMBCO | 650A |  | B06056 | CBC - (SE) - MATTHYS ELEMENTARY SCHOOL | MHHS-Neighborhood Clinics |  | Audiometer, Screener |  | 005-04299 | 005-04299 | Southeast & Bay Area |  | CBC - (SE) - MATTHYS ELEMENTARY SCHOOL |  | 03/28/2019 |  |  |  | AUDIOMETERS |  | AUDIOMETERSCREENER-Ambco Electronics-650 A | AUDIOMETERSCREENER | 650 A |  |  |  | Ambco Electronics | Audiometer, Screener |  |  | AUDIOMETERSCREENER-Ambco Electronics-650 A | 09/27/2020 |  |  | Not Covered Vendor Only - Biomedical | MHHS-Neighborhood Clinics
NO | YES |  |  |  | 000-04370 | 000-04370 | AMBCO | OTO-CHECK |  | AO 01761 | MH MG - (CY) - OCCUPATIONAL MEDICINE [MP1-STE180] | MHHS-MG |  |  |  | 000-04370 | 000-04370 | Northwest | MHHS-MG | MH MG - (CY) - OCCUPATIONAL MEDICINE [MP1-STE180] | Occupational health room C1 705 | 3/1/19 | 3/1/20 |  |  | TEST EQUIPMENT, SIMULATOR |  | .needs class | [5 empty] | Ambco Electronics |  |  |  |  | 8/26/17 |  |  | Covered PM Repair - Biomedical | MHHS-MG
NO | YES |  |  |  | 583-01318 | 583-01318 | AMBCO | OTO-CHECK |  | AO-01732 | MH MG-(KY)-OCC Health Center (Mp1) | MHHS-MG |  |  |  | 583-01318 | 583-01318 | Katy | MHHS-MG | MH MG-(KY)-OCC Health Center (Mp1) | Audiometer room | 1/1/19 | 1/1/20 |  |  | TEST EQUIPMENT, SIMULATOR |  | .needs class | [5 empty] | Ambco Electronics |  |  |  |  | 8/24/17 |  |  | Covered PM Repair - Biomedical | MHHS-MG
NO | YES |  |  |  | 000-03871 | 000-03871 | AMBCO | OTO-CHECK |  | AO 01817 | MH MG - (SE) - LC CCC - OCC MED | MHHS-MG |  |  |  | 000-03871 | 000-03871 | Southeast |  | MH MG - (SE) - LC CCC - OCC MED |  | 2/1/19 | 2/1/20 |  |  | TEST EQUIPMENT, SIMULATOR |  | .needs class | [5 empty] | Ambco Electronics |  |  |  |  | 8/24/17 |  |  | Covered PM Repair - Biomedical | MHHS-MG
NO | YES |  |  |  | 029-12377 | 029-12377 | AMBCO | OTO-CHECK |  | AO 01824 | Woodlands-ER | MHHS-MG |  |  |  | 029-12377 | 029-12377 | Woodlands | MHHS-Woodlands | Woodlands-ER | Storage equipment | 8/1/19 |  | 9/1/20 |  | TEST EQUIPMENT, SIMULATOR |  | .needs class | [5 empty] | Ambco Electronics |  |  |  |  | 8/20/17 |  |  | Covered PM Repair - Biomedical | MHHS-MG
NO | NO |  |  |  | 005-33765 |  | AMBCO | OTO-CHECK |  | AO 01717 | MH MG - (CY) - GOODMAN WALLER | MHHS-MG |  |  |  | 005-33765 |  | Northwest & Cypress |  | MH MG - (CY) - GOODMAN WALLER | [5 empty] | TEST EQUIPMENT, SIMULATOR |  | .needs class | [5 empty] | Ambco Electronics | [7 empty] | Covered PM Repair - Biomedical | MHHS-MG
YES | YES |  |  |  | 929-01173 | 929-01173 | Ambco Electronics | 650 A |  | B 11220 | MH MG - (MC) - MEMORIAL CITY (MP3) |  |  |  |  | 929-01173 | 929-01173 | West | Memorial Hermann Medical Group Memorial City (#100) | MH MG - (MC) - MEMORIAL CITY (MP3) | [6 empty] | Audiometer, Screener | AUDIOMETERSCREENER-Ambco Electronics-650 A | [12 empty] | A-A | [9 empty] | Audiometer, Screener | AUDIOMETERSCREENER | Audiometer, Screener | Ambco Electronics
YES | YES |  |  |  | 029-03911 | 029-03911 | Ambix | Multisync LCD 1980SXi |  |  | West Tower 4 |  |  |  |  | 029-03911 | 029-03911 | Woodlands | Memorial Hermann Hospital Woodlands | West Tower 4 | Nurse Station |  |  |  | Monitor for CIC pro
NO | YES |  |  |  | 013-39042 | 013-39042 | Ambu | AMBU AVIEW 405002000 |  | JANUS2-W08-R10 | SW-ER | MHHS-Southwest |  |  |  | 013-39042 | 013-39042 | Southwest | MHHS-Southwest | SW-ER | EMS Triage 6 Storage | 9/1/19 |  | 9/1/20 | No Plate | BRONCHOSCOPES, FLEXIBLE, VIDEO | Monitor, Video | MONITORVIDEO-Ambu Inc-aView |  |  |  |  | MONITORVIDEO-Ambu Inc-aView | Ambu Inc | [7 empty] | Covered PM Repair - Biomedical | MHHS-Southwest | [8 empty] | MONITORVIDEO | Monitor, Video | Ambu Inc
NO | YES |  |  |  | 069-44418 | 069-44418 | Ambu | AMBU AVIEW 405002000 |  | AM17700229 | TMC-OR-Anesthesia (2Hp) | MHHS-TMC |  |  |  | 069-44418 | 069-44418 | TMC | MHHS-TMC | TMC-OR-Anesthesia (2Hp) |  | 12/20/17 |  |  |  | BRONCHOSCOPES, FLEXIBLE, VIDEO |  | MONITORVIDEO-Ambu Inc-aView |  |  |  |  | MONITORVIDEO-Ambu Inc-aView | Ambu Inc |  |  |  |  | 10/30/19 |  |  | Covered PM Repair - Radiology, Low End | MHHS-TMC
NO | YES |  |  |  | 069-45190 | 069-45190 | Ambu | AMBU AVIEW 405002000 |  | AM17600285 | PEDI OR storage | MHHS-TMC |  |  |  | 069-45190 | 069-45190 | TMC | Memorial Hermann-Texas Medical Center | PEDI OR storage | Equipment room | 3/1/18 |  | 3/1/19 |  | BRONCHOSCOPES, FLEXIBLE, VIDEO |  | MONITORVIDEO-Ambu Inc-aView |  |  |  |  | MONITORVIDEO-Ambu Inc-aView | Ambu Inc | [7 empty] | Covered PM Repair - Radiology, Low End | MHHS-TMC
NO | YES |  |  |  | 069-45189 | 069-45189 | Ambu | AMBU AVIEW 405002000 |  | AM17600151 | TMC-HVI-CVICU (8Hvi) | MHHS-TMC |  |  |  | 069-45189 | 069-45189 | TMC | MHHS-TMC | TMC-HVI-CVICU (8Hvi) | TMC - HVI - CVIMU (8HVI) | 3/1/20 |  | 3/1/21 |  | BRONCHOSCOPES, FLEXIBLE, VIDEO | Monitor, Video | MONITORVIDEO-Ambu Inc-aView |  |  |  |  | MONITORVIDEO-Ambu Inc-aView | Ambu Inc | [7 empty] | Covered PM Repair - Radiology, High End | MHHS-TMC | [8 empty] | MONITORVIDEO | Monitor, Video | Ambu Inc
NO | YES |  |  |  | 069-45371 | 069-45371 | Ambu | AMBU AVIEW 405002000 |  | AM18C00563 | TMC-HVI-CIMU (4Hvi) | MHHS-TMC |  |  |  | 069-45371 | 069-45371 | TMC | MHHS-TMC | TMC-HVI-CIMU (4Hvi) | TMC - HVI - CIMU (4HVI) | 8/1/19 |  |  |  | BRONCHOSCOPES, FLEXIBLE, VIDEO | Monitor, Video | MONITORVIDEO-Ambu Inc-aView |  |  |  |  | MONITORVIDEO-Ambu Inc-aView | Ambu Inc |  |  |  |  | 6/1/14 |  |  | Covered PM Repair - Radiology, Low End | MHHS-TMC | [8 empty] | MONITORVIDEO | Monitor, Video | Ambu Inc
NO | NO |  |  |  | 013-38636 |  | Ambu | AMBU AVIEW 405002000 |  | (01)05707480133154(11)170531(21)AM17500459 | SW - ER | MHHS-Southwest |  |  |  | 013-38636 |  | Southwest |  | SW - ER | [5 empty] | BRONCHOSCOPES, FLEXIBLE, VIDEO |  | MONITORVIDEO-Ambu Inc-aView |  |  |  |  | MONITORVIDEO-Ambu Inc-aView | Ambu Inc | [7 empty] | Covered PM Repair - Biomedical | MHHS-Southwest
NO | NO |  |  |  | 069-44229 |  | Ambu | AMBU AVIEW 405002000 |  | AM16B00036 | TMC - CULLEN - MIMU (2C) | MHHS-TMC |  |  |  | 069-44229 |  | TMC |  | TMC - CULLEN - MIMU (2C) | [5 empty] | BRONCHOSCOPES, FLEXIBLE, VIDEO |  | MONITORVIDEO-Ambu Inc-aView |  |  |  |  | MONITORVIDEO-Ambu Inc-aView | Ambu Inc | [7 empty] | No Coverage Specified | MHHS-TMC
NO | NO |  |  |  | 069-42345 |  | Ambu | AMBU AVIEW 405002000 |  | 069-42345 | TMC - OR - ANESTHESIA (2HP) | MHHS-TMC |  |  |  | 069-42345 |  | TMC |  | TMC - OR - ANESTHESIA (2HP) | [5 empty] | BRONCHOSCOPES, FLEXIBLE, VIDEO |  | MONITORVIDEO-Ambu Inc-aView |  |  |  |  | MONITORVIDEO-Ambu Inc-aView | Ambu Inc | [7 empty] | Covered PM Repair - Biomedical | MHHS-TMC
NO | NO |  |  |  | 069-44417 |  | Ambu | AMBU AVIEW 405002000 |  | AM16200286 | TMC - OR - ANESTHESIA (2HP) | MHHS-TMC |  |  |  | 069-44417 |  | TMC |  | TMC - OR - ANESTHESIA (2HP) | [5 empty] | BRONCHOSCOPES, FLEXIBLE, VIDEO |  | MONITORVIDEO-Ambu Inc-aView |  |  |  |  | MONITORVIDEO-Ambu Inc-aView | Ambu Inc | [7 empty] | Covered PM Repair - Radiology, Low End | MHHS-TMC
NO | NO |  |  |  | 069-44421 |  | Ambu | AMBU AVIEW 405002000 |  | AM17300088 | TMC - OR - ANESTHESIA (2HP) | MHHS-TMC |  |  |  | 069-44421 |  | TMC |  | TMC - OR - ANESTHESIA (2HP) | [5 empty] | BRONCHOSCOPES, FLEXIBLE, VIDEO |  | MONITORVIDEO-Ambu Inc-aView |  |  |  |  | MONITORVIDEO-Ambu Inc-aView | Ambu Inc | [7 empty] | Covered PM Repair - Radiology, Low End | MHHS-TMC
NO | NO |  |  |  | 069-45184 |  | Ambu | AMBU AVIEW 405002000 |  | AM17600212 | TMC - OR - ANESTHESIA (2HP) | MHHS-TMC |  |  |  | 069-45184 |  | TMC |  | TMC - OR - ANESTHESIA (2HP) | [5 empty] | BRONCHOSCOPES, FLEXIBLE, VIDEO |  | MONITORVIDEO-Ambu Inc-aView |  |  |  |  | MONITORVIDEO-Ambu Inc-aView | Ambu Inc | [7 empty] | Covered PM Repair - Radiology, Low End | MHHS-TMC
NO | NO |  |  |  | 069-45197 |  | Ambu | AMBU AVIEW 405002000 |  | AM17600092 | TMC - OR - ANESTHESIA (2HP) | MHHS-TMC |  |  |  | 069-45197 |  | TMC |  | TMC - OR - ANESTHESIA (2HP) | [5 empty] | BRONCHOSCOPES, FLEXIBLE, VIDEO |  | MONITORVIDEO-Ambu Inc-aView |  |  |  |  | MONITORVIDEO-Ambu Inc-aView | Ambu Inc | [7 empty] | Covered PM Repair - Biomedical | MHHS-TMC
NO | NO |  |  |  | 069-45357 |  | Ambu | AMBU AVIEW 405002000 |  | AM14800110 | TMC - RESPIRATORY - ADULT | MHHS-TMC |  |  |  | 069-45357 |  | TMC |  | TMC - RESPIRATORY - ADULT | [5 empty] | BRONCHOSCOPES, FLEXIBLE, VIDEO |  | MONITORVIDEO-Ambu Inc-aView |  |  |  |  | MONITORVIDEO-Ambu Inc-aView | Ambu Inc | [7 empty] | Covered PM Repair - Radiology, Low End | MHHS-TMC
NO | YES |  |  |  | 133-10327 | 133-10327 | Ambu | AMBU AVIEW PORTABLE MONITOR |  | AM17B00093 | Katy-OR | MHHS-Katy |  |  |  | 133-10327 | 133-10327 | Katy | MHHS-Katy | Katy-OR | OR | 5/1/18 | 5/1/19 |  |  | IMAGE STORAGE DEVICES, MONITOR | Monitor, Video | MONITORVIDEO-Ambu Inc-aView |  |  |  |  | MONITORVIDEO-Ambu Inc-aView | Ambu Inc |  |  |  |  | 3/1/17 |  |  | Covered PM Repair - Radiology, Low End | MHHS-Katy | [8 empty] | MONITORVIDEO | Monitor, Video | Ambu Inc
NO | YES |  |  |  | 041-20062 | 041-20062 | Ambu | AMBU AVIEW PORTABLE MONITOR |  | AM16100359 | MEMORIAL CITY - MOR | MHHS-Mem City |  |  |  | 041-20062 | 041-20062 | West | Memorial City - Memorial Hermann Hospital | MEMORIAL CITY - MOR | Hallway |  |  |  | No PM sticker | IMAGE STORAGE DEVICES, MONITOR |  | MONITORVIDEO-Ambu Inc-aView |  |  |  |  | MONITORVIDEO-Ambu Inc-aView | Ambu Inc | [7 empty] | Covered PM Repair - Radiology, Low End | MHHS-Mem City
NO | YES |  |  |  | 041-20063 | 041-20063 | Ambu | AMBU AVIEW PORTABLE MONITOR |  | AM16100339 | MEMORIAL CITY - MOR | MHHS-Mem City |  |  |  | 041-20063 | 041-20063 | West | Memorial City - Memorial Hermann Hospital | MEMORIAL CITY - MOR | Hallway |  |  |  |  | IMAGE STORAGE DEVICES, MONITOR |  | MONITORVIDEO-Ambu Inc-aView |  |  |  |  | MONITORVIDEO-Ambu Inc-aView | Ambu Inc | [7 empty] | Covered PM Repair - Biomedical | MHHS-Mem City
NO | YES |  |  |  | 145-00129 | 145-00129 | Ambu | AMBU AVIEW PORTABLE MONITOR |  | AM14800288 | Pearland-Respiratory Therapy | MHHS-Pearland Hospital |  |  |  | 145-00129 | 145-00129 | Pearland | MHHS-Pearland Hospital | Pearland-Respiratory Therapy |  | 4/1/16 |  |  |  | IMAGE STORAGE DEVICES, MONITOR | Monitor, Video | MONITORVIDEO-Ambu Inc-aView |  |  |  |  | MONITORVIDEO-Ambu Inc-aView | Ambu Inc |  |  |  |  | 9/26/14 |  |  | Covered PM Repair - Radiology, Low End | MHHS-Pearland Hospital | [8 empty] | MONITORVIDEO | Monitor, Video | Ambu Inc
NO | YES |  |  |  | 005-11517 | 005-11517 | Ambu | AMBU AVIEW PORTABLE MONITOR |  | AM14C00091 | SE-Emergency Center | MHHS-Southeast |  |  |  | 005-11517 | 005-11517 | Southeast | MHHS-Southeast | SE-Emergency Center | SE - EMERGENCY CENTER |  |  |  |  | IMAGE STORAGE DEVICES, MONITOR |  | MONITORVIDEO-Ambu Inc-aView |  |  |  |  | MONITORVIDEO-Ambu Inc-aView | Ambu Inc | [7 empty] | Covered PM Repair - Radiology, Low End | MHHS-Southeast
NO | YES |  |  |  | 005-11501 | 005-11501 | Ambu | AMBU AVIEW PORTABLE MONITOR |  | AM15900215 | SE-OR | MHHS-Southeast |  |  |  | 005-11501 | 005-11501 | Southeast | MHHS-Southeast | SE-OR | Hallway |  |  |  | No pm | IMAGE STORAGE DEVICES, MONITOR |  | MONITORVIDEO-Ambu Inc-aView |  |  |  |  | MONITORVIDEO-Ambu Inc-aView | Ambu Inc | [7 empty] | Covered PM Repair - Radiology, Low End | MHHS-Southeast
NO | YES |  |  |  | 013-36620 | 013-36620 | Ambu | AMBU AVIEW PORTABLE MONITOR |  | AM14B00334 | SW-OR | MHHS-Southwest |  |  |  | 013-36620 | 013-36620 | Southwest | MHHS-Southwest | SW-OR | Hallway |  |  |  |  | IMAGE STORAGE DEVICES, MONITOR | Monitor, Video | MONITORVIDEO-Ambu Inc-aView |  |  |  |  | MONITORVIDEO-Ambu Inc-aView | Ambu Inc | [7 empty] | Covered PM Repair - Biomedical | MHHS-Southwest | [8 empty] | MONITORVIDEO | Monitor, Video | Ambu Inc
NO | YES |  |  |  | 013-36625 | 013-36625 | Ambu | AMBU AVIEW PORTABLE MONITOR |  | AM14B00109 | SW-OR | MHHS-Southwest |  |  |  | 013-36625 | 013-36625 | Southwest | MHHS-Southwest | SW-OR | Core B | 9/1/19 |  |  |  | IMAGE STORAGE DEVICES, MONITOR | Monitor, Video | MONITORVIDEO-Ambu Inc-aView |  |  |  |  | MONITORVIDEO-Ambu Inc-aView | Ambu Inc | [7 empty] | Covered PM Repair - Biomedical | MHHS-Southwest | [8 empty] | MONITORVIDEO | Monitor, Video | Ambu Inc
NO | YES |  |  |  | 013-38101 | 013-38101 | Ambu | AMBU AVIEW PORTABLE MONITOR |  | AM16700147 | SW-Respiratory | MHHS-Southwest |  |  |  | 013-38101 | 013-38101 | Southwest | MHHS-Southwest | SW-Respiratory | CVICU RESP | 11/1/19 |  | 11/1/20 |  | IMAGE STORAGE DEVICES, MONITOR | Monitor, Video | MONITORVIDEO-Ambu Inc-aView |  |  |  |  | MONITORVIDEO-Ambu Inc-aView | Ambu Inc | [7 empty] | Covered PM Repair - Biomedical | MHHS-Southwest | [8 empty] | MONITORVIDEO | Monitor, Video | Ambu Inc
NO | YES |  |  |  | 013-38107 | 013-38107 | Ambu | AMBU AVIEW PORTABLE MONITOR |  | AM17400476 | SW-Respiratory | MHHS-Southwest |  |  |  | 013-38107 | 013-38107 | Southwest | MHHS-Southwest | SW-Respiratory | 2nd Floor Respiratory | 2/1/19 |  | 2/1/20 |  | IMAGE STORAGE DEVICES, MONITOR | Monitor, Video | MONITORVIDEO-Ambu Inc-aView |  |  |  |  | MONITORVIDEO-Ambu Inc-aView | Ambu Inc | [7 empty] | Covered PM Repair - Radiology, Low End | MHHS-Southwest | [8 empty] | MONITORVIDEO | Monitor, Video | Ambu Inc
NO | YES |  |  |  | 013-38108 | 013-38108 | Ambu | AMBU AVIEW PORTABLE MONITOR |  | AM17400471 | SW-ICU-Neuro & Stroke | MHHS-Southwest |  |  |  | 013-38108 | 013-38108 | Southwest | MHHS-Southwest | SW-ICU-Neuro & Stroke | Nurses Station - Linen Room | 12/1/18 |  | 12/1/19 |  | IMAGE STORAGE DEVICES, MONITOR | Monitor, Video | MONITORVIDEO-Ambu Inc-aView |  |  |  |  | MONITORVIDEO-Ambu Inc-aView | Ambu Inc |  |  |  |  | 3/1/17 |  |  | Covered PM Repair - Radiology, Low End | MHHS-Southwest | [8 empty] | MONITORVIDEO | Monitor, Video | Ambu Inc
NO | YES |  |  |  | 069-41735 | 069-41735 | Ambu | AMBU AVIEW PORTABLE MONITOR |  | AM15700335 | MIMU | MHHS-TMC |  |  |  | 069-41735 | 069-41735 | TMC | Memorial Hermann TMC | MIMU | Supply RM C2005 | 9/1/17 |  |  |  | IMAGE STORAGE DEVICES, MONITOR | Monitor, Video | MONITORVIDEO-Ambu Inc-aView |  |  |  |  | MONITORVIDEO-Ambu Inc-aView | Ambu Inc | [7 empty] | Covered PM Repair - Biomedical | MHHS-TMC | [8 empty] | MONITORVIDEO | Monitor, Video | Ambu Inc
NO | YES |  |  |  | 069-41736 | 069-41736 | Ambu | AMBU AVIEW PORTABLE MONITOR |  | AM15700304 | ICU | MHHS-TMC |  |  |  | 069-41736 | 069-41736 | TMC | Memorial Hermann-Texas Medical Center | ICU | Storage 509 | 9/1/17 |  |  |  | IMAGE STORAGE DEVICES, MONITOR | Monitor, Video | MONITORVIDEO-Ambu Inc-aView |  |  |  |  | MONITORVIDEO-Ambu Inc-aView | Ambu Inc |  |  |  |  | 4/16/20 |  |  | Not Covered Vendor Only - Rad, Low End | MHHS-TMC | [8 empty] | MONITORVIDEO | Monitor, Video | Ambu Inc
NO | YES |  |  |  | 029-11587 | 029-11587 | Ambu | AMBU AVIEW PORTABLE MONITOR |  | AM16700452 | Woodlands-SICU | MHHS-Woodlands |  |  |  | 029-11587 | 029-11587 | Woodlands | MHHS-Woodlands | Woodlands-SICU | Hallway | 2/1/17 |  |  |  | IMAGE STORAGE DEVICES, MONITOR | Monitor, Video | MONITORVIDEO-Ambu Inc-aView |  |  |  |  | MONITORVIDEO-Ambu Inc-aView | Ambu Inc | [7 empty] | Not Covered Vendor Only - Rad, Low End | MHHS-Woodlands | [8 empty] | MONITORVIDEO | Monitor, Video | Ambu Inc
NO | NO |  |  |  | 041-20731 |  | Ambu | AMBU AVIEW PORTABLE MONITOR |  | AM16600079 | MEMORIAL CITY - ER | MHHS-Mem City |  |  |  | 041-20731 |  | West & Memorial City |  | MEMORIAL CITY - ER | [5 empty] | IMAGE STORAGE DEVICES, MONITOR |  | MONITORVIDEO-Ambu Inc-aView |  |  |  |  | MONITORVIDEO-Ambu Inc-aView | Ambu Inc | [7 empty] | Covered PM Repair - Biomedical | MHHS-Mem City
NO | NO |  |  |  | 013-37726 |  | Ambu | AMBU AVIEW PORTABLE MONITOR |  | AM14B00161 | SW - RESPIRATORY | MHHS-Southwest |  |  |  | 013-37726 |  | Southwest |  | SW - RESPIRATORY | [5 empty] | IMAGE STORAGE DEVICES, MONITOR |  | MONITORVIDEO-Ambu Inc-aView |  |  |  |  | MONITORVIDEO-Ambu Inc-aView | Ambu Inc | [7 empty] | Not Covered Vendor Only - Rad, High End | MHHS-Southwest
NO | NO |  |  |  | 013-38104 |  | Ambu | AMBU AVIEW PORTABLE MONITOR |  | AM17400545 | SW - RESPIRATORY | MHHS-Southwest |  |  |  | 013-38104 |  | Southwest |  | SW - RESPIRATORY | [5 empty] | IMAGE STORAGE DEVICES, MONITOR |  | MONITORVIDEO-Ambu Inc-aView |  |  |  |  | MONITORVIDEO-Ambu Inc-aView | Ambu Inc | [7 empty] | Not Covered Vendor Only - Rad, High End | MHHS-Southwest
NO | NO |  |  |  | 069-42145 |  | Ambu | AMBU AVIEW PORTABLE MONITOR |  | AM16100427 | TMC - HERMANN - STICU (3HP) | MHHS-TMC |  |  |  | 069-42145 |  | TMC |  | TMC - HERMANN - STICU (3HP) | [5 empty] | IMAGE STORAGE DEVICES, MONITOR |  | MONITORVIDEO-Ambu Inc-aView |  |  |  |  | MONITORVIDEO-Ambu Inc-aView | Ambu Inc | [7 empty] | Covered PM Repair - Biomedical | MHHS-TMC
NO | NO |  |  |  | 069-41742 |  | Ambu | AMBU AVIEW PORTABLE MONITOR |  | AM14600156 | TMC - RESPIRATORY - ADULT | MHHS-TMC |  |  |  | 069-41742 |  | TMC |  | TMC - RESPIRATORY - ADULT | [5 empty] | IMAGE STORAGE DEVICES, MONITOR |  | MONITORVIDEO-Ambu Inc-aView |  |  |  |  | MONITORVIDEO-Ambu Inc-aView | Ambu Inc | [7 empty] | Not Covered Vendor Only - Rad, Low End | MHHS-TMC
NO | NO |  |  |  | 069-41743 |  | Ambu | AMBU AVIEW PORTABLE MONITOR |  | AM14900176 | TMC - RESPIRATORY - ADULT | MHHS-TMC |  |  |  | 069-41743 |  | TMC |  | TMC - RESPIRATORY - ADULT | [5 empty] | IMAGE STORAGE DEVICES, MONITOR |  | MONITORVIDEO-Ambu Inc-aView |  |  |  |  | MONITORVIDEO-Ambu Inc-aView | Ambu Inc | [7 empty] | Covered PM Repair - Biomedical | MHHS-TMC
NO | NO |  |  |  | 069-42380 |  | Ambu | AMBU AVIEW PORTABLE MONITOR |  | AM16100429 | TMC - RESPIRATORY - ADULT | MHHS-TMC |  |  |  | 069-42380 |  | TMC |  | TMC - RESPIRATORY - ADULT | [5 empty] | IMAGE STORAGE DEVICES, MONITOR |  | MONITORVIDEO-Ambu Inc-aView |  |  |  |  | MONITORVIDEO-Ambu Inc-aView | Ambu Inc | [7 empty] | Covered PM Repair - Biomedical | MHHS-TMC
NO | NO |  |  |  | 069-42381 |  | Ambu | AMBU AVIEW PORTABLE MONITOR |  | AM16100161 | TMC - RESPIRATORY - ADULT | MHHS-TMC |  |  |  | 069-42381 |  | TMC |  | TMC - RESPIRATORY - ADULT | [5 empty] | IMAGE STORAGE DEVICES, MONITOR |  | MONITORVIDEO-Ambu Inc-aView |  |  |  |  | MONITORVIDEO-Ambu Inc-aView | Ambu Inc | [7 empty] | Covered PM Repair - Biomedical | MHHS-TMC
NO | NO |  |  |  | 069-42583 |  | Ambu | AMBU AVIEW PORTABLE MONITOR |  | 05707480133154(11)190215(21)AM19200105 | TMC - RESPIRATORY - ADULT | MHHS-TMC |  |  |  | 069-42583 |  | TMC |  | TMC - RESPIRATORY - ADULT | [5 empty] | IMAGE STORAGE DEVICES, MONITOR |  | MONITORVIDEO-Ambu Inc-aView |  |  |  |  | MONITORVIDEO-Ambu Inc-aView | Ambu Inc | [7 empty] | Covered PM Repair - Biomedical | MHHS-TMC
NO | YES |  |  |  | 029-09482 | 029-09482 | Ambu | ASCOPE |  | AM14700028 | Woodlands-ER | MHHS-Woodlands |  | Monitor, Video |  | 029-09482 | 029-09482 | Woodlands | MHHS-Woodlands | Woodlands-ER | ER2 | 9/1/19 |  | 9/1/20 |  | MONITORS, VIDEO | Monitor, Video | MONITORVIDEO-Ambu Inc-aScope | MONITORVIDEO | aScope |  |  |  | Ambu Inc | Monitor, Video |  | MONITORVIDEO-Ambu Inc-aScope |  | 6/1/18 |  |  | Not Covered Vendor Only - Biomedical | MHHS-Woodlands | [8 empty] | MONITORVIDEO | Monitor, Video | Ambu Inc
NO | YES |  |  |  | 151-02388 | 151-02388 | Ambu | AVIEW 405001000 |  | AM16700161 | CY-Respiratory Care Services | MHHS-Cypress |  | Monitor, Video |  | 151-02388 | 151-02388 | Northwest | MHHS-Cypress | CY-Respiratory Care Services | M3 380 storage room | 7/1/19 | 1/1/20 |  |  | LARYNGOSCOPES, FLEXIBLE, INTUBATION, VIDEO | Monitor, Video | MONITORVIDEO-Ambu Inc-aView (405001000) | MONITORVIDEO | aView (405001000) |  |  |  | Ambu Inc | Monitor, Video |  |  | MONITORVIDEO-Ambu Inc-aView (405001000) | 11/1/20 |  |  | Not Covered Vendor Only - Biomedical | MHHS-Cypress | [8 empty] | MONITORVIDEO | Monitor, Video | Ambu Inc
NO | YES |  |  |  | 009-10271 | 009-10271 | Ambu | AVIEW 405001000 |  | AM16700469 | GH-Respiratory | MHHS-Greater Heights |  | Monitor, Video |  | 009-10271 | 009-10271 | Central | MHHS-Greater Heights | GH-Respiratory | Respiratory | 9/1/19 |  | 3/1/20 |  | LARYNGOSCOPES, FLEXIBLE, INTUBATION, VIDEO | Monitor, Video | MONITORVIDEO-Ambu Inc-aView (405001000) | MONITORVIDEO | aView (405001000) |  |  |  | Ambu Inc | Monitor, Video |  |  | MONITORVIDEO-Ambu Inc-aView (405001000) | 11/1/20 |  |  | Not Covered Vendor Only - Biomedical | MHHS-Greater Heights | [8 empty] | MONITORVIDEO | Monitor, Video | Ambu Inc
NO | YES |  |  |  | 133-09129 | 133-09129 | Ambu | AVIEW 405001000 |  | AM15500224 | Katy-OR | MHHS-Katy |  | Monitor, Video |  | 133-09129 | 133-09129 | Katy | MHHS-Katy | Katy-OR | Bronchoscopy | 11/1/19 | 5/1/20 |  |  | LARYNGOSCOPES, FLEXIBLE, INTUBATION, VIDEO | Monitor, Video | MONITORVIDEO-Ambu Inc-aView (405001000) | MONITORVIDEO | aView (405001000) |  |  |  | Ambu Inc | Monitor, Video |  |  | MONITORVIDEO-Ambu Inc-aView (405001000) | 11/1/20 |  |  | Not Covered Vendor Only - Biomedical | MHHS-Katy | [8 empty] | MONITORVIDEO | Monitor, Video | Ambu Inc
NO | YES |  |  |  | 142-06926 | 142-06926 | Ambu | AVIEW 405001000 |  | AM16100373 | NE-OR | MHHS-Northeast |  | Monitor, Video |  | 142-06926 | 142-06926 | Katy | MHHS-Northeast | NE-OR | Anesthesis work room | 5/1/19 | 11/1/19 |  |  | LARYNGOSCOPES, FLEXIBLE, INTUBATION, VIDEO | Monitor, Video | MONITORVIDEO-Ambu Inc-aView (405001000) | MONITORVIDEO | aView (405001000) |  |  |  | Ambu Inc | Monitor, Video |  |  | MONITORVIDEO-Ambu Inc-aView (405001000) | 11/1/20 |  |  | Not Covered Vendor Only - Biomedical | MHHS-Northeast | [8 empty] | MONITORVIDEO | Monitor, Video | Ambu Inc
NO | YES |  |  |  | 142-06910 | 142-06910 | Ambu | AVIEW 405001000 |  | AM16300446 | NE-Hemodialysis | MHHS-Northeast |  | Monitor, Video |  | 142-06910 | 142-06910 | Katy | MHHS-Northeast | NE-Hemodialysis | HEMODIALYSIS storage | 6/1/19 | 12/1/19 |  |  | LARYNGOSCOPES, FLEXIBLE, INTUBATION, VIDEO | Monitor, Video | MONITORVIDEO-Ambu Inc-aView (405001000) | MONITORVIDEO | aView (405001000) |  |  |  | Ambu Inc | Monitor, Video |  |  | MONITORVIDEO-Ambu Inc-aView (405001000) | 11/1/20 |  |  | Not Covered Vendor Only - Biomedical | MHHS-Northeast | [8 empty] | MONITORVIDEO | Monitor, Video | Ambu Inc
NO | YES |  |  |  | 029-10198 | 029-10198 | Ambu | AVIEW 405001000 |  | AM15900058 | Woodlands-Anesthesia | MHHS-Woodlands |  | Monitor, Video |  | 029-10198 | 029-10198 | Woodlands | MHHS-Woodlands | Woodlands-Anesthesia |  | 10/1/18 |  | 9/1/20 |  | LARYNGOSCOPES, FLEXIBLE, INTUBATION, VIDEO | Monitor, Video | MONITORVIDEO-Ambu Inc-aView (405001000) | MONITORVIDEO | aView (405001000) |  |  |  | Ambu Inc | Monitor, Video |  |  | MONITORVIDEO-Ambu Inc-aView (405001000) | 11/1/20 |  |  | Not Covered Vendor Only - Biomedical | MHHS-Woodlands | [8 empty] | MONITORVIDEO | Monitor, Video | Ambu Inc
YES | YES |  |  |  | 099-07775 | 099-07775 | Ambu Inc |  |  |  | PEDI OR storage |  |  |  |  | 099-07775 | 099-07775 | TMC | Memorial Hermann-Texas Medical Center | PEDI OR storage | Equipment room
YES | YES |  |  |  | 029-13435 | 029-13435 | Ambu Inc | aView |  |  | Er |  |  |  |  | 029-13435 | 029-13435 | Woodlands | Memorial Hermann Imaging Center - Convenient Care Center in Spring | Er | ER | [5 empty] | Monitor, Video | MONITORVIDEO-Ambu Inc-aView (405001000) | [22 empty] | Monitor, Video | MONITORVIDEO | Monitor, Video | Ambu Inc
YES | YES |  |  |  | 029-13683 | 029-13683 | Ambu Inc | aView |  |  | WOODLANDS - CVICU |  |  |  |  | 029-13683 | 029-13683 | Woodlands | Memorial Hermann The Woodlands Medical Center | WOODLANDS - CVICU | CVICU | [5 empty] | Monitor, Video | MONITORVIDEO-Ambu Inc-aView | [22 empty] | Monitor, Video | MONITORVIDEO | Monitor, Video | Ambu Inc
YES | YES |  |  |  | 099-07631 | 099-07631 | Ambu Inc | aView |  | Am17600210 | SE - UNIT 2B (ONCOLOGY) |  |  |  |  | 099-07631 | 099-07631 | Southeast | Memorial Hermann Southeast Hospital | SE - UNIT 2B (ONCOLOGY) | Occupational Therapy | [5 empty] | Monitor, Video | MONITORVIDEO-Ambu Inc-aView | [22 empty] | Monitor, Video | MONITORVIDEO | Monitor, Video | Ambu Inc
YES | YES |  |  |  | 069-42637 | 069-42637 | Ambu Inc | CNF |  | Ex 423384 | TMC - JONES - ENT CLINIC (JB) |  |  |  |  | 069-42637 | 069-42637 | TMC | Memorial Hermann-Texas Medical Center | TMC - JONES - ENT CLINIC (JB) | Audiology |  |  |  | No pm
YES | YES |  |  |  | 069-48528 | 069-48528 | Ameda Inc | PNW00115 |  |  | TMC - HERMANN - PEDI ER (1HP) |  |  |  |  | 069-48528 | 069-48528 | TMC | Memorial Hermann-Texas Medical Center | TMC - HERMANN - PEDI ER (1HP) | Pedi Nourishment Station | 1/1/20 |  | 1/1/21 | New Add
NO | YES |  |  |  | 133-09194 | 133-09194 | American BioTech Supply (ABS) | ABT-17R |  | WA53302441-1509 | Katy-Postpartum-2W | MHHS-Katy |  |  |  | 133-09194 | 133-09194 | Katy | MHHS-Katy | Katy-Postpartum-2W | W3 220.2 | 11/1/19 | 11/1/20 |  |  | REFRIGERATORS, MORTUARY |  | .needs class |  |  |  |  | .needs class | ABS | [7 empty] | Covered PM Repair - Biomedical | MHHS-Katy
NO | YES |  |  |  | 925-01650 | 925-01650 | American BioTech Supply (ABS) | PH-ABT-HC-UCBI-0404G |  | HQ-ABS-17G5752-1707 | MH MG - (CY) - OCCUPATIONAL MEDICINE [MP1-STE180] | MHHS-MG |  | Refrigerator, Laboratory |  | 925-01650 | 925-01650 | Northwest | MHHS-MG | MH MG - (CY) - OCCUPATIONAL MEDICINE [MP1-STE180] | Nurses station |  | 2/1/20 |  | No pm required | REFRIGERATORS, PHARMACY | Refrigerator, Laboratory | REFRIGERATORLAB-ABS-PH-ABT-HC-UCBI-0404G | REFRIGERATORLAB | PH-ABT-HC-UCBI-0404G |  |  |  | ABS | Refrigerator, Laboratory |  | REFRIGERATORLAB-ABS-PH-ABT-HC-UCBI-0404G |  | 9/2/15 |  | REL-A | Covered PM Repair - Biomedical | MHHS-MG | [8 empty] | REFRIGERATORLAB | Refrigerator, Laboratory | ABS
NO | YES |  |  |  | 925-01651 | 925-01651 | American BioTech Supply (ABS) | PH-ABT-HC-UCBI-0404G |  | HQ-ABS-17G5753-1707 | MH MG - (CY) - OCCUPATIONAL MEDICINE [MP1-STE180] | MHHS-MG |  | Refrigerator, Laboratory |  | 925-01651 | 925-01651 | Northwest | MHHS-MG | MH MG - (CY) - OCCUPATIONAL MEDICINE [MP1-STE180] | Nurses station |  | 2/1/20 |  | No pm required sticker | REFRIGERATORS, PHARMACY | Refrigerator, Laboratory | REFRIGERATORLAB-ABS-PH-ABT-HC-UCBI-0404G | REFRIGERATORLAB | PH-ABT-HC-UCBI-0404G |  |  |  | ABS | Refrigerator, Laboratory |  | REFRIGERATORLAB-ABS-PH-ABT-HC-UCBI-0404G |  | 9/2/15 |  | REL-A | Covered PM Repair - Biomedical | MHHS-MG | [8 empty] | REFRIGERATORLAB | Refrigerator, Laboratory | ABS
NO | YES |  |  |  | 013-38295 | 013-38295 | American BioTech Supply (ABS) | PH-ABT-HC-UCBI-0420 |  | HQ-ABS-17F4337-1706-V52 | MH MG-(SW)-SW Medical Plaza 4 (Mp4) | MHHS-MG |  | Freezer, Laboratory |  | 013-38295 | 013-38295 | Southwest | MHHS-MG | MH MG-(SW)-SW Medical Plaza 4 (Mp4) | Suite 350 | 8/1/19 |  | 8/1/20 |  | FREEZERS, LABORATORY | Freezer, Laboratory | FREEZERLAB-ABS-PH-ABT-HC-UCBI-0420 | FREEZERLAB | PH-ABT-HC-UCBI-0420 |  |  |  | ABS | Freezer, Laboratory |  | FREEZERLAB-ABS-PH-ABT-HC-UCBI-0420 |  |  |  | FL-A | Covered PM Repair - Biomedical | MHHS-MG | [8 empty] | FREEZERLAB | Freezer, Laboratory | ABS
NO | YES |  |  |  | 583-01424 | 583-01424 | American BioTech Supply (ABS) | PH-ABT-SSP-23 |  | ABS-6028674-1804 | MH MG-(KY)-Katy Peds (Mp2) | MHHS-MG |  |  |  | 583-01424 | 583-01424 | Katy | MHHS-MG | MH MG-(KY)-Katy Peds (Mp2) | Lab | 1/1/20 | 1/1/21 |  |  | REFRIGERATORS, LABORATORY |  | .needs class | [5 empty] | ABS |  |  |  |  | 4/1/12 |  |  | Not Covered Vendor Only - Lab Ana/Anes | MHHS-MG
NO | YES |  |  |  | 013-38293 | 013-38293 | American BioTech Supply (ABS) | PH-ABT-SSP-23 |  | ABS-6028705-1706 | MH MG-(SW)-SW Medical Plaza 4 (Mp4) | MHHS-MG |  |  |  | 013-38293 | 013-38293 | Southwest | MHHS-MG | MH MG-(SW)-SW Medical Plaza 4 (Mp4) | Suite 350 | 8/1/19 |  | 8/1/20 |  | REFRIGERATORS, LABORATORY |  | .needs class | [5 empty] | ABS | [7 empty] | Covered PM Repair - Biomedical | MHHS-MG
NO | YES |  |  |  | 013-38294 | 013-38294 | American BioTech Supply (ABS) | PH-ABT-SSP-23 |  | ABS-6028694-1706 | MH MG-(SW)-SW Medical Plaza 4 (Mp4) | MHHS-MG |  |  |  | 013-38294 | 013-38294 | Southwest | MHHS-MG | MH MG-(SW)-SW Medical Plaza 4 (Mp4) | Suite 350 | 8/1/19 |  | 8/1/20 |  | REFRIGERATORS, LABORATORY |  | .needs class | [5 empty] | ABS |  |  |  |  | 3/1/13 |  |  | Covered PM Repair - Biomedical | MHHS-MG
NO | NO | [5 empty] | American BioTech Supply (ABS) | PH-ABT-UCBI-0404 |  | 4094316-1501 | TIRR - RADIOLOGY | MHHS-TIRR | [5 empty] | TMC |  | TIRR - RADIOLOGY | [5 empty] | REFRIGERATORS, PHARMACY |  | .needs class | [5 empty] | ABS | [7 empty] | Covered PM Repair - Biomedical | MHHS-TIRR
YES | YES |  |  |  | 000-02861 | 000-02861 | American Diagnostic Corp |  |  |  | MH MG - (STX) - SOUTH TEXAS - WHARTON |  |  |  |  | 000-02861 | 000-02861 | South | Peds 1 | MH MG - (STX) - SOUTH TEXAS - WHARTON | Injection Room | 2/1/13 | 2/1/14
NO | YES | [5 empty] | American Diagnostic Corp (ADC) | ADVANTAGE 6021SA |  |  | CBC - (NE) - NIMITZ [DUNN ELEMENTARY] | MHHS-Neighborhood Clinics | [5 empty] | Katy |  | CBC - (NE) - NIMITZ [DUNN ELEMENTARY] |  | 09/23/2019 |  |  |  | MONITORS, BEDSIDE, BLOOD PRESSURE |  | MONITORVITALSIGNS-Amer Diag Corp 6021 |  |  |  |  | MONITORVITALSIGNS-Amer Diag Corp 6021 | Amer Diag Corp |  |  |  |  | 10/30/2017 |  |  | Covered PM Repair - Biomedical | MHHS-Neighborhood Clinics
NO | YES |  |  |  | 005-11165 | 005-11165 | American Diagnostic Corp (ADC) | ADVIEW |  | M00066490 | CBC - (SE) - KRUSE CLINIC | MHHS-Neighborhood Clinics |  | Monitor, Vital Signs |  | 005-11165 | 005-11165 | Southeast & Bay Area |  | CBC - (SE) - KRUSE CLINIC |  | 10/31/2019 |  |  |  | MONITORS, BEDSIDE, BLOOD PRESSURE |  | MONITORVITALSIGNS-Amer Diag Corp-ADView | MONITORVITALSIGNS | ADView |  |  |  | Amer Diag Corp | Monitor, Vital Signs |  | MONITORVITALSIGNS-Amer Diag Corp-ADView |  | 10/30/2017 |  |  | Covered PM Repair - Biomedical | MHHS-Neighborhood Clinics
NO | YES | [5 empty] | American Diagnostic Corp (ADC) | DIAGNOSTIX 2100 |  |  | CBC - (NE) - NIMITZ [DUNN ELEMENTARY] | MHHS-Neighborhood Clinics | [5 empty] | Katy |  | CBC - (NE) - NIMITZ [DUNN ELEMENTARY] |  | 07/16/2018 |  |  |  | OXIMETERS, PULSE |  | .needs class | [5 empty] | Amer Diag Corp | [7 empty] | Covered PM Repair - Biomedical | MHHS-Neighborhood Clinics
NO | NO | [5 empty] | American Echo |  |  |  | TMC - CENTRAL MONITORING - HVI (3HVI) | MHHS-TMC | [5 empty] | TMC |  | TMC - CENTRAL MONITORING - HVI (3HVI) | [5 empty] | EXERCISERS |  | .needs class |  |  |  |  | .needs class | [8 empty] | Covered PM Repair - Biomedical | MHHS-TMC
YES | YES |  |  |  | 099-13587 | 099-13587 | American Echo Inc | Medical Positioning Table |  |  | HVI Cardiovascular Imaging |  |  |  |  | 099-13587 | 099-13587 | TMC | Memorial Hermann-Texas Medical Center | HVI Cardiovascular Imaging | Echo 2
YES | YES | Serial Number Cnf |  |  | 069-07860 | 069-07860 | American Electromedics | Lev o gage |  | CNF | Cardiovascular Imaging |  |  |  |  | 069-07860 | 069-07860 | TMC | Memorial Hermann-Texas Medical Center | Cardiovascular Imaging | Echo 3
YES | YES |  |  |  | 133-02036 | 133-02036 | American Medical Sales | 222D |  | 676J E21343 | KATY - OR |  |  |  |  | 133-02036 | 133-02036 | Katy | Memorial Hermann Katy Hospital | KATY - OR | Sterile Core | 12/1/06
YES | YES | Serial Number Cnf |  |  | 133-03201 | 133-03201 | AMerican medical sales | 222D |  | CNF | KATY - OR |  |  |  |  | 133-03201 | 133-03201 | Katy | Memorial Hermann Katy Hospital | KATY - OR | Sterile Core
YES | YES | Serial Number Cnf |  |  | 133-03202 | 133-03202 | AMerican medical sales | 222D |  | CNF | KATY - OR |  |  |  |  | 133-03202 | 133-03202 | Katy | Memorial Hermann Katy Hospital | KATY - OR | Sterile Core
YES | YES | Serial Number Cnf |  |  | 133-03204 | 133-03204 | American Medical Sales Inc | 222D |  | Cnf | KATY - OR |  |  |  |  | 133-03204 | 133-03204 | Katy | Memorial Hermann Katy Hospital | KATY - OR | OR Storage W2 340.4
NO | YES |  |  |  |  | 041-01873 | American Optical Instrument Company | 1036A |  |  | Memorial City-Labor & Delivery | MHHS-Mem City |  | Microscope, Laboratory |  |  | 041-01873 | West | MHHS-Mem City | Memorial City-Labor & Delivery | OB ER in L | 7/1/19 |  |  |  | MICROSCOPES, LIGHT, LABORATORY |  | MICROSCOPELAB-Reichert-1036A | MICROSCOPELAB | 1036A |  |  |  | Reichert Inc | Microscope, Laboratory |  |  | MICROSCOPELAB-Reichert-1036A | 3/5/15 |  |  | Covered PM Repair - Biomedical | MHHS-Mem City
NO | YES | [5 empty] | American Optical Instrument Company | 1110A |  |  | NE-Laboratory | MHHS-Northeast | [5 empty] | Katy | MHHS-Northeast | NE-Laboratory | Pathology | 4/1/19 |  |  |  | MICROSCOPES, LIGHT, LABORATORY | Microscope, Laboratory | MICROSCOPELAB-American Optical-110 |  |  |  |  | MICROSCOPELAB-American Optical-110 | American Optical | [6 empty] | ML-A | Covered PM Repair - Biomedical | MHHS-Northeast | [8 empty] | MICROSCOPELAB | Microscope, Laboratory | American Optical
NO | YES |  |  |  |  | 041-01445 | American Optical Instrument Company | 1130A |  | bf325586 | MEMORIAL CITY - Lab | MHHS-Mem City |  | Microscope, Laboratory |  |  | 041-01445 | West | MEMORIAL CITY - MEMORIAL HERMANN HOSPITAL | MEMORIAL CITY - Lab | Blood Bank |  |  |  |  | MICROSCOPES, LIGHT, LABORATORY |  | MICROSCOPELAB-Leica Micro-1130A | MICROSCOPELAB | 1130A |  |  |  | Leica Micro | Microscope, Laboratory |  |  | MICROSCOPELAB-Leica Micro-1130A |  |  |  | Covered PM Repair - Biomedical | MHHS-Mem City
NO | YES |  |  |  |  | 041-01430 | American Optical Instrument Company | FIFTY |  |  | MEMORIAL CITY - Lab | MHHS-Mem City |  |  |  |  | 041-01430 | West | MEMORIAL CITY - MEMORIAL HERMANN HOSPITAL | MEMORIAL CITY - Lab | Blood Bank |  |  |  |  | MICROSCOPES, LIGHT, LABORATORY |  | .needs class | [5 empty] | American Optical | [7 empty] | Covered PM Repair - Biomedical | MHHS-Mem City
NO | YES |  |  |  | 133-00924 | 133-00924 | American Optical Instrument Company | MICROSTAR |  |  | Katy-Laboratory-Blood Bank | MHHS-Katy |  |  |  | 133-00924 | 133-00924 | Katy | MHHS-Katy | Katy-Laboratory-Blood Bank | Blood bank | 4/1/19 |  |  |  | MICROSCOPES, LIGHT, LABORATORY |  | .needs class | [5 empty] | American Optical |  |  |  |  | 9/11/18 |  |  | Covered PM Repair - Biomedical | MHHS-Katy
NO | NO | [5 empty] | American Optical Instrument Company | SPECTOR |  |  | SW - LABORATORY - BLOOD BANK | MHHS-Southwest | [5 empty] | Southwest |  | SW - LABORATORY - BLOOD BANK | [5 empty] | MICROSCOPES, LIGHT, LABORATORY |  | .needs class | [5 empty] | American Optical | [7 empty] | Covered PM Repair - Biomedical | MHHS-Southwest
NO | NO | [5 empty] | American Optical Instrument Company | SPENCER |  |  | SW - LABORATORY - FLOW CYTOMETRY | MHHS-Southwest |  | Microscope, Laboratory |  |  |  | Southwest |  | SW - LABORATORY - FLOW CYTOMETRY | [5 empty] | MICROSCOPES, LIGHT, LABORATORY |  | MICROSCOPELAB-American Optical-SPENCER | MICROSCOPELAB | SPENCER |  |  |  | American Optical | Microscope, Laboratory |  | MICROSCOPELAB-American Optical-SPENCER |  |  |  |  | Covered PM Repair - Biomedical | MHHS-Southwest
NO | NO |  |  |  | 069-13498 |  | American Optical Instrument Company | STEREO STAR |  |  | TMC - LABORATORY - ANATOMIC PATHOLOGY (2R) | MHHS-TMC |  |  |  | 069-13498 |  | TMC |  | TMC - LABORATORY - ANATOMIC PATHOLOGY (2R) | [5 empty] | MICROSCOPES, LIGHT, LABORATORY |  | .needs class | [5 empty] | American Optical | [7 empty] | Covered PM Repair - Biomedical | MHHS-TMC
NO | YES |  |  |  | 069-44727 | 069-44727 | American Orthopaedic | 0295-200 |  |  | TMC-Jones-Hyperbaric/Wound Care (Jg) |  |  |  |  | 069-44727 | 069-44727 | TMC | MHHS-TMC | TMC-Jones-Hyperbaric/Wound Care (Jg) | Storage room | 4/1/20 |  |  | No pm |  | Saw, Cast | SAWCAST-American Orthopaedic-0295-200 | [22 empty] | Saw, Cast | SAWCAST | Saw, Cast | American Orthopaedic
NO | YES |  |  |  | 151-02510 | 151-02510 | American Orthopedic | 0295-200 |  |  | CY-ER | MHHS-Cypress |  | Saw, Cast |  | 151-02510 | 151-02510 | Northwest | MHHS-Cypress | CY-ER | Equipment storage | 10/1/18 | 10/1/19 |  |  | CAST CUTTERS | Saw, Cast | SAWCAST-American Orthopaedic-0295-200 | SAWCAST | 0295-200 |  |  |  | American Orthopaedic | Saw, Cast |  | SAWCAST-American Orthopaedic-0295-200 |  |  |  |  | Covered PM Repair - Biomedical | MHHS-Cypress | [8 empty] | SAWCAST | Saw, Cast | American Orthopaedic
NO | NO |  |  |  | 009-09564 |  | American Orthopedic | 0295-200 |  |  | GH - ER | MHHS-Greater Heights |  | Saw, Cast |  | 009-09564 |  | Central & Greater Heights |  | GH - ER | [5 empty] | CAST CUTTERS |  | SAWCAST-American Orthopaedic-0295-200 | SAWCAST | 0295-200 |  |  |  | American Orthopaedic | Saw, Cast |  | SAWCAST-American Orthopaedic-0295-200 |  |  |  |  | Covered PM Repair - Biomedical | MHHS-Greater Heights
NO | NO |  |  |  | 009-05870 |  | American Orthopedic | 0295-200 |  |  | GH - OR | MHHS-Greater Heights |  | Saw, Cast |  | 009-05870 |  | Central & Greater Heights |  | GH - OR | [5 empty] | CAST CUTTERS |  | SAWCAST-American Orthopaedic-0295-200 | SAWCAST | 0295-200 |  |  |  | American Orthopaedic | Saw, Cast |  | SAWCAST-American Orthopaedic-0295-200 |  |  |  |  | Not Covered Vendor Only - Biomedical | MHHS-Greater Heights
NO | NO |  |  |  | 013-01571 |  | American Orthopedic | 0295-200 |  |  | SW - OR | MHHS-Southwest |  | Saw, Cast |  | 013-01571 |  | Southwest |  | SW - OR | [5 empty] | CAST CUTTERS |  | SAWCAST-American Orthopaedic-0295-200 | SAWCAST | 0295-200 |  |  |  | American Orthopaedic | Saw, Cast |  | SAWCAST-American Orthopaedic-0295-200 |  |  |  |  | Covered PM Repair - Biomedical | MHHS-Southwest
NO | NO |  |  |  | 069-00705 |  | American Orthopedic | 0295-200 |  |  | TMC - OR - PEDI OR (2R) | MHHS-TMC |  | Saw, Cast |  | 069-00705 |  | TMC |  | TMC - OR - PEDI OR (2R) | [5 empty] | CAST CUTTERS |  | SAWCAST-American Orthopaedic-0295-200 | SAWCAST | 0295-200 |  |  |  | American Orthopaedic | Saw, Cast |  | SAWCAST-American Orthopaedic-0295-200 |  |  |  |  | Covered PM Repair - Radiology, Low End | MHHS-TMC
NO | NO |  |  |  | 069-41147 |  | American Orthopedic | 0295-200 |  |  | TMC - REHAB - OT/PT CLINIC (4J) | MHHS-TMC |  | Saw, Cast |  | 069-41147 |  | TMC |  | TMC - REHAB - OT/PT CLINIC (4J) | [5 empty] | CAST CUTTERS |  | SAWCAST-American Orthopaedic-0295-200 | SAWCAST | 0295-200 |  |  |  | American Orthopaedic | Saw, Cast |  | SAWCAST-American Orthopaedic-0295-200 |  |  |  |  | Covered PM Repair - Radiology, Low End | MHHS-TMC
NO | NO |  |  |  | 069-04900 |  | American Orthopedic | 0295-200 |  |  | TMC - REHAB - THERAPY GYM (JG) | MHHS-TMC |  | Saw, Cast |  | 069-04900 |  | TMC |  | TMC - REHAB - THERAPY GYM (JG) | [5 empty] | CAST CUTTERS |  | SAWCAST-American Orthopaedic-0295-200 | SAWCAST | 0295-200 |  |  |  | American Orthopaedic | Saw, Cast |  | SAWCAST-American Orthopaedic-0295-200 |  |  |  |  | Covered PM Repair - Biomedical | MHHS-TMC
NO | NO |  |  |  | 013-38044 |  | American Orthopedic | 0295-250 |  |  | SW - OR | MHHS-Southwest |  | Vacuum, Cast Saw |  | 013-38044 |  | Southwest |  | SW - OR | [5 empty] | CAST CUTTERS |  | VACUUMCASTSAW-American Orthopaedic-0295-250 | VACUUMCASTSAW | 0295-250 |  |  |  | American Orthopaedic | Vacuum, Cast Saw |  | VACUUMCASTSAW-American Orthopaedic-0295-250 |  |  |  |  | Covered PM Repair - Biomedical | MHHS-Southwest
NO | NO |  |  |  | 009-09584 |  | American Orthopedic | 0295-300 |  |  | GH - ER | MHHS-Greater Heights |  | Vacuum, Cast Saw |  | 009-09584 |  | Central & Greater Heights |  | GH - ER | [5 empty] | CAST CUTTERS |  | VACUUMCASTSAW-American Orthopaedic-0295-300 | VACUUMCASTSAW | 0295-300 |  |  |  | American Orthopaedic | Vacuum, Cast Saw |  | VACUUMCASTSAW-American Orthopaedic-0295-300 |  |  |  |  | Not Covered Vendor Only - Rad, High End | MHHS-Greater Heights
NO | YES |  |  |  | 151-02511 | 151-02511 | American Orthopedic | 0295-400 |  |  | CY-ER | MHHS-Cypress |  | Vacuum, Cast Saw |  | 151-02511 | 151-02511 | Northwest | MHHS-Cypress | CY-ER | Equipment storage | 11/1/19 | 11/1/20 |  |  | CAST CUTTERS | Vacuum, Cast Saw | VACUUMCASTSAW-American Orthopaedic-0295-400 | VACUUMCASTSAW | 0295-400 |  |  |  | American Orthopaedic | Vacuum, Cast Saw |  | VACUUMCASTSAW-American Orthopaedic-0295-400 |  | 6/30/20 |  |  | Not Covered Vendor Only - Rad, High End | MHHS-Cypress | [8 empty] | VACUUMCASTSAW | Vacuum, Cast Saw | American Orthopaedic
NO | YES |  |  |  | 041-16250 | 041-16250 | American Power Conversion (APC) |  |  | AS1333124376 | Memorial city - out patient surgery | MHHS-Mem City |  | Table, Exam |  | 041-16250 | 041-16250 | West and memorial city | Memorial city - memorial herman hospital | Memorial city - out patient surgery | Preop |  |  |  |  | POWER SYSTEMS, UNINTERRUPTIBLE |  | TABLEEXAM-ENOCHS Exam-1000 | TABLEEXAM |  |  |  |  | ENOCHS | Table, Exam |  |  | TABLEEXAM-ENOCHS Exam-1000 |  |  |  | Covered PM Repair - Biomedical | MHHS-Mem City
NO | YES |  |  |  | 005-07982 | 005-07982 | American Power Conversion (APC) |  |  | A50836232375 | SE-Laboratory | MHHS-Southeast |  | Table, Exam |  | 005-07982 | 005-07982 | Southeast | MHHS-Southeast | SE-Laboratory | Lab | 1/1/19 |  |  |  | POWER SYSTEMS, UNINTERRUPTIBLE |  | TABLEEXAM-ENOCHS Exam-1000 | TABLEEXAM |  |  |  |  | ENOCHS | Table, Exam |  |  | TABLEEXAM-ENOCHS Exam-1000 |  |  |  | Covered PM Repair - Biomedical | MHHS-Southeast
NO | NO |  |  |  | 041-18336 |  | American Power Conversion (APC) |  |  | AS0851131177 | MEMORIAL CITY - SLEEP LAB | MHHS-Mem City |  | Table, Exam |  | 041-18336 |  | West & Memorial City |  | MEMORIAL CITY - SLEEP LAB | [5 empty] | POWER SYSTEMS, UNINTERRUPTIBLE |  | TABLEEXAM-ENOCHS Exam-1000 | TABLEEXAM |  |  |  |  | ENOCHS | Table, Exam |  |  | TABLEEXAM-ENOCHS Exam-1000 |  |  |  | Covered PM Repair - Biomedical | MHHS-Mem City
NO | NO |  |  |  | 041-18337 |  | American Power Conversion (APC) |  |  | AS0851131178 | MEMORIAL CITY - SLEEP LAB | MHHS-Mem City |  | Table, Exam |  | 041-18337 |  | West & Memorial City |  | MEMORIAL CITY - SLEEP LAB | [5 empty] | POWER SYSTEMS, UNINTERRUPTIBLE |  | TABLEEXAM-ENOCHS Exam-1000 | TABLEEXAM |  |  |  |  | ENOCHS | Table, Exam |  |  | TABLEEXAM-ENOCHS Exam-1000 |  |  |  | Covered PM Repair - Biomedical | MHHS-Mem City
NO | NO |  |  |  | 013-38138 |  | American Power Conversion (APC) |  |  | AS0902131460 | OPID - (SW) - SOUTHWEST - 433 (MP4) | MHHS-OPID |  | Table, Exam |  | 013-38138 |  | Southwest |  | OPID - (SW) - SOUTHWEST - 433 (MP4) | [5 empty] | POWER SYSTEMS, UNINTERRUPTIBLE |  | TABLEEXAM-ENOCHS Exam-1000 | TABLEEXAM |  |  |  |  | ENOCHS | Table, Exam |  |  | TABLEEXAM-ENOCHS Exam-1000 |  |  |  | Covered PM Repair - Biomedical | MHHS-OPID
NO | NO | [5 empty] | American Power Conversion (APC) |  |  | AS1239222452 | SW - LABORATORY - MICROBIOLOGY | MHHS-Southwest |  | Table, Exam |  |  |  | Southwest |  | SW - LABORATORY - MICROBIOLOGY | [5 empty] | POWER SYSTEMS, UNINTERRUPTIBLE |  | TABLEEXAM-ENOCHS Exam-1000 | TABLEEXAM |  |  |  |  | ENOCHS | Table, Exam |  |  | TABLEEXAM-ENOCHS Exam-1000 |  |  |  | Covered PM Repair - Biomedical | MHHS-Southwest
NO | NO | [5 empty] | American Power Conversion (APC) |  |  | AS1237122906 | SW - LABORATORY - MICROBIOLOGY | MHHS-Southwest |  | Table, Exam |  |  |  | Southwest |  | SW - LABORATORY - MICROBIOLOGY | [5 empty] | POWER SYSTEMS, UNINTERRUPTIBLE |  | TABLEEXAM-ENOCHS Exam-1000 | TABLEEXAM |  |  |  |  | ENOCHS | Table, Exam |  |  | TABLEEXAM-ENOCHS Exam-1000 |  |  |  | Covered PM Repair - Biomedical | MHHS-Southwest
NO | NO |  |  |  | 013-16643 |  | American Power Conversion (APC) |  |  | AS1304114788 | SW - NURSE CALL | MHHS-Southwest |  | Table, Exam |  | 013-16643 |  | Southwest |  | SW - NURSE CALL | [5 empty] | POWER SYSTEMS, UNINTERRUPTIBLE |  | TABLEEXAM-ENOCHS Exam-1000 | TABLEEXAM |  |  |  |  | ENOCHS | Table, Exam |  |  | TABLEEXAM-ENOCHS Exam-1000 |  |  |  | Covered PM Repair - Biomedical | MHHS-Southwest
NO | NO |  |  |  | 069-42238 |  | American Power Conversion (APC) |  |  | AS0732232377 | TMC - CENTRAL MONITORING - HVI (3HVI) | MHHS-TMC |  | Table, Exam |  | 069-42238 |  | TMC |  | TMC - CENTRAL MONITORING - HVI (3HVI) | [5 empty] | POWER SYSTEMS, UNINTERRUPTIBLE |  | TABLEEXAM-ENOCHS Exam-1000 | TABLEEXAM |  |  |  |  | ENOCHS | Table, Exam |  |  | TABLEEXAM-ENOCHS Exam-1000 |  |  |  | Covered PM Repair - Biomedical | MHHS-TMC
NO | NO |  |  |  | 074-03621 |  | American Power Conversion (APC) |  |  |  | TMC - CENTRAL MONITORING - HVI (3HVI) | MHHS-TMC |  | Table, Exam |  | 074-03621 |  | TMC |  | TMC - CENTRAL MONITORING - HVI (3HVI) | [5 empty] | POWER SYSTEMS, UNINTERRUPTIBLE |  | TABLEEXAM-ENOCHS Exam-1000 | TABLEEXAM |  |  |  |  | ENOCHS | Table, Exam |  |  | TABLEEXAM-ENOCHS Exam-1000 |  |  |  | Covered PM Repair - Biomedical | MHHS-TMC
NO | NO |  |  |  | R-069-ORDENTALUPS |  | American Power Conversion (APC) |  |  | AS0930221387 | TMC - OR - HERMANN (2HP) | MHHS-TMC |  | Table, Exam |  | R-069-ORDENTALUPS |  | TMC |  | TMC - OR - HERMANN (2HP) | [5 empty] | POWER SYSTEMS, UNINTERRUPTIBLE |  | TABLEEXAM-ENOCHS Exam-1000 | TABLEEXAM |  |  |  |  | ENOCHS | Table, Exam |  |  | TABLEEXAM-ENOCHS Exam-1000 |  |  |  | Covered PM Repair - Biomedical | MHHS-TMC
NO | NO |  |  |  | 009-08490 |  | American Power Conversion (APC) |  |  | 4B1402P41599 | GH - RESPIRATORY | MHHS-Greater Heights |  | Stainer, Slide |  | 009-08490 |  | Central & Greater Heights |  | GH - RESPIRATORY | [5 empty] | POWER SYSTEMS, UNINTERRUPTIBLE |  | STAINERSLIDE-Geometric Dat-1300 | STAINERSLIDE |  |  |  |  | Geometric Dat | Stainer, Slide |  |  | STAINERSLIDE-Geometric Dat-1300 |  |  |  | Covered PM Repair - Biomedical | MHHS-Greater Heights
NO | YES |  |  |  |  | 041-14122 | American Power Conversion (APC) |  |  | 3B0945X65865 | MEMORIAL CITY - Orthopedics Surgery | MHHS-Mem City |  | Warmer, Radiant, Infant |  |  | 041-14122 | West | Memorial City - Memorial Hermann Hospital | MEMORIAL CITY - Orthopedics Surgery | C-ARM bay |  |  |  |  | POWER SUPPLIES |  | WARMERRADINFANT-Hill-Rom-1500 | WARMERRADINFANT |  |  |  |  | Hill-Rom | Warmer, Radiant, Infant |  |  | WARMERRADINFANT-Hill-Rom-1500 |  |  |  | Covered PM Repair - Biomedical | MHHS-Mem City
NO | YES |  |  |  | 074-05775 | 074-05775 | American Power Conversion (APC) |  |  | 4B172P15587 | TMC-Central Monitoring-Hvi (3Hvi) | MHHS-TMC |  | Warmer, Radiant, Infant |  | 074-05775 | 074-05775 | TMC | MHHS-TMC | TMC-Central Monitoring-Hvi (3Hvi) | Biomedicine | 8/1/19 |  | 8/1/20 |  | POWER SUPPLIES | Warmer, Radiant, Infant | WARMERRADINFANT-Hill-Rom-1500 | WARMERRADINFANT |  |  |  |  | Hill-Rom | Warmer, Radiant, Infant |  |  | WARMERRADINFANT-Hill-Rom-1500 |  |  | WRI-SA | Covered PM Repair - Biomedical | MHHS-TMC | [8 empty] | WARMERRADINFANT | Warmer, Radiant, Infant | Hill-Rom
NO | NO |  |  |  | 009-06729 |  | American Power Conversion (APC) |  |  |  | GH - CANCER CENTER | MHHS-Greater Heights |  | Warmer, Radiant, Infant |  | 009-06729 |  | Central & Greater Heights |  | GH - CANCER CENTER | [5 empty] | POWER SUPPLIES |  | WARMERRADINFANT-Hill-Rom-1500 | WARMERRADINFANT |  |  |  |  | Hill-Rom | Warmer, Radiant, Infant |  |  | WARMERRADINFANT-Hill-Rom-1500 |  |  |  | Covered PM Repair - Biomedical | MHHS-Greater Heights
NO | NO |  |  |  | 009-08489 |  | American Power Conversion (APC) |  |  | 3B1241X17534 | GH - CARDIAC CARE UNIT (CCU) 3N | MHHS-Greater Heights |  | Warmer, Radiant, Infant |  | 009-08489 |  | Central & Greater Heights |  | GH - CARDIAC CARE UNIT (CCU) 3N | [5 empty] | POWER SUPPLIES |  | WARMERRADINFANT-Hill-Rom-1500 | WARMERRADINFANT |  |  |  |  | Hill-Rom | Warmer, Radiant, Infant |  |  | WARMERRADINFANT-Hill-Rom-1500 |  |  |  | Covered PM Repair - Biomedical | MHHS-Greater Heights
NO | NO | [5 empty] | American Power Conversion (APC) |  |  |  | MEMORIAL CITY - MHT - ONCOLOGY | MHHS-Mem City |  | Warmer, Radiant, Infant |  |  |  | West & Memorial City |  | MEMORIAL CITY - MHT - ONCOLOGY | [5 empty] | POWER SUPPLIES |  | WARMERRADINFANT-Hill-Rom-1500 | WARMERRADINFANT |  |  |  |  | Hill-Rom | Warmer, Radiant, Infant |  |  | WARMERRADINFANT-Hill-Rom-1500 |  |  |  | Covered PM Repair - Biomedical | MHHS-Mem City
NO | NO |  |  |  | 005-30115 |  | American Power Conversion (APC) |  |  | BB0645019436 | SE - CLINICAL ENGINEERING | MHHS-Southeast |  | Warmer, Radiant, Infant |  | 005-30115 |  | Southeast & Bay Area |  | SE - CLINICAL ENGINEERING | [5 empty] | POWER SUPPLIES |  | WARMERRADINFANT-Hill-Rom-1500 | WARMERRADINFANT |  |  |  |  | Hill-Rom | Warmer, Radiant, Infant |  |  | WARMERRADINFANT-Hill-Rom-1500 |  |  |  | Covered PM Repair - Biomedical | MHHS-Southeast
NO | NO |  |  |  | 013-95743 |  | American Power Conversion (APC) |  |  | 4B137P37091 | SW - HVI - OR | MHHS-Southwest |  | Warmer, Radiant, Infant |  | 013-95743 |  | Southwest |  | SW - HVI - OR | [5 empty] | POWER SUPPLIES |  | WARMERRADINFANT-Hill-Rom-1500 | WARMERRADINFANT |  |  |  |  | Hill-Rom | Warmer, Radiant, Infant |  |  | WARMERRADINFANT-Hill-Rom-1500 |  |  |  | Covered PM Repair - Biomedical | MHHS-Southwest
NO | NO | [5 empty] | American Power Conversion (APC) |  |  | AS0621122420 | SW - LABORATORY - MICROBIOLOGY | MHHS-Southwest |  | Warmer, Radiant, Infant |  |  |  | Southwest |  | SW - LABORATORY - MICROBIOLOGY | [5 empty] | POWER SUPPLIES |  | WARMERRADINFANT-Hill-Rom-1500 | WARMERRADINFANT |  |  |  |  | Hill-Rom | Warmer, Radiant, Infant |  |  | WARMERRADINFANT-Hill-Rom-1500 |  |  |  | Covered PM Repair - Biomedical | MHHS-Southwest
NO | NO | [5 empty] | American Power Conversion (APC) |  |  | AS0609221922 | SUGAR LAND - CATH LAB | MHHS-Sugarland |  | Warmer, Radiant, Infant |  |  |  | Sugar Land |  | SUGAR LAND - CATH LAB | [5 empty] | POWER SUPPLIES |  | WARMERRADINFANT-Hill-Rom-1500 | WARMERRADINFANT |  |  |  |  | Hill-Rom | Warmer, Radiant, Infant |  |  | WARMERRADINFANT-Hill-Rom-1500 |  |  |  | Covered PM Repair - Biomedical | MHHS-Sugarland
NO | NO |  |  |  | 129-03595 |  | American Power Conversion (APC) |  |  | JB0603007112 | SUGAR LAND - NURSE CALL | MHHS-Sugarland |  | Warmer, Radiant, Infant |  | 129-03595 |  | Sugar Land |  | SUGAR LAND - NURSE CALL | [5 empty] | POWER SUPPLIES |  | WARMERRADINFANT-Hill-Rom-1500 | WARMERRADINFANT |  |  |  |  | Hill-Rom | Warmer, Radiant, Infant |  |  | WARMERRADINFANT-Hill-Rom-1500 |  |  |  | Covered PM Repair - Biomedical | MHHS-Sugarland
NO | NO | [5 empty] | American Power Conversion (APC) |  |  |  | TIRR - BIOMEDICAL SERVICES | MHHS-TIRR |  | Warmer, Radiant, Infant |  |  |  | TMC |  | TIRR - BIOMEDICAL SERVICES | [5 empty] | POWER SUPPLIES |  | WARMERRADINFANT-Hill-Rom-1500 | WARMERRADINFANT |  |  |  |  | Hill-Rom | Warmer, Radiant, Infant |  |  | WARMERRADINFANT-Hill-Rom-1500 |  |  |  | Covered PM Repair - Biomedical | MHHS-TIRR
NO | NO | [5 empty] | American Power Conversion (APC) |  |  | 3902009DSI | TIRR - BIOMEDICAL SERVICES | MHHS-TIRR |  | Warmer, Radiant, Infant |  |  |  | TMC |  | TIRR - BIOMEDICAL SERVICES | [5 empty] | POWER SUPPLIES |  | WARMERRADINFANT-Hill-Rom-1500 | WARMERRADINFANT |  |  |  |  | Hill-Rom | Warmer, Radiant, Infant |  |  | WARMERRADINFANT-Hill-Rom-1500 |  |  |  | Covered PM Repair - Biomedical | MHHS-TIRR
NO | NO |  |  |  | 241-01964 |  | American Power Conversion (APC) |  |  |  | TIRR - PATIENT CARE UNIT 3-C - 2414370 | MHHS-TIRR |  | Warmer, Radiant, Infant |  | 241-01964 |  | TMC |  | TIRR - PATIENT CARE UNIT 3-C - 2414370 | [5 empty] | POWER SUPPLIES |  | WARMERRADINFANT-Hill-Rom-1500 | WARMERRADINFANT |  |  |  |  | Hill-Rom | Warmer, Radiant, Infant |  |  | WARMERRADINFANT-Hill-Rom-1500 |  |  |  | Covered PM Repair - Biomedical | MHHS-TIRR
NO | NO | [5 empty] | American Power Conversion (APC) |  |  |  | TMC - CULLEN - CARDIAC TELEMETRY (5C) | MHHS-TMC |  | Warmer, Radiant, Infant |  |  |  | TMC |  | TMC - CULLEN - CARDIAC TELEMETRY (5C) | [5 empty] | POWER SUPPLIES |  | WARMERRADINFANT-Hill-Rom-1500 | WARMERRADINFANT |  |  |  |  | Hill-Rom | Warmer, Radiant, Infant |  |  | WARMERRADINFANT-Hill-Rom-1500 |  |  |  | Covered PM Repair - Biomedical | MHHS-TMC
NO | NO | [5 empty] | American Power Conversion (APC) |  |  |  | TMC - CULLEN - CARDIAC TELEMETRY (5C) | MHHS-TMC |  | Warmer, Radiant, Infant |  |  |  | TMC |  | TMC - CULLEN - CARDIAC TELEMETRY (5C) | [5 empty] | POWER SUPPLIES |  | WARMERRADINFANT-Hill-Rom-1500 | WARMERRADINFANT |  |  |  |  | Hill-Rom | Warmer, Radiant, Infant |  |  | WARMERRADINFANT-Hill-Rom-1500 |  |  |  | Covered PM Repair - Biomedical | MHHS-TMC
NO | NO | [5 empty] | American Power Conversion (APC) |  |  |  | TMC - CULLEN - GENERAL MEDICINE (3C) | MHHS-TMC |  | Warmer, Radiant, Infant |  |  |  | TMC |  | TMC - CULLEN - GENERAL MEDICINE (3C) | [5 empty] | POWER SUPPLIES |  | WARMERRADINFANT-Hill-Rom-1500 | WARMERRADINFANT |  |  |  |  | Hill-Rom | Warmer, Radiant, Infant |  |  | WARMERRADINFANT-Hill-Rom-1500 |  |  |  | Covered PM Repair - Biomedical | MHHS-TMC
NO | NO |  |  |  | 074-01386 |  | American Power Conversion (APC) |  |  |  | TMC - HVI - CIMU (4HVI) | MHHS-TMC |  | Warmer, Radiant, Infant |  | 074-01386 |  | TMC |  | TMC - HVI - CIMU (4HVI) | [5 empty] | POWER SUPPLIES |  | WARMERRADINFANT-Hill-Rom-1500 | WARMERRADINFANT |  |  |  |  | Hill-Rom | Warmer, Radiant, Infant |  |  | WARMERRADINFANT-Hill-Rom-1500 |  |  |  | Covered PM Repair - Biomedical | MHHS-TMC
NO | NO | [5 empty] | American Power Conversion (APC) |  |  |  | TMC - HVI - CVIMU (8HVI) | MHHS-TMC |  | Warmer, Radiant, Infant |  |  |  | TMC |  | TMC - HVI - CVIMU (8HVI) | [5 empty] | POWER SUPPLIES |  | WARMERRADINFANT-Hill-Rom-1500 | WARMERRADINFANT |  |  |  |  | Hill-Rom | Warmer, Radiant, Infant |  |  | WARMERRADINFANT-Hill-Rom-1500 |  |  |  | Covered PM Repair - Biomedical | MHHS-TMC
NO | NO |  |  |  | 069-45671 |  | American Power Conversion (APC) |  |  | 4B1721P34622 | TMC - HVI - HEART FAILURE ICU (5HVI) | MHHS-TMC |  | Warmer, Radiant, Infant |  | 069-45671 |  | TMC |  | TMC - HVI - HEART FAILURE ICU (5HVI) | [5 empty] | POWER SUPPLIES |  | WARMERRADINFANT-Hill-Rom-1500 | WARMERRADINFANT |  |  |  |  | Hill-Rom | Warmer, Radiant, Infant |  |  | WARMERRADINFANT-Hill-Rom-1500 |  |  |  | Covered PM Repair - Biomedical | MHHS-TMC
NO | NO | [5 empty] | American Power Conversion (APC) |  |  |  | TMC - JONES - NEURO ACUTE CARE (5J) | MHHS-TMC |  | Warmer, Radiant, Infant |  |  |  | TMC |  | TMC - JONES - NEURO ACUTE CARE (5J) | [5 empty] | POWER SUPPLIES |  | WARMERRADINFANT-Hill-Rom-1500 | WARMERRADINFANT |  |  |  |  | Hill-Rom | Warmer, Radiant, Infant |  |  | WARMERRADINFANT-Hill-Rom-1500 |  |  |  | Covered PM Repair - Biomedical | MHHS-TMC
NO | NO | [5 empty] | American Power Conversion (APC) |  |  |  | TMC - JONES - NEURO ACUTE CARE (5J) | MHHS-TMC |  | Warmer, Radiant, Infant |  |  |  | TMC |  | TMC - JONES - NEURO ACUTE CARE (5J) | [5 empty] | POWER SUPPLIES |  | WARMERRADINFANT-Hill-Rom-1500 | WARMERRADINFANT |  |  |  |  | Hill-Rom | Warmer, Radiant, Infant |  |  | WARMERRADINFANT-Hill-Rom-1500 |  |  |  | Not Covered Vendor Only - Biomedical | MHHS-TMC
NO | NO | [5 empty] | American Power Conversion (APC) |  |  |  | TMC - JONES - NEURO ACUTE CARE (5J) | MHHS-TMC |  | Warmer, Radiant, Infant |  |  |  | TMC |  | TMC - JONES - NEURO ACUTE CARE (5J) | [5 empty] | POWER SUPPLIES |  | WARMERRADINFANT-Hill-Rom-1500 | WARMERRADINFANT |  |  |  |  | Hill-Rom | Warmer, Radiant, Infant |  |  | WARMERRADINFANT-Hill-Rom-1500 |  |  |  | Not Covered Vendor Only - Biomedical | MHHS-TMC
NO | NO |  |  |  | 069-35107 |  | American Power Conversion (APC) |  |  | 4B1335P33043 | TMC - MHTMC - CLINICAL ENGINEERING | MHHS-TMC |  | Warmer, Radiant, Infant |  | 069-35107 |  | TMC |  | TMC - MHTMC - CLINICAL ENGINEERING | [5 empty] | POWER SUPPLIES |  | WARMERRADINFANT-Hill-Rom-1500 | WARMERRADINFANT |  |  |  |  | Hill-Rom | Warmer, Radiant, Infant |  |  | WARMERRADINFANT-Hill-Rom-1500 |  |  |  | Not Covered Vendor Only - Biomedical | MHHS-TMC
NO | NO |  |  |  | 069-30142 |  | American Power Conversion (APC) |  |  | 8B0806R25144 | TMC - MHTMC - NURSE CALL | MHHS-TMC |  | Warmer, Radiant, Infant |  | 069-30142 |  | TMC |  | TMC - MHTMC - NURSE CALL | [5 empty] | POWER SUPPLIES |  | WARMERRADINFANT-Hill-Rom-1500 | WARMERRADINFANT |  |  |  |  | Hill-Rom | Warmer, Radiant, Infant |  |  | WARMERRADINFANT-Hill-Rom-1500 |  |  |  | Not Covered Vendor Only - Biomedical | MHHS-TMC
NO | NO |  |  |  | 069-42231 |  | American Power Conversion (APC) |  |  | NA | TMC - MHTMC - NURSE CALL | MHHS-TMC |  | Warmer, Radiant, Infant |  | 069-42231 |  | TMC |  | TMC - MHTMC - NURSE CALL | [5 empty] | POWER SUPPLIES |  | WARMERRADINFANT-Hill-Rom-1500 | WARMERRADINFANT |  |  |  |  | Hill-Rom | Warmer, Radiant, Infant |  |  | WARMERRADINFANT-Hill-Rom-1500 |  |  |  | Covered PM Repair - Biomedical | MHHS-TMC
NO | NO |  |  |  | 069-42231 |  | American Power Conversion (APC) |  |  |  | TMC - MHTMC - NURSE CALL | MHHS-TMC |  | Warmer, Radiant, Infant |  | 069-42231 |  | TMC |  | TMC - MHTMC - NURSE CALL | [5 empty] | POWER SUPPLIES |  | WARMERRADINFANT-Hill-Rom-1500 | WARMERRADINFANT |  |  |  |  | Hill-Rom | Warmer, Radiant, Infant |  |  | WARMERRADINFANT-Hill-Rom-1500 |  |  |  | Covered PM Repair - Biomedical | MHHS-TMC
NO | NO |  |  |  | 074-01386 |  | American Power Conversion (APC) |  |  |  | TMC - MHTMC - NURSE CALL | MHHS-TMC |  | Warmer, Radiant, Infant |  | 074-01386 |  | TMC |  | TMC - MHTMC - NURSE CALL | [5 empty] | POWER SUPPLIES |  | WARMERRADINFANT-Hill-Rom-1500 | WARMERRADINFANT |  |  |  |  | Hill-Rom | Warmer, Radiant, Infant |  |  | WARMERRADINFANT-Hill-Rom-1500 |  |  |  | Covered PM Repair - Biomedical | MHHS-TMC
NO | NO | [5 empty] | American Power Conversion (APC) |  |  |  | TMC - MHTMC - NURSE CALL | MHHS-TMC |  | Warmer, Radiant, Infant |  |  |  | TMC |  | TMC - MHTMC - NURSE CALL | [5 empty] | POWER SUPPLIES |  | WARMERRADINFANT-Hill-Rom-1500 | WARMERRADINFANT |  |  |  |  | Hill-Rom | Warmer, Radiant, Infant |  |  | WARMERRADINFANT-Hill-Rom-1500 |  |  |  | Covered PM Repair - Biomedical | MHHS-TMC
NO | NO | [5 empty] | American Power Conversion (APC) |  |  |  | TMC - MHTMC - NURSE CALL | MHHS-TMC |  | Warmer, Radiant, Infant |  |  |  | TMC |  | TMC - MHTMC - NURSE CALL | [5 empty] | POWER SUPPLIES |  | WARMERRADINFANT-Hill-Rom-1500 | WARMERRADINFANT |  |  |  |  | Hill-Rom | Warmer, Radiant, Infant |  |  | WARMERRADINFANT-Hill-Rom-1500 |  |  |  | Covered PM Repair - Biomedical | MHHS-TMC
NO | NO | [5 empty] | American Power Conversion (APC) |  |  |  | TMC - MHTMC - NURSE CALL | MHHS-TMC |  | Warmer, Radiant, Infant |  |  |  | TMC |  | TMC - MHTMC - NURSE CALL | [5 empty] | POWER SUPPLIES |  | WARMERRADINFANT-Hill-Rom-1500 | WARMERRADINFANT |  |  |  |  | Hill-Rom | Warmer, Radiant, Infant |  |  | WARMERRADINFANT-Hill-Rom-1500 |  |  |  | Covered PM Repair - Biomedical | MHHS-TMC
NO | NO | [5 empty] | American Power Conversion (APC) |  |  | BB0714011768 | TMC - MHTMC - NURSE CALL | MHHS-TMC |  | Warmer, Radiant, Infant |  |  |  | TMC |  | TMC - MHTMC - NURSE CALL | [5 empty] | POWER SUPPLIES |  | WARMERRADINFANT-Hill-Rom-1500 | WARMERRADINFANT |  |  |  |  | Hill-Rom | Warmer, Radiant, Infant |  |  | WARMERRADINFANT-Hill-Rom-1500 |  |  |  | Covered PM Repair - Biomedical | MHHS-TMC
NO | NO | [5 empty] | American Power Conversion (APC) |  |  |  | X - READY FOR DELETION | MHHS-TIRR |  | Warmer, Radiant, Infant |  |  |  | TMC |  | X - READY FOR DELETION | [5 empty] | POWER SUPPLIES |  | WARMERRADINFANT-Hill-Rom-1500 | WARMERRADINFANT |  |  |  |  | Hill-Rom | Warmer, Radiant, Infant |  |  | WARMERRADINFANT-Hill-Rom-1500 |  |  |  | Covered PM Repair - Biomedical | MHHS-TIRR
NO | NO |  |  |  | 029-06114 |  | American Power Conversion (APC) |  |  | 8B0842R46294 | WOODLANDS - RADIOLOGY | MHHS-Woodlands |  | Warmer, Radiant, Infant |  | 029-06114 |  | Woodlands |  | WOODLANDS - RADIOLOGY | [5 empty] | POWER SUPPLIES |  | WARMERRADINFANT-Hill-Rom-1500 | WARMERRADINFANT |  |  |  |  | Hill-Rom | Warmer, Radiant, Infant |  |  | WARMERRADINFANT-Hill-Rom-1500 |  |  |  | Covered PM Repair - Biomedical | MHHS-Woodlands
NO | NO |  |  |  | 029-11855 |  | American Power Conversion (APC) |  |  | 4B1639P27786 | WOODLANDS - TERRAMONT ER (CLINIC) | MHHS-Woodlands |  | Warmer, Radiant, Infant |  | 029-11855 |  | Woodlands |  | WOODLANDS - TERRAMONT ER (CLINIC) | [5 empty] | POWER SUPPLIES |  | WARMERRADINFANT-Hill-Rom-1500 | WARMERRADINFANT |  |  |  |  | Hill-Rom | Warmer, Radiant, Infant |  |  | WARMERRADINFANT-Hill-Rom-1500 |  |  |  | Covered PM Repair - Biomedical | MHHS-Woodlands
NO | NO | [5 empty] | American Power Conversion (APC) |  |  |  | WOODLANDS - TERRAMONT ER (CLINIC) | MHHS-Woodlands |  | Warmer, Radiant, Infant |  |  |  | Woodlands |  | WOODLANDS - TERRAMONT ER (CLINIC) | [5 empty] | POWER SUPPLIES |  | WARMERRADINFANT-Hill-Rom-1500 | WARMERRADINFANT |  |  |  |  | Hill-Rom | Warmer, Radiant, Infant |  |  | WARMERRADINFANT-Hill-Rom-1500 |  |  |  | Covered PM Repair - Biomedical | MHHS-Woodlands
NO | NO |  |  |  | 074-04669 |  | American Power Conversion (APC) |  |  | 3B0651X57779 | TMC - CATH LAB - ADULT (2HVI) | MHHS-TMC |  | Warming Cabinet |  | 074-04669 |  | TMC |  | TMC - CATH LAB - ADULT (2HVI) | [5 empty] | POWER SYSTEMS, UNINTERRUPTIBLE |  | WARMINGCABINET-Enthermics Med-350 | WARMINGCABINET |  |  |  |  | Enthermics Med | Warming Cabinet |  |  | WARMINGCABINET-Enthermics Med-350 |  |  |  | Covered PM Repair - Biomedical | MHHS-TMC
NO | NO |  |  |  | 077-08109 |  | American Power Conversion (APC) |  |  | 3b0636x57669 | TMC - CHILDRENS - NICU/SCU (8HP) | MHHS-TMC |  | Warming Cabinet |  | 077-08109 |  | TMC |  | TMC - CHILDRENS - NICU/SCU (8HP) | [5 empty] | POWER SYSTEMS, UNINTERRUPTIBLE |  | WARMINGCABINET-Enthermics Med-350 | WARMINGCABINET |  |  |  |  | Enthermics Med | Warming Cabinet |  |  | WARMINGCABINET-Enthermics Med-350 |  |  |  | Covered PM Repair - Biomedical | MHHS-TMC
NO | NO |  |  |  | 077-06356 |  | American Power Conversion (APC) |  |  | 3B0752X22520 | TMC - MHTMC - NURSE CALL | MHHS-TMC |  | Warming Cabinet |  | 077-06356 |  | TMC |  | TMC - MHTMC - NURSE CALL | [5 empty] | POWER SYSTEMS, UNINTERRUPTIBLE |  | WARMINGCABINET-Enthermics Med-350 | WARMINGCABINET |  |  |  |  | Enthermics Med | Warming Cabinet |  |  | WARMINGCABINET-Enthermics Med-350 |  |  |  | Covered PM Repair - Biomedical | MHHS-TMC
NO | YES |  |  |  | 133-10204 | 133-10204 | American Power Conversion (APC) |  |  | 5S1745T75764 | Katy-IMU | MHHS-Katy |  | Scale, Infant |  | 133-10204 | 133-10204 | Katy | MHHS-Katy | Katy-IMU | IMU | 11/1/19 | 11/1/20 |  |  | POWER SYSTEMS, UNINTERRUPTIBLE | Scale, Infant | SCALEINFANT-Detecto Scale-450 | SCALEINFANT |  |  |  |  | Detecto Scale | Scale, Infant |  |  | SCALEINFANT-Detecto Scale-450 |  |  | SI-A | Covered PM Repair - Biomedical | MHHS-Katy | [8 empty] | SCALEINFANT | Scale, Infant | Detecto Scale
NO | YES |  |  |  | 133-09698 | 133-09698 | American Power Conversion (APC) |  |  | 5S1528T29397 | Katy-Central Supply | MHHS-Katy |  | Scale, Infant |  | 133-09698 | 133-09698 | Katy | MHHS-Katy | Katy-Central Supply | Telemetry IMU | 11/1/19 | 11/1/20 |  |  | POWER SYSTEMS, UNINTERRUPTIBLE | Scale, Infant | SCALEINFANT-Detecto Scale-450 | SCALEINFANT |  |  |  |  | Detecto Scale | Scale, Infant |  |  | SCALEINFANT-Detecto Scale-450 |  |  | SI-A | Covered PM Repair - Biomedical | MHHS-Katy | [8 empty] | SCALEINFANT | Scale, Infant | Detecto Scale
NO | NO |  |  |  | 077-09740 |  | American Power Conversion (APC) |  |  | 5S1826T20136 | TMC - CHILDRENS - CCN (10HP) | MHHS-TMC |  | Scale, Infant |  | 077-09740 |  | TMC |  | TMC - CHILDRENS - CCN (10HP) | [5 empty] | POWER SYSTEMS, UNINTERRUPTIBLE |  | SCALEINFANT-Detecto Scale-450 | SCALEINFANT |  |  |  |  | Detecto Scale | Scale, Infant |  |  | SCALEINFANT-Detecto Scale-450 |  |  |  | Covered PM Repair - Biomedical | MHHS-TMC
NO | NO |  |  |  | 074-00861 |  | American Power Conversion (APC) |  |  | 3B1131X20972 | TMC - MHTMC - NURSE CALL | MHHS-TMC |  | Scale, Infant |  | 074-00861 |  | TMC |  | TMC - MHTMC - NURSE CALL | [5 empty] | POWER SYSTEMS, UNINTERRUPTIBLE |  | SCALEINFANT-Detecto Scale-450 | SCALEINFANT |  |  |  |  | Detecto Scale | Scale, Infant |  |  | SCALEINFANT-Detecto Scale-450 |  |  |  | Covered PM Repair - Biomedical | MHHS-TMC
NO | NO | [5 empty] | American Power Conversion (APC) |  |  | AB0242161078 | SW - NICU | MHHS-Southwest |  | Treadmill |  |  |  | Southwest |  | SW - NICU | [5 empty] | POWER SUPPLIES |  | TREADMILL-True Fitness-600 | TREADMILL |  |  |  |  | True Fitness | Treadmill |  |  | TREADMILL-True Fitness-600 |  |  |  | Covered PM Repair - Biomedical | MHHS-Southwest
NO | NO |  |  |  | 041-32758 |  | American Power Conversion (APC) |  |  | 3B1808X10461 | MEMORIAL CITY - TELEMETRY | MHHS-Mem City |  | Power Supply, UPS |  | 041-32758 |  | West & Memorial City |  | MEMORIAL CITY - TELEMETRY | [5 empty] | POWER SYSTEMS, UNINTERRUPTIBLE |  | POWERSUPPLYUPS-APC-650 | POWERSUPPLYUPS |  |  |  |  | APC | Power Supply, UPS |  | POWERSUPPLYUPS-APC-650 |  |  |  |  | Not Covered Vendor Only - Biomedical | MHHS-Mem City
NO | NO |  |  |  | 069-43121 |  | American Power Conversion (APC) |  |  | 4B1645P20751 | TMC - MHTMC - NURSE CALL | MHHS-TMC |  | Power Supply, UPS |  | 069-43121 |  | TMC |  | TMC - MHTMC - NURSE CALL | [5 empty] | POWER SYSTEMS, UNINTERRUPTIBLE |  | POWERSUPPLYUPS-APC-650 | POWERSUPPLYUPS |  |  |  |  | APC | Power Supply, UPS |  | POWERSUPPLYUPS-APC-650 |  |  |  |  | Not Covered Vendor Only - Biomedical | MHHS-TMC
NO | NO |  |  |  | 069-43122 |  | American Power Conversion (APC) |  |  | 4B1645P20752 | TMC - MHTMC - NURSE CALL | MHHS-TMC |  | Power Supply, UPS |  | 069-43122 |  | TMC |  | TMC - MHTMC - NURSE CALL | [5 empty] | POWER SYSTEMS, UNINTERRUPTIBLE |  | POWERSUPPLYUPS-APC-650 | POWERSUPPLYUPS |  |  |  |  | APC | Power Supply, UPS |  | POWERSUPPLYUPS-APC-650 |  |  |  |  | Not Covered Vendor Only - Biomedical | MHHS-TMC
NO | NO | [5 empty] | American Power Conversion (APC) |  |  | NM9850073219 | TMC - OR - HERMANN (2HP) | MHHS-TMC |  | Power Supply, UPS |  |  |  | TMC |  | TMC - OR - HERMANN (2HP) | [5 empty] | POWER SYSTEMS, UNINTERRUPTIBLE |  | POWERSUPPLYUPS-APC-650 | POWERSUPPLYUPS |  |  |  |  | APC | Power Supply, UPS |  | POWERSUPPLYUPS-APC-650 |  |  |  |  | Not Covered Vendor Only - Biomedical | MHHS-TMC
NO | YES |  |  |  | 029-10794 | 029-10794 | American Power Conversion (APC) |  |  | 3S1515X07192 | Woodlands-Birth Center | MHHS-Woodlands |  | Visual Field Plotters |  | 029-10794 | 029-10794 | Woodlands | MHHS-Woodlands | Woodlands-Birth Center | Nurse station 2 | 9/1/19 |  | 9/1/20 |  | POWER SYSTEMS, UNINTERRUPTIBLE |  | MISCELLANEOUS-Humphrey Inst-750 | MISCELLANEOUS |  |  |  |  | Humphrey Inst | Visual Field Plotters |  |  | MISCELLANEOUS-Humphrey Inst-750 |  |  |  | Covered PM Repair - Biomedical | MHHS-Woodlands
NO | NO |  |  |  | 133-08610 |  | American Power Conversion (APC) |  |  | AS1337111570 | KATY - CATH LAB | MHHS-Katy |  | Visual Field Plotters |  | 133-08610 |  | Katy |  | KATY - CATH LAB | [5 empty] | POWER SYSTEMS, UNINTERRUPTIBLE |  | MISCELLANEOUS-Humphrey Inst-750 | MISCELLANEOUS |  |  |  |  | Humphrey Inst | Visual Field Plotters |  |  | MISCELLANEOUS-Humphrey Inst-750 |  |  |  | Covered PM Repair - Biomedical | MHHS-Katy
NO | NO | [5 empty] | American Power Conversion (APC) |  |  |  | TMC - MHTMC - NURSE CALL | MHHS-TMC |  | Visual Field Plotters |  |  |  | TMC |  | TMC - MHTMC - NURSE CALL | [5 empty] | POWER SYSTEMS, UNINTERRUPTIBLE |  | MISCELLANEOUS-Humphrey Inst-750 | MISCELLANEOUS |  |  |  |  | Humphrey Inst | Visual Field Plotters |  |  | MISCELLANEOUS-Humphrey Inst-750 |  |  |  | Covered PM Repair - Biomedical | MHHS-TMC
NO | NO |  |  |  | 029-10470 |  | American Power Conversion (APC) |  |  | 3S1515X07038 | WOODLANDS - PCU6 | MHHS-Woodlands |  | Visual Field Plotters |  | 029-10470 |  | Woodlands |  | WOODLANDS - PCU6 | [5 empty] | POWER SYSTEMS, UNINTERRUPTIBLE |  | MISCELLANEOUS-Humphrey Inst-750 | MISCELLANEOUS |  |  |  |  | Humphrey Inst | Visual Field Plotters |  |  | MISCELLANEOUS-Humphrey Inst-750 |  |  |  | Covered PM Repair - Biomedical | MHHS-Woodlands
NO | NO |  |  |  | 074-05681 |  | American Power Conversion (APC) | BACK-UPS 400 |  | 9B1725A05344 | TMC - HVI - CVICU (8HVI) | MHHS-TMC |  | Power Supply, UPS |  | 074-05681 |  | TMC |  | TMC - HVI - CVICU (8HVI) | [5 empty] | POWER SYSTEMS, UNINTERRUPTIBLE |  | POWERSUPPLYUPS-APC-BackUPS 400 | POWERSUPPLYUPS | BackUPS 400 |  |  |  | APC | Power Supply, UPS |  |  | POWERSUPPLYUPS-APC-BackUPS 400 |  |  |  | Not Covered Vendor Only - Biomedical | MHHS-TMC
NO | NO |  |  |  | 069-45360 |  | American Power Conversion (APC) | BACK-UPS 400 |  | BE425M 9B1725A24604 | TMC - HVI - HEART FAILURE ICU (5HVI) | MHHS-TMC |  | Power Supply, UPS |  | 069-45360 |  | TMC |  | TMC - HVI - HEART FAILURE ICU (5HVI) | [5 empty] | POWER SYSTEMS, UNINTERRUPTIBLE |  | POWERSUPPLYUPS-APC-BackUPS 400 | POWERSUPPLYUPS | BackUPS 400 |  |  |  | APC | Power Supply, UPS |  |  | POWERSUPPLYUPS-APC-BackUPS 400 |  |  |  | Not Covered Vendor Only - Biomedical | MHHS-TMC
NO | YES |  |  |  | 005-09696 | 005-09696 | American Power Conversion (APC) | BACK-UPS ES 350 |  | 4B849P33194 | SE-Sleep Disorder Center | MHHS-Southeast |  |  |  | 005-09696 | 005-09696 | Southeast | MHHS-Southeast | SE-Sleep Disorder Center | Sleep Lab Room 2 | 9/1/19 |  | 9/1/20 |  | POWER SYSTEMS, UNINTERRUPTIBLE |  | POWERSUPPLYUPS-APC-ES350 |  |  |  |  | POWERSUPPLYUPS-APC-ES350 | APC |  |  |  |  | 12/1/20 |  |  | Not Covered Vendor Only - Biomedical | MHHS-Southeast
NO | YES |  |  |  | 005-09697 | 005-09697 | American Power Conversion (APC) | BACK-UPS ES 350 |  | 4B0849P33203 | SE-Sleep Disorder Center | MHHS-Southeast |  |  |  | 005-09697 | 005-09697 | Southeast | MHHS-Southeast | SE-Sleep Disorder Center | Sleep lab 1 | 9/1/19 |  | 9/1/20 |  | POWER SYSTEMS, UNINTERRUPTIBLE |  | POWERSUPPLYUPS-APC-ES350 |  |  |  |  | POWERSUPPLYUPS-APC-ES350 | APC |  |  |  |  | 12/1/20 |  |  | Not Covered Vendor Only - Biomedical | MHHS-Southeast
NO | NO |  |  |  | 3B1118X57320 |  | American Power Conversion (APC) | BACK-UPS ES 350 |  | 3B1118X57320 | TMC - CATH LAB - ADULT (2HVI) | MHHS-TMC |  |  |  | 3B1118X57320 |  | TMC |  | TMC - CATH LAB - ADULT (2HVI) | [5 empty] | POWER SYSTEMS, UNINTERRUPTIBLE |  | POWERSUPPLYUPS-APC-ES350 |  |  |  |  | POWERSUPPLYUPS-APC-ES350 | APC | [7 empty] | Not Covered Vendor Only - Biomedical | MHHS-TMC
NO | NO |  |  |  | 069-38695 |  | American Power Conversion (APC) | BACK-UPS ES 350 |  | 3B0636X56147 | TMC - EPILEPSY - PEDI EMU (10HP) | MHHS-TMC |  |  |  | 069-38695 |  | TMC |  | TMC - EPILEPSY - PEDI EMU (10HP) | [5 empty] | POWER SYSTEMS, UNINTERRUPTIBLE |  | POWERSUPPLYUPS-APC-ES350 |  |  |  |  | POWERSUPPLYUPS-APC-ES350 | APC | [7 empty] | Not Covered Vendor Only - Biomedical | MHHS-TMC
NO | YES |  |  |  | 142-07273 | 142-07273 | American Power Conversion (APC) | BACK-UPS PRO 1000 |  | 3Q1440X09490 | NE-Day Surgery | MHHS-Northeast |  |  |  | 142-07273 | 142-07273 | Katy | MHHS-Northeast | NE-Day Surgery | Nurses station | 11/1/18 | 11/1/19 |  |  | POWER SYSTEMS, UNINTERRUPTIBLE | Power Supply, UPS | POWERSUPPLYUPS-APC-BK Pro 1000 |  |  |  |  | POWERSUPPLYUPS-APC-BK Pro 1000 | APC |  |  |  |  | 12/1/20 |  | PSU-2Y | Not Covered Vendor Only - Biomedical | MHHS-Northeast | [8 empty] | POWERSUPPLYUPS | Power Supply, UPS | APC
NO | NO |  |  |  | 041-10879 |  | American Power Conversion (APC) | BACK-UPS PRO 1000 |  | 3B1536X05004 | MEMORIAL CITY - CATH LAB | MHHS-Mem City |  |  |  | 041-10879 |  | West & Memorial City |  | MEMORIAL CITY - CATH LAB | [5 empty] | POWER SYSTEMS, UNINTERRUPTIBLE |  | POWERSUPPLYUPS-APC-BK Pro 1000 |  |  |  |  | POWERSUPPLYUPS-APC-BK Pro 1000 | APC | [7 empty] | Not Covered Vendor Only - Biomedical | MHHS-Mem City
NO | NO |  |  |  | 041-32740 |  | American Power Conversion (APC) | BACK-UPS PRO 1000 |  | 3B1808X10424 | MEMORIAL CITY - TELEMETRY | MHHS-Mem City |  |  |  | 041-32740 |  | West & Memorial City |  | MEMORIAL CITY - TELEMETRY | [5 empty] | POWER SYSTEMS, UNINTERRUPTIBLE |  | POWERSUPPLYUPS-APC-BK Pro 1000 |  |  |  |  | POWERSUPPLYUPS-APC-BK Pro 1000 | APC | [7 empty] | Not Covered Vendor Only - Biomedical | MHHS-Mem City
NO | YES |  |  |  | 151-03268 | 151-03268 | American Power Conversion (APC) | BACK-UPS PRO 1500 |  | NSN | CY - TELEMETRY | MHHS-Cypress |  |  |  | 151-03268 | 151-03268 | Northwest | Cypress | CY - TELEMETRY |  | 6/1/19 |  |  |  | POWER SYSTEMS, UNINTERRUPTIBLE | Power Supply, UPS | POWERSUPPLYUPS-APC-BACKUPS 1500 |  |  |  |  | POWERSUPPLYUPS-APC-BACKUPS 1500 | APC |  |  |  |  | 12/1/20 |  | PSU-2Y | Not Covered Vendor Only - Biomedical | MHHS-Cypress | [8 empty] | POWERSUPPLYUPS | Power Supply, UPS | APC
NO | YES |  |  |  |  | 099-01435 | American Power Conversion (APC) | BACK-UPS PRO 1500 |  | 4B1537P10836 | NE-3 West Tower | MHHS-Northeast |  |  |  |  | 099-01435 | Katy | MHHS-Northeast | NE-3 West Tower | Equipment storage | 10/1/19 | 10/1/20 |  |  | POWER SYSTEMS, UNINTERRUPTIBLE | Power Supply, UPS | POWERSUPPLYUPS-APC-BACKUPS 1500 |  |  |  |  | POWERSUPPLYUPS-APC-BACKUPS 1500 | APC |  |  |  |  | 12/1/20 |  | PSU-2Y | Not Covered Vendor Only - Biomedical | MHHS-Northeast | [8 empty] | POWERSUPPLYUPS | Power Supply, UPS | APC
NO | YES | [5 empty] | American Power Conversion (APC) | BACK-UPS PRO 1500 |  | 4B1537P10824 | NE-ER | MHHS-Northeast | [5 empty] | Katy | MHHS-Northeast | NE-ER | Nurses Station | 11/1/17 | 11/1/18 |  |  | POWER SYSTEMS, UNINTERRUPTIBLE | Power Supply, UPS | POWERSUPPLYUPS-APC-BACKUPS 1500 |  |  |  |  | POWERSUPPLYUPS-APC-BACKUPS 1500 | APC |  |  |  |  | 12/1/20 |  | PSU-2Y | Not Covered Vendor Only - Biomedical | MHHS-Northeast | [8 empty] | POWERSUPPLYUPS | Power Supply, UPS | APC
NO | YES |  |  |  | 005-33390 | 005-33390 | American Power Conversion (APC) | BACK-UPS PRO 1500 |  | 4B1809P25538 | SE-Laboratory | MHHS-Southeast |  |  |  | 005-33390 | 005-33390 | Southeast | MHHS-Southeast | SE-Laboratory | Lab | 7/1/19 |  |  |  | POWER SYSTEMS, UNINTERRUPTIBLE |  | POWERSUPPLYUPS-APC-BACKUPS 1500 |  |  |  |  | POWERSUPPLYUPS-APC-BACKUPS 1500 | APC |  |  |  |  | 12/1/20 |  |  | Not Covered Vendor Only - Biomedical | MHHS-Southeast
NO | YES |  |  |  | 069-42330 | 069-42330 | American Power Conversion (APC) | BACK-UPS PRO 1500 |  | 41P3106131342 | TMC-Central Monitoring-Hvi (3Hvi) | MHHS-TMC |  |  |  | 069-42330 | 069-42330 | TMC | MHHS-TMC | TMC-Central Monitoring-Hvi (3Hvi) | Biomed | 8/1/19 |  | 8/1/20 |  | POWER SYSTEMS, UNINTERRUPTIBLE | Power Supply, UPS | POWERSUPPLYUPS-APC-BACKUPS 1500 |  |  |  |  | POWERSUPPLYUPS-APC-BACKUPS 1500 | APC |  |  |  |  | 12/1/20 |  | PSU-2Y | Not Covered Vendor Only - Biomedical | MHHS-TMC | [8 empty] | POWERSUPPLYUPS | Power Supply, UPS | APC
NO | YES | Serial Number BR1500G |  |  | 074-05326 | 074-05326 | American Power Conversion (APC) | BACK-UPS PRO 1500 |  | BR1500G | TMC-Central Monitoring-Hvi (3Hvi) | MHHS-TMC |  |  |  | 074-05326 | 074-05326 | TMC | MHHS-TMC | TMC-Central Monitoring-Hvi (3Hvi) | Biomed | 8/1/19 |  | 8/1/19 |  | POWER SYSTEMS, UNINTERRUPTIBLE | Power Supply, UPS | POWERSUPPLYUPS-APC-BACKUPS 1500 |  |  |  |  | POWERSUPPLYUPS-APC-BACKUPS 1500 | APC |  |  |  |  | 12/1/20 |  | PSU-2Y | Not Covered Vendor Only - Biomedical | MHHS-TMC | [8 empty] | POWERSUPPLYUPS | Power Supply, UPS | APC
NO | YES | Asset Tag 069-46191 |  |  | 069-46191 | 069-46191 | American Power Conversion (APC) | BACK-UPS PRO 1500 |  | 3B1825X33546 | TMC-Cullen-Cardiac Telemetry (5C) | MHHS-TMC |  |  |  | 069-46191 | 069-46191 | TMC | MHHS-TMC | TMC-Cullen-Cardiac Telemetry (5C) |  | 11/13/19 |  |  |  | POWER SYSTEMS, UNINTERRUPTIBLE |  | POWERSUPPLYUPS-APC-BACKUPS 1500 |  |  |  |  | POWERSUPPLYUPS-APC-BACKUPS 1500 | APC |  |  |  |  | 12/1/20 | Verified 3/29/2020 11:26:am (Central) |  | Not Covered Vendor Only - Biomedical | MHHS-TMC
NO | YES |  |  |  | 069-43703 | 069-43703 | American Power Conversion (APC) | BACK-UPS PRO 1500 |  | 4B1641P33334 | TMC-Jones-Neuro IMU (3J) | MHHS-TMC |  |  |  | 069-43703 | 069-43703 | TMC | MHHS-TMC | TMC-Jones-Neuro IMU (3J) |  | 5/1/19 |  |  |  | POWER SYSTEMS, UNINTERRUPTIBLE | Power Supply, UPS | POWERSUPPLYUPS-APC-BACKUPS 1500 |  |  |  |  | POWERSUPPLYUPS-APC-BACKUPS 1500 | APC |  |  |  |  | 12/1/20 |  | PSU-2Y | Not Covered Vendor Only - Biomedical | MHHS-TMC | [8 empty] | POWERSUPPLYUPS | Power Supply, UPS | APC
NO | YES |  |  |  | 069-38282 | 069-38282 | American Power Conversion (APC) | BACK-UPS PRO 1500 |  | 3B1241X23733 | TMC-Hermann-Adult ER (1Hp) | MHHS-TMC |  |  |  | 069-38282 | 069-38282 | TMC | MHHS-TMC | TMC-Hermann-Adult ER (1Hp) | Biomed | 8/1/19 |  | 8/1/20 |  | POWER SYSTEMS, UNINTERRUPTIBLE | Power Supply, UPS | POWERSUPPLYUPS-APC-BACKUPS 1500 |  |  |  |  | POWERSUPPLYUPS-APC-BACKUPS 1500 | APC |  |  |  |  | 12/1/20 |  | PSU-2Y | Not Covered Vendor Only - Biomedical | MHHS-TMC | [8 empty] | POWERSUPPLYUPS | Power Supply, UPS | APC
NO | YES |  |  |  | 074-04914 | 074-04914 | American Power Conversion (APC) | BACK-UPS PRO 1500 |  | 4B1342P30029 | TMC-HVI-CVICU (8Hvi) | MHHS-TMC |  |  |  | 074-04914 | 074-04914 | TMC | MHHS-TMC | TMC-HVI-CVICU (8Hvi) | TMC - HVI - CVIMU (8HVI) | 8/1/19 |  | 8/1/20 |  | POWER SYSTEMS, UNINTERRUPTIBLE | Power Supply, UPS | POWERSUPPLYUPS-APC-BACKUPS 1500 |  |  |  |  | POWERSUPPLYUPS-APC-BACKUPS 1500 | APC |  |  |  |  | 12/1/20 |  | PSU-2Y | Not Covered Vendor Only - Biomedical | MHHS-TMC | [8 empty] | POWERSUPPLYUPS | Power Supply, UPS | APC
NO | YES |  |  |  |  | 069-37662 | American Power Conversion (APC) | BACK-UPS PRO 1500 |  | 3A1227X32897 | TMC-Jones-TSCU (9J) | MHHS-TMC |  |  |  |  | 069-37662 | TMC | MHHS-TMC | TMC-Jones-TSCU (9J) | Nurses Station | 8/1/18 |  | 9/1/19 |  | POWER SYSTEMS, UNINTERRUPTIBLE |  | POWERSUPPLYUPS-APC-BACKUPS 1500 |  |  |  |  | POWERSUPPLYUPS-APC-BACKUPS 1500 | APC |  |  |  |  | 12/1/20 |  |  | Not Covered Vendor Only - Biomedical | MHHS-TMC
NO | YES |  |  |  | 069-37667 | 069-37667 | American Power Conversion (APC) | BACK-UPS PRO 1500 |  | 4B1335P331221 | 5 Jones acute care neuro science | MHHS-TMC |  |  |  | 069-37667 | 069-37667 | TMC | Memorial Hermann-Texas Medical Center | 5 Jones acute care neuro science | Nurse station | 9/1/18 |  |  |  | POWER SYSTEMS, UNINTERRUPTIBLE | Power Supply, UPS | POWERSUPPLYUPS-APC-BACKUPS 1500 |  |  |  |  | POWERSUPPLYUPS-APC-BACKUPS 1500 | APC |  |  |  |  | 12/1/20 |  | PSU-2Y | Not Covered Vendor Only - Biomedical | MHHS-TMC | [8 empty] | POWERSUPPLYUPS | Power Supply, UPS | APC
NO | YES |  |  |  | 069-43702 | 069-43702 | American Power Conversion (APC) | BACK-UPS PRO 1500 |  | 4B1641P38378 | Memorial Hermann- T exas Medical Center Childrens OR | MHHS-TMC |  |  |  | 069-43702 | 069-43702 | TMC | TCM | Memorial Hermann- T exas Medical Center Childrens OR | Nurse station | 8/1/18 |  | 8/1/20 |  | POWER SYSTEMS, UNINTERRUPTIBLE |  | POWERSUPPLYUPS-APC-BACKUPS 1500 |  |  |  |  | POWERSUPPLYUPS-APC-BACKUPS 1500 | APC |  |  |  |  | 12/1/20 |  |  | Not Covered Vendor Only - Biomedical | MHHS-TMC
NO | YES |  |  |  | 029-06523 | 029-06523 | American Power Conversion (APC) | BACK-UPS PRO 1500 |  | JB1007037815 | Woodlands-Telemetry | MHHS-Woodlands |  |  |  | 029-06523 | 029-06523 | Woodlands | MHHS-Woodlands | Woodlands-Telemetry | TELEMETRY |  |  |  |  | POWER SYSTEMS, UNINTERRUPTIBLE | Power Supply, UPS | POWERSUPPLYUPS-APC-BACKUPS 1500 |  |  |  |  | POWERSUPPLYUPS-APC-BACKUPS 1500 | APC |  |  |  |  | 12/1/20 |  | PSU-2Y | Not Covered Vendor Only - Biomedical | MHHS-Woodlands | [8 empty] | POWERSUPPLYUPS | Power Supply, UPS | APC
NO | YES |  |  |  | 029-32383 | 029-32383 | American Power Conversion (APC) | BACK-UPS PRO 1500 |  | 4B1114P52835 | Woodlands-PCU3 | MHHS-Woodlands |  |  |  | 029-32383 | 029-32383 | Woodlands | MHHS-Woodlands | Woodlands-PCU3 | WOODLANDS PCU3 | 9/1/19 |  | 9/1/20 |  | POWER SYSTEMS, UNINTERRUPTIBLE | Power Supply, UPS | POWERSUPPLYUPS-APC-BACKUPS 1500 |  |  |  |  | POWERSUPPLYUPS-APC-BACKUPS 1500 | APC |  |  |  |  | 12/1/20 |  | PSU-2Y | Not Covered Vendor Only - Biomedical | MHHS-Woodlands | [8 empty] | POWERSUPPLYUPS | Power Supply, UPS | APC
NO | NO | [5 empty] | American Power Conversion (APC) | BACK-UPS PRO 1500 |  | 4B1537P10835 | NE - BIOMEDICAL SERVICES | MHHS-Northeast | [5 empty] | Katy |  | NE - BIOMEDICAL SERVICES | [5 empty] | POWER SYSTEMS, UNINTERRUPTIBLE |  | POWERSUPPLYUPS-APC-BACKUPS 1500 |  |  |  |  | POWERSUPPLYUPS-APC-BACKUPS 1500 | APC | [7 empty] | Not Covered Vendor Only - Biomedical | MHHS-Northeast
NO | NO | [5 empty] | American Power Conversion (APC) | BACK-UPS PRO 1500 |  | 4B1537P17202 | NE - ER | MHHS-Northeast | [5 empty] | Katy |  | NE - ER | [5 empty] | POWER SYSTEMS, UNINTERRUPTIBLE |  | POWERSUPPLYUPS-APC-BACKUPS 1500 |  |  |  |  | POWERSUPPLYUPS-APC-BACKUPS 1500 | APC | [7 empty] | Not Covered Vendor Only - Biomedical | MHHS-Northeast
NO | NO | [5 empty] | American Power Conversion (APC) | BACK-UPS PRO 1500 |  | 4B1537P15831 | NE - ER | MHHS-Northeast | [5 empty] | Katy |  | NE - ER | [5 empty] | POWER SYSTEMS, UNINTERRUPTIBLE |  | POWERSUPPLYUPS-APC-BACKUPS 1500 |  |  |  |  | POWERSUPPLYUPS-APC-BACKUPS 1500 | APC | [7 empty] | Not Covered Vendor Only - Biomedical | MHHS-Northeast
NO | NO |  |  |  | 142-07038 |  | American Power Conversion (APC) | BACK-UPS PRO 1500 |  | 4Q1610P37036 | NE - ER | MHHS-Northeast |  |  |  | 142-07038 |  | Katy |  | NE - ER | [5 empty] | POWER SYSTEMS, UNINTERRUPTIBLE |  | POWERSUPPLYUPS-APC-BACKUPS 1500 |  |  |  |  | POWERSUPPLYUPS-APC-BACKUPS 1500 | APC | [7 empty] | Not Covered Vendor Only - Biomedical | MHHS-Northeast
NO | NO | [5 empty] | American Power Conversion (APC) | BACK-UPS PRO 1500 |  | 4B1537P10832 | NE - IMU2 | MHHS-Northeast | [5 empty] | Katy |  | NE - IMU2 | [5 empty] | POWER SYSTEMS, UNINTERRUPTIBLE |  | POWERSUPPLYUPS-APC-BACKUPS 1500 |  |  |  |  | POWERSUPPLYUPS-APC-BACKUPS 1500 | APC | [7 empty] | Not Covered Vendor Only - Biomedical | MHHS-Northeast
NO | NO | [5 empty] | American Power Conversion (APC) | BACK-UPS PRO 1500 |  | 4B1537P15905 | NE - RADIOLOGY | MHHS-Northeast | [5 empty] | Katy |  | NE - RADIOLOGY | [5 empty] | POWER SYSTEMS, UNINTERRUPTIBLE |  | POWERSUPPLYUPS-APC-BACKUPS 1500 |  |  |  |  | POWERSUPPLYUPS-APC-BACKUPS 1500 | APC | [7 empty] | Not Covered Vendor Only - Biomedical | MHHS-Northeast
NO | NO |  |  |  | 142-03137 |  | American Power Conversion (APC) | BACK-UPS PRO 1500 |  | 4B1529P25946 | NE - RADIOLOGY | MHHS-Northeast |  |  |  | 142-03137 |  | Katy |  | NE - RADIOLOGY | [5 empty] | POWER SYSTEMS, UNINTERRUPTIBLE |  | POWERSUPPLYUPS-APC-BACKUPS 1500 |  |  |  |  | POWERSUPPLYUPS-APC-BACKUPS 1500 | APC | [7 empty] | Not Covered Vendor Only - Biomedical | MHHS-Northeast
NO | NO | [5 empty] | American Power Conversion (APC) | BACK-UPS PRO 1500 |  | 4B1537P17175 | NE - TELEMETRY | MHHS-Northeast | [5 empty] | Katy |  | NE - TELEMETRY | [5 empty] | POWER SYSTEMS, UNINTERRUPTIBLE |  | POWERSUPPLYUPS-APC-BACKUPS 1500 |  |  |  |  | POWERSUPPLYUPS-APC-BACKUPS 1500 | APC | [7 empty] | Not Covered Vendor Only - Biomedical | MHHS-Northeast
NO | NO | [5 empty] | American Power Conversion (APC) | BACK-UPS PRO 1500 |  | 4B1537P10797 | NE - TELEMETRY | MHHS-Northeast | [5 empty] | Katy |  | NE - TELEMETRY | [5 empty] | POWER SYSTEMS, UNINTERRUPTIBLE |  | POWERSUPPLYUPS-APC-BACKUPS 1500 |  |  |  |  | POWERSUPPLYUPS-APC-BACKUPS 1500 | APC | [7 empty] | Not Covered Vendor Only - Biomedical | MHHS-Northeast
NO | NO |  |  |  | 142-02011 |  | American Power Conversion (APC) | BACK-UPS PRO 1500 |  | 3B1515X06376 | NE - TELEMETRY | MHHS-Northeast |  |  |  | 142-02011 |  | Katy |  | NE - TELEMETRY | [5 empty] | POWER SYSTEMS, UNINTERRUPTIBLE |  | POWERSUPPLYUPS-APC-BACKUPS 1500 |  |  |  |  | POWERSUPPLYUPS-APC-BACKUPS 1500 | APC | [7 empty] | Not Covered Vendor Only - Biomedical | MHHS-Northeast
NO | NO |  |  |  | R-129-04822 |  | American Power Conversion (APC) | BACK-UPS PRO 1500 |  | 3B1225X31963 | OPID - (SL) - SUGAR LAND - 449 (MP1) | MHHS-OPID |  |  |  | R-129-04822 |  | Sugar Land |  | OPID - (SL) - SUGAR LAND - 449 (MP1) | [5 empty] | POWER SYSTEMS, UNINTERRUPTIBLE |  | POWERSUPPLYUPS-APC-BACKUPS 1500 |  |  |  |  | POWERSUPPLYUPS-APC-BACKUPS 1500 | APC | [7 empty] | Not Covered Vendor Only - Biomedical | MHHS-OPID
NO | NO |  |  |  | 005-10442 |  | American Power Conversion (APC) | BACK-UPS PRO 1500 |  | 4B1636P25271 | SE - NURSE CALL | MHHS-Southeast |  |  |  | 005-10442 |  | Southeast & Bay Area |  | SE - NURSE CALL | [5 empty] | POWER SYSTEMS, UNINTERRUPTIBLE |  | POWERSUPPLYUPS-APC-BACKUPS 1500 |  |  |  |  | POWERSUPPLYUPS-APC-BACKUPS 1500 | APC | [7 empty] | Not Covered Vendor Only - Biomedical | MHHS-Southeast
NO | NO |  |  |  | 005-30121 |  | American Power Conversion (APC) | BACK-UPS PRO 1500 |  | BB0645019427 | SE - NURSE CALL | MHHS-Southeast |  |  |  | 005-30121 |  | Southeast & Bay Area |  | SE - NURSE CALL | [5 empty] | POWER SYSTEMS, UNINTERRUPTIBLE |  | POWERSUPPLYUPS-APC-BACKUPS 1500 |  |  |  |  | POWERSUPPLYUPS-APC-BACKUPS 1500 | APC | [7 empty] | Not Covered Vendor Only - Biomedical | MHHS-Southeast
NO | NO |  |  |  | 005-33504 |  | American Power Conversion (APC) | BACK-UPS PRO 1500 |  | 4B1809P25429 | SE - NURSE CALL | MHHS-Southeast |  |  |  | 005-33504 |  | Southeast & Bay Area |  | SE - NURSE CALL | [5 empty] | POWER SYSTEMS, UNINTERRUPTIBLE |  | POWERSUPPLYUPS-APC-BACKUPS 1500 |  |  |  |  | POWERSUPPLYUPS-APC-BACKUPS 1500 | APC | [7 empty] | Not Covered Vendor Only - Biomedical | MHHS-Southeast
NO | NO |  |  |  | 005-33503 |  | American Power Conversion (APC) | BACK-UPS PRO 1500 |  | 4B1805P07152 | SE - UNIT 1B (MED/SURG) | MHHS-Southeast |  |  |  | 005-33503 |  | Southeast & Bay Area |  | SE - UNIT 1B (MED/SURG) | [5 empty] | POWER SYSTEMS, UNINTERRUPTIBLE |  | POWERSUPPLYUPS-APC-BACKUPS 1500 |  |  |  |  | POWERSUPPLYUPS-APC-BACKUPS 1500 | APC | [7 empty] | Not Covered Vendor Only - Biomedical | MHHS-Southeast
NO | NO |  |  |  | 013-19969 |  | American Power Conversion (APC) | BACK-UPS PRO 1500 |  |  | SW - OR | MHHS-Southwest |  |  |  | 013-19969 |  | Southwest |  | SW - OR | [5 empty] | POWER SYSTEMS, UNINTERRUPTIBLE |  | POWERSUPPLYUPS-APC-BACKUPS 1500 |  |  |  |  | POWERSUPPLYUPS-APC-BACKUPS 1500 | APC | [7 empty] | Not Covered Vendor Only - Biomedical | MHHS-Southwest
NO | NO |  |  |  | 013-19938 |  | American Power Conversion (APC) | BACK-UPS PRO 1500 |  |  | SW - PREOP | MHHS-Southwest |  |  |  | 013-19938 |  | Southwest |  | SW - PREOP | [5 empty] | POWER SYSTEMS, UNINTERRUPTIBLE |  | POWERSUPPLYUPS-APC-BACKUPS 1500 |  |  |  |  | POWERSUPPLYUPS-APC-BACKUPS 1500 | APC | [7 empty] | Not Covered Vendor Only - Biomedical | MHHS-Southwest
NO | NO |  |  |  | 129-07772 |  | American Power Conversion (APC) | BACK-UPS PRO 1500 |  | 4B1315P16590 | SUGAR LAND - RADIOLOGY | MHHS-Sugarland |  |  |  | 129-07772 |  | Sugar Land |  | SUGAR LAND - RADIOLOGY | [5 empty] | POWER SYSTEMS, UNINTERRUPTIBLE |  | POWERSUPPLYUPS-APC-BACKUPS 1500 |  |  |  |  | POWERSUPPLYUPS-APC-BACKUPS 1500 | APC | [7 empty] | Not Covered Vendor Only - Biomedical | MHHS-Sugarland
NO | NO | [5 empty] | American Power Conversion (APC) | BACK-UPS PRO 1500 |  |  | TIRR - NURSE CALL | MHHS-TIRR | [5 empty] | TMC |  | TIRR - NURSE CALL | [5 empty] | POWER SYSTEMS, UNINTERRUPTIBLE |  | POWERSUPPLYUPS-APC-BACKUPS 1500 |  |  |  |  | POWERSUPPLYUPS-APC-BACKUPS 1500 | APC | [7 empty] | Not Covered Vendor Only - Biomedical | MHHS-TIRR
NO | NO |  |  |  | 069-43523 |  | American Power Conversion (APC) | BACK-UPS PRO 1500 |  | 4B1636P24983 | TMC - EPILEPSY - ADULT EMU (3J) | MHHS-TMC |  |  |  | 069-43523 |  | TMC |  | TMC - EPILEPSY - ADULT EMU (3J) | [5 empty] | POWER SYSTEMS, UNINTERRUPTIBLE |  | POWERSUPPLYUPS-APC-BACKUPS 1500 |  |  |  |  | POWERSUPPLYUPS-APC-BACKUPS 1500 | APC | [7 empty] | Not Covered Vendor Only - Biomedical | MHHS-TMC
NO | NO |  |  |  | 069-25707 |  | American Power Conversion (APC) | BACK-UPS PRO 1500 |  | 3B1209X21004 | TMC - HERMANN - ADULT ER (1HP) | MHHS-TMC |  |  |  | 069-25707 |  | TMC |  | TMC - HERMANN - ADULT ER (1HP) | [5 empty] | POWER SYSTEMS, UNINTERRUPTIBLE |  | POWERSUPPLYUPS-APC-BACKUPS 1500 |  |  |  |  | POWERSUPPLYUPS-APC-BACKUPS 1500 | APC | [7 empty] | Not Covered Vendor Only - Biomedical | MHHS-TMC
NO | NO |  |  |  | 074-04915 |  | American Power Conversion (APC) | BACK-UPS PRO 1500 |  | 4B134P03334 | TMC - HVI - CVIMU (8HVI) | MHHS-TMC |  |  |  | 074-04915 |  | TMC |  | TMC - HVI - CVIMU (8HVI) | [5 empty] | POWER SYSTEMS, UNINTERRUPTIBLE |  | POWERSUPPLYUPS-APC-BACKUPS 1500 |  |  |  |  | POWERSUPPLYUPS-APC-BACKUPS 1500 | APC | [7 empty] | Not Covered Vendor Only - Biomedical | MHHS-TMC
NO | NO | [5 empty] | American Power Conversion (APC) | BACK-UPS PRO 1500 |  |  | TMC - MHTMC - NURSE CALL | MHHS-TMC | [5 empty] | TMC |  | TMC - MHTMC - NURSE CALL | [5 empty] | POWER SYSTEMS, UNINTERRUPTIBLE |  | POWERSUPPLYUPS-APC-BACKUPS 1500 |  |  |  |  | POWERSUPPLYUPS-APC-BACKUPS 1500 | APC | [7 empty] | Not Covered Vendor Only - Biomedical | MHHS-TMC
NO | NO |  |  |  | 069-41476 |  | American Power Conversion (APC) | BACK-UPS PRO 1500 |  | 4B1342P30163 | TMC - PACU - ROBERTSON (2R) | MHHS-TMC |  |  |  | 069-41476 |  | TMC |  | TMC - PACU - ROBERTSON (2R) | [5 empty] | POWER SYSTEMS, UNINTERRUPTIBLE |  | POWERSUPPLYUPS-APC-BACKUPS 1500 |  |  |  |  | POWERSUPPLYUPS-APC-BACKUPS 1500 | APC | [7 empty] | Not Covered Vendor Only - Biomedical | MHHS-TMC
NO | NO |  |  |  | 069-41477 |  | American Power Conversion (APC) | BACK-UPS PRO 1500 |  | 4B1342P29862 | TMC - PACU - ROBERTSON (2R) | MHHS-TMC |  |  |  | 069-41477 |  | TMC |  | TMC - PACU - ROBERTSON (2R) | [5 empty] | POWER SYSTEMS, UNINTERRUPTIBLE |  | POWERSUPPLYUPS-APC-BACKUPS 1500 |  |  |  |  | POWERSUPPLYUPS-APC-BACKUPS 1500 | APC | [7 empty] | Not Covered Vendor Only - Biomedical | MHHS-TMC
NO | NO | [5 empty] | American Power Conversion (APC) | BACK-UPS PRO 1500 |  | 4B1537P10884 | WOODLANDS - CVICU | MHHS-Woodlands | [5 empty] | Woodlands |  | WOODLANDS - CVICU | [5 empty] | POWER SYSTEMS, UNINTERRUPTIBLE |  | POWERSUPPLYUPS-APC-BACKUPS 1500 |  |  |  |  | POWERSUPPLYUPS-APC-BACKUPS 1500 | APC | [7 empty] | Not Covered Vendor Only - Biomedical | MHHS-Woodlands
NO | NO |  |  |  | 029-07289 |  | American Power Conversion (APC) | BACK-UPS PRO 1500 |  | 3B1211X12565 | WOODLANDS - MICU | MHHS-Woodlands |  |  |  | 029-07289 |  | Woodlands |  | WOODLANDS - MICU | [5 empty] | POWER SYSTEMS, UNINTERRUPTIBLE |  | POWERSUPPLYUPS-APC-BACKUPS 1500 |  |  |  |  | POWERSUPPLYUPS-APC-BACKUPS 1500 | APC | [7 empty] | Not Covered Vendor Only - Biomedical | MHHS-Woodlands
NO | NO |  |  |  | 029-07712 |  | American Power Conversion (APC) | BACK-UPS PRO 1500 |  | 3131203X11860 | WOODLANDS - NURSE CALL | MHHS-Woodlands |  |  |  | 029-07712 |  | Woodlands |  | WOODLANDS - NURSE CALL | [5 empty] | POWER SYSTEMS, UNINTERRUPTIBLE |  | POWERSUPPLYUPS-APC-BACKUPS 1500 |  |  |  |  | POWERSUPPLYUPS-APC-BACKUPS 1500 | APC | [7 empty] | Not Covered Vendor Only - Biomedical | MHHS-Woodlands
NO | NO |  |  |  | 029-32384 |  | American Power Conversion (APC) | BACK-UPS PRO 1500 |  | 3B1211X12576 | WOODLANDS - PCU3 | MHHS-Woodlands |  |  |  | 029-32384 |  | Woodlands |  | WOODLANDS - PCU3 | [5 empty] | POWER SYSTEMS, UNINTERRUPTIBLE |  | POWERSUPPLYUPS-APC-BACKUPS 1500 |  |  |  |  | POWERSUPPLYUPS-APC-BACKUPS 1500 | APC | [7 empty] | Not Covered Vendor Only - Biomedical | MHHS-Woodlands
NO | NO |  |  |  | 029-07288 |  | American Power Conversion (APC) | BACK-UPS PRO 1500 |  | 3B1211X11405 | WOODLANDS - SICU | MHHS-Woodlands |  |  |  | 029-07288 |  | Woodlands |  | WOODLANDS - SICU | [5 empty] | POWER SYSTEMS, UNINTERRUPTIBLE |  | POWERSUPPLYUPS-APC-BACKUPS 1500 |  |  |  |  | POWERSUPPLYUPS-APC-BACKUPS 1500 | APC | [7 empty] | Not Covered Vendor Only - Biomedical | MHHS-Woodlands
NO | YES |  |  |  | 077-09824 | 077-09824 | American Power Conversion (APC) | BE350G |  | 4B1615P26177 | Popcorn | MHHS-TMC |  |  |  | 077-09824 | 077-09824 | TMC | TMC | Popcorn | Memorial Hermann- texas medical center | 9/1/19 |  | 9/1/20 |  | POWER SYSTEMS, UNINTERRUPTIBLE |  | .needs class | [5 empty] | APC |  |  |  |  | 12/1/20 |  |  | Not Covered Vendor Only - Biomedical | MHHS-TMC
NO | NO |  |  |  | 069-41984 |  | American Power Conversion (APC) | BE350G |  | American Power Conversion (APC) | TMC - CULLEN - SIG SUITES (5C) | MHHS-TMC |  |  |  | 069-41984 |  | TMC |  | TMC - CULLEN - SIG SUITES (5C) | [5 empty] | POWER SYSTEMS, UNINTERRUPTIBLE |  | .needs class | [5 empty] | APC | [7 empty] | Not Covered Vendor Only - Biomedical | MHHS-TMC
NO | NO | [5 empty] | American Power Conversion (APC) | BE550G |  | 4B1217P30332 | TMC - HVI - CVIMU (8HVI) | MHHS-TMC |  | Power Supply, UPS |  |  |  | TMC |  | TMC - HVI - CVIMU (8HVI) | [5 empty] | POWER SYSTEMS, UNINTERRUPTIBLE |  | POWERSUPPLYUPS-APC-BE550G | POWERSUPPLYUPS | BE550G |  |  |  | APC | Power Supply, UPS |  | POWERSUPPLYUPS-APC-BE550G |  |  |  |  | Not Covered Vendor Only - Biomedical | MHHS-TMC
NO | NO |  |  |  | 069-43125 |  | American Power Conversion (APC) | BE550G |  | 4B1312P23983 | TMC - MHTMC - NURSE CALL | MHHS-TMC |  | Power Supply, UPS |  | 069-43125 |  | TMC |  | TMC - MHTMC - NURSE CALL | [5 empty] | POWER SYSTEMS, UNINTERRUPTIBLE |  | POWERSUPPLYUPS-APC-BE550G | POWERSUPPLYUPS | BE550G |  |  |  | APC | Power Supply, UPS |  | POWERSUPPLYUPS-APC-BE550G |  |  |  |  | Not Covered Vendor Only - Biomedical | MHHS-TMC
NO | YES |  |  |  | 005-33470 | 005-33470 | American Power Conversion (APC) | BE600M1 |  | 4B1815P03421 | SE-Nurse Call | MHHS-Southeast |  |  |  | 005-33470 | 005-33470 | Southeast | MHHS-Southeast | SE-Nurse Call | Biomed | 10/1/19 |  |  |  | POWER SYSTEMS, UNINTERRUPTIBLE |  | .needs class | [5 empty] | APC |  |  |  |  | 12/1/20 |  |  | Not Covered Vendor Only - Biomedical | MHHS-Southeast
NO | YES |  |  |  | 005-33471 | 005-33471 | American Power Conversion (APC) | BE600M1 |  | 4B1815P03435 | SE - SLEEP DISORDER CENTER | MHHS-Southeast |  |  |  | 005-33471 | 005-33471 | Southeast | Memorial Hermann Southeast Hospital | SE - SLEEP DISORDER CENTER | SLEEP DISORDER CENTER | 10/1/19 |  | 10/1/20 |  | POWER SYSTEMS, UNINTERRUPTIBLE |  | .needs class | [5 empty] | APC |  |  |  |  | 12/1/20 |  |  | Not Covered Vendor Only - Biomedical | MHHS-Southeast
NO | YES |  |  |  |  | 099-02362 | American Power Conversion (APC) | BE750BB |  | 4B1302P15470 | NE-ICU | MHHS-Northeast |  |  |  |  | 099-02362 | Katy | MHHS-Northeast | NE-ICU | ICU | 12/1/19 | 12/1/20 |  |  | POWER SYSTEMS, UNINTERRUPTIBLE |  | .needs class | [5 empty] | APC |  |  |  |  | 12/1/20 |  |  | Not Covered Vendor Only - Biomedical | MHHS-Northeast
NO | YES | [5 empty] | American Power Conversion (APC) | BE750BB |  | 4B1239P42700 | NE-ICU | MHHS-Northeast | [5 empty] | Katy | MHHS-Northeast | NE-ICU | Between 4036 and 4037 | 12/1/19 | 12/1/20 |  |  | POWER SYSTEMS, UNINTERRUPTIBLE |  | .needs class | [5 empty] | APC |  |  |  |  | 12/1/20 |  |  | Not Covered Vendor Only - Biomedical | MHHS-Northeast
NO | YES |  |  |  | 151-03363 | 151-03363 | American Power Conversion (APC) | BGE70 |  | NSN | CY-Laboratory | MHHS-Cypress |  |  |  | 151-03363 | 151-03363 | Northwest | MHHS-Cypress | CY-Laboratory | RT/Blood gas nicu | 7/1/19 | 7/1/20 |  | Could not find serial number | POWER SYSTEMS, UNINTERRUPTIBLE |  | .needs class | [5 empty] | APC |  |  |  |  | 12/1/20 |  |  | Not Covered Vendor Only - Biomedical | MHHS-Cypress
NO | YES | [5 empty] | American Power Conversion (APC) | BK250B |  | B94083341868 | GH-Cardiology | MHHS-Greater Heights | [5 empty] | Central | MHHS-Greater Heights | GH-Cardiology | S2 105.43 | 8/1/19 |  | 8/1/20 |  | POWER SYSTEMS, UNINTERRUPTIBLE |  | .needs class | [5 empty] | APC |  |  |  |  | 11/1/20 |  |  | Not Covered Vendor Only - Biomedical | MHHS-Greater Heights
NO | YES |  |  |  | 041-32565 | 041-32565 | American Power Conversion (APC) | BN1500M2 |  | 3B1811X05530 | MEMORIAL CITY - DIGESTIVE DISEASE CENTER | MHHS-Mem City |  |  |  | 041-32565 | 041-32565 | West | Memorial Hermann Memorial City Medical Center | MEMORIAL CITY - DIGESTIVE DISEASE CENTER | W1 Processing |  |  |  |  | POWER SYSTEMS, UNINTERRUPTIBLE |  | .needs class | [5 empty] | APC | [7 empty] | Not Covered Vendor Only - Biomedical | MHHS-Mem City
NO | YES |  |  |  | 041-32566 | 041-32566 | American Power Conversion (APC) | BN1500M2 |  | 3B1814X02553 | MEMORIAL CITY - DIGESTIVE DISEASE CENTER | MHHS-Mem City |  |  |  | 041-32566 | 041-32566 | West | Memorial Hermann Memorial City Medical Center | MEMORIAL CITY - DIGESTIVE DISEASE CENTER | W1 Processing |  |  |  |  | POWER SYSTEMS, UNINTERRUPTIBLE |  | .needs class | [5 empty] | APC | [7 empty] | Not Covered Vendor Only - Biomedical | MHHS-Mem City
NO | NO | [5 empty] | American Power Conversion (APC) | BR1000 |  | 3B1208X26417 | SW - RADIOLOGY | MHHS-Southwest |  | Power Supply, UPS |  |  |  | Southwest |  | SW - RADIOLOGY | [5 empty] | POWER SYSTEMS, UNINTERRUPTIBLE |  | POWERSUPPLYUPS-APC-BR1000 | POWERSUPPLYUPS | BR1000 |  |  |  | APC | Power Supply, UPS |  | POWERSUPPLYUPS-APC-BR1000 |  |  |  |  | Not Covered Vendor Only - Biomedical | MHHS-Southwest
NO | NO |  |  |  | 029-08398 |  | American Power Conversion (APC) | BR1000 |  | JB0247039173 | WOODLANDS - RADIOLOGY | MHHS-Woodlands |  | Power Supply, UPS |  | 029-08398 |  | Woodlands |  | WOODLANDS - RADIOLOGY | [5 empty] | POWER SYSTEMS, UNINTERRUPTIBLE |  | POWERSUPPLYUPS-APC-BR1000 | POWERSUPPLYUPS | BR1000 |  |  |  | APC | Power Supply, UPS |  | POWERSUPPLYUPS-APC-BR1000 |  |  |  |  | Not Covered Vendor Only - Biomedical | MHHS-Woodlands
NO | YES | [5 empty] | American Power Conversion (APC) | BR1000G |  | 3B1216X23228 | Memorial City-Postpartum | MHHS-Mem City |  | Power Supply, UPS |  |  |  | West | MHHS-Mem City | Memorial City-Postpartum | Nurse Station | 7/1/19 |  |  |  | POWER SYSTEMS, UNINTERRUPTIBLE |  | POWERSUPPLYUPS-APC-BR1000G | POWERSUPPLYUPS | BR1000G |  |  |  | APC | Power Supply, UPS |  | POWERSUPPLYUPS-APC-BR1000G |  | 12/1/20 |  |  | Not Covered Vendor Only - Biomedical | MHHS-Mem City
NO | YES | [5 empty] | American Power Conversion (APC) | BR1000G |  | 3B1413X04519 | NE-Respiratory | MHHS-Northeast |  | Power Supply, UPS |  |  |  | Katy | MHHS-Northeast | NE-Respiratory | Resp Office | 1/1/19 | 2/1/20 |  |  | POWER SYSTEMS, UNINTERRUPTIBLE | Power Supply, UPS | POWERSUPPLYUPS-APC-BR1000G | POWERSUPPLYUPS | BR1000G |  |  |  | APC | Power Supply, UPS |  | POWERSUPPLYUPS-APC-BR1000G |  | 12/1/20 |  | PSU-2Y | Not Covered Vendor Only - Biomedical | MHHS-Northeast | [8 empty] | POWERSUPPLYUPS | Power Supply, UPS | APC
NO | YES |  |  |  | 005-08152 | 005-08152 | American Power Conversion (APC) | BR1000G |  | 3B1110X25373 | OPID-(PL)-Pearland-406 (Mp1) | MHHS-OPID |  | Power Supply, UPS |  | 005-08152 | 005-08152 | Pearland | MHHS-Others | OPID-(PL)-Pearland-406 (Mp1) | Ct control 104.12 |  | 2/1/20 |  | No pm | POWER SYSTEMS, UNINTERRUPTIBLE | Power Supply, UPS | POWERSUPPLYUPS-APC-BR1000G | POWERSUPPLYUPS | BR1000G |  |  |  | APC | Power Supply, UPS |  | POWERSUPPLYUPS-APC-BR1000G |  | 12/1/20 |  | PSU-2Y | Not Covered Vendor Only - Biomedical | MHHS-OPID | [8 empty] | POWERSUPPLYUPS | Power Supply, UPS | APC
NO | YES |  |  |  | 145-00845 | 145-00845 | American Power Conversion (APC) | BR1000G |  | 3B1337X09388 | Pearland-Radiology | MHHS-Pearland Hospital |  | Power Supply, UPS |  | 145-00845 | 145-00845 | Pearland | MHHS-Pearland Hospital | Pearland-Radiology | MRI Procedure | 2/1/20 | 2/1/19 |  |  | POWER SYSTEMS, UNINTERRUPTIBLE | Power Supply, UPS | POWERSUPPLYUPS-APC-BR1000G | POWERSUPPLYUPS | BR1000G |  |  |  | APC | Power Supply, UPS |  | POWERSUPPLYUPS-APC-BR1000G |  | 12/1/20 |  | PSU-2Y | Not Covered Vendor Only - Biomedical | MHHS-Pearland Hospital | [8 empty] | POWERSUPPLYUPS | Power Supply, UPS | APC
NO | YES |  |  |  | 013-19538 | 013-19538 | American Power Conversion (APC) | BR1000G |  | 3B1226X09019 | SW-Biomedical Services | MHHS-Southwest |  | Power Supply, UPS |  | 013-19538 | 013-19538 | Southwest | MHHS-Southwest | SW-Biomedical Services | Biomed | 3/1/19 |  | 3/1/20 | Need more checking | POWER SYSTEMS, UNINTERRUPTIBLE | Power Supply, UPS | POWERSUPPLYUPS-APC-BR1000G | POWERSUPPLYUPS | BR1000G |  |  |  | APC | Power Supply, UPS |  | POWERSUPPLYUPS-APC-BR1000G |  | 12/6/24 |  | PSU-2Y | Not Covered Vendor Only - Biomedical | MHHS-Southwest | [8 empty] | POWERSUPPLYUPS | Power Supply, UPS | APC
NO | YES |  |  |  | 013-35738 | 013-35738 | American Power Conversion (APC) | BR1000G |  | 3B1302X31981 | SW-Radiology | MHHS-Southwest |  | Power Supply, UPS |  | 013-35738 | 013-35738 | Southwest | MHHS-Southwest | SW-Radiology |  | 11/1/18 |  |  |  | POWER SYSTEMS, UNINTERRUPTIBLE | Power Supply, UPS | POWERSUPPLYUPS-APC-BR1000G | POWERSUPPLYUPS | BR1000G |  |  |  | APC | Power Supply, UPS |  | POWERSUPPLYUPS-APC-BR1000G |  | 12/1/20 |  | PSU-2Y | Not Covered Vendor Only - Biomedical | MHHS-Southwest | [5 empty] | 2/1/20 |  |  | POWERSUPPLYUPS | Power Supply, UPS | APC
NO | YES |  |  |  | 074-03261 | 074-03261 | American Power Conversion (APC) | BR1000G |  | 3B1323X22933 | TMC - CMIU | MHHS-TMC |  | Power Supply, UPS |  | 074-03261 | 074-03261 | TMC | Memorial Hermann- Texas Medical Center | TMC - CMIU | Central Monitoring | 8/1/19 |  |  | No PM Sticker | POWER SYSTEMS, UNINTERRUPTIBLE | Power Supply, UPS | POWERSUPPLYUPS-APC-BR1000G | POWERSUPPLYUPS | BR1000G |  |  |  | APC | Power Supply, UPS |  | POWERSUPPLYUPS-APC-BR1000G |  | 12/1/20 |  | PSU-2Y | Not Covered Vendor Only - Biomedical | MHHS-TMC | [8 empty] | POWERSUPPLYUPS | Power Supply, UPS | APC
NO | YES |  |  |  |  | 029-08257 | American Power Conversion (APC) | BR1000G |  | 3B121OX27759 | Woodlands-OR | MHHS-Woodlands |  | Power Supply, UPS |  |  | 029-08257 | Woodlands | MHHS-Woodlands | Woodlands-OR |  | 10/1/19 |  | 10/1/20 |  | POWER SYSTEMS, UNINTERRUPTIBLE | Power Supply, UPS | POWERSUPPLYUPS-APC-BR1000G | POWERSUPPLYUPS | BR1000G |  |  |  | APC | Power Supply, UPS |  | POWERSUPPLYUPS-APC-BR1000G |  | 12/1/20 |  | PSU-2Y | Not Covered Vendor Only - Biomedical | MHHS-Woodlands | [8 empty] | POWERSUPPLYUPS | Power Supply, UPS | APC
NO | YES |  |  |  |  | 029-08136 | American Power Conversion (APC) | BR1000G |  | 3B121OX26420 | Woodlands-Biomedical Services | MHHS-Woodlands |  | Power Supply, UPS |  |  | 029-08136 | Woodlands | MHHS-Woodlands | Woodlands-Biomedical Services | Bench | 2/1/20 |  | 2/1/21 |  | POWER SYSTEMS, UNINTERRUPTIBLE | Power Supply, UPS | POWERSUPPLYUPS-APC-BR1000G | POWERSUPPLYUPS | BR1000G |  |  |  | APC | Power Supply, UPS |  | POWERSUPPLYUPS-APC-BR1000G |  | 12/1/20 |  | PSU-2Y | Not Covered Vendor Only - Biomedical | MHHS-Woodlands | [8 empty] | POWERSUPPLYUPS | Power Supply, UPS | APC
NO | YES |  |  |  |  | 029-08245 | American Power Conversion (APC) | BR1000G |  | 3B1210X26335 | Woodlands-OR | MHHS-Woodlands |  | Power Supply, UPS |  |  | 029-08245 | Woodlands | MHHS-Woodlands | Woodlands-OR |  | 10/1/19 |  | 10/1/20 |  | POWER SYSTEMS, UNINTERRUPTIBLE | Power Supply, UPS | POWERSUPPLYUPS-APC-BR1000G | POWERSUPPLYUPS | BR1000G |  |  |  | APC | Power Supply, UPS |  | POWERSUPPLYUPS-APC-BR1000G |  | 12/1/20 |  | PSU-2Y | Not Covered Vendor Only - Biomedical | MHHS-Woodlands | [8 empty] | POWERSUPPLYUPS | Power Supply, UPS | APC
NO | YES |  |  |  |  | 029-08246 | American Power Conversion (APC) | BR1000G |  | 3B121OX26441 | Woodlands-OR | MHHS-Woodlands |  | Power Supply, UPS |  |  | 029-08246 | Woodlands | MHHS-Woodlands | Woodlands-OR |  | 10/1/19 |  | 10/1/20 |  | POWER SYSTEMS, UNINTERRUPTIBLE | Power Supply, UPS | POWERSUPPLYUPS-APC-BR1000G | POWERSUPPLYUPS | BR1000G |  |  |  | APC | Power Supply, UPS |  | POWERSUPPLYUPS-APC-BR1000G |  | 12/1/20 |  | PSU-2Y | Not Covered Vendor Only - Biomedical | MHHS-Woodlands | [8 empty] | POWERSUPPLYUPS | Power Supply, UPS | APC
NO | YES |  |  |  |  | 029-08247 | American Power Conversion (APC) | BR1000G |  | 3B12OX26447 | Woodlands-OR | MHHS-Woodlands |  | Power Supply, UPS |  |  | 029-08247 | Woodlands | MHHS-Woodlands | Woodlands-OR |  | 10/1/19 |  | 10/1/20 |  | POWER SYSTEMS, UNINTERRUPTIBLE | Power Supply, UPS | POWERSUPPLYUPS-APC-BR1000G | POWERSUPPLYUPS | BR1000G |  |  |  | APC | Power Supply, UPS |  | POWERSUPPLYUPS-APC-BR1000G |  | 12/1/20 |  | PSU-2Y | Not Covered Vendor Only - Biomedical | MHHS-Woodlands | [8 empty] | POWERSUPPLYUPS | Power Supply, UPS | APC
NO | YES |  |  |  |  | 029-08249 | American Power Conversion (APC) | BR1000G |  | 3B121OX26462 | Woodlands-OR | MHHS-Woodlands |  | Power Supply, UPS |  |  | 029-08249 | Woodlands | MHHS-Woodlands | Woodlands-OR |  | 10/1/19 |  | 10/1/20 |  | POWER SYSTEMS, UNINTERRUPTIBLE | Power Supply, UPS | POWERSUPPLYUPS-APC-BR1000G | POWERSUPPLYUPS | BR1000G |  |  |  | APC | Power Supply, UPS |  | POWERSUPPLYUPS-APC-BR1000G |  | 12/1/20 |  | PSU-2Y | Not Covered Vendor Only - Biomedical | MHHS-Woodlands | [8 empty] | POWERSUPPLYUPS | Power Supply, UPS | APC
NO | YES |  |  |  |  | 029-08252 | American Power Conversion (APC) | BR1000G |  | 3B1210X24293 | Woodlands-Biomedical Services | MHHS-Woodlands |  | Power Supply, UPS |  |  | 029-08252 | Woodlands | MHHS-Woodlands | Woodlands-Biomedical Services | Bench | 2/1/20 |  | 2/1/21 |  | POWER SYSTEMS, UNINTERRUPTIBLE | Power Supply, UPS | POWERSUPPLYUPS-APC-BR1000G | POWERSUPPLYUPS | BR1000G |  |  |  | APC | Power Supply, UPS |  | POWERSUPPLYUPS-APC-BR1000G |  | 12/1/20 |  | PSU-2Y | Not Covered Vendor Only - Biomedical | MHHS-Woodlands | [8 empty] | POWERSUPPLYUPS | Power Supply, UPS | APC
NO | NO |  |  |  | 151-02360 |  | American Power Conversion (APC) | BR1000G |  | 3B1330X12679 | MH MG - (STX) - SOUTH TEXAS - WHARTON | MHHS-MG |  | Power Supply, UPS |  | 151-02360 |  | South |  | MH MG - (STX) - SOUTH TEXAS - WHARTON | [5 empty] | POWER SYSTEMS, UNINTERRUPTIBLE |  | POWERSUPPLYUPS-APC-BR1000G | POWERSUPPLYUPS | BR1000G |  |  |  | APC | Power Supply, UPS |  | POWERSUPPLYUPS-APC-BR1000G |  |  |  |  | Not Covered Vendor Only - Biomedical | MHHS-MG
NO | NO |  |  |  | 151-02353 |  | American Power Conversion (APC) | BR1000G |  | 3B1623X23849 | OPID - (CY) - CYPRESS - 427 (MP1) | MHHS-OPID |  | Power Supply, UPS |  | 151-02353 |  | Northwest & Cypress |  | OPID - (CY) - CYPRESS - 427 (MP1) | [5 empty] | POWER SYSTEMS, UNINTERRUPTIBLE |  | POWERSUPPLYUPS-APC-BR1000G | POWERSUPPLYUPS | BR1000G |  |  |  | APC | Power Supply, UPS |  | POWERSUPPLYUPS-APC-BR1000G |  |  |  |  | Not Covered Vendor Only - Biomedical | MHHS-OPID
NO | NO |  |  |  | 013-35026 |  | American Power Conversion (APC) | BR1000G |  | 3B1324X14954 | OPID - (SW) - SOUTHWEST - 433 (MP4) | MHHS-OPID |  | Power Supply, UPS |  | 013-35026 |  | Southwest |  | OPID - (SW) - SOUTHWEST - 433 (MP4) | [5 empty] | POWER SYSTEMS, UNINTERRUPTIBLE |  | POWERSUPPLYUPS-APC-BR1000G | POWERSUPPLYUPS | BR1000G |  |  |  | APC | Power Supply, UPS |  | POWERSUPPLYUPS-APC-BR1000G |  |  |  |  | Not Covered Vendor Only - Biomedical | MHHS-OPID
NO | NO |  |  |  | R-005-08765 |  | American Power Conversion (APC) | BR1000G |  |  | SE - CANCER CENTER | MHHS-Southeast |  | Power Supply, UPS |  | R-005-08765 |  | Southeast & Bay Area |  | SE - CANCER CENTER | [5 empty] | POWER SYSTEMS, UNINTERRUPTIBLE |  | POWERSUPPLYUPS-APC-BR1000G | POWERSUPPLYUPS | BR1000G |  |  |  | APC | Power Supply, UPS |  | POWERSUPPLYUPS-APC-BR1000G |  |  |  |  | Not Covered Vendor Only - Biomedical | MHHS-Southeast
NO | NO |  |  |  | R-005-08766 |  | American Power Conversion (APC) | BR1000G |  |  | SE - CANCER CENTER | MHHS-Southeast |  | Power Supply, UPS |  | R-005-08766 |  | Southeast & Bay Area |  | SE - CANCER CENTER | [5 empty] | POWER SYSTEMS, UNINTERRUPTIBLE |  | POWERSUPPLYUPS-APC-BR1000G | POWERSUPPLYUPS | BR1000G |  |  |  | APC | Power Supply, UPS |  | POWERSUPPLYUPS-APC-BR1000G |  |  |  |  | Not Covered Vendor Only - Biomedical | MHHS-Southeast
NO | NO |  |  |  | R-005-08769 |  | American Power Conversion (APC) | BR1000G |  |  | SE - CANCER CENTER | MHHS-Southeast |  | Power Supply, UPS |  | R-005-08769 |  | Southeast & Bay Area |  | SE - CANCER CENTER | [5 empty] | POWER SYSTEMS, UNINTERRUPTIBLE |  | POWERSUPPLYUPS-APC-BR1000G | POWERSUPPLYUPS | BR1000G |  |  |  | APC | Power Supply, UPS |  | POWERSUPPLYUPS-APC-BR1000G |  |  |  |  | Not Covered Vendor Only - Biomedical | MHHS-Southeast
NO | NO |  |  |  | R-005-08770 |  | American Power Conversion (APC) | BR1000G |  |  | SE - CANCER CENTER | MHHS-Southeast |  | Power Supply, UPS |  | R-005-08770 |  | Southeast & Bay Area |  | SE - CANCER CENTER | [5 empty] | POWER SYSTEMS, UNINTERRUPTIBLE |  | POWERSUPPLYUPS-APC-BR1000G | POWERSUPPLYUPS | BR1000G |  |  |  | APC | Power Supply, UPS |  | POWERSUPPLYUPS-APC-BR1000G |  |  |  |  | Not Covered Vendor Only - Biomedical | MHHS-Southeast
NO | NO |  |  |  | R-005-33524 |  | American Power Conversion (APC) | BR1000G |  | 4B1317P35987 | SE - CANCER CENTER | MHHS-Southeast |  | Power Supply, UPS |  | R-005-33524 |  | Southeast & Bay Area |  | SE - CANCER CENTER | [5 empty] | POWER SYSTEMS, UNINTERRUPTIBLE |  | POWERSUPPLYUPS-APC-BR1000G | POWERSUPPLYUPS | BR1000G |  |  |  | APC | Power Supply, UPS |  | POWERSUPPLYUPS-APC-BR1000G |  |  |  |  | Not Covered Vendor Only - Biomedical | MHHS-Southeast
NO | NO |  |  |  | R-005-08363 |  | American Power Conversion (APC) | BR1000G |  | 3B1238X08925 | SE - RADIOLOGY | MHHS-Southeast |  | Power Supply, UPS |  | R-005-08363 |  | Southeast & Bay Area |  | SE - RADIOLOGY | [5 empty] | POWER SYSTEMS, UNINTERRUPTIBLE |  | POWERSUPPLYUPS-APC-BR1000G | POWERSUPPLYUPS | BR1000G |  |  |  | APC | Power Supply, UPS |  | POWERSUPPLYUPS-APC-BR1000G |  |  |  |  | Not Covered Vendor Only - Biomedical | MHHS-Southeast
NO | NO |  |  |  | R-005-33541 |  | American Power Conversion (APC) | BR1000G |  | 3B1541X06171 | SE - RADIOLOGY | MHHS-Southeast |  | Power Supply, UPS |  | R-005-33541 |  | Southeast & Bay Area |  | SE - RADIOLOGY | [5 empty] | POWER SYSTEMS, UNINTERRUPTIBLE |  | POWERSUPPLYUPS-APC-BR1000G | POWERSUPPLYUPS | BR1000G |  |  |  | APC | Power Supply, UPS |  | POWERSUPPLYUPS-APC-BR1000G |  |  |  |  | Not Covered Vendor Only - Biomedical | MHHS-Southeast
NO | NO |  |  |  | R-005-33557 |  | American Power Conversion (APC) | BR1000G |  | 3B1241X06504 | SE - RADIOLOGY | MHHS-Southeast |  | Power Supply, UPS |  | R-005-33557 |  | Southeast & Bay Area |  | SE - RADIOLOGY | [5 empty] | POWER SYSTEMS, UNINTERRUPTIBLE |  | POWERSUPPLYUPS-APC-BR1000G | POWERSUPPLYUPS | BR1000G |  |  |  | APC | Power Supply, UPS |  | POWERSUPPLYUPS-APC-BR1000G |  |  |  |  | Not Covered Vendor Only - Biomedical | MHHS-Southeast
NO | NO |  |  |  | R-005-33760 |  | American Power Conversion (APC) | BR1000G |  | 3B1219X23548 | SE - RADIOLOGY | MHHS-Southeast |  | Power Supply, UPS |  | R-005-33760 |  | Southeast & Bay Area |  | SE - RADIOLOGY | [5 empty] | POWER SYSTEMS, UNINTERRUPTIBLE |  | POWERSUPPLYUPS-APC-BR1000G | POWERSUPPLYUPS | BR1000G |  |  |  | APC | Power Supply, UPS |  | POWERSUPPLYUPS-APC-BR1000G |  |  |  |  | Not Covered Vendor Only - Biomedical | MHHS-Southeast
NO | NO |  |  |  | R-005-CT2WSUPS |  | American Power Conversion (APC) | BR1000G |  | 3B1241X06524 | SE - RADIOLOGY | MHHS-Southeast |  | Power Supply, UPS |  | R-005-CT2WSUPS |  | Southeast & Bay Area |  | SE - RADIOLOGY | [5 empty] | POWER SYSTEMS, UNINTERRUPTIBLE |  | POWERSUPPLYUPS-APC-BR1000G | POWERSUPPLYUPS | BR1000G |  |  |  | APC | Power Supply, UPS |  | POWERSUPPLYUPS-APC-BR1000G |  |  |  |  | Not Covered Vendor Only - Biomedical | MHHS-Southeast
NO | NO |  |  |  | R-005-IP6WSUPS |  | American Power Conversion (APC) | BR1000G |  | 3B1241X06475 | SE - RADIOLOGY | MHHS-Southeast |  | Power Supply, UPS |  | R-005-IP6WSUPS |  | Southeast & Bay Area |  | SE - RADIOLOGY | [5 empty] | POWER SYSTEMS, UNINTERRUPTIBLE |  | POWERSUPPLYUPS-APC-BR1000G | POWERSUPPLYUPS | BR1000G |  |  |  | APC | Power Supply, UPS |  | POWERSUPPLYUPS-APC-BR1000G |  |  |  |  | Not Covered Vendor Only - Biomedical | MHHS-Southeast
NO | NO |  |  |  | R-005-NM2WSUPS |  | American Power Conversion (APC) | BR1000G |  | N/A | SE - RADIOLOGY | MHHS-Southeast |  | Power Supply, UPS |  | R-005-NM2WSUPS |  | Southeast & Bay Area |  | SE - RADIOLOGY | [5 empty] | POWER SYSTEMS, UNINTERRUPTIBLE |  | POWERSUPPLYUPS-APC-BR1000G | POWERSUPPLYUPS | BR1000G |  |  |  | APC | Power Supply, UPS |  | POWERSUPPLYUPS-APC-BR1000G |  |  |  |  | Not Covered Vendor Only - Biomedical | MHHS-Southeast
NO | NO |  |  |  | R-005-NM1WSUPS |  | American Power Conversion (APC) | BR1000G |  | 3B1334X0205 | SE - RADIOLOGY - NUC MED | MHHS-Southeast |  | Power Supply, UPS |  | R-005-NM1WSUPS |  | Southeast & Bay Area |  | SE - RADIOLOGY - NUC MED | [5 empty] | POWER SYSTEMS, UNINTERRUPTIBLE |  | POWERSUPPLYUPS-APC-BR1000G | POWERSUPPLYUPS | BR1000G |  |  |  | APC | Power Supply, UPS |  | POWERSUPPLYUPS-APC-BR1000G |  |  |  |  | Not Covered Vendor Only - Biomedical | MHHS-Southeast
NO | NO |  |  |  | R-005-NMDRWSUPS |  | American Power Conversion (APC) | BR1000G |  | 3B1241X06524 | SE - RADIOLOGY - NUC MED | MHHS-Southeast |  | Power Supply, UPS |  | R-005-NMDRWSUPS |  | Southeast & Bay Area |  | SE - RADIOLOGY - NUC MED | [5 empty] | POWER SYSTEMS, UNINTERRUPTIBLE |  | POWERSUPPLYUPS-APC-BR1000G | POWERSUPPLYUPS | BR1000G |  |  |  | APC | Power Supply, UPS |  | POWERSUPPLYUPS-APC-BR1000G |  |  |  |  | Not Covered Vendor Only - Biomedical | MHHS-Southeast
NO | NO |  |  |  | 013-35016 |  | American Power Conversion (APC) | BR1000G |  | 3B1334X03117 | SW - RADIOLOGY | MHHS-Southwest |  | Power Supply, UPS |  | 013-35016 |  | Southwest |  | SW - RADIOLOGY | [5 empty] | POWER SYSTEMS, UNINTERRUPTIBLE |  | POWERSUPPLYUPS-APC-BR1000G | POWERSUPPLYUPS | BR1000G |  |  |  | APC | Power Supply, UPS |  | POWERSUPPLYUPS-APC-BR1000G |  |  |  |  | Not Covered Vendor Only - Biomedical | MHHS-Southwest
NO | NO |  |  |  | 013-35736 |  | American Power Conversion (APC) | BR1000G |  | 3B1302X06480 | SW - RADIOLOGY | MHHS-Southwest |  | Power Supply, UPS |  | 013-35736 |  | Southwest |  | SW - RADIOLOGY | [5 empty] | POWER SYSTEMS, UNINTERRUPTIBLE |  | POWERSUPPLYUPS-APC-BR1000G | POWERSUPPLYUPS | BR1000G |  |  |  | APC | Power Supply, UPS |  | POWERSUPPLYUPS-APC-BR1000G |  |  |  |  | Not Covered Vendor Only - Biomedical | MHHS-Southwest
NO | NO |  |  |  | 013-35752 |  | American Power Conversion (APC) | BR1000G |  | 3b1202x16101 | SW - RADIOLOGY | MHHS-Southwest |  | Power Supply, UPS |  | 013-35752 |  | Southwest |  | SW - RADIOLOGY | [5 empty] | POWER SYSTEMS, UNINTERRUPTIBLE |  | POWERSUPPLYUPS-APC-BR1000G | POWERSUPPLYUPS | BR1000G |  |  |  | APC | Power Supply, UPS |  | POWERSUPPLYUPS-APC-BR1000G |  |  |  |  | Not Covered Vendor Only - Biomedical | MHHS-Southwest
NO | NO |  |  |  | 013-35753 |  | American Power Conversion (APC) | BR1000G |  | 3b1202x16110 | SW - RADIOLOGY | MHHS-Southwest |  | Power Supply, UPS |  | 013-35753 |  | Southwest |  | SW - RADIOLOGY | [5 empty] | POWER SYSTEMS, UNINTERRUPTIBLE |  | POWERSUPPLYUPS-APC-BR1000G | POWERSUPPLYUPS | BR1000G |  |  |  | APC | Power Supply, UPS |  | POWERSUPPLYUPS-APC-BR1000G |  |  |  |  | Not Covered Vendor Only - Biomedical | MHHS-Southwest
NO | NO |  |  |  | 013-36674 |  | American Power Conversion (APC) | BR1000G |  | 3B1238X06716 | SW - RADIOLOGY | MHHS-Southwest |  | Power Supply, UPS |  | 013-36674 |  | Southwest |  | SW - RADIOLOGY | [5 empty] | POWER SYSTEMS, UNINTERRUPTIBLE |  | POWERSUPPLYUPS-APC-BR1000G | POWERSUPPLYUPS | BR1000G |  |  |  | APC | Power Supply, UPS |  | POWERSUPPLYUPS-APC-BR1000G |  |  |  |  | Not Covered Vendor Only - Biomedical | MHHS-Southwest
NO | NO |  |  |  | 074-03206 |  | American Power Conversion (APC) | BR1000G |  | 3B1323X23267 | TMC - CATH LAB - ADULT (2HVI) | MHHS-TMC |  | Power Supply, UPS |  | 074-03206 |  | TMC |  | TMC - CATH LAB - ADULT (2HVI) | [5 empty] | POWER SYSTEMS, UNINTERRUPTIBLE |  | POWERSUPPLYUPS-APC-BR1000G | POWERSUPPLYUPS | BR1000G |  |  |  | APC | Power Supply, UPS |  | POWERSUPPLYUPS-APC-BR1000G |  |  |  |  | Not Covered Vendor Only - Biomedical | MHHS-TMC
NO | NO |  |  |  | 074-03258 |  | American Power Conversion (APC) | BR1000G |  | 3B1327X23501 | TMC - CATH LAB - ADULT (2HVI) | MHHS-TMC |  | Power Supply, UPS |  | 074-03258 |  | TMC |  | TMC - CATH LAB - ADULT (2HVI) | [5 empty] | POWER SYSTEMS, UNINTERRUPTIBLE |  | POWERSUPPLYUPS-APC-BR1000G | POWERSUPPLYUPS | BR1000G |  |  |  | APC | Power Supply, UPS |  | POWERSUPPLYUPS-APC-BR1000G |  |  |  |  | Not Covered Vendor Only - Biomedical | MHHS-TMC
NO | NO |  |  |  | 074-04845 |  | American Power Conversion (APC) | BR1000G |  | 3B1323X23186 | TMC - CATH LAB - ADULT (2HVI) | MHHS-TMC |  | Power Supply, UPS |  | 074-04845 |  | TMC |  | TMC - CATH LAB - ADULT (2HVI) | [5 empty] | POWER SYSTEMS, UNINTERRUPTIBLE |  | POWERSUPPLYUPS-APC-BR1000G | POWERSUPPLYUPS | BR1000G |  |  |  | APC | Power Supply, UPS |  | POWERSUPPLYUPS-APC-BR1000G |  |  |  |  | Not Covered Vendor Only - Biomedical | MHHS-TMC
NO | NO |  |  |  | 069-45582 |  | American Power Conversion (APC) | BR1000G |  | 4B1806P29953 | TMC - LABORATORY - CHEMISTRY (1R) | MHHS-TMC |  | Power Supply, UPS |  | 069-45582 |  | TMC |  | TMC - LABORATORY - CHEMISTRY (1R) | [5 empty] | POWER SYSTEMS, UNINTERRUPTIBLE |  | POWERSUPPLYUPS-APC-BR1000G | POWERSUPPLYUPS | BR1000G |  |  |  | APC | Power Supply, UPS |  | POWERSUPPLYUPS-APC-BR1000G |  |  |  |  | Not Covered Vendor Only - Biomedical | MHHS-TMC
NO | NO |  |  |  | 029-12203 |  | American Power Conversion (APC) | BR1000G |  | 3B1334X05205 | WOODLANDS - CATH LAB | MHHS-Woodlands |  | Power Supply, UPS |  | 029-12203 |  | Woodlands |  | WOODLANDS - CATH LAB | [5 empty] | POWER SYSTEMS, UNINTERRUPTIBLE |  | POWERSUPPLYUPS-APC-BR1000G | POWERSUPPLYUPS | BR1000G |  |  |  | APC | Power Supply, UPS |  | POWERSUPPLYUPS-APC-BR1000G |  |  |  |  | Not Covered Vendor Only - Biomedical | MHHS-Woodlands
NO | NO |  |  |  | 029-08135 |  | American Power Conversion (APC) | BR1000G |  | 3B121OX26475 | WOODLANDS - OR | MHHS-Woodlands |  | Power Supply, UPS |  | 029-08135 |  | Woodlands |  | WOODLANDS - OR | [5 empty] | POWER SYSTEMS, UNINTERRUPTIBLE |  | POWERSUPPLYUPS-APC-BR1000G | POWERSUPPLYUPS | BR1000G |  |  |  | APC | Power Supply, UPS |  | POWERSUPPLYUPS-APC-BR1000G |  |  |  |  | Not Covered Vendor Only - Biomedical | MHHS-Woodlands
NO | NO | [5 empty] | American Power Conversion (APC) | BR1000G |  | 3b1210x25902 | WOODLANDS - OR | MHHS-Woodlands |  | Power Supply, UPS |  |  |  | Woodlands |  | WOODLANDS - OR | [5 empty] | POWER SYSTEMS, UNINTERRUPTIBLE |  | POWERSUPPLYUPS-APC-BR1000G | POWERSUPPLYUPS | BR1000G |  |  |  | APC | Power Supply, UPS |  | POWERSUPPLYUPS-APC-BR1000G |  |  |  |  | Not Covered Vendor Only - Biomedical | MHHS-Woodlands
NO | NO | [5 empty] | American Power Conversion (APC) | BR1000G |  | 3B1210X25614 | WOODLANDS - OR | MHHS-Woodlands |  | Power Supply, UPS |  |  |  | Woodlands |  | WOODLANDS - OR | [5 empty] | POWER SYSTEMS, UNINTERRUPTIBLE |  | POWERSUPPLYUPS-APC-BR1000G | POWERSUPPLYUPS | BR1000G |  |  |  | APC | Power Supply, UPS |  | POWERSUPPLYUPS-APC-BR1000G |  |  |  |  | Not Covered Vendor Only - Biomedical | MHHS-Woodlands
NO | NO | [5 empty] | American Power Conversion (APC) | BR1000G |  | 3B121OX25647 | WOODLANDS - OR | MHHS-Woodlands |  | Power Supply, UPS |  |  |  | Woodlands |  | WOODLANDS - OR | [5 empty] | POWER SYSTEMS, UNINTERRUPTIBLE |  | POWERSUPPLYUPS-APC-BR1000G | POWERSUPPLYUPS | BR1000G |  |  |  | APC | Power Supply, UPS |  | POWERSUPPLYUPS-APC-BR1000G |  |  |  |  | Not Covered Vendor Only - Biomedical | MHHS-Woodlands
NO | NO | [5 empty] | American Power Conversion (APC) | BR1000G |  | 3B121OX25613 | WOODLANDS - OR | MHHS-Woodlands |  | Power Supply, UPS |  |  |  | Woodlands |  | WOODLANDS - OR | [5 empty] | POWER SYSTEMS, UNINTERRUPTIBLE |  | POWERSUPPLYUPS-APC-BR1000G | POWERSUPPLYUPS | BR1000G |  |  |  | APC | Power Supply, UPS |  | POWERSUPPLYUPS-APC-BR1000G |  |  |  |  | Not Covered Vendor Only - Biomedical | MHHS-Woodlands
NO | NO |  |  |  | 029-08436 |  | American Power Conversion (APC) | BR1000G |  | 3B1226X10902 | WOODLANDS - PCU5 | MHHS-Woodlands |  | Power Supply, UPS |  | 029-08436 |  | Woodlands |  | WOODLANDS - PCU5 | [5 empty] | POWER SYSTEMS, UNINTERRUPTIBLE |  | POWERSUPPLYUPS-APC-BR1000G | POWERSUPPLYUPS | BR1000G |  |  |  | APC | Power Supply, UPS |  | POWERSUPPLYUPS-APC-BR1000G |  |  |  |  | Not Covered Vendor Only - Biomedical | MHHS-Woodlands
NO | NO |  |  |  | 029-08835 |  | American Power Conversion (APC) | BR1000G |  | 3B1246X06927 | WOODLANDS - TELEMETRY | MHHS-Woodlands |  | Power Supply, UPS |  | 029-08835 |  | Woodlands |  | WOODLANDS - TELEMETRY | [5 empty] | POWER SYSTEMS, UNINTERRUPTIBLE |  | POWERSUPPLYUPS-APC-BR1000G | POWERSUPPLYUPS | BR1000G |  |  |  | APC | Power Supply, UPS |  | POWERSUPPLYUPS-APC-BR1000G |  |  |  |  | Not Covered Vendor Only - Biomedical | MHHS-Woodlands
NO | NO |  |  |  | 029-06710 |  | American Power Conversion (APC) | BR1200 |  | BB0637040771 | WOODLANDS - CATH LAB | MHHS-Woodlands |  | Power Supply, UPS |  | 029-06710 |  | Woodlands |  | WOODLANDS - CATH LAB | [5 empty] | POWER SYSTEMS, UNINTERRUPTIBLE |  | POWERSUPPLYUPS-APC-BR 1200 | POWERSUPPLYUPS | BR 1200 |  |  |  | APC | Power Supply, UPS |  |  | POWERSUPPLYUPS-APC-BR 1200 |  |  |  | Not Covered Vendor Only - Biomedical | MHHS-Woodlands
NO | YES |  |  |  | 005-08410 | 005-08410 | American Power Conversion (APC) | BR1500 |  | 4B1636P24994 | SE-Laboratory-Blood Bank | MHHS-Southeast |  | Power Supply, UPS |  | 005-08410 | 005-08410 | Southeast | MHHS-Southeast | SE-Laboratory-Blood Bank | W2 | 1/1/19 |  |  |  | POWER SYSTEMS, UNINTERRUPTIBLE |  | POWERSUPPLYUPS-APC-BR1500 | POWERSUPPLYUPS | BR1500 |  |  |  | APC | Power Supply, UPS |  | POWERSUPPLYUPS-APC-BR1500 |  | 11/11/20 |  |  | Not Covered Vendor Only - Biomedical | MHHS-Southeast
NO | YES |  |  |  |  | 013-17256 | American Power Conversion (APC) | BR1500 |  |  | SW-Telemetry | MHHS-Southwest |  | Power Supply, UPS |  |  | 013-17256 | Southwest | MHHS-Southwest | SW-Telemetry | 9th Floor Nurses Station | 4/1/19 |  | 4/1/20 |  | POWER SYSTEMS, UNINTERRUPTIBLE | Power Supply, UPS | POWERSUPPLYUPS-APC-BR1500 | POWERSUPPLYUPS | BR1500 |  |  |  | APC | Power Supply, UPS |  | POWERSUPPLYUPS-APC-BR1500 |  | 11/11/20 |  | PSU-2Y | Not Covered Vendor Only - Biomedical | MHHS-Southwest | [8 empty] | POWERSUPPLYUPS | Power Supply, UPS | APC
NO | YES | [5 empty] | American Power Conversion (APC) | BR1500 |  | BB0739011759 | SW-Nurse Call | MHHS-Southwest |  | Power Supply, UPS |  |  |  | Southwest | MHHS-Southwest | SW-Nurse Call | Hallway B | 4/1/19 |  | 4/1/20 |  | POWER SYSTEMS, UNINTERRUPTIBLE | Power Supply, UPS | POWERSUPPLYUPS-APC-BR1500 | POWERSUPPLYUPS | BR1500 |  |  |  | APC | Power Supply, UPS |  | POWERSUPPLYUPS-APC-BR1500 |  | 11/11/20 |  | PSU-2Y | Not Covered Vendor Only - Biomedical | MHHS-Southwest | [8 empty] | POWERSUPPLYUPS | Power Supply, UPS | APC
NO | YES |  |  |  |  | 099-10765 | American Power Conversion (APC) | BR1500 |  |  | SW-Nurse Call | MHHS-Southwest |  | Power Supply, UPS |  |  | 099-10765 | Southwest | MHHS-Southwest | SW-Nurse Call | 9th Floor Nursea Station | 4/1/19 |  |  | New Add - One Time Inspection Sticker | POWER SYSTEMS, UNINTERRUPTIBLE | Power Supply, UPS | POWERSUPPLYUPS-APC-BR1500 | POWERSUPPLYUPS | BR1500 |  |  |  | APC | Power Supply, UPS |  | POWERSUPPLYUPS-APC-BR1500 |  | 11/11/20 |  | PSU-2Y | Not Covered Vendor Only - Biomedical | MHHS-Southwest | [8 empty] | POWERSUPPLYUPS | Power Supply, UPS | APC
NO | YES |  |  |  | 129-03328 | 129-03328 | American Power Conversion (APC) | BR1500 |  | 8B0748R25218 | SUGAR LAND - ER | MHHS-Sugarland |  | Power Supply, UPS |  | 129-03328 | 129-03328 | Sugar Land | Memorial Hermann Sugar Land Hospital | SUGAR LAND - ER | Nurses Station | 12/1/19 |  |  |  | POWER SYSTEMS, UNINTERRUPTIBLE | Power Supply, UPS | POWERSUPPLYUPS-APC-BR1500 | POWERSUPPLYUPS | BR1500 |  |  |  | APC | Power Supply, UPS |  | POWERSUPPLYUPS-APC-BR1500 |  | 11/11/20 |  | PSU-2Y | Not Covered Vendor Only - Biomedical | MHHS-Sugarland | [8 empty] | POWERSUPPLYUPS | Power Supply, UPS | APC
NO | NO | [5 empty] | American Power Conversion (APC) | BR1500 |  | JB0449003406 | MEMORIAL CITY - OUTPATIENT SURGERY | MHHS-Mem City |  | Power Supply, UPS |  |  |  | West & Memorial City |  | MEMORIAL CITY - OUTPATIENT SURGERY | [5 empty] | POWER SYSTEMS, UNINTERRUPTIBLE |  | POWERSUPPLYUPS-APC-BR1500 | POWERSUPPLYUPS | BR1500 |  |  |  | APC | Power Supply, UPS |  | POWERSUPPLYUPS-APC-BR1500 |  |  |  |  | Not Covered Vendor Only - Biomedical | MHHS-Mem City
NO | NO |  |  |  | 142-07081 |  | American Power Conversion (APC) | BR1500 |  | 4B1728P06248 | NE - ER | MHHS-Northeast |  | Power Supply, UPS |  | 142-07081 |  | Katy |  | NE - ER | [5 empty] | POWER SYSTEMS, UNINTERRUPTIBLE |  | POWERSUPPLYUPS-APC-BR1500 | POWERSUPPLYUPS | BR1500 |  |  |  | APC | Power Supply, UPS |  | POWERSUPPLYUPS-APC-BR1500 |  |  |  |  | Not Covered Vendor Only - Biomedical | MHHS-Northeast
NO | NO |  |  |  | 005-30120 |  | American Power Conversion (APC) | BR1500 |  | BB0645015148 | SE - NURSE CALL | MHHS-Southeast |  | Power Supply, UPS |  | 005-30120 |  | Southeast & Bay Area |  | SE - NURSE CALL | [5 empty] | POWER SYSTEMS, UNINTERRUPTIBLE |  | POWERSUPPLYUPS-APC-BR1500 | POWERSUPPLYUPS | BR1500 |  |  |  | APC | Power Supply, UPS |  | POWERSUPPLYUPS-APC-BR1500 |  |  |  |  | Not Covered Vendor Only - Biomedical | MHHS-Southeast
NO | NO |  |  |  | 005-30803 |  | American Power Conversion (APC) | BR1500 |  | JB0642017305 | SE - NURSE CALL | MHHS-Southeast |  | Power Supply, UPS |  | 005-30803 |  | Southeast & Bay Area |  | SE - NURSE CALL | [5 empty] | POWER SYSTEMS, UNINTERRUPTIBLE |  | POWERSUPPLYUPS-APC-BR1500 | POWERSUPPLYUPS | BR1500 |  |  |  | APC | Power Supply, UPS |  | POWERSUPPLYUPS-APC-BR1500 |  |  |  |  | Not Covered Vendor Only - Biomedical | MHHS-Southeast
NO | NO |  |  |  | 005-33495 |  | American Power Conversion (APC) | BR1500 |  | BB0645019451 | SE - NURSE CALL | MHHS-Southeast |  | Power Supply, UPS |  | 005-33495 |  | Southeast & Bay Area |  | SE - NURSE CALL | [5 empty] | POWER SYSTEMS, UNINTERRUPTIBLE |  | POWERSUPPLYUPS-APC-BR1500 | POWERSUPPLYUPS | BR1500 |  |  |  | APC | Power Supply, UPS |  | POWERSUPPLYUPS-APC-BR1500 |  |  |  |  | Not Covered Vendor Only - Biomedical | MHHS-Southeast
NO | NO |  |  |  | 013-17112 |  | American Power Conversion (APC) | BR1500 |  | BB0829R32579 | SW - NURSE CALL | MHHS-Southwest |  | Power Supply, UPS |  | 013-17112 |  | Southwest |  | SW - NURSE CALL | [5 empty] | POWER SYSTEMS, UNINTERRUPTIBLE |  | POWERSUPPLYUPS-APC-BR1500 | POWERSUPPLYUPS | BR1500 |  |  |  | APC | Power Supply, UPS |  | POWERSUPPLYUPS-APC-BR1500 |  |  |  |  | Not Covered Vendor Only - Biomedical | MHHS-Southwest
NO | NO | [5 empty] | American Power Conversion (APC) | BR1500 |  |  | SW - NURSE CALL | MHHS-Southwest |  | Power Supply, UPS |  |  |  | Southwest |  | SW - NURSE CALL | [5 empty] | POWER SYSTEMS, UNINTERRUPTIBLE |  | POWERSUPPLYUPS-APC-BR1500 | POWERSUPPLYUPS | BR1500 |  |  |  | APC | Power Supply, UPS |  | POWERSUPPLYUPS-APC-BR1500 |  |  |  |  | Not Covered Vendor Only - Biomedical | MHHS-Southwest
NO | NO | [5 empty] | American Power Conversion (APC) | BR1500 |  | 8B0829R32606 | SW - NURSE CALL | MHHS-Southwest |  | Power Supply, UPS |  |  |  | Southwest |  | SW - NURSE CALL | [5 empty] | POWER SYSTEMS, UNINTERRUPTIBLE |  | POWERSUPPLYUPS-APC-BR1500 | POWERSUPPLYUPS | BR1500 |  |  |  | APC | Power Supply, UPS |  | POWERSUPPLYUPS-APC-BR1500 |  |  |  |  | Not Covered Vendor Only - Biomedical | MHHS-Southwest
NO | NO | [5 empty] | American Power Conversion (APC) | BR1500 |  | BB0742005538 | SW - NURSE CALL | MHHS-Southwest |  | Power Supply, UPS |  |  |  | Southwest |  | SW - NURSE CALL | [5 empty] | POWER SYSTEMS, UNINTERRUPTIBLE |  | POWERSUPPLYUPS-APC-BR1500 | POWERSUPPLYUPS | BR1500 |  |  |  | APC | Power Supply, UPS |  | POWERSUPPLYUPS-APC-BR1500 |  |  |  |  | Not Covered Vendor Only - Biomedical | MHHS-Southwest
NO | NO |  |  |  | 129-04366 |  | American Power Conversion (APC) | BR1500 |  | BB0951023808 | SUGAR LAND - CATH LAB | MHHS-Sugarland |  | Power Supply, UPS |  | 129-04366 |  | Sugar Land |  | SUGAR LAND - CATH LAB | [5 empty] | POWER SYSTEMS, UNINTERRUPTIBLE |  | POWERSUPPLYUPS-APC-BR1500 | POWERSUPPLYUPS | BR1500 |  |  |  | APC | Power Supply, UPS |  | POWERSUPPLYUPS-APC-BR1500 |  |  |  |  | Not Covered Vendor Only - Biomedical | MHHS-Sugarland
NO | NO |  |  |  | 069-45546 |  | American Power Conversion (APC) | BR1500 |  |  | TMC - EPILEPSY - PEDI EMU (10HP) | MHHS-TMC |  | Power Supply, UPS |  | 069-45546 |  | TMC |  | TMC - EPILEPSY - PEDI EMU (10HP) | [5 empty] | POWER SYSTEMS, UNINTERRUPTIBLE |  | POWERSUPPLYUPS-APC-BR1500 | POWERSUPPLYUPS | BR1500 |  |  |  | APC | Power Supply, UPS |  | POWERSUPPLYUPS-APC-BR1500 |  |  |  |  | Not Covered Vendor Only - Biomedical | MHHS-TMC
NO | NO |  |  |  | 029-07766 |  | American Power Conversion (APC) | BR1500 |  | JB0519027607 | WOODLANDS - RADIOLOGY | MHHS-Woodlands |  | Power Supply, UPS |  | 029-07766 |  | Woodlands |  | WOODLANDS - RADIOLOGY | [5 empty] | POWER SYSTEMS, UNINTERRUPTIBLE |  | POWERSUPPLYUPS-APC-BR1500 | POWERSUPPLYUPS | BR1500 |  |  |  | APC | Power Supply, UPS |  | POWERSUPPLYUPS-APC-BR1500 |  |  |  |  | Not Covered Vendor Only - Biomedical | MHHS-Woodlands
NO | YES |  |  |  |  | 142-05559 | American Power Conversion (APC) | BR1500G |  | 3B1232X13691 | NE-5 South West | MHHS-Northeast |  | Power Supply, UPS |  |  | 142-05559 | Katy | MHHS-Northeast | NE-5 South West |  | 11/1/18 | 11/1/19 |  |  | POWER SYSTEMS, UNINTERRUPTIBLE | Power Supply, UPS | POWERSUPPLYUPS-APC-BR1500G | POWERSUPPLYUPS | BR1500G |  |  |  | APC | Power Supply, UPS |  | POWERSUPPLYUPS-APC-BR1500G |  | 11/1/20 |  | PSU-2Y | Not Covered Vendor Only - Biomedical | MHHS-Northeast | [8 empty] | POWERSUPPLYUPS | Power Supply, UPS | APC
NO | YES | [5 empty] | American Power Conversion (APC) | BR1500G |  | 3B1232X13684 | NE-Cancer Center | MHHS-Northeast |  | Power Supply, UPS |  |  |  | Katy | MHHS-Northeast | NE-Cancer Center | Physics Dosimetry | 10/1/18 |  |  |  | POWER SYSTEMS, UNINTERRUPTIBLE | Power Supply, UPS | POWERSUPPLYUPS-APC-BR1500G | POWERSUPPLYUPS | BR1500G |  |  |  | APC | Power Supply, UPS |  | POWERSUPPLYUPS-APC-BR1500G |  | 11/1/20 |  | PSU-2Y | Not Covered Vendor Only - Biomedical | MHHS-Northeast | [8 empty] | POWERSUPPLYUPS | Power Supply, UPS | APC
NO | YES |  |  |  |  | 142-05504 | American Power Conversion (APC) | BR1500G |  | 3B1215X05028 | NE-ER | MHHS-Northeast |  | Power Supply, UPS |  |  | 142-05504 | Katy | MHHS-Northeast | NE-ER | Outside OR 3 | 8/1/19 | 8/1/20 |  |  | POWER SYSTEMS, UNINTERRUPTIBLE | Power Supply, UPS | POWERSUPPLYUPS-APC-BR1500G | POWERSUPPLYUPS | BR1500G |  |  |  | APC | Power Supply, UPS |  | POWERSUPPLYUPS-APC-BR1500G |  | 11/1/20 |  | PSU-2Y | Not Covered Vendor Only - Biomedical | MHHS-Northeast | [8 empty] | POWERSUPPLYUPS | Power Supply, UPS | APC
NO | YES |  |  |  | 005-10435 | 005-10435 | American Power Conversion (APC) | BR1500G |  | 4B1609P32895 | SE - CATH LAB | MHHS-Southeast |  | Power Supply, UPS |  | 005-10435 | 005-10435 | Southeast | Memorial Hermann Southeast Hospital | SE - CATH LAB | Rm 2 |  |  |  | No pm sticker | POWER SYSTEMS, UNINTERRUPTIBLE |  | POWERSUPPLYUPS-APC-BR1500G | POWERSUPPLYUPS | BR1500G |  |  |  | APC | Power Supply, UPS |  | POWERSUPPLYUPS-APC-BR1500G |  |  |  |  | Not Covered Vendor Only - Biomedical | MHHS-Southeast
NO | YES |  |  |  | 005-33491 | 005-33491 | American Power Conversion (APC) | BR1500G |  | 4B1548P24424 | SE - RADIOLOGY | MHHS-Southeast |  | Power Supply, UPS |  | 005-33491 | 005-33491 | Southeast & Bay Area | Memorial Hermann- SE - RADIOLOGY | SE - RADIOLOGY |  | 4/1/19 |  | 4/1/20 |  | POWER SYSTEMS, UNINTERRUPTIBLE |  | POWERSUPPLYUPS-APC-BR1500G | POWERSUPPLYUPS | BR1500G |  |  |  | APC | Power Supply, UPS |  | POWERSUPPLYUPS-APC-BR1500G |  | 11/1/20 |  |  | Not Covered Vendor Only - Biomedical | MHHS-Southeast
NO | YES |  |  |  | 005-10444 | 005-10444 | American Power Conversion (APC) | BR1500G |  | 3B1647X21494 | SE-Telemetry | MHHS-Southeast |  | Power Supply, UPS |  | 005-10444 | 005-10444 | Southeast | MHHS-Southeast | SE-Telemetry | Tele | 8/1/19 |  | 8/1/20 |  | POWER SYSTEMS, UNINTERRUPTIBLE |  | POWERSUPPLYUPS-APC-BR1500G | POWERSUPPLYUPS | BR1500G |  |  |  | APC | Power Supply, UPS |  | POWERSUPPLYUPS-APC-BR1500G |  | 11/1/20 |  |  | Not Covered Vendor Only - Biomedical | MHHS-Southeast
NO | YES |  |  |  | 013-16632 | 013-16632 | American Power Conversion (APC) | BR1500G |  | 4B1727P18267 | SW-Nurse Call | MHHS-Southwest |  | Power Supply, UPS |  | 013-16632 | 013-16632 | Southwest | MHHS-Southwest | SW-Nurse Call | 9th Floor Nurses Station | 1/1/19 |  | 1/1/20 |  | POWER SYSTEMS, UNINTERRUPTIBLE | Power Supply, UPS | POWERSUPPLYUPS-APC-BR1500G | POWERSUPPLYUPS | BR1500G |  |  |  | APC | Power Supply, UPS |  | POWERSUPPLYUPS-APC-BR1500G |  | 11/1/20 |  | PSU-2Y | Not Covered Vendor Only - Biomedical | MHHS-Southwest | [8 empty] | POWERSUPPLYUPS | Power Supply, UPS | APC
NO | YES |  |  |  | 013-16622 | 013-16622 | American Power Conversion (APC) | BR1500G |  | 3B1242X17224 | SW-Nursery | MHHS-Southwest |  | Power Supply, UPS |  | 013-16622 | 013-16622 | Southwest | MHHS-Southwest | SW-Nursery | 5th Floor - C Wing Nurses Station | 4/1/19 |  | 4/1/20 |  | POWER SYSTEMS, UNINTERRUPTIBLE | Power Supply, UPS | POWERSUPPLYUPS-APC-BR1500G | POWERSUPPLYUPS | BR1500G |  |  |  | APC | Power Supply, UPS |  | POWERSUPPLYUPS-APC-BR1500G |  | 11/1/20 |  | PSU-2Y | Not Covered Vendor Only - Biomedical | MHHS-Southwest | [8 empty] | POWERSUPPLYUPS | Power Supply, UPS | APC
NO | YES |  |  |  | 013-19537 | 013-19537 | American Power Conversion (APC) | BR1500G |  | 4B1331P28213 | SW-Nurse Call | MHHS-Southwest |  | Power Supply, UPS |  | 013-19537 | 013-19537 | Southwest | MHHS-Southwest | SW-Nurse Call | 9th floor zone A | 4/1/19 |  | 4/1/20 |  | POWER SYSTEMS, UNINTERRUPTIBLE | Power Supply, UPS | POWERSUPPLYUPS-APC-BR1500G | POWERSUPPLYUPS | BR1500G |  |  |  | APC | Power Supply, UPS |  | POWERSUPPLYUPS-APC-BR1500G |  | 11/1/20 |  | PSU-2Y | Not Covered Vendor Only - Biomedical | MHHS-Southwest | [8 empty] | POWERSUPPLYUPS | Power Supply, UPS | APC
NO | YES |  |  |  | 013-34091 | 013-34091 | American Power Conversion (APC) | BR1500G |  | 4B1349P43368 | Floor 4 | MHHS-Southwest |  | Power Supply, UPS |  | 013-34091 | 013-34091 | Southwest | Memorial Hermann Southwest Hospital | Floor 4 | Floor 4 | 11/1/18 |  |  |  | POWER SYSTEMS, UNINTERRUPTIBLE | Power Supply, UPS | POWERSUPPLYUPS-APC-BR1500G | POWERSUPPLYUPS | BR1500G |  |  |  | APC | Power Supply, UPS |  | POWERSUPPLYUPS-APC-BR1500G |  | 11/1/20 |  | PSU-2Y | Not Covered Vendor Only - Biomedical | MHHS-Southwest | [8 empty] | POWERSUPPLYUPS | Power Supply, UPS | APC
NO | YES |  |  |  | 013-34094 | 013-34094 | American Power Conversion (APC) | BR1500G |  | 4B1417P05864 | SW-HVI-Telemetry | MHHS-Southwest |  | Power Supply, UPS |  | 013-34094 | 013-34094 | Southwest | MHHS-Southwest | SW-HVI-Telemetry | HVI Nurse?Aos Station | 4/1/19 |  | 4/1/20 |  | POWER SYSTEMS, UNINTERRUPTIBLE | Power Supply, UPS | POWERSUPPLYUPS-APC-BR1500G | POWERSUPPLYUPS | BR1500G |  |  |  | APC | Power Supply, UPS |  | POWERSUPPLYUPS-APC-BR1500G |  | 11/1/20 |  | PSU-2Y | Not Covered Vendor Only - Biomedical | MHHS-Southwest | [8 empty] | POWERSUPPLYUPS | Power Supply, UPS | APC
NO | YES |  |  |  | 013-34097 | 013-34097 | American Power Conversion (APC) | BR1500G |  | 4B1340P13696 | Floor 7 | MHHS-Southwest |  | Power Supply, UPS |  | 013-34097 | 013-34097 | Southwest | Memorial Hermann Southwest | Floor 7 | Floor 7 | 4/1/19 |  |  |  | POWER SYSTEMS, UNINTERRUPTIBLE | Power Supply, UPS | POWERSUPPLYUPS-APC-BR1500G | POWERSUPPLYUPS | BR1500G |  |  |  | APC | Power Supply, UPS |  | POWERSUPPLYUPS-APC-BR1500G |  | 11/1/20 |  | PSU-2Y | Not Covered Vendor Only - Biomedical | MHHS-Southwest | [8 empty] | POWERSUPPLYUPS | Power Supply, UPS | APC
NO | YES |  |  |  | 013-36950 | 013-36950 | American Power Conversion (APC) | BR1500G |  | 4B1727P18284 | SW-Telemetry | MHHS-Southwest |  | Power Supply, UPS |  | 013-36950 | 013-36950 | Southwest | MHHS-Southwest | SW-Telemetry | 10th Floor nurse store | 8/1/19 |  | 8/1/20 |  | POWER SYSTEMS, UNINTERRUPTIBLE | Power Supply, UPS | POWERSUPPLYUPS-APC-BR1500G | POWERSUPPLYUPS | BR1500G |  |  |  | APC | Power Supply, UPS |  | POWERSUPPLYUPS-APC-BR1500G |  | 11/1/20 |  | PSU-2Y | Not Covered Vendor Only - Biomedical | MHHS-Southwest | [8 empty] | POWERSUPPLYUPS | Power Supply, UPS | APC
NO | YES |  |  |  | 013-19934 | 013-19934 | American Power Conversion (APC) | BR1500G |  | 4B1727P18259 | Floor 4 | MHHS-Southwest |  | Power Supply, UPS |  | 013-19934 | 013-19934 | Southwest | Memorial Hermann Southwest Hospital | Floor 4 | Floor 4 | 4/1/19 |  |  |  | POWER SYSTEMS, UNINTERRUPTIBLE | Power Supply, UPS | POWERSUPPLYUPS-APC-BR1500G | POWERSUPPLYUPS | BR1500G |  |  |  | APC | Power Supply, UPS |  | POWERSUPPLYUPS-APC-BR1500G |  | 11/1/20 |  | PSU-2Y | Not Covered Vendor Only - Biomedical | MHHS-Southwest | [8 empty] | POWERSUPPLYUPS | Power Supply, UPS | APC
NO | YES |  |  |  | 013-36946 | 013-36946 | American Power Conversion (APC) | BR1500G |  |  | Floor 4 | MHHS-Southwest |  | Power Supply, UPS |  | 013-36946 | 013-36946 | Southwest | Memorial Hermann Southwest Hospital | Floor 4 | Floor 4 | 3/1/19 |  |  |  | POWER SYSTEMS, UNINTERRUPTIBLE | Power Supply, UPS | POWERSUPPLYUPS-APC-BR1500G | POWERSUPPLYUPS | BR1500G |  |  |  | APC | Power Supply, UPS |  | POWERSUPPLYUPS-APC-BR1500G |  | 11/1/20 |  | PSU-2Y | Not Covered Vendor Only - Biomedical | MHHS-Southwest | [8 empty] | POWERSUPPLYUPS | Power Supply, UPS | APC
NO | YES |  |  |  |  | 005-33342 | American Power Conversion (APC) | BR1500G |  | 3B1215X02962 | SUGAR LAND - NURSE CALL | MHHS-Sugarland |  | Power Supply, UPS |  |  | 005-33342 | Sugar Land | Memorial Hermann Sugar Land Hospital | SUGAR LAND - NURSE CALL | Nurses Station | 5/1/19 |  |  |  | POWER SYSTEMS, UNINTERRUPTIBLE | Power Supply, UPS | POWERSUPPLYUPS-APC-BR1500G | POWERSUPPLYUPS | BR1500G |  |  |  | APC | Power Supply, UPS |  | POWERSUPPLYUPS-APC-BR1500G |  | 12/19/20 |  | PSU-2Y | No Coverage Specified | MHHS-Sugarland | [8 empty] | POWERSUPPLYUPS | Power Supply, UPS | APC
NO | YES |  |  |  | 129-05764 | 129-05764 | American Power Conversion (APC) | BR1500G |  | 4P1322P49052 | Pediatric ER | MHHS-Sugarland |  | Power Supply, UPS |  | 129-05764 | 129-05764 | Sugar Land | Memorial Hermann Sugar Land Hospital | Pediatric ER | Nurses Station | 12/1/19 |  |  |  | POWER SYSTEMS, UNINTERRUPTIBLE | Power Supply, UPS | POWERSUPPLYUPS-APC-BR1500G | POWERSUPPLYUPS | BR1500G |  |  |  | APC | Power Supply, UPS |  | POWERSUPPLYUPS-APC-BR1500G |  | 12/1/20 |  | PSU-2Y | Not Covered Vendor Only - Biomedical | MHHS-Sugarland | [8 empty] | POWERSUPPLYUPS | Power Supply, UPS | APC
NO | YES |  |  |  | 069-33673 | 069-33673 | American Power Conversion (APC) | BR1500G |  | NSN | TMC-Central Monitoring-Hvi (3Hvi) | MHHS-TMC |  | Power Supply, UPS |  | 069-33673 | 069-33673 | TMC | MHHS-TMC | TMC-Central Monitoring-Hvi (3Hvi) | Biomed | 8/1/19 |  |  |  | POWER SYSTEMS, UNINTERRUPTIBLE | Power Supply, UPS | POWERSUPPLYUPS-APC-BR1500G | POWERSUPPLYUPS | BR1500G |  |  |  | APC | Power Supply, UPS |  | POWERSUPPLYUPS-APC-BR1500G |  | 11/11/20 |  | PSU-2Y | Not Covered Vendor Only - Biomedical | MHHS-TMC | [8 empty] | POWERSUPPLYUPS | Power Supply, UPS | APC
NO | YES | Serial Number BR1500G |  |  | 069-36494 | 069-36494 | American Power Conversion (APC) | BR1500G |  | BR1500G | TMC-Central Monitoring-Hvi (3Hvi) | MHHS-TMC |  | Power Supply, UPS |  | 069-36494 | 069-36494 | TMC | MHHS-TMC | TMC-Central Monitoring-Hvi (3Hvi) | Biomed | 7/1/19 |  | 8/1/20 |  | POWER SYSTEMS, UNINTERRUPTIBLE | Power Supply, UPS | POWERSUPPLYUPS-APC-BR1500G | POWERSUPPLYUPS | BR1500G |  |  |  | APC | Power Supply, UPS |  | POWERSUPPLYUPS-APC-BR1500G |  | 11/11/20 |  | PSU-2Y | Not Covered Vendor Only - Biomedical | MHHS-TMC | [8 empty] | POWERSUPPLYUPS | Power Supply, UPS | APC
NO | YES |  |  |  | 069-43526 | 069-43526 | American Power Conversion (APC) | BR1500G |  | 4B1724P13770 | TMC-Hermann-COU (1R) | MHHS-TMC |  | Power Supply, UPS |  | 069-43526 | 069-43526 | TMC | MHHS-TMC | TMC-Hermann-COU (1R) | Nurse Station | 12/1/18 |  |  |  | POWER SYSTEMS, UNINTERRUPTIBLE |  | POWERSUPPLYUPS-APC-BR1500G | POWERSUPPLYUPS | BR1500G |  |  |  | APC | Power Supply, UPS |  | POWERSUPPLYUPS-APC-BR1500G |  | 12/19/20 |  |  | No Coverage Specified | MHHS-TMC
NO | YES |  |  |  | 074-05329 | 074-05329 | American Power Conversion (APC) | BR1500G |  | 4B1724P15583 | TMC-Central Monitoring-Hvi (3Hvi) | MHHS-TMC |  | Power Supply, UPS |  | 074-05329 | 074-05329 | TMC | MHHS-TMC | TMC-Central Monitoring-Hvi (3Hvi) | Biomed | 8/1/19 |  | 8/1/20 |  | POWER SYSTEMS, UNINTERRUPTIBLE | Power Supply, UPS | POWERSUPPLYUPS-APC-BR1500G | POWERSUPPLYUPS | BR1500G |  |  |  | APC | Power Supply, UPS |  | POWERSUPPLYUPS-APC-BR1500G |  | 11/1/20 |  | PSU-2Y | Not Covered Vendor Only - Biomedical | MHHS-TMC | [8 empty] | POWERSUPPLYUPS | Power Supply, UPS | APC
NO | YES |  |  |  | 074-05330 | 074-05330 | American Power Conversion (APC) | BR1500G |  | 4B1724P15585 | TMC-Central Monitoring-Hvi (3Hvi) | MHHS-TMC |  | Power Supply, UPS |  | 074-05330 | 074-05330 | TMC | MHHS-TMC | TMC-Central Monitoring-Hvi (3Hvi) | Biomed Shop | 8/1/18 |  |  | No PM Sticker | POWER SYSTEMS, UNINTERRUPTIBLE | Power Supply, UPS | POWERSUPPLYUPS-APC-BR1500G | POWERSUPPLYUPS | BR1500G |  |  |  | APC | Power Supply, UPS |  | POWERSUPPLYUPS-APC-BR1500G |  | 11/1/20 |  | PSU-2Y | Not Covered Vendor Only - Biomedical | MHHS-TMC | [8 empty] | POWERSUPPLYUPS | Power Supply, UPS | APC
NO | YES |  |  |  | 074-05850 | 074-05850 | American Power Conversion (APC) | BR1500G |  | 4B1724P15562 | TMC-Central Monitoring-Hvi (3Hvi) | MHHS-TMC |  | Power Supply, UPS |  | 074-05850 | 074-05850 | TMC | MHHS-TMC | TMC-Central Monitoring-Hvi (3Hvi) | Biomed | 8/1/19 |  | 8/1/20 |  | POWER SYSTEMS, UNINTERRUPTIBLE | Power Supply, UPS | POWERSUPPLYUPS-APC-BR1500G | POWERSUPPLYUPS | BR1500G |  |  |  | APC | Power Supply, UPS |  | POWERSUPPLYUPS-APC-BR1500G |  | 11/1/20 |  | PSU-2Y | Not Covered Vendor Only - Biomedical | MHHS-TMC | [8 empty] | POWERSUPPLYUPS | Power Supply, UPS | APC
NO | YES |  |  |  | 074-05909 | 074-05909 | American Power Conversion (APC) | BR1500G |  | 4B1747P14119 | TMC-HVI-CVICU (8Hvi) | MHHS-TMC |  | Power Supply, UPS |  | 074-05909 | 074-05909 | TMC | MHHS-TMC | TMC-HVI-CVICU (8Hvi) | TMC - HVI - CVIMU (8HVI) | 5/1/19 |  | 5/1/20 |  | POWER SYSTEMS, UNINTERRUPTIBLE | Power Supply, UPS | POWERSUPPLYUPS-APC-BR1500G | POWERSUPPLYUPS | BR1500G |  |  |  | APC | Power Supply, UPS |  | POWERSUPPLYUPS-APC-BR1500G |  | 11/1/20 |  | PSU-2Y | Not Covered Vendor Only - Biomedical | MHHS-TMC | [8 empty] | POWERSUPPLYUPS | Power Supply, UPS | APC
NO | YES |  |  |  | 069-43725 | 069-43725 | American Power Conversion (APC) | BR1500G |  | 3B1241X20833 | TMC-Jones-TSCU (9J) | MHHS-TMC |  | Power Supply, UPS |  | 069-43725 | 069-43725 | TMC | MHHS-TMC | TMC-Jones-TSCU (9J) | Biomed | 11/1/19 |  | 11/1/20 |  | POWER SYSTEMS, UNINTERRUPTIBLE | Power Supply, UPS | POWERSUPPLYUPS-APC-BR1500G | POWERSUPPLYUPS | BR1500G |  |  |  | APC | Power Supply, UPS |  | POWERSUPPLYUPS-APC-BR1500G |  | 11/1/20 |  | PSU-2Y | Not Covered Vendor Only - Biomedical | MHHS-TMC | [8 empty] | POWERSUPPLYUPS | Power Supply, UPS | APC
NO | YES |  |  |  | 069-37070 | 069-37070 | American Power Conversion (APC) | BR1500G |  | 4B1316P17225 | Cullen 5 West | MHHS-TMC |  | Power Supply, UPS |  | 069-37070 | 069-37070 | TMC | Memorial Hermann-Texas Medical Center | Cullen 5 West | Nurses Station | 1/1/19 |  |  |  | POWER SYSTEMS, UNINTERRUPTIBLE | Power Supply, UPS | POWERSUPPLYUPS-APC-BR1500G | POWERSUPPLYUPS | BR1500G |  |  |  | APC | Power Supply, UPS |  | POWERSUPPLYUPS-APC-BR1500G |  | 11/1/20 |  | PSU-2Y | Not Covered Vendor Only - Biomedical | MHHS-TMC | [8 empty] | POWERSUPPLYUPS | Power Supply, UPS | APC
NO | YES |  |  |  | 069-42229 | 069-42229 | American Power Conversion (APC) | BR1500G |  | NSN | TMC-Cullen-IMU (3C) | MHHS-TMC |  | Power Supply, UPS |  | 069-42229 | 069-42229 | TMC | MHHS-TMC | TMC-Cullen-IMU (3C) | Nurse station | 7/1/19 |  | 7/1/20 |  | POWER SYSTEMS, UNINTERRUPTIBLE | Power Supply, UPS | POWERSUPPLYUPS-APC-BR1500G | POWERSUPPLYUPS | BR1500G |  |  |  | APC | Power Supply, UPS |  | POWERSUPPLYUPS-APC-BR1500G |  | 11/1/20 |  | PSU-2Y | Not Covered Vendor Only - Biomedical | MHHS-TMC | [8 empty] | POWERSUPPLYUPS | Power Supply, UPS | APC
NO | YES |  |  |  | 069-43118 | 069-43118 | American Power Conversion (APC) | BR1500G |  | NSN | ICU | MHHS-TMC |  | Power Supply, UPS |  | 069-43118 | 069-43118 | TMC | Memorial Hermann-Texas Medical Center | ICU | Dictation |  |  |  |  | POWER SYSTEMS, UNINTERRUPTIBLE | Power Supply, UPS | POWERSUPPLYUPS-APC-BR1500G | POWERSUPPLYUPS | BR1500G |  |  |  | APC | Power Supply, UPS |  | POWERSUPPLYUPS-APC-BR1500G |  | 11/1/20 |  | PSU-2Y | Not Covered Vendor Only - Biomedical | MHHS-TMC | [8 empty] | POWERSUPPLYUPS | Power Supply, UPS | APC
NO | YES |  |  |  | 074-04441 | 074-04441 | American Power Conversion (APC) | BR1500G |  | 4B1342P30006 | TMC-Cath Lab-Holding (2Hvi) | MHHS-TMC |  | Power Supply, UPS |  | 074-04441 | 074-04441 | TMC | MHHS-TMC | TMC-Cath Lab-Holding (2Hvi) | HOLDING (2HVI) | 8/1/18 |  |  |  | POWER SYSTEMS, UNINTERRUPTIBLE | Power Supply, UPS | POWERSUPPLYUPS-APC-BR1500G | POWERSUPPLYUPS | BR1500G |  |  |  | APC | Power Supply, UPS |  | POWERSUPPLYUPS-APC-BR1500G |  | 11/1/20 |  | PSU-2Y | Not Covered Vendor Only - Biomedical | MHHS-TMC | [8 empty] | POWERSUPPLYUPS | Power Supply, UPS | APC
NO | YES |  |  |  | 029-12452 | 029-12452 | American Power Conversion (APC) | BR1500G |  | 4B1717P22321 | Woodlands-OR | MHHS-Woodlands |  | Power Supply, UPS |  | 029-12452 | 029-12452 | Woodlands | MHHS-Woodlands | Woodlands-OR |  | 10/1/19 |  | 10/1/20 |  | POWER SYSTEMS, UNINTERRUPTIBLE | Power Supply, UPS | POWERSUPPLYUPS-APC-BR1500G | POWERSUPPLYUPS | BR1500G |  |  |  | APC | Power Supply, UPS |  | POWERSUPPLYUPS-APC-BR1500G |  | 11/1/20 |  | PSU-2Y | Not Covered Vendor Only - Biomedical | MHHS-Woodlands | [8 empty] | POWERSUPPLYUPS | Power Supply, UPS | APC
NO | YES |  |  |  | 029-07677 | 029-07677 | American Power Conversion (APC) | BR1500G |  | 3B1039X51420 | Woodlands-PCU3 | MHHS-Woodlands |  | Power Supply, UPS |  | 029-07677 | 029-07677 | Woodlands | MHHS-Woodlands | Woodlands-PCU3 | WOODLANDS PCU3 | 6/1/18 |  | 6/1/19 |  | POWER SYSTEMS, UNINTERRUPTIBLE | Power Supply, UPS | POWERSUPPLYUPS-APC-BR1500G | POWERSUPPLYUPS | BR1500G |  |  |  | APC | Power Supply, UPS |  | POWERSUPPLYUPS-APC-BR1500G |  | 12/1/20 |  | PSU-2Y | Not Covered Vendor Only - Biomedical | MHHS-Woodlands | [8 empty] | POWERSUPPLYUPS | Power Supply, UPS | APC
NO | YES |  |  |  | 029-07678 | 029-07678 | American Power Conversion (APC) | BR1500G |  | 3B1039X51517 | Woodlands-PCU3 | MHHS-Woodlands |  | Power Supply, UPS |  | 029-07678 | 029-07678 | Woodlands | MHHS-Woodlands | Woodlands-PCU3 | WOODLANDS PCU3 | 7/1/19 |  | 7/1/20 |  | POWER SYSTEMS, UNINTERRUPTIBLE | Power Supply, UPS | POWERSUPPLYUPS-APC-BR1500G | POWERSUPPLYUPS | BR1500G |  |  |  | APC | Power Supply, UPS |  | POWERSUPPLYUPS-APC-BR1500G |  | 12/1/20 |  | PSU-2Y | Not Covered Vendor Only - Biomedical | MHHS-Woodlands | [8 empty] | POWERSUPPLYUPS | Power Supply, UPS | APC
NO | YES |  |  |  | 029-07672 | 029-07672 | American Power Conversion (APC) | BR1500G |  | 3B1043X05218 | Woodlands-PCU6 | MHHS-Woodlands |  | Power Supply, UPS |  | 029-07672 | 029-07672 | Woodlands | MHHS-Woodlands | Woodlands-PCU6 | Nurse Station | 9/1/19 |  | 9/1/20 |  | POWER SYSTEMS, UNINTERRUPTIBLE | Power Supply, UPS | POWERSUPPLYUPS-APC-BR1500G | POWERSUPPLYUPS | BR1500G |  |  |  | APC | Power Supply, UPS |  | POWERSUPPLYUPS-APC-BR1500G |  | 12/1/20 |  | PSU-2Y | Not Covered Vendor Only - Biomedical | MHHS-Woodlands | [8 empty] | POWERSUPPLYUPS | Power Supply, UPS | APC
YES | YES | Serial Number Cnf |  |  | 099-13468 | 099-13468 | American Power Conversion (APC) | BR1500G |  | Cnf | TMC - CENTRAL MONITORING - HVI (3HVI) |  |  |  |  | 099-13468 | 099-13468 | TMC | Memorial Hermann-Texas Medical Center | TMC - CENTRAL MONITORING - HVI (3HVI) | Biomed
NO | NO |  |  |  | 142-06974 |  | American Power Conversion (APC) | BR1500G |  | 4Q1710P01176 | NE - ER | MHHS-Northeast |  | Power Supply, UPS |  | 142-06974 |  | Katy |  | NE - ER | [5 empty] | POWER SYSTEMS, UNINTERRUPTIBLE |  | POWERSUPPLYUPS-APC-BR1500G | POWERSUPPLYUPS | BR1500G |  |  |  | APC | Power Supply, UPS |  | POWERSUPPLYUPS-APC-BR1500G |  |  |  |  | No Coverage Specified | MHHS-Northeast
NO | NO | [5 empty] | American Power Conversion (APC) | BR1500G |  | 3B123X11890 | NE - TELEMETRY | MHHS-Northeast |  | Power Supply, UPS |  |  |  | Katy |  | NE - TELEMETRY | [5 empty] | POWER SYSTEMS, UNINTERRUPTIBLE |  | POWERSUPPLYUPS-APC-BR1500G | POWERSUPPLYUPS | BR1500G |  |  |  | APC | Power Supply, UPS |  | POWERSUPPLYUPS-APC-BR1500G |  |  |  |  | No Coverage Specified | MHHS-Northeast
NO | NO |  |  |  | 151-02354 |  | American Power Conversion (APC) | BR1500G |  | 4B1641P39029 | OPID - (CY) - CYPRESS - 427 (MP1) | MHHS-OPID |  | Power Supply, UPS |  | 151-02354 |  | Northwest & Cypress |  | OPID - (CY) - CYPRESS - 427 (MP1) | [5 empty] | POWER SYSTEMS, UNINTERRUPTIBLE |  | POWERSUPPLYUPS-APC-BR1500G | POWERSUPPLYUPS | BR1500G |  |  |  | APC | Power Supply, UPS |  | POWERSUPPLYUPS-APC-BR1500G |  |  |  |  | Not Covered Vendor Only - Biomedical | MHHS-OPID
NO | NO | [5 empty] | American Power Conversion (APC) | BR1500G |  | NEED | OPID - (SE) - PASADENA - 465 | MHHS-OPID |  | Power Supply, UPS |  |  |  | Southeast & Bay Area |  | OPID - (SE) - PASADENA - 465 | [5 empty] | POWER SYSTEMS, UNINTERRUPTIBLE |  | POWERSUPPLYUPS-APC-BR1500G | POWERSUPPLYUPS | BR1500G |  |  |  | APC | Power Supply, UPS |  | POWERSUPPLYUPS-APC-BR1500G |  |  |  |  | Not Covered Vendor Only - Biomedical | MHHS-OPID
NO | NO |  |  |  | R-005-08325 |  | American Power Conversion (APC) | BR1500G |  | 3B1243X17389 | SE - CANCER CENTER | MHHS-Southeast |  | Power Supply, UPS |  | R-005-08325 |  | Southeast & Bay Area |  | SE - CANCER CENTER | [5 empty] | POWER SYSTEMS, UNINTERRUPTIBLE |  | POWERSUPPLYUPS-APC-BR1500G | POWERSUPPLYUPS | BR1500G |  |  |  | APC | Power Supply, UPS |  | POWERSUPPLYUPS-APC-BR1500G |  |  |  |  | Not Covered Vendor Only - Biomedical | MHHS-Southeast
NO | NO |  |  |  | R-005-08365 |  | American Power Conversion (APC) | BR1500G |  | 3B1238X16292 | SE - CANCER CENTER | MHHS-Southeast |  | Power Supply, UPS |  | R-005-08365 |  | Southeast & Bay Area |  | SE - CANCER CENTER | [5 empty] | POWER SYSTEMS, UNINTERRUPTIBLE |  | POWERSUPPLYUPS-APC-BR1500G | POWERSUPPLYUPS | BR1500G |  |  |  | APC | Power Supply, UPS |  | POWERSUPPLYUPS-APC-BR1500G |  |  |  |  | Not Covered Vendor Only - Biomedical | MHHS-Southeast
NO | NO |  |  |  | 005-10629 |  | American Power Conversion (APC) | BR1500G |  | 4B1636P21786 | SE - CARDIAC REHAB | MHHS-Southeast |  | Power Supply, UPS |  | 005-10629 |  | Southeast & Bay Area |  | SE - CARDIAC REHAB | [5 empty] | POWER SYSTEMS, UNINTERRUPTIBLE |  | POWERSUPPLYUPS-APC-BR1500G | POWERSUPPLYUPS | BR1500G |  |  |  | APC | Power Supply, UPS |  | POWERSUPPLYUPS-APC-BR1500G |  |  |  |  | Not Covered Vendor Only - Biomedical | MHHS-Southeast
NO | NO |  |  |  | 005-10630 |  | American Power Conversion (APC) | BR1500G |  | 4B1636P21759 | SE - CARDIAC REHAB | MHHS-Southeast |  | Power Supply, UPS |  | 005-10630 |  | Southeast & Bay Area |  | SE - CARDIAC REHAB | [5 empty] | POWER SYSTEMS, UNINTERRUPTIBLE |  | POWERSUPPLYUPS-APC-BR1500G | POWERSUPPLYUPS | BR1500G |  |  |  | APC | Power Supply, UPS |  | POWERSUPPLYUPS-APC-BR1500G |  |  |  |  | Not Covered Vendor Only - Biomedical | MHHS-Southeast
NO | NO |  |  |  | 005-33506 |  | American Power Conversion (APC) | BR1500G |  | 3B1212X25289 | SE - CATH LAB | MHHS-Southeast |  | Power Supply, UPS |  | 005-33506 |  | Southeast & Bay Area |  | SE - CATH LAB | [5 empty] | POWER SYSTEMS, UNINTERRUPTIBLE |  | POWERSUPPLYUPS-APC-BR1500G | POWERSUPPLYUPS | BR1500G |  |  |  | APC | Power Supply, UPS |  | POWERSUPPLYUPS-APC-BR1500G |  |  |  |  | Not Covered Vendor Only - Biomedical | MHHS-Southeast
NO | NO |  |  |  | 005-10420 |  | American Power Conversion (APC) | BR1500G |  | 4B15224P50790 | SE - LABORATORY | MHHS-Southeast |  | Power Supply, UPS |  | 005-10420 |  | Southeast & Bay Area |  | SE - LABORATORY | [5 empty] | POWER SYSTEMS, UNINTERRUPTIBLE |  | POWERSUPPLYUPS-APC-BR1500G | POWERSUPPLYUPS | BR1500G |  |  |  | APC | Power Supply, UPS |  | POWERSUPPLYUPS-APC-BR1500G |  |  |  |  | Not Covered Vendor Only - Biomedical | MHHS-Southeast
NO | NO |  |  |  | 005-33403 |  | American Power Conversion (APC) | BR1500G |  | 3B1212X25211 | SE - LABORATORY | MHHS-Southeast |  | Power Supply, UPS |  | 005-33403 |  | Southeast & Bay Area |  | SE - LABORATORY | [5 empty] | POWER SYSTEMS, UNINTERRUPTIBLE |  | POWERSUPPLYUPS-APC-BR1500G | POWERSUPPLYUPS | BR1500G |  |  |  | APC | Power Supply, UPS |  | POWERSUPPLYUPS-APC-BR1500G |  |  |  |  | Not Covered Vendor Only - Biomedical | MHHS-Southeast
NO | NO |  |  |  | 005-10080 |  | American Power Conversion (APC) | BR1500G |  | 3B1212X25199 | SE - NURSE CALL | MHHS-Southeast |  | Power Supply, UPS |  | 005-10080 |  | Southeast & Bay Area |  | SE - NURSE CALL | [5 empty] | POWER SYSTEMS, UNINTERRUPTIBLE |  | POWERSUPPLYUPS-APC-BR1500G | POWERSUPPLYUPS | BR1500G |  |  |  | APC | Power Supply, UPS |  | POWERSUPPLYUPS-APC-BR1500G |  |  |  |  | Not Covered Vendor Only - Biomedical | MHHS-Southeast
NO | NO |  |  |  | 005-10419 |  | American Power Conversion (APC) | BR1500G |  | 4B1524P50743 | SE - NURSE CALL | MHHS-Southeast |  | Power Supply, UPS |  | 005-10419 |  | Southeast & Bay Area |  | SE - NURSE CALL | [5 empty] | POWER SYSTEMS, UNINTERRUPTIBLE |  | POWERSUPPLYUPS-APC-BR1500G | POWERSUPPLYUPS | BR1500G |  |  |  | APC | Power Supply, UPS |  | POWERSUPPLYUPS-APC-BR1500G |  |  |  |  | Not Covered Vendor Only - Biomedical | MHHS-Southeast
NO | NO |  |  |  | 005-10427 |  | American Power Conversion (APC) | BR1500G |  | 4B1605P24508 | SE - NURSE CALL | MHHS-Southeast |  | Power Supply, UPS |  | 005-10427 |  | Southeast & Bay Area |  | SE - NURSE CALL | [5 empty] | POWER SYSTEMS, UNINTERRUPTIBLE |  | POWERSUPPLYUPS-APC-BR1500G | POWERSUPPLYUPS | BR1500G |  |  |  | APC | Power Supply, UPS |  | POWERSUPPLYUPS-APC-BR1500G |  |  |  |  | Not Covered Vendor Only - Biomedical | MHHS-Southeast
NO | NO |  |  |  | 005-10428 |  | American Power Conversion (APC) | BR1500G |  | 4B1605P17868 | SE - NURSE CALL | MHHS-Southeast |  | Power Supply, UPS |  | 005-10428 |  | Southeast & Bay Area |  | SE - NURSE CALL | [5 empty] | POWER SYSTEMS, UNINTERRUPTIBLE |  | POWERSUPPLYUPS-APC-BR1500G | POWERSUPPLYUPS | BR1500G |  |  |  | APC | Power Supply, UPS |  | POWERSUPPLYUPS-APC-BR1500G |  |  |  |  | Not Covered Vendor Only - Biomedical | MHHS-Southeast
NO | NO |  |  |  | 005-10443 |  | American Power Conversion (APC) | BR1500G |  | 4B1637P49050 | SE - NURSE CALL | MHHS-Southeast |  | Power Supply, UPS |  | 005-10443 |  | Southeast & Bay Area |  | SE - NURSE CALL | [5 empty] | POWER SYSTEMS, UNINTERRUPTIBLE |  | POWERSUPPLYUPS-APC-BR1500G | POWERSUPPLYUPS | BR1500G |  |  |  | APC | Power Supply, UPS |  | POWERSUPPLYUPS-APC-BR1500G |  |  |  |  | Not Covered Vendor Only - Biomedical | MHHS-Southeast
NO | NO |  |  |  | 005-10445 |  | American Power Conversion (APC) | BR1500G |  | 4B1641P33261 | SE - NURSE CALL | MHHS-Southeast |  | Power Supply, UPS |  | 005-10445 |  | Southeast & Bay Area |  | SE - NURSE CALL | [5 empty] | POWER SYSTEMS, UNINTERRUPTIBLE |  | POWERSUPPLYUPS-APC-BR1500G | POWERSUPPLYUPS | BR1500G |  |  |  | APC | Power Supply, UPS |  | POWERSUPPLYUPS-APC-BR1500G |  |  |  |  | Not Covered Vendor Only - Biomedical | MHHS-Southeast
NO | NO |  |  |  | 005-11816 |  | American Power Conversion (APC) | BR1500G |  | 4Q1542P25196 | SE - NURSE CALL | MHHS-Southeast |  | Power Supply, UPS |  | 005-11816 |  | Southeast & Bay Area |  | SE - NURSE CALL | [5 empty] | POWER SYSTEMS, UNINTERRUPTIBLE |  | POWERSUPPLYUPS-APC-BR1500G | POWERSUPPLYUPS | BR1500G |  |  |  | APC | Power Supply, UPS |  | POWERSUPPLYUPS-APC-BR1500G |  |  |  |  | Not Covered Vendor Only - Biomedical | MHHS-Southeast
NO | NO |  |  |  | 005-33496 |  | American Power Conversion (APC) | BR1500G |  | 3B1212X19500 | SE - NURSE CALL | MHHS-Southeast |  | Power Supply, UPS |  | 005-33496 |  | Southeast & Bay Area |  | SE - NURSE CALL | [5 empty] | POWER SYSTEMS, UNINTERRUPTIBLE |  | POWERSUPPLYUPS-APC-BR1500G | POWERSUPPLYUPS | BR1500G |  |  |  | APC | Power Supply, UPS |  | POWERSUPPLYUPS-APC-BR1500G |  |  |  |  | Not Covered Vendor Only - Biomedical | MHHS-Southeast
NO | NO |  |  |  | 005-33502 |  | American Power Conversion (APC) | BR1500G |  | 4B1624P26410 | SE - NURSE CALL | MHHS-Southeast |  | Power Supply, UPS |  | 005-33502 |  | Southeast & Bay Area |  | SE - NURSE CALL | [5 empty] | POWER SYSTEMS, UNINTERRUPTIBLE |  | POWERSUPPLYUPS-APC-BR1500G | POWERSUPPLYUPS | BR1500G |  |  |  | APC | Power Supply, UPS |  | POWERSUPPLYUPS-APC-BR1500G |  |  |  |  | Not Covered Vendor Only - Biomedical | MHHS-Southeast
NO | NO | [5 empty] | American Power Conversion (APC) | BR1500G |  | 4B1805PO7352 | SW - HVI - NONINVASIVE CARDIOLOGY | MHHS-Southwest |  | Power Supply, UPS |  |  |  | Southwest |  | SW - HVI - NONINVASIVE CARDIOLOGY | [5 empty] | POWER SYSTEMS, UNINTERRUPTIBLE |  | POWERSUPPLYUPS-APC-BR1500G | POWERSUPPLYUPS | BR1500G |  |  |  | APC | Power Supply, UPS |  | POWERSUPPLYUPS-APC-BR1500G |  |  |  |  | Not Covered Vendor Only - Biomedical | MHHS-Southwest
NO | NO |  |  |  | 013-16629 |  | American Power Conversion (APC) | BR1500G |  | 4B1706P05794 | SW - NURSE CALL | MHHS-Southwest |  | Power Supply, UPS |  | 013-16629 |  | Southwest |  | SW - NURSE CALL | [5 empty] | POWER SYSTEMS, UNINTERRUPTIBLE |  | POWERSUPPLYUPS-APC-BR1500G | POWERSUPPLYUPS | BR1500G |  |  |  | APC | Power Supply, UPS |  | POWERSUPPLYUPS-APC-BR1500G |  |  |  |  | Not Covered Vendor Only - Biomedical | MHHS-Southwest
NO | NO |  |  |  | 013-16630 |  | American Power Conversion (APC) | BR1500G |  | 4B1706P05787 | SW - NURSE CALL | MHHS-Southwest |  | Power Supply, UPS |  | 013-16630 |  | Southwest |  | SW - NURSE CALL | [5 empty] | POWER SYSTEMS, UNINTERRUPTIBLE |  | POWERSUPPLYUPS-APC-BR1500G | POWERSUPPLYUPS | BR1500G |  |  |  | APC | Power Supply, UPS |  | POWERSUPPLYUPS-APC-BR1500G |  |  |  |  | Not Covered Vendor Only - Biomedical | MHHS-Southwest
NO | NO |  |  |  | 013-19544 |  | American Power Conversion (APC) | BR1500G |  | 3Q1027X29139 | SW - NURSE CALL | MHHS-Southwest |  | Power Supply, UPS |  | 013-19544 |  | Southwest |  | SW - NURSE CALL | [5 empty] | POWER SYSTEMS, UNINTERRUPTIBLE |  | POWERSUPPLYUPS-APC-BR1500G | POWERSUPPLYUPS | BR1500G |  |  |  | APC | Power Supply, UPS |  | POWERSUPPLYUPS-APC-BR1500G |  |  |  |  | Not Covered Vendor Only - Biomedical | MHHS-Southwest
NO | NO |  |  |  | 013-34127 |  | American Power Conversion (APC) | BR1500G |  | 4B1529P30092 | SW - NURSE CALL | MHHS-Southwest |  | Power Supply, UPS |  | 013-34127 |  | Southwest |  | SW - NURSE CALL | [5 empty] | POWER SYSTEMS, UNINTERRUPTIBLE |  | POWERSUPPLYUPS-APC-BR1500G | POWERSUPPLYUPS | BR1500G |  |  |  | APC | Power Supply, UPS |  | POWERSUPPLYUPS-APC-BR1500G |  |  |  |  | Not Covered Vendor Only - Biomedical | MHHS-Southwest
NO | NO |  |  |  | 013-36939 |  | American Power Conversion (APC) | BR1500G |  | 4B1529P30405 | SW - NURSE CALL | MHHS-Southwest |  | Power Supply, UPS |  | 013-36939 |  | Southwest |  | SW - NURSE CALL | [5 empty] | POWER SYSTEMS, UNINTERRUPTIBLE |  | POWERSUPPLYUPS-APC-BR1500G | POWERSUPPLYUPS | BR1500G |  |  |  | APC | Power Supply, UPS |  | POWERSUPPLYUPS-APC-BR1500G |  |  |  |  | Not Covered Vendor Only - Biomedical | MHHS-Southwest
NO | NO |  |  |  | 013-36945 |  | American Power Conversion (APC) | BR1500G |  | 4B1724P14032 | SW - NURSE CALL | MHHS-Southwest |  | Power Supply, UPS |  | 013-36945 |  | Southwest |  | SW - NURSE CALL | [5 empty] | POWER SYSTEMS, UNINTERRUPTIBLE |  | POWERSUPPLYUPS-APC-BR1500G | POWERSUPPLYUPS | BR1500G |  |  |  | APC | Power Supply, UPS |  | POWERSUPPLYUPS-APC-BR1500G |  |  |  |  | Not Covered Vendor Only - Biomedical | MHHS-Southwest
NO | NO |  |  |  | 129-05535 |  | American Power Conversion (APC) | BR1500G |  | 4B1328P26535 | SUGAR LAND - NURSE CALL | MHHS-Sugarland |  | Power Supply, UPS |  | 129-05535 |  | Sugar Land |  | SUGAR LAND - NURSE CALL | [5 empty] | POWER SYSTEMS, UNINTERRUPTIBLE |  | POWERSUPPLYUPS-APC-BR1500G | POWERSUPPLYUPS | BR1500G |  |  |  | APC | Power Supply, UPS |  | POWERSUPPLYUPS-APC-BR1500G |  |  |  |  | Not Covered Vendor Only - Biomedical | MHHS-Sugarland
NO | NO |  |  |  | 129-06090 |  | American Power Conversion (APC) | BR1500G |  | 4B1504P45168 | SUGAR LAND - NURSE CALL | MHHS-Sugarland |  | Power Supply, UPS |  | 129-06090 |  | Sugar Land |  | SUGAR LAND - NURSE CALL | [5 empty] | POWER SYSTEMS, UNINTERRUPTIBLE |  | POWERSUPPLYUPS-APC-BR1500G | POWERSUPPLYUPS | BR1500G |  |  |  | APC | Power Supply, UPS |  | POWERSUPPLYUPS-APC-BR1500G |  |  |  |  | Not Covered Vendor Only - Biomedical | MHHS-Sugarland
NO | NO | [5 empty] | American Power Conversion (APC) | BR1500G |  | 3B1145X17331 | TIRR - NURSE CALL | MHHS-TIRR |  | Power Supply, UPS |  |  |  | TMC |  | TIRR - NURSE CALL | [5 empty] | POWER SYSTEMS, UNINTERRUPTIBLE |  | POWERSUPPLYUPS-APC-BR1500G | POWERSUPPLYUPS | BR1500G |  |  |  | APC | Power Supply, UPS |  | POWERSUPPLYUPS-APC-BR1500G |  |  |  |  | Not Covered Vendor Only - Biomedical | MHHS-TIRR
NO | NO |  |  |  | 241-02250 |  | American Power Conversion (APC) | BR1500G |  | 3B1215X04476 | TIRR - NURSE CALL | MHHS-TIRR |  | Power Supply, UPS |  | 241-02250 |  | TMC |  | TIRR - NURSE CALL | [5 empty] | POWER SYSTEMS, UNINTERRUPTIBLE |  | POWERSUPPLYUPS-APC-BR1500G | POWERSUPPLYUPS | BR1500G |  |  |  | APC | Power Supply, UPS |  | POWERSUPPLYUPS-APC-BR1500G |  |  |  |  | Not Covered Vendor Only - Biomedical | MHHS-TIRR
NO | NO |  |  |  | 241-02783 |  | American Power Conversion (APC) | BR1500G |  | 4B1403P49438 | TIRR - NURSE CALL | MHHS-TIRR |  | Power Supply, UPS |  | 241-02783 |  | TMC |  | TIRR - NURSE CALL | [5 empty] | POWER SYSTEMS, UNINTERRUPTIBLE |  | POWERSUPPLYUPS-APC-BR1500G | POWERSUPPLYUPS | BR1500G |  |  |  | APC | Power Supply, UPS |  | POWERSUPPLYUPS-APC-BR1500G |  |  |  |  | Not Covered Vendor Only - Biomedical | MHHS-TIRR
NO | NO |  |  |  | 074-04844 |  | American Power Conversion (APC) | BR1500G |  | 3B1332X16002 | TMC - CATH LAB - ADULT (2HVI) | MHHS-TMC |  | Power Supply, UPS |  | 074-04844 |  | TMC |  | TMC - CATH LAB - ADULT (2HVI) | [5 empty] | POWER SYSTEMS, UNINTERRUPTIBLE |  | POWERSUPPLYUPS-APC-BR1500G | POWERSUPPLYUPS | BR1500G |  |  |  | APC | Power Supply, UPS |  | POWERSUPPLYUPS-APC-BR1500G |  |  |  |  | Not Covered Vendor Only - Biomedical | MHHS-TMC
NO | NO |  |  |  | 069-33672 |  | American Power Conversion (APC) | BR1500G |  | 4B1342P30038 | TMC - CENTRAL MONITORING - HVI (3HVI) | MHHS-TMC |  | Power Supply, UPS |  | 069-33672 |  | TMC |  | TMC - CENTRAL MONITORING - HVI (3HVI) | [5 empty] | POWER SYSTEMS, UNINTERRUPTIBLE |  | POWERSUPPLYUPS-APC-BR1500G | POWERSUPPLYUPS | BR1500G |  |  |  | APC | Power Supply, UPS |  | POWERSUPPLYUPS-APC-BR1500G |  |  |  |  | Not Covered Vendor Only - Biomedical | MHHS-TMC
NO | NO |  |  |  | 069-43527 |  | American Power Conversion (APC) | BR1500G |  | 4B1724P15552 | TMC - CENTRAL MONITORING - HVI (3HVI) | MHHS-TMC |  | Power Supply, UPS |  | 069-43527 |  | TMC |  | TMC - CENTRAL MONITORING - HVI (3HVI) | [5 empty] | POWER SYSTEMS, UNINTERRUPTIBLE |  | POWERSUPPLYUPS-APC-BR1500G | POWERSUPPLYUPS | BR1500G |  |  |  | APC | Power Supply, UPS |  | POWERSUPPLYUPS-APC-BR1500G |  |  |  |  | No Coverage Specified | MHHS-TMC
NO | NO |  |  |  | 069-43704 |  | American Power Conversion (APC) | BR1500G |  | 4B1342P30173 | TMC - CENTRAL MONITORING - HVI (3HVI) | MHHS-TMC |  | Power Supply, UPS |  | 069-43704 |  | TMC |  | TMC - CENTRAL MONITORING - HVI (3HVI) | [5 empty] | POWER SYSTEMS, UNINTERRUPTIBLE |  | POWERSUPPLYUPS-APC-BR1500G | POWERSUPPLYUPS | BR1500G |  |  |  | APC | Power Supply, UPS |  | POWERSUPPLYUPS-APC-BR1500G |  |  |  |  | No Coverage Specified | MHHS-TMC
NO | NO |  |  |  | 074-05320 |  | American Power Conversion (APC) | BR1500G |  |  | TMC - CENTRAL MONITORING - HVI (3HVI) | MHHS-TMC |  | Power Supply, UPS |  | 074-05320 |  | TMC |  | TMC - CENTRAL MONITORING - HVI (3HVI) | [5 empty] | POWER SYSTEMS, UNINTERRUPTIBLE |  | POWERSUPPLYUPS-APC-BR1500G | POWERSUPPLYUPS | BR1500G |  |  |  | APC | Power Supply, UPS |  | POWERSUPPLYUPS-APC-BR1500G |  |  |  |  | Not Covered Vendor Only - Biomedical | MHHS-TMC
NO | NO |  |  |  | 077-07867 |  | American Power Conversion (APC) | BR1500G |  | 481746P21642 | TMC - CHILDRENS - CCN (10HP) | MHHS-TMC |  | Power Supply, UPS |  | 077-07867 |  | TMC |  | TMC - CHILDRENS - CCN (10HP) | [5 empty] | POWER SYSTEMS, UNINTERRUPTIBLE |  | POWERSUPPLYUPS-APC-BR1500G | POWERSUPPLYUPS | BR1500G |  |  |  | APC | Power Supply, UPS |  | POWERSUPPLYUPS-APC-BR1500G |  |  |  |  | Not Covered Vendor Only - Biomedical | MHHS-TMC
NO | NO |  |  |  | 069-41983 |  | American Power Conversion (APC) | BR1500G |  | 3B124X23759 | TMC - HERMANN - ADULT ER (1HP) | MHHS-TMC |  | Power Supply, UPS |  | 069-41983 |  | TMC |  | TMC - HERMANN - ADULT ER (1HP) | [5 empty] | POWER SYSTEMS, UNINTERRUPTIBLE |  | POWERSUPPLYUPS-APC-BR1500G | POWERSUPPLYUPS | BR1500G |  |  |  | APC | Power Supply, UPS |  | POWERSUPPLYUPS-APC-BR1500G |  |  |  |  | Not Covered Vendor Only - Biomedical | MHHS-TMC
NO | NO |  |  |  | 069-41985 |  | American Power Conversion (APC) | BR1500G |  | 4B1342P30040 | TMC - HERMANN - ADULT ER (1HP) | MHHS-TMC |  | Power Supply, UPS |  | 069-41985 |  | TMC |  | TMC - HERMANN - ADULT ER (1HP) | [5 empty] | POWER SYSTEMS, UNINTERRUPTIBLE |  | POWERSUPPLYUPS-APC-BR1500G | POWERSUPPLYUPS | BR1500G |  |  |  | APC | Power Supply, UPS |  | POWERSUPPLYUPS-APC-BR1500G |  |  |  |  | Not Covered Vendor Only - Biomedical | MHHS-TMC
NO | NO |  |  |  | 069-44407 |  | American Power Conversion (APC) | BR1500G |  | AB1724P15578 | TMC - HERMANN - SIMU (3HP) | MHHS-TMC |  | Power Supply, UPS |  | 069-44407 |  | TMC |  | TMC - HERMANN - SIMU (3HP) | [5 empty] | POWER SYSTEMS, UNINTERRUPTIBLE |  | POWERSUPPLYUPS-APC-BR1500G | POWERSUPPLYUPS | BR1500G |  |  |  | APC | Power Supply, UPS |  | POWERSUPPLYUPS-APC-BR1500G |  |  |  |  | Not Covered Vendor Only - Biomedical | MHHS-TMC
NO | NO |  |  |  | 069-43724 |  | American Power Conversion (APC) | BR1500G |  | 3B1241X20794 | TMC - HERMANN - STICU (3HP) | MHHS-TMC |  | Power Supply, UPS |  | 069-43724 |  | TMC |  | TMC - HERMANN - STICU (3HP) | [5 empty] | POWER SYSTEMS, UNINTERRUPTIBLE |  | POWERSUPPLYUPS-APC-BR1500G | POWERSUPPLYUPS | BR1500G |  |  |  | APC | Power Supply, UPS |  | POWERSUPPLYUPS-APC-BR1500G |  |  |  |  | Not Covered Vendor Only - Biomedical | MHHS-TMC
NO | NO |  |  |  | 074-05889 |  | American Power Conversion (APC) | BR1500G |  | 4B1747P14093 | TMC - HVI - CCU (4HVI) | MHHS-TMC |  | Power Supply, UPS |  | 074-05889 |  | TMC |  | TMC - HVI - CCU (4HVI) | [5 empty] | POWER SYSTEMS, UNINTERRUPTIBLE |  | POWERSUPPLYUPS-APC-BR1500G | POWERSUPPLYUPS | BR1500G |  |  |  | APC | Power Supply, UPS |  | POWERSUPPLYUPS-APC-BR1500G |  |  |  |  | Not Covered Vendor Only - Biomedical | MHHS-TMC
NO | NO |  |  |  | 069-34306 |  | American Power Conversion (APC) | BR1500G |  | 3B1119X40119 | TMC - JONES - NEURO ICU (7J) | MHHS-TMC |  | Power Supply, UPS |  | 069-34306 |  | TMC |  | TMC - JONES - NEURO ICU (7J) | [5 empty] | POWER SYSTEMS, UNINTERRUPTIBLE |  | POWERSUPPLYUPS-APC-BR1500G | POWERSUPPLYUPS | BR1500G |  |  |  | APC | Power Supply, UPS |  | POWERSUPPLYUPS-APC-BR1500G |  |  |  |  | Not Covered Vendor Only - Biomedical | MHHS-TMC
NO | NO |  |  |  | 069-37663 |  | American Power Conversion (APC) | BR1500G |  | 3A1227X34954 | TMC - JONES - STROKE (4J) | MHHS-TMC |  | Power Supply, UPS |  | 069-37663 |  | TMC |  | TMC - JONES - STROKE (4J) | [5 empty] | POWER SYSTEMS, UNINTERRUPTIBLE |  | POWERSUPPLYUPS-APC-BR1500G | POWERSUPPLYUPS | BR1500G |  |  |  | APC | Power Supply, UPS |  | POWERSUPPLYUPS-APC-BR1500G |  |  |  |  | Not Covered Vendor Only - Biomedical | MHHS-TMC
NO | NO |  |  |  | 069-35587 |  | American Power Conversion (APC) | BR1500G |  | 3B1217X24965 | TMC - MHTMC - NURSE CALL | MHHS-TMC |  | Power Supply, UPS |  | 069-35587 |  | TMC |  | TMC - MHTMC - NURSE CALL | [5 empty] | POWER SYSTEMS, UNINTERRUPTIBLE |  | POWERSUPPLYUPS-APC-BR1500G | POWERSUPPLYUPS | BR1500G |  |  |  | APC | Power Supply, UPS |  | POWERSUPPLYUPS-APC-BR1500G |  |  |  |  | Not Covered Vendor Only - Biomedical | MHHS-TMC
NO | NO |  |  |  | 069-37665 |  | American Power Conversion (APC) | BR1500G |  | 4B1316P17234 | TMC - MHTMC - NURSE CALL | MHHS-TMC |  | Power Supply, UPS |  | 069-37665 |  | TMC |  | TMC - MHTMC - NURSE CALL | [5 empty] | POWER SYSTEMS, UNINTERRUPTIBLE |  | POWERSUPPLYUPS-APC-BR1500G | POWERSUPPLYUPS | BR1500G |  |  |  | APC | Power Supply, UPS |  | POWERSUPPLYUPS-APC-BR1500G |  |  |  |  | Not Covered Vendor Only - Biomedical | MHHS-TMC
NO | NO |  |  |  | 069-37678 |  | American Power Conversion (APC) | BR1500G |  | 3B1417X26013 | TMC - MHTMC - NURSE CALL | MHHS-TMC |  | Power Supply, UPS |  | 069-37678 |  | TMC |  | TMC - MHTMC - NURSE CALL | [5 empty] | POWER SYSTEMS, UNINTERRUPTIBLE |  | POWERSUPPLYUPS-APC-BR1500G | POWERSUPPLYUPS | BR1500G |  |  |  | APC | Power Supply, UPS |  | POWERSUPPLYUPS-APC-BR1500G |  |  |  |  | Not Covered Vendor Only - Biomedical | MHHS-TMC
NO | NO |  |  |  | 069-39603 |  | American Power Conversion (APC) | BR1500G |  | 4B1411P29344 | TMC - MHTMC - NURSE CALL | MHHS-TMC |  | Power Supply, UPS |  | 069-39603 |  | TMC |  | TMC - MHTMC - NURSE CALL | [5 empty] | POWER SYSTEMS, UNINTERRUPTIBLE |  | POWERSUPPLYUPS-APC-BR1500G | POWERSUPPLYUPS | BR1500G |  |  |  | APC | Power Supply, UPS |  | POWERSUPPLYUPS-APC-BR1500G |  |  |  |  | Not Covered Vendor Only - Biomedical | MHHS-TMC
NO | NO |  |  |  | 069-42225 |  | American Power Conversion (APC) | BR1500G |  |  | TMC - MHTMC - NURSE CALL | MHHS-TMC |  | Power Supply, UPS |  | 069-42225 |  | TMC |  | TMC - MHTMC - NURSE CALL | [5 empty] | POWER SYSTEMS, UNINTERRUPTIBLE |  | POWERSUPPLYUPS-APC-BR1500G | POWERSUPPLYUPS | BR1500G |  |  |  | APC | Power Supply, UPS |  | POWERSUPPLYUPS-APC-BR1500G |  |  |  |  | Not Covered Vendor Only - Biomedical | MHHS-TMC
NO | NO |  |  |  | 069-42235 |  | American Power Conversion (APC) | BR1500G |  | 4B1342P03354 | TMC - MHTMC - NURSE CALL | MHHS-TMC |  | Power Supply, UPS |  | 069-42235 |  | TMC |  | TMC - MHTMC - NURSE CALL | [5 empty] | POWER SYSTEMS, UNINTERRUPTIBLE |  | POWERSUPPLYUPS-APC-BR1500G | POWERSUPPLYUPS | BR1500G |  |  |  | APC | Power Supply, UPS |  | POWERSUPPLYUPS-APC-BR1500G |  |  |  |  | Not Covered Vendor Only - Biomedical | MHHS-TMC
NO | NO |  |  |  | 069-42237 |  | American Power Conversion (APC) | BR1500G |  | 4B1451P08726 | TMC - MHTMC - NURSE CALL | MHHS-TMC |  | Power Supply, UPS |  | 069-42237 |  | TMC |  | TMC - MHTMC - NURSE CALL | [5 empty] | POWER SYSTEMS, UNINTERRUPTIBLE |  | POWERSUPPLYUPS-APC-BR1500G | POWERSUPPLYUPS | BR1500G |  |  |  | APC | Power Supply, UPS |  | POWERSUPPLYUPS-APC-BR1500G |  |  |  |  | Not Covered Vendor Only - Biomedical | MHHS-TMC
NO | NO |  |  |  | 069-43115 |  | American Power Conversion (APC) | BR1500G |  | 4B1440P46888 | TMC - MHTMC - NURSE CALL | MHHS-TMC |  | Power Supply, UPS |  | 069-43115 |  | TMC |  | TMC - MHTMC - NURSE CALL | [5 empty] | POWER SYSTEMS, UNINTERRUPTIBLE |  | POWERSUPPLYUPS-APC-BR1500G | POWERSUPPLYUPS | BR1500G |  |  |  | APC | Power Supply, UPS |  | POWERSUPPLYUPS-APC-BR1500G |  |  |  |  | Not Covered Vendor Only - Biomedical | MHHS-TMC
NO | NO |  |  |  | 069-43124 |  | American Power Conversion (APC) | BR1500G |  | 4B1641P03719 | TMC - MHTMC - NURSE CALL | MHHS-TMC |  | Power Supply, UPS |  | 069-43124 |  | TMC |  | TMC - MHTMC - NURSE CALL | [5 empty] | POWER SYSTEMS, UNINTERRUPTIBLE |  | POWERSUPPLYUPS-APC-BR1500G | POWERSUPPLYUPS | BR1500G |  |  |  | APC | Power Supply, UPS |  | POWERSUPPLYUPS-APC-BR1500G |  |  |  |  | Not Covered Vendor Only - Biomedical | MHHS-TMC
NO | NO |  |  |  | 069-43127 |  | American Power Conversion (APC) | BR1500G |  | 3B1710X17786 | TMC - MHTMC - NURSE CALL | MHHS-TMC |  | Power Supply, UPS |  | 069-43127 |  | TMC |  | TMC - MHTMC - NURSE CALL | [5 empty] | POWER SYSTEMS, UNINTERRUPTIBLE |  | POWERSUPPLYUPS-APC-BR1500G | POWERSUPPLYUPS | BR1500G |  |  |  | APC | Power Supply, UPS |  | POWERSUPPLYUPS-APC-BR1500G |  |  |  |  | Not Covered Vendor Only - Biomedical | MHHS-TMC
NO | NO |  |  |  | 069-43129 |  | American Power Conversion (APC) | BR1500G |  | 4B1720P23598 | TMC - MHTMC - NURSE CALL | MHHS-TMC |  | Power Supply, UPS |  | 069-43129 |  | TMC |  | TMC - MHTMC - NURSE CALL | [5 empty] | POWER SYSTEMS, UNINTERRUPTIBLE |  | POWERSUPPLYUPS-APC-BR1500G | POWERSUPPLYUPS | BR1500G |  |  |  | APC | Power Supply, UPS |  | POWERSUPPLYUPS-APC-BR1500G |  |  |  |  | Not Covered Vendor Only - Biomedical | MHHS-TMC
NO | NO |  |  |  | 029-12464 |  | American Power Conversion (APC) | BR1500G |  | 4B1717P22310 | WOODLANDS - LABORATORY | MHHS-Woodlands |  | Power Supply, UPS |  | 029-12464 |  | Woodlands |  | WOODLANDS - LABORATORY | [5 empty] | POWER SYSTEMS, UNINTERRUPTIBLE |  | POWERSUPPLYUPS-APC-BR1500G | POWERSUPPLYUPS | BR1500G |  |  |  | APC | Power Supply, UPS |  | POWERSUPPLYUPS-APC-BR1500G |  |  |  |  | Not Covered Vendor Only - Biomedical | MHHS-Woodlands
NO | NO |  |  |  | 029-09651 |  | American Power Conversion (APC) | BR1500G |  | 4B1504P45402 | WOODLANDS - NURSE CALL | MHHS-Woodlands |  | Power Supply, UPS |  | 029-09651 |  | Woodlands |  | WOODLANDS - NURSE CALL | [5 empty] | POWER SYSTEMS, UNINTERRUPTIBLE |  | POWERSUPPLYUPS-APC-BR1500G | POWERSUPPLYUPS | BR1500G |  |  |  | APC | Power Supply, UPS |  | POWERSUPPLYUPS-APC-BR1500G |  |  |  |  | Not Covered Vendor Only - Biomedical | MHHS-Woodlands
NO | NO |  |  |  | 029-09657 |  | American Power Conversion (APC) | BR1500G |  | 4B1504P45156 | WOODLANDS - NURSE CALL | MHHS-Woodlands |  | Power Supply, UPS |  | 029-09657 |  | Woodlands |  | WOODLANDS - NURSE CALL | [5 empty] | POWER SYSTEMS, UNINTERRUPTIBLE |  | POWERSUPPLYUPS-APC-BR1500G | POWERSUPPLYUPS | BR1500G |  |  |  | APC | Power Supply, UPS |  | POWERSUPPLYUPS-APC-BR1500G |  |  |  |  | Not Covered Vendor Only - Biomedical | MHHS-Woodlands
NO | NO | [5 empty] | American Power Conversion (APC) | BR1500G |  | 3B1140X29240 | WOODLANDS - OR | MHHS-Woodlands |  | Power Supply, UPS |  |  |  | Woodlands |  | WOODLANDS - OR | [5 empty] | POWER SYSTEMS, UNINTERRUPTIBLE |  | POWERSUPPLYUPS-APC-BR1500G | POWERSUPPLYUPS | BR1500G |  |  |  | APC | Power Supply, UPS |  | POWERSUPPLYUPS-APC-BR1500G |  |  |  |  | Not Covered Vendor Only - Biomedical | MHHS-Woodlands
NO | NO | [5 empty] | American Power Conversion (APC) | BR1500G |  | 3B1140X29039 | WOODLANDS - OR | MHHS-Woodlands |  | Power Supply, UPS |  |  |  | Woodlands |  | WOODLANDS - OR | [5 empty] | POWER SYSTEMS, UNINTERRUPTIBLE |  | POWERSUPPLYUPS-APC-BR1500G | POWERSUPPLYUPS | BR1500G |  |  |  | APC | Power Supply, UPS |  | POWERSUPPLYUPS-APC-BR1500G |  |  |  |  | Not Covered Vendor Only - Biomedical | MHHS-Woodlands
NO | NO |  |  |  | 029-11008 |  | American Power Conversion (APC) | BR1500G |  | 4B1634P16516 | WOODLANDS - PCU2 | MHHS-Woodlands |  | Power Supply, UPS |  | 029-11008 |  | Woodlands |  | WOODLANDS - PCU2 | [5 empty] | POWER SYSTEMS, UNINTERRUPTIBLE |  | POWERSUPPLYUPS-APC-BR1500G | POWERSUPPLYUPS | BR1500G |  |  |  | APC | Power Supply, UPS |  | POWERSUPPLYUPS-APC-BR1500G |  |  |  |  | Not Covered Vendor Only - Biomedical | MHHS-Woodlands
NO | NO |  |  |  | 029-07675 |  | American Power Conversion (APC) | BR1500G |  | 3B1039X51406 | WOODLANDS - PCU3 | MHHS-Woodlands |  | Power Supply, UPS |  | 029-07675 |  | Woodlands |  | WOODLANDS - PCU3 | [5 empty] | POWER SYSTEMS, UNINTERRUPTIBLE |  | POWERSUPPLYUPS-APC-BR1500G | POWERSUPPLYUPS | BR1500G |  |  |  | APC | Power Supply, UPS |  | POWERSUPPLYUPS-APC-BR1500G |  |  |  |  | Not Covered Vendor Only - Biomedical | MHHS-Woodlands
NO | NO |  |  |  | 029-07676 |  | American Power Conversion (APC) | BR1500G |  | 3B1038X43417 | WOODLANDS - PCU4 | MHHS-Woodlands |  | Power Supply, UPS |  | 029-07676 |  | Woodlands |  | WOODLANDS - PCU4 | [5 empty] | POWER SYSTEMS, UNINTERRUPTIBLE |  | POWERSUPPLYUPS-APC-BR1500G | POWERSUPPLYUPS | BR1500G |  |  |  | APC | Power Supply, UPS |  | POWERSUPPLYUPS-APC-BR1500G |  |  |  |  | Not Covered Vendor Only - Biomedical | MHHS-Woodlands
NO | NO |  |  |  | 029-07674 |  | American Power Conversion (APC) | BR1500G |  | 3B1043X05207 | WOODLANDS - PCU6 | MHHS-Woodlands |  | Power Supply, UPS |  | 029-07674 |  | Woodlands |  | WOODLANDS - PCU6 | [5 empty] | POWER SYSTEMS, UNINTERRUPTIBLE |  | POWERSUPPLYUPS-APC-BR1500G | POWERSUPPLYUPS | BR1500G |  |  |  | APC | Power Supply, UPS |  | POWERSUPPLYUPS-APC-BR1500G |  |  |  |  | Not Covered Vendor Only - Biomedical | MHHS-Woodlands
NO | NO |  |  |  | 029-11007 |  | American Power Conversion (APC) | BR1500G |  | 4B1634P16513 | WOODLANDS - PCU6 | MHHS-Woodlands |  | Power Supply, UPS |  | 029-11007 |  | Woodlands |  | WOODLANDS - PCU6 | [5 empty] | POWER SYSTEMS, UNINTERRUPTIBLE |  | POWERSUPPLYUPS-APC-BR1500G | POWERSUPPLYUPS | BR1500G |  |  |  | APC | Power Supply, UPS |  | POWERSUPPLYUPS-APC-BR1500G |  |  |  |  | Not Covered Vendor Only - Biomedical | MHHS-Woodlands
NO | NO |  |  |  | 029-11921 |  | American Power Conversion (APC) | BR1500G |  | 3B1042X53937 | WOODLANDS - RADIOLOGY | MHHS-Woodlands |  | Power Supply, UPS |  | 029-11921 |  | Woodlands |  | WOODLANDS - RADIOLOGY | [5 empty] | POWER SYSTEMS, UNINTERRUPTIBLE |  | POWERSUPPLYUPS-APC-BR1500G | POWERSUPPLYUPS | BR1500G |  |  |  | APC | Power Supply, UPS |  | POWERSUPPLYUPS-APC-BR1500G |  |  |  |  | Not Covered Vendor Only - Biomedical | MHHS-Woodlands
NO | NO |  |  |  | 4B1642P29580 |  | American Power Conversion (APC) | BR1500G |  | 4B1642929580 | WOODLANDS - SICU | MHHS-Woodlands |  | Power Supply, UPS |  | 4B1642P29580 |  | Woodlands |  | WOODLANDS - SICU | [5 empty] | POWER SYSTEMS, UNINTERRUPTIBLE |  | POWERSUPPLYUPS-APC-BR1500G | POWERSUPPLYUPS | BR1500G |  |  |  | APC | Power Supply, UPS |  | POWERSUPPLYUPS-APC-BR1500G |  |  |  |  | Not Covered Vendor Only - Biomedical | MHHS-Woodlands
NO | NO |  |  |  | 029-04130 |  | American Power Conversion (APC) | BR1500G |  | BB0548051497 | WOODLANDS - TELEMETRY | MHHS-Woodlands |  | Power Supply, UPS |  | 029-04130 |  | Woodlands |  | WOODLANDS - TELEMETRY | [5 empty] | POWER SYSTEMS, UNINTERRUPTIBLE |  | POWERSUPPLYUPS-APC-BR1500G | POWERSUPPLYUPS | BR1500G |  |  |  | APC | Power Supply, UPS |  | POWERSUPPLYUPS-APC-BR1500G |  |  |  |  | Not Covered Vendor Only - Biomedical | MHHS-Woodlands
NO | NO |  |  |  | 029-12259 |  | American Power Conversion (APC) | BR1500G |  | 4B1642P32178 | WOODLANDS - TERRAMONT ER (CLINIC) | MHHS-Woodlands |  | Power Supply, UPS |  | 029-12259 |  | Woodlands |  | WOODLANDS - TERRAMONT ER (CLINIC) | [5 empty] | POWER SYSTEMS, UNINTERRUPTIBLE |  | POWERSUPPLYUPS-APC-BR1500G | POWERSUPPLYUPS | BR1500G |  |  |  | APC | Power Supply, UPS |  | POWERSUPPLYUPS-APC-BR1500G |  |  |  |  | Not Covered Vendor Only - Biomedical | MHHS-Woodlands
NO | NO |  |  |  | 029-32342 |  | American Power Conversion (APC) | BR1500G |  | 4B1316P17363 | WOODLANDS - TERRAMONT ER (CLINIC) | MHHS-Woodlands |  | Power Supply, UPS |  | 029-32342 |  | Woodlands |  | WOODLANDS - TERRAMONT ER (CLINIC) | [5 empty] | POWER SYSTEMS, UNINTERRUPTIBLE |  | POWERSUPPLYUPS-APC-BR1500G | POWERSUPPLYUPS | BR1500G |  |  |  | APC | Power Supply, UPS |  | POWERSUPPLYUPS-APC-BR1500G |  |  |  |  | Not Covered Vendor Only - Biomedical | MHHS-Woodlands
NO | YES |  |  |  | 013-17441 | 013-17441 | American Power Conversion (APC) | BR1500LCD |  | 3B0907X11736 | SW - RADIOLOGY | MHHS-Southwest |  |  |  | 013-17441 | 013-17441 | Southwest | Memorial Hermann Southwest Hospital | SW - RADIOLOGY | Room 4 |  |  |  |  | POWER SYSTEMS, UNINTERRUPTIBLE |  | .needs class | [5 empty] | APC | [7 empty] | Not Covered Vendor Only - Biomedical | MHHS-Southwest
NO | NO |  |  |  | 074-05241 |  | American Power Conversion (APC) | BR1500LCD |  |  | TMC - CENTRAL MONITORING - HVI (3HVI) | MHHS-TMC |  |  |  | 074-05241 |  | TMC |  | TMC - CENTRAL MONITORING - HVI (3HVI) | [5 empty] | POWER SYSTEMS, UNINTERRUPTIBLE |  | .needs class | [5 empty] | APC | [7 empty] | Not Covered Vendor Only - Biomedical | MHHS-TMC
NO | YES |  |  |  | 005-09695 | 005-09695 | American Power Conversion (APC) | BR700G |  | 3B131X07960 | SE-Sleep Disorder Center | MHHS-Southeast |  | Power Supply, UPS |  | 005-09695 | 005-09695 | Southeast | MHHS-Southeast | SE-Sleep Disorder Center | Nurse station | 10/1/19 |  | 10/1/20 |  | POWER SYSTEMS, UNINTERRUPTIBLE |  | POWERSUPPLYUPS-APC-BR700G | POWERSUPPLYUPS | BR700G |  |  |  | APC | Power Supply, UPS |  | POWERSUPPLYUPS-APC-BR700G |  | 12/1/20 |  |  | Not Covered Vendor Only - Biomedical | MHHS-Southeast
NO | YES |  |  |  | 005-09698 | 005-09698 | American Power Conversion (APC) | BR700G |  | 3b1418X11539 | SE - SLEEP DISORDER CENTER | MHHS-Southeast |  | Power Supply, UPS |  | 005-09698 | 005-09698 | Southeast | Memorial Hermann Southeast Hospital | SE - SLEEP DISORDER CENTER | SLEEP DISORDER CENTER | 10/1/19 |  | 10/1/20 |  | POWER SYSTEMS, UNINTERRUPTIBLE |  | POWERSUPPLYUPS-APC-BR700G | POWERSUPPLYUPS | BR700G |  |  |  | APC | Power Supply, UPS |  | POWERSUPPLYUPS-APC-BR700G |  | 11/11/20 |  |  | Not Covered Vendor Only - Biomedical | MHHS-Southeast
NO | YES |  |  |  | 005-10507 | 005-10507 | American Power Conversion (APC) | BR700G |  | 3B1310X07961 | Sleep Disorders | MHHS-Southeast |  | Power Supply, UPS |  | 005-10507 | 005-10507 | Southeast | Memorial Hermann Southeast Hospital | Sleep Disorders | Nurses Station | 10/1/19 |  | 10/1/20 |  | POWER SYSTEMS, UNINTERRUPTIBLE |  | POWERSUPPLYUPS-APC-BR700G | POWERSUPPLYUPS | BR700G |  |  |  | APC | Power Supply, UPS |  | POWERSUPPLYUPS-APC-BR700G |  | 11/11/20 |  |  | Not Covered Vendor Only - Biomedical | MHHS-Southeast
NO | NO |  |  |  | 041-20696 |  | American Power Conversion (APC) | BR700G |  | 3B1650x07818 | MEMORIAL CITY - SLEEP LAB | MHHS-Mem City |  | Power Supply, UPS |  | 041-20696 |  | West & Memorial City |  | MEMORIAL CITY - SLEEP LAB | [5 empty] | POWER SYSTEMS, UNINTERRUPTIBLE |  | POWERSUPPLYUPS-APC-BR700G | POWERSUPPLYUPS | BR700G |  |  |  | APC | Power Supply, UPS |  | POWERSUPPLYUPS-APC-BR700G |  |  |  |  | Not Covered Vendor Only - Biomedical | MHHS-Mem City
NO | NO |  |  |  | 041-21047 |  | American Power Conversion (APC) | BR700G |  | 3B1717X21248 | MEMORIAL CITY - SLEEP LAB | MHHS-Mem City |  | Power Supply, UPS |  | 041-21047 |  | West & Memorial City |  | MEMORIAL CITY - SLEEP LAB | [5 empty] | POWER SYSTEMS, UNINTERRUPTIBLE |  | POWERSUPPLYUPS-APC-BR700G | POWERSUPPLYUPS | BR700G |  |  |  | APC | Power Supply, UPS |  | POWERSUPPLYUPS-APC-BR700G |  |  |  |  | Not Covered Vendor Only - Biomedical | MHHS-Mem City
NO | NO |  |  |  | 041-21048 |  | American Power Conversion (APC) | BR700G |  | 3B1717X21296 | MEMORIAL CITY - SLEEP LAB | MHHS-Mem City |  | Power Supply, UPS |  | 041-21048 |  | West & Memorial City |  | MEMORIAL CITY - SLEEP LAB | [5 empty] | POWER SYSTEMS, UNINTERRUPTIBLE |  | POWERSUPPLYUPS-APC-BR700G | POWERSUPPLYUPS | BR700G |  |  |  | APC | Power Supply, UPS |  | POWERSUPPLYUPS-APC-BR700G |  |  |  |  | Not Covered Vendor Only - Biomedical | MHHS-Mem City
NO | NO |  |  |  | 041-21050 |  | American Power Conversion (APC) | BR700G |  | 3B1717X21277 | MEMORIAL CITY - SLEEP LAB | MHHS-Mem City |  | Power Supply, UPS |  | 041-21050 |  | West & Memorial City |  | MEMORIAL CITY - SLEEP LAB | [5 empty] | POWER SYSTEMS, UNINTERRUPTIBLE |  | POWERSUPPLYUPS-APC-BR700G | POWERSUPPLYUPS | BR700G |  |  |  | APC | Power Supply, UPS |  | POWERSUPPLYUPS-APC-BR700G |  |  |  |  | Not Covered Vendor Only - Biomedical | MHHS-Mem City
NO | NO |  |  |  | 005-09694 |  | American Power Conversion (APC) | BR700G |  | 3B1418X11529 | SE - SLEEP DISORDER CENTER | MHHS-Southeast |  | Power Supply, UPS |  | 005-09694 |  | Southeast & Bay Area |  | SE - SLEEP DISORDER CENTER | [5 empty] | POWER SYSTEMS, UNINTERRUPTIBLE |  | POWERSUPPLYUPS-APC-BR700G | POWERSUPPLYUPS | BR700G |  |  |  | APC | Power Supply, UPS |  | POWERSUPPLYUPS-APC-BR700G |  |  |  |  | Not Covered Vendor Only - Biomedical | MHHS-Southeast
NO | NO |  |  |  | 029-08134 |  | American Power Conversion (APC) | BR700G |  | 3B1210X26359 | WOODLANDS - OR | MHHS-Woodlands |  | Power Supply, UPS |  | 029-08134 |  | Woodlands |  | WOODLANDS - OR | [5 empty] | POWER SYSTEMS, UNINTERRUPTIBLE |  | POWERSUPPLYUPS-APC-BR700G | POWERSUPPLYUPS | BR700G |  |  |  | APC | Power Supply, UPS |  | POWERSUPPLYUPS-APC-BR700G |  |  |  |  | Not Covered Vendor Only - Biomedical | MHHS-Woodlands
NO | NO |  |  |  | R-029-09311 |  | American Power Conversion (APC) | BR900 |  | PB9813415778 | OPID - (WDLS) - WOODLANDS BREAST CARE [MP3-STE150] - 451 | MHHS-OPID |  | Power Supply, UPS |  | R-029-09311 |  | Woodlands |  | OPID - (WDLS) - WOODLANDS BREAST CARE [MP3-STE150] - 451 | [5 empty] | POWER SYSTEMS, UNINTERRUPTIBLE |  | POWERSUPPLYUPS-APC-BR900 | POWERSUPPLYUPS | BR900 |  |  |  | APC | Power Supply, UPS |  | POWERSUPPLYUPS-APC-BR900 |  |  |  |  | Not Covered Vendor Only - Biomedical | MHHS-OPID
NO | YES |  |  |  | 077-09930 | 077-09930 | American Power Conversion (APC) | BX1500 |  | 3B1922x64455 | TMC-Children's-RCW (8Hp) | MHHS-TMC |  |  |  | 077-09930 | 077-09930 | TMC | MHHS-TMC | TMC-Children's-RCW (8Hp) |  | 9/19/19 |  |  |  | POWER SYSTEMS, UNINTERRUPTIBLE |  | .needs class | [5 empty] | APC |  |  |  |  | 11/1/20 | Verified 3/30/2020 4:07pm (Central) |  | Not Covered Vendor Only - Biomedical | MHHS-TMC
NO | YES |  |  |  | 029-32124 | 029-32124 | American Power Conversion (APC) | BX1500 |  | 3B1725X03146 | Woodlands-Laboratory | MHHS-Woodlands |  |  |  | 029-32124 | 029-32124 | Woodlands | MHHS-Woodlands | Woodlands-Laboratory | Lab | 1/1/20 |  | 1/1/21 |  | POWER SYSTEMS, UNINTERRUPTIBLE |  | .needs class | [5 empty] | APC |  |  |  |  | 11/1/20 |  |  | Not Covered Vendor Only - Biomedical | MHHS-Woodlands
NO | NO | [5 empty] | American Power Conversion (APC) | BX1500 |  | B80833012668 | OPID - (TMC) - MH IMAGING CENTER - 417 | MHHS-OPID | [5 empty] | TMC |  | OPID - (TMC) - MH IMAGING CENTER - 417 | [5 empty] | POWER SYSTEMS, UNINTERRUPTIBLE |  | .needs class | [5 empty] | APC | [7 empty] | Not Covered Vendor Only - Biomedical | MHHS-OPID
NO | NO |  |  |  | 074-05689 |  | American Power Conversion (APC) | BX1500 |  | 3b1816x60355 | TMC - CATH LAB - ADULT (2HVI) | MHHS-TMC |  |  |  | 074-05689 |  | TMC |  | TMC - CATH LAB - ADULT (2HVI) | [5 empty] | POWER SYSTEMS, UNINTERRUPTIBLE |  | .needs class | [5 empty] | APC | [7 empty] | Not Covered Vendor Only - Biomedical | MHHS-TMC
NO | NO |  |  |  | 074-04499 |  | American Power Conversion (APC) | BX1500 |  | 4B1242P03116 | TMC - CENTRAL MONITORING - HVI (3HVI) | MHHS-TMC |  |  |  | 074-04499 |  | TMC |  | TMC - CENTRAL MONITORING - HVI (3HVI) | [5 empty] | POWER SYSTEMS, UNINTERRUPTIBLE |  | .needs class | [5 empty] | APC | [7 empty] | Not Covered Vendor Only - Biomedical | MHHS-TMC
NO | NO |  |  |  | 077-09929 |  | American Power Conversion (APC) | BX1500 |  | 3B1922x64399 | TMC - CHILDRENS - RCW (8HP) | MHHS-TMC |  |  |  | 077-09929 |  | TMC |  | TMC - CHILDRENS - RCW (8HP) | [5 empty] | POWER SYSTEMS, UNINTERRUPTIBLE |  | .needs class | [5 empty] | APC | [7 empty] | Not Covered Vendor Only - Biomedical | MHHS-TMC
NO | NO |  |  |  | 129-01631 |  | American Power Conversion (APC) | CS 500 |  |  | SUGAR LAND - LABORATORY | MHHS-Sugarland |  |  |  | 129-01631 |  | Sugar Land |  | SUGAR LAND - LABORATORY | [5 empty] | POWER SYSTEMS, UNINTERRUPTIBLE |  | .needs class | [5 empty] | APC | [7 empty] | Covered PM Repair - Biomedical | MHHS-Sugarland
NO | NO |  |  |  | 069-34306 |  | American Power Conversion (APC) | ES550 |  | 4B1540P12942 | TMC - MHTMC - NURSE CALL | MHHS-TMC |  |  |  | 069-34306 |  | TMC |  | TMC - MHTMC - NURSE CALL | [5 empty] | POWER SYSTEMS, UNINTERRUPTIBLE |  | .needs class | [5 empty] | APC | [7 empty] | Not Covered Vendor Only - Biomedical | MHHS-TMC
NO | YES |  |  |  | 005-33985 | 005-33985 | American Power Conversion (APC) | GALAXY 5000 |  | C11839190018 | SE-OR | MHHS-Southeast |  |  |  | 005-33985 | 005-33985 | Southeast | MHHS-Southeast | SE-OR | W3 210 Hybird 2 Equipment | 4/1/20 |  | 4/1/21 |  | POWER SYSTEMS, UNINTERRUPTIBLE |  | .needs class | [5 empty] | APC | [7 empty] | Covered PM Repair - Biomedical | MHHS-Southeast
NO | NO |  |  |  | 151-02858 |  | American Power Conversion (APC) | GALAXY 5000 |  | C11848190023 | CY - CARDIAC CATH LAB | MHHS-Cypress |  |  |  | 151-02858 |  | Northwest & Cypress |  | CY - CARDIAC CATH LAB | [5 empty] | POWER SYSTEMS, UNINTERRUPTIBLE |  | .needs class | [5 empty] | APC | [7 empty] | Covered PM Repair - Biomedical | MHHS-Cypress
NO | NO |  |  |  | 041-32264 |  | American Power Conversion (APC) | GALAXY 5000 |  | C11826190054 | MEMORIAL CITY - FACILITIES ENGINEERING | MHHS-Mem City |  |  |  | 041-32264 |  | West & Memorial City |  | MEMORIAL CITY - FACILITIES ENGINEERING | [5 empty] | POWER SYSTEMS, UNINTERRUPTIBLE |  | .needs class | [5 empty] | APC | [7 empty] | Covered PM Repair - Biomedical | MHHS-Mem City
NO | NO |  |  |  | 041-32856 |  | American Power Conversion (APC) | GALAXY 5000 |  | C11835190016 | MEMORIAL CITY - FACILITIES ENGINEERING | MHHS-Mem City |  |  |  | 041-32856 |  | West & Memorial City |  | MEMORIAL CITY - FACILITIES ENGINEERING | [5 empty] | POWER SYSTEMS, UNINTERRUPTIBLE |  | .needs class | [5 empty] | APC | [7 empty] | Covered PM Repair - Biomedical | MHHS-Mem City
NO | NO |  |  |  | 029-32378 |  | American Power Conversion (APC) | GALAXY 5000 |  | 3AEW32013001 | WOODLANDS - FACILITY ENGINEERING | MHHS-Woodlands |  |  |  | 029-32378 |  | Woodlands |  | WOODLANDS - FACILITY ENGINEERING | [5 empty] | POWER SYSTEMS, UNINTERRUPTIBLE |  | .needs class | [5 empty] | APC | [7 empty] | Covered PM Repair - Biomedical | MHHS-Woodlands
NO | YES |  |  |  |  | 099-01123 | American Power Conversion (APC) | PRO 1000 |  | 3B1339X21080 | Katy-Cath Lab | MHHS-Northeast |  | System, Exerciser, Multi-Weight |  |  | 099-01123 | Katy | MHHS-Katy | Katy-Cath Lab | Cath Lab | 4/1/18 | 4/1/19 |  |  | POWER SYSTEMS, UNINTERRUPTIBLE | System, Exerciser, Multi-Weight | SYSTEMEXERMULTIWEIGHT-ScientSolforFitness-Pro1000 | SYSTEMEXERMULTIWEIGHT | Pro 1000 |  |  |  | ScientSolforFitness | System, Exerciser, Multi-Weight |  |  | SYSTEMEXERMULTIWEIGHT-ScientSolforFitness-Pro1000 | 3/24/17 |  |  | Covered PM Repair - Biomedical | MHHS-Northeast | [8 empty] | SYSTEMEXERMULTIWEIGHT | System, Exerciser, Multi-Weight | ScientSolforFitness
NO | YES |  |  |  | 142-05869 | 142-05869 | American Power Conversion (APC) | PRO 1000 |  | 3B1339X21021 | NE-Radiology | MHHS-Northeast |  | System, Exerciser, Multi-Weight |  | 142-05869 | 142-05869 | Katy | MHHS-Northeast | NE-Radiology | Rad Room 2 | 8/1/19 | 8/1/20 |  |  | POWER SYSTEMS, UNINTERRUPTIBLE | System, Exerciser, Multi-Weight | SYSTEMEXERMULTIWEIGHT-ScientSolforFitness-Pro1000 | SYSTEMEXERMULTIWEIGHT | Pro 1000 |  |  |  | ScientSolforFitness | System, Exerciser, Multi-Weight |  |  | SYSTEMEXERMULTIWEIGHT-ScientSolforFitness-Pro1000 | 3/24/17 |  |  | Covered PM Repair - Biomedical | MHHS-Northeast | [8 empty] | SYSTEMEXERMULTIWEIGHT | System, Exerciser, Multi-Weight | ScientSolforFitness
NO | YES |  |  |  | 029-12455 | 029-12455 | American Power Conversion (APC) | PRO 1000 |  | 3B1738X08021 | Woodlands-OR | MHHS-Woodlands |  | System, Exerciser, Multi-Weight |  | 029-12455 | 029-12455 | Woodlands | MHHS-Woodlands | Woodlands-OR |  | 3/1/18 |  |  |  | POWER SYSTEMS, UNINTERRUPTIBLE | System, Exerciser, Multi-Weight | SYSTEMEXERMULTIWEIGHT-ScientSolforFitness-Pro1000 | SYSTEMEXERMULTIWEIGHT | Pro 1000 |  |  |  | ScientSolforFitness | System, Exerciser, Multi-Weight |  |  | SYSTEMEXERMULTIWEIGHT-ScientSolforFitness-Pro1000 | 3/24/17 |  |  | Covered PM Repair - Biomedical | MHHS-Woodlands | [8 empty] | SYSTEMEXERMULTIWEIGHT | System, Exerciser, Multi-Weight | ScientSolforFitness
NO | NO |  |  |  | 005-08768 |  | American Power Conversion (APC) | PRO 1000 |  |  | SE - CANCER CENTER | MHHS-Southeast |  | System, Exerciser, Multi-Weight |  | 005-08768 |  | Southeast & Bay Area |  | SE - CANCER CENTER | [5 empty] | POWER SYSTEMS, UNINTERRUPTIBLE |  | SYSTEMEXERMULTIWEIGHT-ScientSolforFitness-Pro1000 | SYSTEMEXERMULTIWEIGHT | Pro 1000 |  |  |  | ScientSolforFitness | System, Exerciser, Multi-Weight |  |  | SYSTEMEXERMULTIWEIGHT-ScientSolforFitness-Pro1000 |  |  |  | Covered PM Repair - Biomedical | MHHS-Southeast
NO | YES |  |  |  | 142-05940 | 142-05940 | American Power Conversion (APC) | PRO 1500 |  | 31209X31630 | NE-Biomedical Services | MHHS-Northeast |  |  |  | 142-05940 | 142-05940 | Katy | MHHS-Northeast | NE-Biomedical Services | Biomed Shop | 8/1/19 | 8/1/20 |  |  | POWER SYSTEMS, UNINTERRUPTIBLE |  | .needs class | [5 empty] | APC |  |  |  |  | 12/12/18 |  |  | Covered PM Repair - Biomedical | MHHS-Northeast
NO | YES |  |  |  | 005-09448 | 005-09448 | American Power Conversion (APC) | PRO 1500 |  | 3B1614X06922 | SE-Laboratory-Blood Bank | MHHS-Southeast |  |  |  | 005-09448 | 005-09448 | Southeast | MHHS-Southeast | SE-Laboratory-Blood Bank |  | 1/1/19 |  |  |  | POWER SYSTEMS, UNINTERRUPTIBLE |  | .needs class | [5 empty] | APC |  |  |  |  | 12/12/18 |  |  | Covered PM Repair - Biomedical | MHHS-Southeast
NO | YES |  |  |  | 069-42328 | 069-42328 | American Power Conversion (APC) | PRO 1500 |  | 4B1342P3016 | TMC-Central Monitoring-Hvi (3Hvi) | MHHS-TMC |  |  |  | 069-42328 | 069-42328 | TMC | MHHS-TMC | TMC-Central Monitoring-Hvi (3Hvi) | Biomed | 8/1/19 |  | 8/1/20 |  | POWER SYSTEMS, UNINTERRUPTIBLE |  | .needs class | [5 empty] | APC |  |  |  |  | 12/18/18 |  |  | Covered PM Repair - Biomedical | MHHS-TMC
NO | YES |  |  |  | 029-08401 | 029-08401 | American Power Conversion (APC) | PRO 1500 |  | 3B1048X52536 | Woodlands-PCU3 | MHHS-Woodlands |  |  |  | 029-08401 | 029-08401 | Woodlands | MHHS-Woodlands | Woodlands-PCU3 | WOODLANDS PCU3 | 9/1/19 |  | 9/1/20 |  | POWER SYSTEMS, UNINTERRUPTIBLE |  | .needs class | [5 empty] | APC |  |  |  |  | 12/24/16 |  |  | Covered PM Repair - Biomedical | MHHS-Woodlands
NO | YES | [5 empty] | American Power Conversion (APC) | PRO 1500 |  | 3B1042X50838 | Woodlands-PCU6 | MHHS-Woodlands | [5 empty] | Woodlands | MHHS-Woodlands | Woodlands-PCU6 | Nurse Station | 9/1/19 |  | 9/1/20 |  | POWER SYSTEMS, UNINTERRUPTIBLE |  | .needs class | [5 empty] | APC |  |  |  |  | 12/24/16 |  |  | Covered PM Repair - Biomedical | MHHS-Woodlands
NO | NO |  |  |  | 013-19534 |  | American Power Conversion (APC) | PRO 1500 |  | 3B1028X28824 | SW - NURSE CALL | MHHS-Southwest |  |  |  | 013-19534 |  | Southwest |  | SW - NURSE CALL | [5 empty] | POWER SYSTEMS, UNINTERRUPTIBLE |  | .needs class | [5 empty] | APC | [7 empty] | Covered PM Repair - Biomedical | MHHS-Southwest
NO | NO |  |  |  | 069-41977 |  | American Power Conversion (APC) | PRO 1500 |  | 4B1342P31027 | TMC - JONES - BARIATRICS (9EJ) | MHHS-TMC |  |  |  | 069-41977 |  | TMC |  | TMC - JONES - BARIATRICS (9EJ) | [5 empty] | POWER SYSTEMS, UNINTERRUPTIBLE |  | .needs class | [5 empty] | APC | [7 empty] | Covered PM Repair - Biomedical | MHHS-TMC
NO | NO | [5 empty] | American Power Conversion (APC) | PRO 1500 |  |  | TMC - MHTMC - NURSE CALL | MHHS-TMC | [5 empty] | TMC |  | TMC - MHTMC - NURSE CALL | [5 empty] | POWER SYSTEMS, UNINTERRUPTIBLE |  | .needs class | [5 empty] | APC | [7 empty] | Covered PM Repair - Biomedical | MHHS-TMC
NO | NO | [5 empty] | American Power Conversion (APC) | PRO 1500 |  |  | TMC - MHTMC - NURSE CALL | MHHS-TMC | [5 empty] | TMC |  | TMC - MHTMC - NURSE CALL | [5 empty] | POWER SYSTEMS, UNINTERRUPTIBLE |  | .needs class | [5 empty] | APC | [7 empty] | Covered PM Repair - Biomedical | MHHS-TMC
NO | NO |  |  |  | 029-07682 |  | American Power Conversion (APC) | PRO 1500 |  | 3B1039X51495 | WOODLANDS - PCU3 | MHHS-Woodlands |  |  |  | 029-07682 |  | Woodlands |  | WOODLANDS - PCU3 | [5 empty] | POWER SYSTEMS, UNINTERRUPTIBLE |  | .needs class | [5 empty] | APC | [7 empty] | Covered PM Repair - Respiratory/Steriliz | MHHS-Woodlands
NO | NO |  |  |  | 029-08400 |  | American Power Conversion (APC) | PRO 1500 |  | 3B1048X51349 | WOODLANDS - PCU3 | MHHS-Woodlands |  |  |  | 029-08400 |  | Woodlands |  | WOODLANDS - PCU3 | [5 empty] | POWER SYSTEMS, UNINTERRUPTIBLE |  | .needs class | [5 empty] | APC | [7 empty] | Covered PM Repair - Biomedical | MHHS-Woodlands
NO | NO |  |  |  | 005-11443 |  | American Power Conversion (APC) | PRO 600 |  |  | PEARLAND - MED/SURG | MHHS-Pearland Hospital |  |  |  | 005-11443 |  | Pearland |  | PEARLAND - MED/SURG | [5 empty] | POWER SYSTEMS, UNINTERRUPTIBLE |  | .needs class | [5 empty] | APC | [7 empty] | Covered PM Repair - Biomedical | MHHS-Pearland Hospital
YES | YES |  |  |  | 151-03574 | 151-03574 | American Power Conversion (APC) | Radical-7 | [7 empty] | 151-03574 | 151-03574 | Northwest | Memorial Hermann Cypress Hospital |  | Sr407 room | 12/1/19 | 12/1/20 |  |  |  | Oximeter, Pulse | OXIMETERPULSE-Masimo Corp-RADICAL 7 | [12 empty] | OP-A | [10 empty] | OXIMETERPULSE | Oximeter, Pulse | Masimo Corp
NO | NO |  |  |  | 009-34354 |  | American Power Conversion (APC) | RS 1200 |  | JC0529002122 | GH - RADIOLOGY | MHHS-Greater Heights |  | Power Supply, UPS |  | 009-34354 |  | Central & Greater Heights |  | GH - RADIOLOGY | [5 empty] | POWER SYSTEMS, UNINTERRUPTIBLE |  | POWERSUPPLYUPS-APC-RS 1200 | POWERSUPPLYUPS | RS 1200 |  |  |  | APC | Power Supply, UPS |  | POWERSUPPLYUPS-APC-RS 1200 |  |  |  |  | Covered PM Repair - Biomedical | MHHS-Greater Heights
NO | YES |  |  |  |  | 041-14669 | American Power Conversion (APC) | RS 1500 |  | N/A | MEMORIAL CITY - MHT - MED/SURG 6 | MHHS-Mem City |  | Power Supply, UPS |  |  | 041-14669 | West | Memorial Hermann Memorial City Medical Center | MEMORIAL CITY - MHT - MED/SURG 6 | MEMORIAL CITY - MHT - MED/SURG 6 |  |  |  |  | POWER SYSTEMS, UNINTERRUPTIBLE |  | POWERSUPPLYUPS-APC-RS 1500 | POWERSUPPLYUPS | RS 1500 |  |  |  | APC | Power Supply, UPS |  | POWERSUPPLYUPS-APC-RS 1500 |  |  |  |  | Covered PM Repair - Biomedical | MHHS-Mem City
NO | YES |  |  |  |  | 041-14679 | American Power Conversion (APC) | RS 1500 |  | 8B0748R16937 | MEMORIAL CITY - Orthopedics | MHHS-Mem City |  | Power Supply, UPS |  |  | 041-14679 | West | Memorial City- Memorial Hermann Hospital | MEMORIAL CITY - Orthopedics | Nurse Station |  |  |  |  | POWER SYSTEMS, UNINTERRUPTIBLE |  | POWERSUPPLYUPS-APC-RS 1500 | POWERSUPPLYUPS | RS 1500 |  |  |  | APC | Power Supply, UPS |  | POWERSUPPLYUPS-APC-RS 1500 |  |  |  |  | Covered PM Repair - Biomedical | MHHS-Mem City
NO | YES |  |  |  | 041-14714 | 041-14714 | American Power Conversion (APC) | RS 1500 |  | BB0746020660 | Memorial City-Postpartum | MHHS-Mem City |  | Power Supply, UPS |  | 041-14714 | 041-14714 | West | MHHS-Mem City | Memorial City-Postpartum | Nurse Station | 1/1/19 |  |  |  | POWER SYSTEMS, UNINTERRUPTIBLE |  | POWERSUPPLYUPS-APC-RS 1500 | POWERSUPPLYUPS | RS 1500 |  |  |  | APC | Power Supply, UPS |  | POWERSUPPLYUPS-APC-RS 1500 |  |  |  |  | Covered PM Repair - Biomedical | MHHS-Mem City
NO | YES | Asset Tag 1109712 |  |  |  |  | American Power Conversion (APC) | RS 1500 |  | BB0739011672 | SW-Nurse Call | MHHS-Southwest |  | Power Supply, UPS |  |  |  | Southwest | MHHS-Southwest | SW-Nurse Call |  | 4/15/19 |  |  |  | POWER SYSTEMS, UNINTERRUPTIBLE | Power Supply, UPS | POWERSUPPLYUPS-APC-RS 1500 | POWERSUPPLYUPS | RS 1500 |  |  |  | APC | Power Supply, UPS |  | POWERSUPPLYUPS-APC-RS 1500 |  |  | Finished from Script 3/27/2020 12:11:52pm (Central) | PSU-2Y | Covered PM Repair - Biomedical | MHHS-Southwest | [8 empty] | POWERSUPPLYUPS | Power Supply, UPS | APC
NO | NO | [5 empty] | American Power Conversion (APC) | RS 1500 |  | None | GH - GENERAL SURGERY 3 SOUTH | MHHS-Greater Heights |  | Power Supply, UPS |  |  |  | Central & Greater Heights |  | GH - GENERAL SURGERY 3 SOUTH | [5 empty] | POWER SYSTEMS, UNINTERRUPTIBLE |  | POWERSUPPLYUPS-APC-RS 1500 | POWERSUPPLYUPS | RS 1500 |  |  |  | APC | Power Supply, UPS |  | POWERSUPPLYUPS-APC-RS 1500 |  |  |  |  | Covered PM Repair - Biomedical | MHHS-Greater Heights
NO | NO | [5 empty] | American Power Conversion (APC) | RS 1500 |  |  | MEMORIAL CITY - LABOR & DELIVERY | MHHS-Mem City |  | Power Supply, UPS |  |  |  | West & Memorial City |  | MEMORIAL CITY - LABOR & DELIVERY | [5 empty] | POWER SYSTEMS, UNINTERRUPTIBLE |  | POWERSUPPLYUPS-APC-RS 1500 | POWERSUPPLYUPS | RS 1500 |  |  |  | APC | Power Supply, UPS |  | POWERSUPPLYUPS-APC-RS 1500 |  |  |  |  | Covered PM Repair - Biomedical | MHHS-Mem City
NO | NO | [5 empty] | American Power Conversion (APC) | RS 1500 |  |  | MEMORIAL CITY - LABOR & DELIVERY | MHHS-Mem City |  | Power Supply, UPS |  |  |  | West & Memorial City |  | MEMORIAL CITY - LABOR & DELIVERY | [5 empty] | POWER SYSTEMS, UNINTERRUPTIBLE |  | POWERSUPPLYUPS-APC-RS 1500 | POWERSUPPLYUPS | RS 1500 |  |  |  | APC | Power Supply, UPS |  | POWERSUPPLYUPS-APC-RS 1500 |  |  |  |  | Covered PM Repair - Biomedical | MHHS-Mem City
NO | NO | [5 empty] | American Power Conversion (APC) | RS 1500 |  | BB0739011325 | MEMORIAL CITY - POSTPARTUM | MHHS-Mem City |  | Power Supply, UPS |  |  |  | West & Memorial City |  | MEMORIAL CITY - POSTPARTUM | [5 empty] | POWER SYSTEMS, UNINTERRUPTIBLE |  | POWERSUPPLYUPS-APC-RS 1500 | POWERSUPPLYUPS | RS 1500 |  |  |  | APC | Power Supply, UPS |  | POWERSUPPLYUPS-APC-RS 1500 |  |  |  |  | Covered PM Repair - Biomedical | MHHS-Mem City
NO | NO |  |  |  | 005-30119 |  | American Power Conversion (APC) | RS 1500 |  | BB0645019449 | SE - NURSE CALL | MHHS-Southeast |  | Power Supply, UPS |  | 005-30119 |  | Southeast & Bay Area |  | SE - NURSE CALL | [5 empty] | POWER SYSTEMS, UNINTERRUPTIBLE |  | POWERSUPPLYUPS-APC-RS 1500 | POWERSUPPLYUPS | RS 1500 |  |  |  | APC | Power Supply, UPS |  | POWERSUPPLYUPS-APC-RS 1500 |  |  |  |  | Covered PM Repair - Biomedical | MHHS-Southeast
NO | NO | [5 empty] | American Power Conversion (APC) | RS 1500 |  |  | SW - NURSE CALL | MHHS-Southwest |  | Power Supply, UPS |  |  |  | Southwest |  | SW - NURSE CALL | [5 empty] | POWER SYSTEMS, UNINTERRUPTIBLE |  | POWERSUPPLYUPS-APC-RS 1500 | POWERSUPPLYUPS | RS 1500 |  |  |  | APC | Power Supply, UPS |  | POWERSUPPLYUPS-APC-RS 1500 |  |  |  |  | Covered PM Repair - Biomedical | MHHS-Southwest
NO | NO | [5 empty] | American Power Conversion (APC) | RS 1500 |  | BB0746017786 | SW - NURSE CALL | MHHS-Southwest |  | Power Supply, UPS |  |  |  | Southwest |  | SW - NURSE CALL | [5 empty] | POWER SYSTEMS, UNINTERRUPTIBLE |  | POWERSUPPLYUPS-APC-RS 1500 | POWERSUPPLYUPS | RS 1500 |  |  |  | APC | Power Supply, UPS |  | POWERSUPPLYUPS-APC-RS 1500 |  |  |  |  | Covered PM Repair - Biomedical | MHHS-Southwest
NO | NO | [5 empty] | American Power Conversion (APC) | RS 1500 |  | BB0746020327 | SW - NURSE CALL | MHHS-Southwest |  | Power Supply, UPS |  |  |  | Southwest |  | SW - NURSE CALL | [5 empty] | POWER SYSTEMS, UNINTERRUPTIBLE |  | POWERSUPPLYUPS-APC-RS 1500 | POWERSUPPLYUPS | RS 1500 |  |  |  | APC | Power Supply, UPS |  | POWERSUPPLYUPS-APC-RS 1500 |  |  |  |  | Covered PM Repair - Biomedical | MHHS-Southwest
NO | NO | [5 empty] | American Power Conversion (APC) | RS 1500 |  | BB0746020327 | SW - NURSE CALL | MHHS-Southwest |  | Power Supply, UPS |  |  |  | Southwest |  | SW - NURSE CALL | [5 empty] | POWER SYSTEMS, UNINTERRUPTIBLE |  | POWERSUPPLYUPS-APC-RS 1500 | POWERSUPPLYUPS | RS 1500 |  |  |  | APC | Power Supply, UPS |  | POWERSUPPLYUPS-APC-RS 1500 |  |  |  |  | Covered PM Repair - Biomedical | MHHS-Southwest
NO | NO | [5 empty] | American Power Conversion (APC) | RS 1500 |  | BB0902000672 | TIRR - GREATER HEIGHTS | MHHS-TIRR |  | Power Supply, UPS |  |  |  | Central & Greater Heights |  | TIRR - GREATER HEIGHTS | [5 empty] | POWER SYSTEMS, UNINTERRUPTIBLE |  | POWERSUPPLYUPS-APC-RS 1500 | POWERSUPPLYUPS | RS 1500 |  |  |  | APC | Power Supply, UPS |  | POWERSUPPLYUPS-APC-RS 1500 |  |  |  |  | Covered PM Repair - Biomedical | MHHS-TIRR
NO | NO |  |  |  | 069-36464 |  | American Power Conversion (APC) | RS 1500 |  | 481724P13781 | TMC - CENTRAL MONITORING - HVI (3HVI) | MHHS-TMC |  | Power Supply, UPS |  | 069-36464 |  | TMC |  | TMC - CENTRAL MONITORING - HVI (3HVI) | [5 empty] | POWER SYSTEMS, UNINTERRUPTIBLE |  | POWERSUPPLYUPS-APC-RS 1500 | POWERSUPPLYUPS | RS 1500 |  |  |  | APC | Power Supply, UPS |  | POWERSUPPLYUPS-APC-RS 1500 |  |  |  |  | Covered PM Repair - Biomedical | MHHS-TMC
NO | NO |  |  |  | 074-02541 |  | American Power Conversion (APC) | RS 1500 |  |  | TMC - CENTRAL MONITORING - HVI (3HVI) | MHHS-TMC |  | Power Supply, UPS |  | 074-02541 |  | TMC |  | TMC - CENTRAL MONITORING - HVI (3HVI) | [5 empty] | POWER SYSTEMS, UNINTERRUPTIBLE |  | POWERSUPPLYUPS-APC-RS 1500 | POWERSUPPLYUPS | RS 1500 |  |  |  | APC | Power Supply, UPS |  | POWERSUPPLYUPS-APC-RS 1500 |  |  |  |  | Covered PM Repair - Biomedical | MHHS-TMC
NO | NO |  |  |  | 069-26812 |  | American Power Conversion (APC) | RS 1500 |  | JB1003045481 | TMC - MHTMC - NURSE CALL | MHHS-TMC |  | Power Supply, UPS |  | 069-26812 |  | TMC |  | TMC - MHTMC - NURSE CALL | [5 empty] | POWER SYSTEMS, UNINTERRUPTIBLE |  | POWERSUPPLYUPS-APC-RS 1500 | POWERSUPPLYUPS | RS 1500 |  |  |  | APC | Power Supply, UPS |  | POWERSUPPLYUPS-APC-RS 1500 |  |  |  |  | Covered PM Repair - Biomedical | MHHS-TMC
NO | NO | [5 empty] | American Power Conversion (APC) | RS 1500 |  | BB0954000801 | TMC - MHTMC - NURSE CALL | MHHS-TMC |  | Power Supply, UPS |  |  |  | TMC |  | TMC - MHTMC - NURSE CALL | [5 empty] | POWER SYSTEMS, UNINTERRUPTIBLE |  | POWERSUPPLYUPS-APC-RS 1500 | POWERSUPPLYUPS | RS 1500 |  |  |  | APC | Power Supply, UPS |  | POWERSUPPLYUPS-APC-RS 1500 |  |  |  |  | Covered PM Repair - Biomedical | MHHS-TMC
NO | NO | [5 empty] | American Power Conversion (APC) | RS 1500 |  |  | TMC - MHTMC - NURSE CALL | MHHS-TMC |  | Power Supply, UPS |  |  |  | TMC |  | TMC - MHTMC - NURSE CALL | [5 empty] | POWER SYSTEMS, UNINTERRUPTIBLE |  | POWERSUPPLYUPS-APC-RS 1500 | POWERSUPPLYUPS | RS 1500 |  |  |  | APC | Power Supply, UPS |  | POWERSUPPLYUPS-APC-RS 1500 |  |  |  |  | Covered PM Repair - Biomedical | MHHS-TMC
NO | NO |  |  |  | R-1086382 |  | American Power Conversion (APC) | RS 800 |  | QB0511330165 | OPID - (WDLS) - WOODLANDS - 430 (MP3) | MHHS-OPID |  |  |  | R-1086382 |  | Woodlands |  | OPID - (WDLS) - WOODLANDS - 430 (MP3) | [5 empty] | POWER SYSTEMS, UNINTERRUPTIBLE |  | .needs class | [5 empty] | APC | [7 empty] | Covered PM Repair - Radiology, Low End | MHHS-OPID
NO | NO | [5 empty] | American Power Conversion (APC) | RS 900 |  | 3B0930X35018 | OPID - (PL) - PEARLAND - 406 (MP1) | MHHS-OPID | [5 empty] | Pearland |  | OPID - (PL) - PEARLAND - 406 (MP1) | [5 empty] | POWER SYSTEMS, UNINTERRUPTIBLE |  | .needs class | [5 empty] | APC | [7 empty] | Covered PM Repair - Biomedical | MHHS-OPID
NO | NO |  |  |  | 005-33382 |  | American Power Conversion (APC) | RT 2000 |  | AS1639290915 | SE - RADIOLOGY | MHHS-Southeast |  |  |  | 005-33382 |  | Southeast & Bay Area |  | SE - RADIOLOGY | [5 empty] | POWER SYSTEMS, UNINTERRUPTIBLE |  | .needs class | [5 empty] | APC | [7 empty] | Covered PM Repair - Biomedical | MHHS-Southeast
NO | NO | [5 empty] | American Power Conversion (APC) | SC 1500 |  | 5S1102T35196 | NE - CATH LAB | MHHS-Northeast | [5 empty] | Katy |  | NE - CATH LAB | [5 empty] | POWER SYSTEMS, UNINTERRUPTIBLE |  | .needs class | [5 empty] | APC | [7 empty] | Covered PM Repair - Biomedical | MHHS-Northeast
NO | NO | [5 empty] | American Power Conversion (APC) | SC 1500 |  | 5S1041T00153 | NE - RESPIRATORY | MHHS-Northeast | [5 empty] | Katy |  | NE - RESPIRATORY | [5 empty] | POWER SYSTEMS, UNINTERRUPTIBLE |  | .needs class | [5 empty] | APC | [7 empty] | Covered PM Repair - Biomedical | MHHS-Northeast
NO | YES |  |  |  | 151-01092 | 151-01092 | American Power Conversion (APC) | SC 450 |  | 551639T21206 | CY-ICU | MHHS-Cypress |  | Power Supply, UPS |  | 151-01092 | 151-01092 | Northwest | MHHS-Cypress | CY-ICU | Aidf S3109.2 | 5/1/19 | 5/1/20 |  |  | POWER SYSTEMS, UNINTERRUPTIBLE |  | POWERSUPPLYUPS-APC-SC450 | POWERSUPPLYUPS | SC450 |  |  |  | APC | Power Supply, UPS |  |  | POWERSUPPLYUPS-APC-SC450 |  |  |  | Covered PM Repair - Biomedical | MHHS-Cypress
NO | YES |  |  |  | 151-02268 | 151-02268 | American Power Conversion (APC) | SC 450 |  | 5S1646T23425 | CY-ICU | MHHS-Cypress |  | Power Supply, UPS |  | 151-02268 | 151-02268 | Northwest | MHHS-Cypress | CY-ICU | Aifd S3 109.2 | 5/1/19 | 5/1/20 |  |  | POWER SYSTEMS, UNINTERRUPTIBLE |  | POWERSUPPLYUPS-APC-SC450 | POWERSUPPLYUPS | SC450 |  |  |  | APC | Power Supply, UPS |  |  | POWERSUPPLYUPS-APC-SC450 |  |  |  | Covered PM Repair - Biomedical | MHHS-Cypress
NO | YES |  |  |  | 151-02269 | 151-02269 | American Power Conversion (APC) | SC 450 |  | 5S1646T23451 | CY-ICU | MHHS-Cypress |  | Power Supply, UPS |  | 151-02269 | 151-02269 | Northwest | MHHS-Cypress | CY-ICU | Aifd S3 109.2 | 5/1/19 | 5/1/20 |  |  | POWER SYSTEMS, UNINTERRUPTIBLE |  | POWERSUPPLYUPS-APC-SC450 | POWERSUPPLYUPS | SC450 |  |  |  | APC | Power Supply, UPS |  |  | POWERSUPPLYUPS-APC-SC450 |  |  |  | Covered PM Repair - Biomedical | MHHS-Cypress
NO | YES |  |  |  | 151-02276 | 151-02276 | American Power Conversion (APC) | SC 450 |  | 5S1646T22887 | CY-Labor & Delivery | MHHS-Cypress |  | Power Supply, UPS |  | 151-02276 | 151-02276 | Northwest | MHHS-Cypress | CY-Labor & Delivery | AIDF | 5/1/19 | 5/1/20 |  |  | POWER SYSTEMS, UNINTERRUPTIBLE |  | POWERSUPPLYUPS-APC-SC450 | POWERSUPPLYUPS | SC450 |  |  |  | APC | Power Supply, UPS |  |  | POWERSUPPLYUPS-APC-SC450 |  |  |  | Covered PM Repair - Biomedical | MHHS-Cypress
NO | YES |  |  |  | 151-02277 | 151-02277 | American Power Conversion (APC) | SC 450 |  | 5S1646T22962 | CY-Labor & Delivery | MHHS-Cypress |  | Power Supply, UPS |  | 151-02277 | 151-02277 | Northwest | MHHS-Cypress | CY-Labor & Delivery | AIDF | 5/1/19 | 5/1/20 |  |  | POWER SYSTEMS, UNINTERRUPTIBLE |  | POWERSUPPLYUPS-APC-SC450 | POWERSUPPLYUPS | SC450 |  |  |  | APC | Power Supply, UPS |  |  | POWERSUPPLYUPS-APC-SC450 |  |  |  | Covered PM Repair - Biomedical | MHHS-Cypress
NO | YES |  |  |  | 151-02267 | 151-02267 | American Power Conversion (APC) | SC 450 |  | 5S1646T23355 | CY-Labor & Delivery | MHHS-Cypress |  | Power Supply, UPS |  | 151-02267 | 151-02267 | Northwest | MHHS-Cypress | CY-Labor & Delivery | AIDF | 5/1/19 | 5/1/20 |  |  | POWER SYSTEMS, UNINTERRUPTIBLE |  | POWERSUPPLYUPS-APC-SC450 | POWERSUPPLYUPS | SC450 |  |  |  | APC | Power Supply, UPS |  |  | POWERSUPPLYUPS-APC-SC450 |  |  |  | Covered PM Repair - Biomedical | MHHS-Cypress
NO | YES |  |  |  | 151-02279 | 151-02279 | American Power Conversion (APC) | SC 450 |  | 5S1619T20269 | CY-NICU | MHHS-Cypress |  | Power Supply, UPS |  | 151-02279 | 151-02279 | Northwest | MHHS-Cypress | CY-NICU | AIDF | 5/1/19 | 5/1/20 |  |  | POWER SYSTEMS, UNINTERRUPTIBLE |  | POWERSUPPLYUPS-APC-SC450 | POWERSUPPLYUPS | SC450 |  |  |  | APC | Power Supply, UPS |  |  | POWERSUPPLYUPS-APC-SC450 |  |  |  | Covered PM Repair - Biomedical | MHHS-Cypress
NO | YES |  |  |  | 151-03490 | 151-03490 | American Power Conversion (APC) | SC 450 |  | 5S1831T68482 | CY-NICU | MHHS-Cypress |  | Power Supply, UPS |  | 151-03490 | 151-03490 | Northwest | MHHS-Cypress | CY-NICU | AIDF | 12/1/19 | 12/1/20 |  |  | POWER SYSTEMS, UNINTERRUPTIBLE |  | POWERSUPPLYUPS-APC-SC450 | POWERSUPPLYUPS | SC450 |  |  |  | APC | Power Supply, UPS |  |  | POWERSUPPLYUPS-APC-SC450 |  |  |  | Covered PM Repair - Biomedical | MHHS-Cypress
NO | YES |  |  |  | 151-02273 | 151-02273 | American Power Conversion (APC) | SC 450 |  | 5S1645T26674 | CY-OR | MHHS-Cypress |  | Power Supply, UPS |  | 151-02273 | 151-02273 | Northwest | MHHS-Cypress | CY-OR | IDF M3 233 | 2/1/19 | 2/1/20 |  |  | POWER SYSTEMS, UNINTERRUPTIBLE |  | POWERSUPPLYUPS-APC-SC450 | POWERSUPPLYUPS | SC450 |  |  |  | APC | Power Supply, UPS |  |  | POWERSUPPLYUPS-APC-SC450 |  |  |  | Covered PM Repair - Biomedical | MHHS-Cypress
NO | YES |  |  |  | 151-02274 | 151-02274 | American Power Conversion (APC) | SC 450 |  | 5S1646T23422 | CY-OR | MHHS-Cypress |  | Power Supply, UPS |  | 151-02274 | 151-02274 | Northwest | MHHS-Cypress | CY-OR | IDF M3 233 | 2/1/19 | 2/1/20 |  |  | POWER SYSTEMS, UNINTERRUPTIBLE |  | POWERSUPPLYUPS-APC-SC450 | POWERSUPPLYUPS | SC450 |  |  |  | APC | Power Supply, UPS |  |  | POWERSUPPLYUPS-APC-SC450 |  |  |  | Covered PM Repair - Biomedical | MHHS-Cypress
NO | YES |  |  |  | 151-03489 | 151-03489 | American Power Conversion (APC) | SC 450 |  | 5S1831T67610 | CY-Post Partum | MHHS-Cypress |  | Power Supply, UPS |  | 151-03489 | 151-03489 | Northwest | MHHS-Cypress | CY-Post Partum | AIDF | 12/1/19 | 12/1/20 |  |  | POWER SYSTEMS, UNINTERRUPTIBLE |  | POWERSUPPLYUPS-APC-SC450 | POWERSUPPLYUPS | SC450 |  |  |  | APC | Power Supply, UPS |  |  | POWERSUPPLYUPS-APC-SC450 |  |  |  | Covered PM Repair - Biomedical | MHHS-Cypress
NO | YES |  |  |  | 151-01090 | 151-01090 | American Power Conversion (APC) | SC 450 |  | 551619T24710 | CY-Telemetry | MHHS-Cypress |  | Power Supply, UPS |  | 151-01090 | 151-01090 | Northwest | MHHS-Cypress | CY-Telemetry | Aidf 910.2 | 5/1/19 | 5/1/20 |  |  | POWER SYSTEMS, UNINTERRUPTIBLE |  | POWERSUPPLYUPS-APC-SC450 | POWERSUPPLYUPS | SC450 |  |  |  | APC | Power Supply, UPS |  |  | POWERSUPPLYUPS-APC-SC450 |  |  |  | Covered PM Repair - Biomedical | MHHS-Cypress
NO | YES |  |  |  | 151-02006 | 151-02006 | American Power Conversion (APC) | SC 450 |  | 5S1646T22891 | CY-Telemetry | MHHS-Cypress |  | Power Supply, UPS |  | 151-02006 | 151-02006 | Northwest | MHHS-Cypress | CY-Telemetry | AIDF S3910.2 | 5/1/19 | 5/1/20 |  |  | POWER SYSTEMS, UNINTERRUPTIBLE |  | POWERSUPPLYUPS-APC-SC450 | POWERSUPPLYUPS | SC450 |  |  |  | APC | Power Supply, UPS |  |  | POWERSUPPLYUPS-APC-SC450 |  |  |  | Covered PM Repair - Biomedical | MHHS-Cypress
NO | YES |  |  |  | 151-02263 | 151-02263 | American Power Conversion (APC) | SC 450 |  | 5S1646T23312 | CY-Telemetry | MHHS-Cypress |  | Power Supply, UPS |  | 151-02263 | 151-02263 | Northwest | MHHS-Cypress | CY-Telemetry | AIDF 910.2 | 5/1/19 | 5/1/20 |  |  | POWER SYSTEMS, UNINTERRUPTIBLE |  | POWERSUPPLYUPS-APC-SC450 | POWERSUPPLYUPS | SC450 |  |  |  | APC | Power Supply, UPS |  |  | POWERSUPPLYUPS-APC-SC450 | 2/1/14 |  |  | Covered PM Repair - Biomedical | MHHS-Cypress
NO | YES |  |  |  | 151-02266 | 151-02266 | American Power Conversion (APC) | SC 450 |  | 5S1646T22885 | CY-Telemetry | MHHS-Cypress |  | Power Supply, UPS |  | 151-02266 | 151-02266 | Northwest | MHHS-Cypress | CY-Telemetry | AIDF 910.2 | 5/1/19 | 5/1/20 |  |  | POWER SYSTEMS, UNINTERRUPTIBLE |  | POWERSUPPLYUPS-APC-SC450 | POWERSUPPLYUPS | SC450 |  |  |  | APC | Power Supply, UPS |  |  | POWERSUPPLYUPS-APC-SC450 | 2/1/14 |  |  | Covered PM Repair - Biomedical | MHHS-Cypress
NO | YES |  |  |  | 151-02270 | 151-02270 | American Power Conversion (APC) | SC 450 |  | 5S1646T23495 | CY-Telemetry | MHHS-Cypress |  | Power Supply, UPS |  | 151-02270 | 151-02270 | Northwest | MHHS-Cypress | CY-Telemetry | AIDF 910.2 | 5/1/19 | 5/1/20 |  |  | POWER SYSTEMS, UNINTERRUPTIBLE |  | POWERSUPPLYUPS-APC-SC450 | POWERSUPPLYUPS | SC450 |  |  |  | APC | Power Supply, UPS |  |  | POWERSUPPLYUPS-APC-SC450 |  |  |  | Covered PM Repair - Biomedical | MHHS-Cypress
NO | YES |  |  |  | 151-02278 | 151-02278 | American Power Conversion (APC) | SC 450 |  | 5S1619T20344 | CY-Telemetry | MHHS-Cypress |  | Power Supply, UPS |  | 151-02278 | 151-02278 | Northwest | MHHS-Cypress | CY-Telemetry | AIDF 910.2 | 5/1/19 | 5/1/20 |  |  | POWER SYSTEMS, UNINTERRUPTIBLE |  | POWERSUPPLYUPS-APC-SC450 | POWERSUPPLYUPS | SC450 |  |  |  | APC | Power Supply, UPS |  |  | POWERSUPPLYUPS-APC-SC450 |  |  |  | Not Covered Vendor Only - Lab Ana/Anes | MHHS-Cypress
NO | YES |  |  |  | 151-03481 | 151-03481 | American Power Conversion (APC) | SC 450 |  | 5S1850T41641 | CY-Telemetry | MHHS-Cypress |  | Power Supply, UPS |  | 151-03481 | 151-03481 | Northwest | MHHS-Cypress | CY-Telemetry | AIDF S3 910.2 | 11/1/19 | 5/1/20 |  |  | POWER SYSTEMS, UNINTERRUPTIBLE |  | POWERSUPPLYUPS-APC-SC450 | POWERSUPPLYUPS | SC450 |  |  |  | APC | Power Supply, UPS |  |  | POWERSUPPLYUPS-APC-SC450 |  |  |  | Covered PM Repair - Biomedical | MHHS-Cypress
NO | YES |  |  |  | 151-03482 | 151-03482 | American Power Conversion (APC) | SC 450 |  | 5S1828T60910 | CY-Telemetry | MHHS-Cypress |  | Power Supply, UPS |  | 151-03482 | 151-03482 | Northwest | MHHS-Cypress | CY-Telemetry | AIDF S3910.2 | 11/1/19 | 5/1/20 |  |  | POWER SYSTEMS, UNINTERRUPTIBLE |  | POWERSUPPLYUPS-APC-SC450 | POWERSUPPLYUPS | SC450 |  |  |  | APC | Power Supply, UPS |  |  | POWERSUPPLYUPS-APC-SC450 |  |  |  | Covered PM Repair - Biomedical | MHHS-Cypress
NO | YES |  |  |  | 151-03485 | 151-03485 | American Power Conversion (APC) | SC 450 |  | 5S1831T68647 | CY-Telemetry | MHHS-Cypress |  | Power Supply, UPS |  | 151-03485 | 151-03485 | Northwest | MHHS-Cypress | CY-Telemetry | AIDF S3910.2 | 11/1/19 | 5/1/20 |  |  | POWER SYSTEMS, UNINTERRUPTIBLE |  | POWERSUPPLYUPS-APC-SC450 | POWERSUPPLYUPS | SC450 |  |  |  | APC | Power Supply, UPS |  |  | POWERSUPPLYUPS-APC-SC450 |  |  |  | Covered PM Repair - Biomedical | MHHS-Cypress
NO | NO |  |  |  | 151-03487 |  | American Power Conversion (APC) | SC 450 |  | 5S1808T67427 | CY - COU | MHHS-Cypress |  | Power Supply, UPS |  | 151-03487 |  | Northwest & Cypress |  | CY - COU | [5 empty] | POWER SYSTEMS, UNINTERRUPTIBLE |  | POWERSUPPLYUPS-APC-SC450 | POWERSUPPLYUPS | SC450 |  |  |  | APC | Power Supply, UPS |  |  | POWERSUPPLYUPS-APC-SC450 |  |  |  | Covered PM Repair - Biomedical | MHHS-Cypress
NO | NO |  |  |  | 151-02264 |  | American Power Conversion (APC) | SC 450 |  | 5S1646T23449 | CY - ER | MHHS-Cypress |  | Power Supply, UPS |  | 151-02264 |  | Northwest & Cypress |  | CY - ER | [5 empty] | POWER SYSTEMS, UNINTERRUPTIBLE |  | POWERSUPPLYUPS-APC-SC450 | POWERSUPPLYUPS | SC450 |  |  |  | APC | Power Supply, UPS |  |  | POWERSUPPLYUPS-APC-SC450 |  |  |  | Covered PM Repair - Biomedical | MHHS-Cypress
NO | NO |  |  |  | 151-02265 |  | American Power Conversion (APC) | SC 450 |  | 5S1646T23364 | CY - ER | MHHS-Cypress |  | Power Supply, UPS |  | 151-02265 |  | Northwest & Cypress |  | CY - ER | [5 empty] | POWER SYSTEMS, UNINTERRUPTIBLE |  | POWERSUPPLYUPS-APC-SC450 | POWERSUPPLYUPS | SC450 |  |  |  | APC | Power Supply, UPS |  |  | POWERSUPPLYUPS-APC-SC450 |  |  |  | Covered PM Repair - Biomedical | MHHS-Cypress
NO | NO |  |  |  | 151-02271 |  | American Power Conversion (APC) | SC 450 |  | 5S1646T23270 | CY - ER | MHHS-Cypress |  | Power Supply, UPS |  | 151-02271 |  | Northwest & Cypress |  | CY - ER | [5 empty] | POWER SYSTEMS, UNINTERRUPTIBLE |  | POWERSUPPLYUPS-APC-SC450 | POWERSUPPLYUPS | SC450 |  |  |  | APC | Power Supply, UPS |  |  | POWERSUPPLYUPS-APC-SC450 |  |  |  | Covered PM Repair - Biomedical | MHHS-Cypress
NO | NO |  |  |  | 151-02272 |  | American Power Conversion (APC) | SC 450 |  | 5S1646T23444 | CY - ER | MHHS-Cypress |  | Power Supply, UPS |  | 151-02272 |  | Northwest & Cypress |  | CY - ER | [5 empty] | POWER SYSTEMS, UNINTERRUPTIBLE |  | POWERSUPPLYUPS-APC-SC450 | POWERSUPPLYUPS | SC450 |  |  |  | APC | Power Supply, UPS |  |  | POWERSUPPLYUPS-APC-SC450 |  |  |  | Covered PM Repair - Biomedical | MHHS-Cypress
NO | NO |  |  |  | 151-01085 |  | American Power Conversion (APC) | SC 450 |  | 551639T21182 | CY - OR | MHHS-Cypress |  | Power Supply, UPS |  | 151-01085 |  | Northwest & Cypress |  | CY - OR | [5 empty] | POWER SYSTEMS, UNINTERRUPTIBLE |  | POWERSUPPLYUPS-APC-SC450 | POWERSUPPLYUPS | SC450 |  |  |  | APC | Power Supply, UPS |  |  | POWERSUPPLYUPS-APC-SC450 |  |  |  | Covered PM Repair - Biomedical | MHHS-Cypress
NO | NO |  |  |  | 151-01086 |  | American Power Conversion (APC) | SC 450 |  | 551619T24680 | CY - OR | MHHS-Cypress |  | Power Supply, UPS |  | 151-01086 |  | Northwest & Cypress |  | CY - OR | [5 empty] | POWER SYSTEMS, UNINTERRUPTIBLE |  | POWERSUPPLYUPS-APC-SC450 | POWERSUPPLYUPS | SC450 |  |  |  | APC | Power Supply, UPS |  |  | POWERSUPPLYUPS-APC-SC450 |  |  |  | Covered PM Repair - Biomedical | MHHS-Cypress
NO | NO |  |  |  | 151-01087 |  | American Power Conversion (APC) | SC 450 |  | 551619T24688 | CY - OR | MHHS-Cypress |  | Power Supply, UPS |  | 151-01087 |  | Northwest & Cypress |  | CY - OR | [5 empty] | POWER SYSTEMS, UNINTERRUPTIBLE |  | POWERSUPPLYUPS-APC-SC450 | POWERSUPPLYUPS | SC450 |  |  |  | APC | Power Supply, UPS |  |  | POWERSUPPLYUPS-APC-SC450 |  |  |  | Covered PM Repair - Biomedical | MHHS-Cypress
NO | NO |  |  |  | 151-01088 |  | American Power Conversion (APC) | SC 450 |  | 551619T24699 | CY - OR | MHHS-Cypress |  | Power Supply, UPS |  | 151-01088 |  | Northwest & Cypress |  | CY - OR | [5 empty] | POWER SYSTEMS, UNINTERRUPTIBLE |  | POWERSUPPLYUPS-APC-SC450 | POWERSUPPLYUPS | SC450 |  |  |  | APC | Power Supply, UPS |  |  | POWERSUPPLYUPS-APC-SC450 |  |  |  | Covered PM Repair - Biomedical | MHHS-Cypress
NO | NO |  |  |  | 151-01089 |  | American Power Conversion (APC) | SC 450 |  | 551619T24681 | CY - TELEMETRY | MHHS-Cypress |  | Power Supply, UPS |  | 151-01089 |  | Northwest & Cypress |  | CY - TELEMETRY | [5 empty] | POWER SYSTEMS, UNINTERRUPTIBLE |  | POWERSUPPLYUPS-APC-SC450 | POWERSUPPLYUPS | SC450 |  |  |  | APC | Power Supply, UPS |  |  | POWERSUPPLYUPS-APC-SC450 |  |  |  | Covered PM Repair - Biomedical | MHHS-Cypress
NO | NO |  |  |  | 041-17433 |  | American Power Conversion (APC) | SC 450 |  | 5S1733T24022 | MEMORIAL CITY - TELEMETRY | MHHS-Mem City |  | Power Supply, UPS |  | 041-17433 |  | West & Memorial City |  | MEMORIAL CITY - TELEMETRY | [5 empty] | POWER SYSTEMS, UNINTERRUPTIBLE |  | POWERSUPPLYUPS-APC-SC450 | POWERSUPPLYUPS | SC450 |  |  |  | APC | Power Supply, UPS |  |  | POWERSUPPLYUPS-APC-SC450 |  |  |  | Covered PM Repair - Biomedical | MHHS-Mem City
NO | YES |  |  |  | 009-33486 | 009-33486 | American Power Conversion (APC) | SC450RM1U |  | 5S1746T65649 | GH-Clinical Decision Unit (CDU) | MHHS-Greater Heights |  |  |  | 009-33486 | 009-33486 | Central | MHHS-Greater Heights | GH-Clinical Decision Unit (CDU) | Nurse station | 7/1/19 |  | 7/1/20 |  | POWER SYSTEMS, UNINTERRUPTIBLE |  | .needs class | [5 empty] | APC | [7 empty] | Covered PM Repair - Biomedical | MHHS-Greater Heights
NO | YES |  |  |  | 009-33491 | 009-33491 | American Power Conversion (APC) | SC450RM1U |  | 5S1746T65632 | GH-Telemetry | MHHS-Greater Heights |  |  |  | 009-33491 | 009-33491 | Central | MHHS-Greater Heights | GH-Telemetry | TELEMETRY |  |  |  |  | POWER SYSTEMS, UNINTERRUPTIBLE |  | .needs class | [5 empty] | APC | [7 empty] | Covered PM Repair - Biomedical | MHHS-Greater Heights
NO | YES | Serial Number Already Installed |  |  | 009-34571 | 009-34571 | American Power Conversion (APC) | SC450RM1U |  | Already Installed | GH-Ortho Joint Center 4N | MHHS-Greater Heights |  |  |  | 009-34571 | 009-34571 | Central | MHHS-Greater Heights | GH-Ortho Joint Center 4N | 4N Telephone Room |  |  |  |  | POWER SYSTEMS, UNINTERRUPTIBLE |  | .needs class | [5 empty] | APC | [7 empty] | Not Covered Vendor Only - Lab Ana/Anes | MHHS-Greater Heights
NO | YES | Serial Number Already Installed |  |  | 009-34564 | 009-34564 | American Power Conversion (APC) | SC450RM1U |  | Already Installed | GH-CV ICU | MHHS-Greater Heights |  |  |  | 009-34564 | 009-34564 | Central | MHHS-Greater Heights | GH-CV ICU | Nurse station |  |  |  |  | POWER SYSTEMS, UNINTERRUPTIBLE |  | .needs class | [5 empty] | APC | [7 empty] | Covered PM Repair - Biomedical | MHHS-Greater Heights
NO | YES | Serial Number Already Installed |  |  | 009-34567 | 009-34567 | American Power Conversion (APC) | SC450RM1U |  | Already Installed | GH-CV ICU | MHHS-Greater Heights |  |  |  | 009-34567 | 009-34567 | Central | MHHS-Greater Heights | GH-CV ICU | Nurse station |  |  |  |  | POWER SYSTEMS, UNINTERRUPTIBLE |  | .needs class | [5 empty] | APC |  |  |  |  | 7/8/14 |  |  | Covered PM Repair - Biomedical | MHHS-Greater Heights
NO | YES | Serial Number Already Installed |  |  | 009-34555 | 009-34555 | American Power Conversion (APC) | SC450RM1U |  | Already Installed | GH - ER | MHHS-Greater Heights |  |  |  | 009-34555 | 009-34555 | Central | Greater heights | GH - ER | GH - ER |  |  |  |  | POWER SYSTEMS, UNINTERRUPTIBLE |  | .needs class | [5 empty] | APC | [7 empty] | Covered PM Repair - Biomedical | MHHS-Greater Heights
NO | YES | Serial Number Already Installed |  |  | 009-34556 | 009-34556 | American Power Conversion (APC) | SC450RM1U |  | Already Installed | GH - ER | MHHS-Greater Heights |  |  |  | 009-34556 | 009-34556 | Central | Greater heights | GH - ER | GH - ER |  |  |  |  | POWER SYSTEMS, UNINTERRUPTIBLE |  | .needs class | [5 empty] | APC | [7 empty] | Covered PM Repair - Biomedical | MHHS-Greater Heights
NO | YES | Serial Number Already Installed |  |  | 009-34559 | 009-34559 | American Power Conversion (APC) | SC450RM1U |  | Already Installed | Memorial Hermann Greater Heights Emergency | MHHS-Greater Heights |  |  |  | 009-34559 | 009-34559 | Central | Memorial Hermann Greater Heights Hospital | Memorial Hermann Greater Heights Emergency | Memorial Hermann Greater Heights Emergency Nurses Station D |  |  |  |  | POWER SYSTEMS, UNINTERRUPTIBLE |  | .needs class | [5 empty] | APC | [7 empty] | Covered PM Repair - Biomedical | MHHS-Greater Heights
NO | YES | Serial Number Already Installed |  |  | 009-34416 | 009-34416 | American Power Conversion (APC) | SC450RM1U |  | Already Installed | GH-Med Surg 6 | MHHS-Greater Heights |  |  |  | 009-34416 | 009-34416 | Central | MHHS-Greater Heights | GH-Med Surg 6 | 6N | 7/1/19 |  |  |  | POWER SYSTEMS, UNINTERRUPTIBLE |  | .needs class | [5 empty] | APC | [7 empty] | Covered PM Repair - Biomedical | MHHS-Greater Heights
NO | YES | Serial Number Already Installed |  |  | 009-34395 | 009-34395 | American Power Conversion (APC) | SC450RM1U |  | Already Installed | GH-Telemetry | MHHS-Greater Heights |  |  |  | 009-34395 | 009-34395 | Central | MHHS-Greater Heights | GH-Telemetry | TELEMETRY |  |  |  |  | POWER SYSTEMS, UNINTERRUPTIBLE |  | .needs class | [5 empty] | APC |  |  |  |  | 5/1/17 |  |  | Covered PM Repair - Biomedical | MHHS-Greater Heights
NO | YES | Serial Number Already Installed |  |  | 009-34396 | 009-34396 | American Power Conversion (APC) | SC450RM1U |  | Already Installed | GH-Clinical Decision Unit (CDU) | MHHS-Greater Heights |  |  |  | 009-34396 | 009-34396 | Central | MHHS-Greater Heights | GH-Clinical Decision Unit (CDU) | Telemetry | 7/1/19 |  |  |  | POWER SYSTEMS, UNINTERRUPTIBLE |  | .needs class | [5 empty] | APC | [7 empty] | Covered PM Repair - Biomedical | MHHS-Greater Heights
NO | YES | Serial Number Already Installed |  |  | 009-34397 | 009-34397 | American Power Conversion (APC) | SC450RM1U |  | Already Installed | GH-Clinical Decision Unit (CDU) | MHHS-Greater Heights |  |  |  | 009-34397 | 009-34397 | Central | MHHS-Greater Heights | GH-Clinical Decision Unit (CDU) | Telemetry |  |  |  |  | POWER SYSTEMS, UNINTERRUPTIBLE |  | .needs class | [5 empty] | APC |  |  |  |  | 11/28/17 |  |  | Covered PM Repair - Biomedical | MHHS-Greater Heights
NO | YES | Serial Number Already Installed |  |  | 009-34398 | 009-34398 | American Power Conversion (APC) | SC450RM1U |  | Already Installed | GH-Clinical Decision Unit (CDU) | MHHS-Greater Heights |  |  |  | 009-34398 | 009-34398 | Central | MHHS-Greater Heights | GH-Clinical Decision Unit (CDU) | Telemetry | 7/1/19 |  |  |  | POWER SYSTEMS, UNINTERRUPTIBLE |  | .needs class | [5 empty] | APC |  |  |  |  | 11/28/17 |  |  | Covered PM Repair - Biomedical | MHHS-Greater Heights
NO | YES | Serial Number Already Installed |  |  | 009-34399 | 009-34399 | American Power Conversion (APC) | SC450RM1U |  | Already Installed | GH-Clinical Decision Unit (CDU) | MHHS-Greater Heights |  |  |  | 009-34399 | 009-34399 | Central | MHHS-Greater Heights | GH-Clinical Decision Unit (CDU) | Telemetry | 7/1/19 |  |  |  | POWER SYSTEMS, UNINTERRUPTIBLE |  | .needs class | [5 empty] | APC | [7 empty] | Covered PM Repair - Biomedical | MHHS-Greater Heights
NO | YES | Serial Number Already Installed |  |  | 009-34400 | 009-34400 | American Power Conversion (APC) | SC450RM1U |  | Already Installed | GH-Clinical Decision Unit (CDU) | MHHS-Greater Heights |  |  |  | 009-34400 | 009-34400 | Central | MHHS-Greater Heights | GH-Clinical Decision Unit (CDU) | Telemetry | 7/1/19 |  |  |  | POWER SYSTEMS, UNINTERRUPTIBLE |  | .needs class | [5 empty] | APC |  |  |  |  | 5/1/17 |  |  | Covered PM Repair - Biomedical | MHHS-Greater Heights
NO | YES | Serial Number Already Installed |  |  | 009-34401 | 009-34401 | American Power Conversion (APC) | SC450RM1U |  | Already Installed | GH-Clinical Decision Unit (CDU) | MHHS-Greater Heights |  |  |  | 009-34401 | 009-34401 | Central | MHHS-Greater Heights | GH-Clinical Decision Unit (CDU) | Telemetry | 7/1/19 |  |  |  | POWER SYSTEMS, UNINTERRUPTIBLE |  | .needs class | [5 empty] | APC |  |  |  |  | 5/1/17 |  |  | Covered PM Repair - Biomedical | MHHS-Greater Heights
NO | YES | Serial Number Already Installed |  |  | 009-34402 | 009-34402 | American Power Conversion (APC) | SC450RM1U |  | Already Installed | GH-Clinical Decision Unit (CDU) | MHHS-Greater Heights |  |  |  | 009-34402 | 009-34402 | Central | MHHS-Greater Heights | GH-Clinical Decision Unit (CDU) | Telemetry | 7/1/19 |  |  |  | POWER SYSTEMS, UNINTERRUPTIBLE |  | .needs class | [5 empty] | APC |  |  |  |  | 5/1/17 |  |  | Covered PM Repair - Biomedical | MHHS-Greater Heights
NO | YES | Serial Number Already Installed |  |  | 009-34413 | 009-34413 | American Power Conversion (APC) | SC450RM1U |  | Already Installed | GH-ER | MHHS-Greater Heights |  |  |  | 009-34413 | 009-34413 | Central | MHHS-Greater Heights | GH-ER | Comm Room 6N |  |  |  |  | POWER SYSTEMS, UNINTERRUPTIBLE |  | .needs class | [5 empty] | APC |  |  |  |  | 5/1/17 |  |  | Covered PM Repair - Biomedical | MHHS-Greater Heights
NO | YES | Serial Number Already Installed |  |  | 009-34568 | 009-34568 | American Power Conversion (APC) | SC450RM1U |  | Already Installed | GH-Telemetry | MHHS-Greater Heights |  |  |  | 009-34568 | 009-34568 | Central & Greater Heights | MHHS-Greater Heights | GH-Telemetry | Biomed shop | 7/1/19 |  | 1/1/21 |  | POWER SYSTEMS, UNINTERRUPTIBLE |  | .needs class | [5 empty] | APC |  |  |  |  | 5/1/17 |  |  | Covered PM Repair - Biomedical | MHHS-Greater Heights
NO | YES | Serial Number Already Installed |  |  | 009-34572 | 009-34572 | American Power Conversion (APC) | SC450RM1U |  | Already Installed | GH-Ortho Joint Center 4N | MHHS-Greater Heights |  |  |  | 009-34572 | 009-34572 | Central | MHHS-Greater Heights | GH-Ortho Joint Center 4N | 4N Telephone Room |  |  |  |  | POWER SYSTEMS, UNINTERRUPTIBLE |  | .needs class | [5 empty] | APC |  |  |  |  | 5/1/17 |  |  | Covered PM Repair - Biomedical | MHHS-Greater Heights
NO | YES |  |  |  | 041-32962 | 041-32962 | American Power Conversion (APC) | SC450RM1U |  | 5S1733T23964 | MEMORIAL CITY - CATH LAB | MHHS-Mem City |  |  |  | 041-32962 | 041-32962 | West | Heart | MEMORIAL CITY - CATH LAB | E9 215.2 Control Room |  |  |  |  | POWER SYSTEMS, UNINTERRUPTIBLE |  | .needs class | [5 empty] | APC | [7 empty] | Covered PM Repair - Biomedical | MHHS-Mem City
NO | YES |  |  |  | 005-33947 | 005-33947 | American Power Conversion (APC) | SC450RM1U |  | unavailable | SE-OR-Preop | MHHS-Southeast |  |  |  | 005-33947 | 005-33947 | Southeast | MHHS-Southeast | SE-OR-Preop | Nurses station | 5/1/19 |  | 5/1/20 |  | POWER SYSTEMS, UNINTERRUPTIBLE |  | .needs class | [5 empty] | APC | [7 empty] | Covered PM Repair - Biomedical | MHHS-Southeast
NO | NO |  |  |  | 009-33493 |  | American Power Conversion (APC) | SC450RM1U |  | 5S1746T65615 | GH - CARDIAC CARE UNIT (CCU) 3N | MHHS-Greater Heights |  |  |  | 009-33493 |  | Central & Greater Heights |  | GH - CARDIAC CARE UNIT (CCU) 3N | [5 empty] | POWER SYSTEMS, UNINTERRUPTIBLE |  | .needs class | [5 empty] | APC | [7 empty] | Covered PM Repair - Biomedical | MHHS-Greater Heights
NO | NO |  |  |  | 009-33453 |  | American Power Conversion (APC) | SC450RM1U |  | 5S1746T65751 | GH - CLINICAL DECISION UNIT (CDU) | MHHS-Greater Heights |  |  |  | 009-33453 |  | Central & Greater Heights |  | GH - CLINICAL DECISION UNIT (CDU) | [5 empty] | POWER SYSTEMS, UNINTERRUPTIBLE |  | .needs class | [5 empty] | APC | [7 empty] | Covered PM Repair - Biomedical | MHHS-Greater Heights
NO | NO |  |  |  | 009-33496 |  | American Power Conversion (APC) | SC450RM1U |  | 5S1746T65772 | GH - ICU | MHHS-Greater Heights |  |  |  | 009-33496 |  | Central & Greater Heights |  | GH - ICU | [5 empty] | POWER SYSTEMS, UNINTERRUPTIBLE |  | .needs class | [5 empty] | APC | [7 empty] | Covered PM Repair - Biomedical | MHHS-Greater Heights
NO | NO |  |  |  | 009-33936 |  | American Power Conversion (APC) | SC450RM1U |  | 5S1903T051224 | GH - IMU | MHHS-Greater Heights |  |  |  | 009-33936 |  | Central & Greater Heights |  | GH - IMU | [5 empty] | POWER SYSTEMS, UNINTERRUPTIBLE |  | .needs class | [5 empty] | APC | [7 empty] | Covered PM Repair - Biomedical | MHHS-Greater Heights
NO | NO |  |  |  | 009-33389 |  | American Power Conversion (APC) | SC450RM1U |  | 551748T64829 | GH - NICU | MHHS-Greater Heights |  |  |  | 009-33389 |  | Central & Greater Heights |  | GH - NICU | [5 empty] | POWER SYSTEMS, UNINTERRUPTIBLE |  | .needs class | [5 empty] | APC | [7 empty] | Covered PM Repair - Radiology, Low End | MHHS-Greater Heights
NO | NO |  |  |  | 009-33397 |  | American Power Conversion (APC) | SC450RM1U |  | 5S1748T64831 | GH - NICU | MHHS-Greater Heights |  |  |  | 009-33397 |  | Central & Greater Heights |  | GH - NICU | [5 empty] | POWER SYSTEMS, UNINTERRUPTIBLE |  | .needs class | [5 empty] | APC | [7 empty] | Covered PM Repair - Biomedical | MHHS-Greater Heights
NO | NO |  |  |  | 129-31025 |  | American Power Conversion (APC) | SC450RM1U |  | 556134T60421 | SUGAR LAND - NURSE CALL | MHHS-Sugarland |  |  |  | 129-31025 |  | Sugar Land |  | SUGAR LAND - NURSE CALL | [5 empty] | POWER SYSTEMS, UNINTERRUPTIBLE |  | .needs class | [5 empty] | APC | [7 empty] | Covered PM Repair - Biomedical | MHHS-Sugarland
NO | NO | [5 empty] | American Power Conversion (APC) | SMART 1000 |  |  | SW - LABORATORY - MICROBIOLOGY | MHHS-Southwest | [5 empty] | Southwest |  | SW - LABORATORY - MICROBIOLOGY | [5 empty] | POWER SYSTEMS, UNINTERRUPTIBLE |  | .needs class | [5 empty] | APC | [7 empty] | Covered PM Repair - Biomedical | MHHS-Southwest
NO | NO | [5 empty] | American Power Conversion (APC) | SMART 1500 |  | AS0926223245 | GH - MED SURG 6 | MHHS-Greater Heights | [5 empty] | Central & Greater Heights |  | GH - MED SURG 6 | [5 empty] | POWER SYSTEMS, UNINTERRUPTIBLE |  | .needs class | [5 empty] | APC | [7 empty] | Covered PM Repair - Biomedical | MHHS-Greater Heights
NO | NO | [5 empty] | American Power Conversion (APC) | SMART 1500 |  | AS0930120223 | GH - NEURO 5N | MHHS-Greater Heights | [5 empty] | Central & Greater Heights |  | GH - NEURO 5N | [5 empty] | POWER SYSTEMS, UNINTERRUPTIBLE |  | .needs class | [5 empty] | APC | [7 empty] | Covered PM Repair - Biomedical | MHHS-Greater Heights
NO | NO | [5 empty] | American Power Conversion (APC) | SMART 1500 |  | AS0930120233 | GH - ORTHO JOINT CENTER 4N | MHHS-Greater Heights | [5 empty] | Central & Greater Heights |  | GH - ORTHO JOINT CENTER 4N | [5 empty] | POWER SYSTEMS, UNINTERRUPTIBLE |  | .needs class | [5 empty] | APC | [7 empty] | Covered PM Repair - Biomedical | MHHS-Greater Heights
NO | NO |  |  |  | R-013-35027 |  | American Power Conversion (APC) | SMART 1500 |  | AS1316115495 | OPID - (SW) - SOUTHWEST BC - 450 (MP1) | MHHS-OPID |  |  |  | R-013-35027 |  | Southwest |  | OPID - (SW) - SOUTHWEST BC - 450 (MP1) | [5 empty] | POWER SYSTEMS, UNINTERRUPTIBLE |  | .needs class | [5 empty] | APC | [7 empty] | Covered PM Repair - Biomedical | MHHS-OPID
NO | NO | [5 empty] | American Power Conversion (APC) | SMART 1500 |  |  | OPID - (TMC) - UPPER KIRBY - 467 | MHHS-OPID | [5 empty] | TMC |  | OPID - (TMC) - UPPER KIRBY - 467 | [5 empty] | POWER SYSTEMS, UNINTERRUPTIBLE |  | .needs class | [5 empty] | APC | [7 empty] | Covered PM Repair - Biomedical | MHHS-OPID
NO | NO |  |  |  | XS0411000392 |  | American Power Conversion (APC) | SMART 2200 |  | XS0411000392 | MH MG - (MC) - COMPREHENSIVE HEART CARE | MHHS-MG |  |  |  | XS0411000392 |  | West & Memorial City |  | MH MG - (MC) - COMPREHENSIVE HEART CARE | [5 empty] | POWER SYSTEMS, UNINTERRUPTIBLE |  | .needs class | [5 empty] | APC | [7 empty] | Covered PM Repair - Biomedical | MHHS-MG
NO | NO |  |  |  | 074-05811 |  | American Power Conversion (APC) | SMART UPS 220 |  |  | TMC - CATH LAB - PEDI (GHP) | MHHS-TMC |  |  |  | 074-05811 |  | TMC |  | TMC - CATH LAB - PEDI (GHP) | [5 empty] | POWER SYSTEMS, UNINTERRUPTIBLE |  | .needs class | [5 empty] | APC | [7 empty] | Covered PM Repair - Biomedical | MHHS-TMC
NO | NO |  |  |  | 041-14472 |  | American Power Conversion (APC) | SMART UPS 620 |  | ASO850260605 | MEMORIAL CITY - TELEMETRY | MHHS-Mem City |  |  |  | 041-14472 |  | West & Memorial City |  | MEMORIAL CITY - TELEMETRY | [5 empty] | POWER SYSTEMS, UNINTERRUPTIBLE |  | .needs class | [5 empty] | APC | [7 empty] | Covered PM Repair - Biomedical | MHHS-Mem City
NO | YES |  |  |  | 069-43524 | 069-43524 | American Power Conversion (APC) | SMART-UPS |  | 7A1735D10186 | TMC-Cullen-MICU (2C) | MHHS-TMC |  | Power Supply, UPS |  | 069-43524 | 069-43524 | TMC | MHHS-TMC | TMC-Cullen-MICU (2C) | Nurses Station | 1/1/19 |  |  |  | POWER SYSTEMS, UNINTERRUPTIBLE | Power Supply, UPS | POWERSUPPLYUPS-Tripp Lite-Smart UPS | POWERSUPPLYUPS | Smart UPS |  |  |  | Tripp Lite | Power Supply, UPS |  |  | POWERSUPPLYUPS-Tripp Lite-Smart UPS |  |  | PSU-2Y | Covered PM Repair - Radiology, Low End | MHHS-TMC | [8 empty] | POWERSUPPLYUPS | Power Supply, UPS | Tripp Lite
NO | NO |  |  |  | 129-05221 |  | American Power Conversion (APC) | SMART-UPS |  |  | MH MG - (STX) - SOUTH TEXAS - WHARTON | MHHS-MG |  | Power Supply, UPS |  | 129-05221 |  | South |  | MH MG - (STX) - SOUTH TEXAS - WHARTON | [5 empty] | POWER SYSTEMS, UNINTERRUPTIBLE |  | POWERSUPPLYUPS-Tripp Lite-Smart UPS | POWERSUPPLYUPS | Smart UPS |  |  |  | Tripp Lite | Power Supply, UPS |  |  | POWERSUPPLYUPS-Tripp Lite-Smart UPS |  |  |  | Covered PM Repair - Radiology, Low End | MHHS-MG
NO | NO |  |  |  | 129-07527 |  | American Power Conversion (APC) | SMART-UPS |  | SSS162IT26763 | SUGAR LAND - PEDI IMU | MHHS-Sugarland |  | Power Supply, UPS |  | 129-07527 |  | Sugar Land |  | SUGAR LAND - PEDI IMU | [5 empty] | POWER SYSTEMS, UNINTERRUPTIBLE |  | POWERSUPPLYUPS-Tripp Lite-Smart UPS | POWERSUPPLYUPS | Smart UPS |  |  |  | Tripp Lite | Power Supply, UPS |  |  | POWERSUPPLYUPS-Tripp Lite-Smart UPS |  |  |  | Covered PM Repair - Biomedical | MHHS-Sugarland
NO | YES |  |  |  | 041-20136 | 041-20136 | American Power Conversion (APC) | SMART-UPS 1000 |  | 351532X02003 | Clinical Laboratory | MHHS-Mem City |  | Power Supply, UPS |  | 041-20136 | 041-20136 | West | Memorial Hermann Memorial City Medical Center | Clinical Laboratory | Work Station #1 (Right) Inside Door |  |  |  |  | POWER SYSTEMS, UNINTERRUPTIBLE |  | POWERSUPPLYUPS-APC-Smart-UPS 1000 | POWERSUPPLYUPS | Smart-UPS 1000 |  |  |  | APC | Power Supply, UPS |  | POWERSUPPLYUPS-APC-Smart-UPS 1000 |  |  |  |  | Covered PM Repair - Radiology, Low End | MHHS-Mem City
NO | YES |  |  |  | 041-11554 | 041-11554 | American Power Conversion (APC) | SMART-UPS 1000 |  | 23APX50 | MEMORIAL CITY - MHT - MED/SURG | MHHS-Mem City |  | Power Supply, UPS |  | 041-11554 | 041-11554 | West | West | MEMORIAL CITY - MHT - MED/SURG | MH6:403.2 AIDF |  |  |  |  | POWER SYSTEMS, UNINTERRUPTIBLE |  | POWERSUPPLYUPS-APC-Smart-UPS 1000 | POWERSUPPLYUPS | Smart-UPS 1000 |  |  |  | APC | Power Supply, UPS |  | POWERSUPPLYUPS-APC-Smart-UPS 1000 |  |  |  |  | Covered PM Repair - Radiology, High End | MHHS-Mem City
NO | NO | [5 empty] | American Power Conversion (APC) | SMART-UPS 1000 |  | AS0719132963 | GH - LABORATORY | MHHS-Greater Heights |  | Power Supply, UPS |  |  |  | Central & Greater Heights |  | GH - LABORATORY | [5 empty] | POWER SYSTEMS, UNINTERRUPTIBLE |  | POWERSUPPLYUPS-APC-Smart-UPS 1000 | POWERSUPPLYUPS | Smart-UPS 1000 |  |  |  | APC | Power Supply, UPS |  | POWERSUPPLYUPS-APC-Smart-UPS 1000 |  |  |  |  | Covered PM Repair - Radiology, Low End | MHHS-Greater Heights
NO | NO |  |  |  | 029-05299 |  | American Power Conversion (APC) | SMART-UPS 1000 |  | AS0719331006 | WOODLANDS - LABORATORY | MHHS-Woodlands |  | Power Supply, UPS |  | 029-05299 |  | Woodlands |  | WOODLANDS - LABORATORY | [5 empty] | POWER SYSTEMS, UNINTERRUPTIBLE |  | POWERSUPPLYUPS-APC-Smart-UPS 1000 | POWERSUPPLYUPS | Smart-UPS 1000 |  |  |  | APC | Power Supply, UPS |  | POWERSUPPLYUPS-APC-Smart-UPS 1000 |  |  |  |  | Covered PM Repair - Radiology, Low End | MHHS-Woodlands
NO | YES | Asset Tag 013-11960 |  |  | 013-11960 | 013-11960 | American Power Conversion (APC) | SMART-UPS 1500 |  | F348AA0186 | SW-Labor & Delivery | MHHS-Southwest |  | Power Supply, UPS |  | 013-11960 | 013-11960 | Southwest | MHHS-Southwest | SW-Labor & Delivery | LDR9 | 12/1/19 |  |  |  | POWER SYSTEMS, UNINTERRUPTIBLE | Power Supply, UPS | POWERSUPPLYUPS-APC-Smart-UPS 1500 | POWERSUPPLYUPS | Smart-UPS 1500 |  |  |  | APC | Power Supply, UPS |  | POWERSUPPLYUPS-APC-Smart-UPS 1500 |  |  |  | PSU-2Y | Covered PM Repair - Biomedical | MHHS-Southwest | [8 empty] | POWERSUPPLYUPS | Power Supply, UPS | APC
NO | YES |  |  |  | 013-38843 | 013-38843 | American Power Conversion (APC) | SMART-UPS 1500 |  | 3S1512X02984 | SW - ultrasound | MHHS-Southwest |  | Power Supply, UPS |  | 013-38843 | 013-38843 | Southwest | Memorial Hermann Southwest Hospital | SW - ultrasound | ultrasound room 3 |  |  |  | ultrasound room 3 | POWER SYSTEMS, UNINTERRUPTIBLE |  | POWERSUPPLYUPS-APC-Smart-UPS 1500 | POWERSUPPLYUPS | Smart-UPS 1500 |  |  |  | APC | Power Supply, UPS |  | POWERSUPPLYUPS-APC-Smart-UPS 1500 |  |  |  |  | Covered PM Repair - Radiology, High End | MHHS-Southwest
NO | NO | [5 empty] | American Power Conversion (APC) | SMART-UPS 1500 |  | AS0825131484 | OPID - (NE) - NORTHEAST - 437 (MP1) | MHHS-OPID |  | Power Supply, UPS |  |  |  | Katy |  | OPID - (NE) - NORTHEAST - 437 (MP1) | [5 empty] | POWER SYSTEMS, UNINTERRUPTIBLE |  | POWERSUPPLYUPS-APC-Smart-UPS 1500 | POWERSUPPLYUPS | Smart-UPS 1500 |  |  |  | APC | Power Supply, UPS |  | POWERSUPPLYUPS-APC-Smart-UPS 1500 |  |  |  |  | Covered PM Repair - Radiology, Low End | MHHS-OPID
NO | NO |  |  |  | 583-01254 |  | American Power Conversion (APC) | SMART-UPS 1500 |  | 2440BY05M820600122 | KT CCC - (KY) - EMERGENCY ROOM | MHHS-South Katy CCC |  | Power Supply, UPS |  | 583-01254 |  | Katy |  | KT CCC - (KY) - EMERGENCY ROOM | [5 empty] | POWER SYSTEMS, UNINTERRUPTIBLE |  | POWERSUPPLYUPS-APC-Smart-UPS 1500 | POWERSUPPLYUPS | Smart-UPS 1500 |  |  |  | APC | Power Supply, UPS |  | POWERSUPPLYUPS-APC-Smart-UPS 1500 |  |  |  |  | Covered PM Repair - Biomedical | MHHS-South Katy CCC
NO | NO |  |  |  | 013-19963 |  | American Power Conversion (APC) | SMART-UPS 1500 |  |  | SW - HVI - TELEMETRY | MHHS-Southwest |  | Power Supply, UPS |  | 013-19963 |  | Southwest |  | SW - HVI - TELEMETRY | [5 empty] | POWER SYSTEMS, UNINTERRUPTIBLE |  | POWERSUPPLYUPS-APC-Smart-UPS 1500 | POWERSUPPLYUPS | Smart-UPS 1500 |  |  |  | APC | Power Supply, UPS |  | POWERSUPPLYUPS-APC-Smart-UPS 1500 |  |  |  |  | Covered PM Repair - Biomedical | MHHS-Southwest
NO | NO |  |  |  | 013-19945 |  | American Power Conversion (APC) | SMART-UPS 1500 |  |  | SW - NURSE CALL | MHHS-Southwest |  | Power Supply, UPS |  | 013-19945 |  | Southwest |  | SW - NURSE CALL | [5 empty] | POWER SYSTEMS, UNINTERRUPTIBLE |  | POWERSUPPLYUPS-APC-Smart-UPS 1500 | POWERSUPPLYUPS | Smart-UPS 1500 |  |  |  | APC | Power Supply, UPS |  | POWERSUPPLYUPS-APC-Smart-UPS 1500 |  |  |  |  | Covered PM Repair - Biomedical | MHHS-Southwest
NO | NO |  |  |  | 013-19977 |  | American Power Conversion (APC) | SMART-UPS 1500 |  |  | SW - OR | MHHS-Southwest |  | Power Supply, UPS |  | 013-19977 |  | Southwest |  | SW - OR | [5 empty] | POWER SYSTEMS, UNINTERRUPTIBLE |  | POWERSUPPLYUPS-APC-Smart-UPS 1500 | POWERSUPPLYUPS | Smart-UPS 1500 |  |  |  | APC | Power Supply, UPS |  | POWERSUPPLYUPS-APC-Smart-UPS 1500 |  |  |  |  | Covered PM Repair - Radiology, Low End | MHHS-Southwest
NO | NO |  |  |  | 013-19941 |  | American Power Conversion (APC) | SMART-UPS 1500 |  |  | SW - RADIOLOGY | MHHS-Southwest |  | Power Supply, UPS |  | 013-19941 |  | Southwest |  | SW - RADIOLOGY | [5 empty] | POWER SYSTEMS, UNINTERRUPTIBLE |  | POWERSUPPLYUPS-APC-Smart-UPS 1500 | POWERSUPPLYUPS | Smart-UPS 1500 |  |  |  | APC | Power Supply, UPS |  | POWERSUPPLYUPS-APC-Smart-UPS 1500 |  |  |  |  | Covered PM Repair - Radiology, High End | MHHS-Southwest
NO | NO |  |  |  | 129-02963 |  | American Power Conversion (APC) | SMART-UPS 1500 |  | AS0609221922 | SUGAR LAND - CATH LAB | MHHS-Sugarland |  | Power Supply, UPS |  | 129-02963 |  | Sugar Land |  | SUGAR LAND - CATH LAB | [5 empty] | POWER SYSTEMS, UNINTERRUPTIBLE |  | POWERSUPPLYUPS-APC-Smart-UPS 1500 | POWERSUPPLYUPS | Smart-UPS 1500 |  |  |  | APC | Power Supply, UPS |  | POWERSUPPLYUPS-APC-Smart-UPS 1500 |  |  |  |  | Covered PM Repair - Radiology, Low End | MHHS-Sugarland
NO | NO |  |  |  | 069-23217 |  | American Power Conversion (APC) | SMART-UPS 1500 |  | 3B1217X21130 | TMC - MHTMC - NURSE CALL | MHHS-TMC |  | Power Supply, UPS |  | 069-23217 |  | TMC |  | TMC - MHTMC - NURSE CALL | [5 empty] | POWER SYSTEMS, UNINTERRUPTIBLE |  | POWERSUPPLYUPS-APC-Smart-UPS 1500 | POWERSUPPLYUPS | Smart-UPS 1500 |  |  |  | APC | Power Supply, UPS |  | POWERSUPPLYUPS-APC-Smart-UPS 1500 |  |  |  |  | Covered PM Repair - Radiology, Low End | MHHS-TMC
NO | NO | [5 empty] | American Power Conversion (APC) | SMART-UPS 1500 |  | BB0714009863 | TMC - MHTMC - NURSE CALL | MHHS-TMC |  | Power Supply, UPS |  |  |  | TMC |  | TMC - MHTMC - NURSE CALL | [5 empty] | POWER SYSTEMS, UNINTERRUPTIBLE |  | POWERSUPPLYUPS-APC-Smart-UPS 1500 | POWERSUPPLYUPS | Smart-UPS 1500 |  |  |  | APC | Power Supply, UPS |  | POWERSUPPLYUPS-APC-Smart-UPS 1500 |  |  |  |  | Covered PM Repair - Biomedical | MHHS-TMC
NO | NO |  |  |  | R-929-01450 |  | American Power Conversion (APC) | SMART-UPS 3000VA |  | 1511200202PH453 | OPID - (WDLS) - SPRING CCC - 440 | MHHS-OPID |  |  |  | R-929-01450 |  | Woodlands |  | OPID - (WDLS) - SPRING CCC - 440 | [5 empty] | POWER SYSTEMS, UNINTERRUPTIBLE |  | .needs class | [5 empty] | APC | [7 empty] | Covered PM Repair - Biomedical | MHHS-OPID
NO | NO |  |  |  | 041-14466 |  | American Power Conversion (APC) | SMART-UPS 620 |  | ASO914160186 | MEMORIAL CITY - TELEMETRY | MHHS-Mem City |  |  |  | 041-14466 |  | West & Memorial City |  | MEMORIAL CITY - TELEMETRY | [5 empty] | POWER SYSTEMS, UNINTERRUPTIBLE |  | .needs class | [5 empty] | APC | [7 empty] | Not Covered Vendor Only - Biomedical | MHHS-Mem City
NO | NO |  |  |  | 041-14468 |  | American Power Conversion (APC) | SMART-UPS 620 |  | ASO914160172 | MEMORIAL CITY - TELEMETRY | MHHS-Mem City |  |  |  | 041-14468 |  | West & Memorial City |  | MEMORIAL CITY - TELEMETRY | [5 empty] | POWER SYSTEMS, UNINTERRUPTIBLE |  | .needs class | [5 empty] | APC | [7 empty] | Not Covered Vendor Only - Biomedical | MHHS-Mem City
NO | YES |  |  |  | 029-12856 | 029-12856 | American Power Conversion (APC) | SMART-UPS 750 |  | 3S1612X01367 | Woodlands-Telemetry | MHHS-Woodlands |  | Power Supply, UPS |  | 029-12856 | 029-12856 | Woodlands | MHHS-Woodlands | Woodlands-Telemetry | TELEMETRY | 11/1/19 |  | 11/1/20 |  | POWER SYSTEMS, UNINTERRUPTIBLE | Power Supply, UPS | POWERSUPPLYUPS-APC-Smart-UPS 750 | POWERSUPPLYUPS | Smart-UPS 750 |  |  |  | APC | Power Supply, UPS |  | POWERSUPPLYUPS-APC-Smart-UPS 750 |  |  |  | PSU-2Y | Covered PM Repair - Biomedical | MHHS-Woodlands | [8 empty] | POWERSUPPLYUPS | Power Supply, UPS | APC
NO | YES |  |  |  | 029-32161 | 029-32161 | American Power Conversion (APC) | SMART-UPS 750 |  | AS1435322279 | Woodlands-Telemetry | MHHS-Woodlands |  | Power Supply, UPS |  | 029-32161 | 029-32161 | Woodlands | MHHS-Woodlands | Woodlands-Telemetry | TELEMETRY | 2/1/19 |  | 11/1/20 |  | POWER SYSTEMS, UNINTERRUPTIBLE | Power Supply, UPS | POWERSUPPLYUPS-APC-Smart-UPS 750 | POWERSUPPLYUPS | Smart-UPS 750 |  |  |  | APC | Power Supply, UPS |  | POWERSUPPLYUPS-APC-Smart-UPS 750 |  | 5/5/18 |  | PSU-2Y | Covered PM Repair - Biomedical | MHHS-Woodlands | [8 empty] | POWERSUPPLYUPS | Power Supply, UPS | APC
NO | YES |  |  |  | 029-32162 | 029-32162 | American Power Conversion (APC) | SMART-UPS 750 |  | 3S1515X07199 | Woodlands-Telemetry | MHHS-Woodlands |  | Power Supply, UPS |  | 029-32162 | 029-32162 | Woodlands | MHHS-Woodlands | Woodlands-Telemetry | TELEMETRY | 2/1/19 |  | 2/1/20 |  | POWER SYSTEMS, UNINTERRUPTIBLE | Power Supply, UPS | POWERSUPPLYUPS-APC-Smart-UPS 750 | POWERSUPPLYUPS | Smart-UPS 750 |  |  |  | APC | Power Supply, UPS |  | POWERSUPPLYUPS-APC-Smart-UPS 750 |  | 2/1/14 |  | PSU-2Y | Not Covered Vendor Only - Biomedical | MHHS-Woodlands | [8 empty] | POWERSUPPLYUPS | Power Supply, UPS | APC
NO | YES |  |  |  | 029-32385 | 029-32385 | American Power Conversion (APC) | SMART-UPS 750 |  | 3S1515X07010 | Woodlands-PCU3 | MHHS-Woodlands |  | Power Supply, UPS |  | 029-32385 | 029-32385 | Woodlands | MHHS-Woodlands | Woodlands-PCU3 | Telemetry Room | 7/1/19 |  | 7/1/20 |  | POWER SYSTEMS, UNINTERRUPTIBLE | Power Supply, UPS | POWERSUPPLYUPS-APC-Smart-UPS 750 | POWERSUPPLYUPS | Smart-UPS 750 |  |  |  | APC | Power Supply, UPS |  | POWERSUPPLYUPS-APC-Smart-UPS 750 |  |  |  | PSU-2Y | Covered PM Repair - Radiology, Low End | MHHS-Woodlands | [8 empty] | POWERSUPPLYUPS | Power Supply, UPS | APC
NO | YES |  |  |  | 029-32386 | 029-32386 | American Power Conversion (APC) | SMART-UPS 750 |  | 3S1515X07050 | Woodlands-Telemetry | MHHS-Woodlands |  | Power Supply, UPS |  | 029-32386 | 029-32386 | Woodlands | MHHS-Woodlands | Woodlands-Telemetry | TELEMETRY | 7/1/19 |  |  |  | POWER SYSTEMS, UNINTERRUPTIBLE | Power Supply, UPS | POWERSUPPLYUPS-APC-Smart-UPS 750 | POWERSUPPLYUPS | Smart-UPS 750 |  |  |  | APC | Power Supply, UPS |  | POWERSUPPLYUPS-APC-Smart-UPS 750 |  | 11/3/16 |  | PSU-2Y | Covered PM Repair - Radiology, Low End | MHHS-Woodlands | [8 empty] | POWERSUPPLYUPS | Power Supply, UPS | APC
YES | YES |  |  |  | 074-06275 | 074-06275 | American Power Conversion (APC) | SMART-UPS 750 |  |  | WOODLANDS - TELEMETRY |  |  |  |  | 074-06275 | 074-06275 | Woodlands | Memorial Hermann The Woodlands Medical Center | WOODLANDS - TELEMETRY | TELEMETRY
NO | NO |  |  |  | 069-42383 |  | American Power Conversion (APC) | SMART-UPS 750 |  | AS1312220899 | TMC - CENTRAL MONITORING - HVI (3HVI) | MHHS-TMC |  | Power Supply, UPS |  | 069-42383 |  | TMC |  | TMC - CENTRAL MONITORING - HVI (3HVI) | [5 empty] | POWER SYSTEMS, UNINTERRUPTIBLE |  | POWERSUPPLYUPS-APC-Smart-UPS 750 | POWERSUPPLYUPS | Smart-UPS 750 |  |  |  | APC | Power Supply, UPS |  | POWERSUPPLYUPS-APC-Smart-UPS 750 |  |  |  |  | Not Covered Vendor Only - Biomedical | MHHS-TMC
NO | NO |  |  |  | 069-43706 |  | American Power Conversion (APC) | SMART-UPS 750 |  | AS1244141422 | TMC - CENTRAL MONITORING - HVI (3HVI) | MHHS-TMC |  | Power Supply, UPS |  | 069-43706 |  | TMC |  | TMC - CENTRAL MONITORING - HVI (3HVI) | [5 empty] | POWER SYSTEMS, UNINTERRUPTIBLE |  | POWERSUPPLYUPS-APC-Smart-UPS 750 | POWERSUPPLYUPS | Smart-UPS 750 |  |  |  | APC | Power Supply, UPS |  | POWERSUPPLYUPS-APC-Smart-UPS 750 |  |  |  |  | Covered PM Repair - Biomedical | MHHS-TMC
NO | NO |  |  |  | 069-43707 |  | American Power Conversion (APC) | SMART-UPS 750 |  | AS1312220906 | TMC - CENTRAL MONITORING - HVI (3HVI) | MHHS-TMC |  | Power Supply, UPS |  | 069-43707 |  | TMC |  | TMC - CENTRAL MONITORING - HVI (3HVI) | [5 empty] | POWER SYSTEMS, UNINTERRUPTIBLE |  | POWERSUPPLYUPS-APC-Smart-UPS 750 | POWERSUPPLYUPS | Smart-UPS 750 |  |  |  | APC | Power Supply, UPS |  | POWERSUPPLYUPS-APC-Smart-UPS 750 |  |  |  |  | Covered PM Repair - Radiology, Low End | MHHS-TMC
NO | NO |  |  |  | 069-43708 |  | American Power Conversion (APC) | SMART-UPS 750 |  | AS1312220894 | TMC - CENTRAL MONITORING - HVI (3HVI) | MHHS-TMC |  | Power Supply, UPS |  | 069-43708 |  | TMC |  | TMC - CENTRAL MONITORING - HVI (3HVI) | [5 empty] | POWER SYSTEMS, UNINTERRUPTIBLE |  | POWERSUPPLYUPS-APC-Smart-UPS 750 | POWERSUPPLYUPS | Smart-UPS 750 |  |  |  | APC | Power Supply, UPS |  | POWERSUPPLYUPS-APC-Smart-UPS 750 |  |  |  |  | Covered PM Repair - Radiology, Low End | MHHS-TMC
NO | NO |  |  |  | 069-43713 |  | American Power Conversion (APC) | SMART-UPS 750 |  | AS1502223615 | TMC - CENTRAL MONITORING - HVI (3HVI) | MHHS-TMC |  | Power Supply, UPS |  | 069-43713 |  | TMC |  | TMC - CENTRAL MONITORING - HVI (3HVI) | [5 empty] | POWER SYSTEMS, UNINTERRUPTIBLE |  | POWERSUPPLYUPS-APC-Smart-UPS 750 | POWERSUPPLYUPS | Smart-UPS 750 |  |  |  | APC | Power Supply, UPS |  | POWERSUPPLYUPS-APC-Smart-UPS 750 |  |  |  |  | Covered PM Repair - Radiology, Low End | MHHS-TMC
NO | NO |  |  |  | 069-43723 |  | American Power Conversion (APC) | SMART-UPS 750 |  | AS1244141308 | TMC - CENTRAL MONITORING - HVI (3HVI) | MHHS-TMC |  | Power Supply, UPS |  | 069-43723 |  | TMC |  | TMC - CENTRAL MONITORING - HVI (3HVI) | [5 empty] | POWER SYSTEMS, UNINTERRUPTIBLE |  | POWERSUPPLYUPS-APC-Smart-UPS 750 | POWERSUPPLYUPS | Smart-UPS 750 |  |  |  | APC | Power Supply, UPS |  | POWERSUPPLYUPS-APC-Smart-UPS 750 |  |  |  |  | Covered PM Repair - Biomedical | MHHS-TMC
NO | NO |  |  |  | 074-05660 |  | American Power Conversion (APC) | SMART-UPS 750 |  | AS1244141316 | TMC - CENTRAL MONITORING - HVI (3HVI) | MHHS-TMC |  | Power Supply, UPS |  | 074-05660 |  | TMC |  | TMC - CENTRAL MONITORING - HVI (3HVI) | [5 empty] | POWER SYSTEMS, UNINTERRUPTIBLE |  | POWERSUPPLYUPS-APC-Smart-UPS 750 | POWERSUPPLYUPS | Smart-UPS 750 |  |  |  | APC | Power Supply, UPS |  | POWERSUPPLYUPS-APC-Smart-UPS 750 |  |  |  |  | Covered PM Repair - Biomedical | MHHS-TMC
NO | NO |  |  |  | 074-05661 |  | American Power Conversion (APC) | SMART-UPS 750 |  | AS1312220892 | TMC - CENTRAL MONITORING - HVI (3HVI) | MHHS-TMC |  | Power Supply, UPS |  | 074-05661 |  | TMC |  | TMC - CENTRAL MONITORING - HVI (3HVI) | [5 empty] | POWER SYSTEMS, UNINTERRUPTIBLE |  | POWERSUPPLYUPS-APC-Smart-UPS 750 | POWERSUPPLYUPS | Smart-UPS 750 |  |  |  | APC | Power Supply, UPS |  | POWERSUPPLYUPS-APC-Smart-UPS 750 |  |  |  |  | Covered PM Repair - Biomedical | MHHS-TMC
NO | NO |  |  |  | 074-05662 |  | American Power Conversion (APC) | SMART-UPS 750 |  | AS1312220893 | TMC - CENTRAL MONITORING - HVI (3HVI) | MHHS-TMC |  | Power Supply, UPS |  | 074-05662 |  | TMC |  | TMC - CENTRAL MONITORING - HVI (3HVI) | [5 empty] | POWER SYSTEMS, UNINTERRUPTIBLE |  | POWERSUPPLYUPS-APC-Smart-UPS 750 | POWERSUPPLYUPS | Smart-UPS 750 |  |  |  | APC | Power Supply, UPS |  | POWERSUPPLYUPS-APC-Smart-UPS 750 |  |  |  |  | Covered PM Repair - Radiology, Low End | MHHS-TMC
NO | NO |  |  |  | 074-05665 |  | American Power Conversion (APC) | SMART-UPS 750 |  | 3S1612X01378 | TMC - CENTRAL MONITORING - HVI (3HVI) | MHHS-TMC |  | Power Supply, UPS |  | 074-05665 |  | TMC |  | TMC - CENTRAL MONITORING - HVI (3HVI) | [5 empty] | POWER SYSTEMS, UNINTERRUPTIBLE |  | POWERSUPPLYUPS-APC-Smart-UPS 750 | POWERSUPPLYUPS | Smart-UPS 750 |  |  |  | APC | Power Supply, UPS |  | POWERSUPPLYUPS-APC-Smart-UPS 750 |  |  |  |  | Covered PM Repair - Biomedical | MHHS-TMC
NO | NO |  |  |  | 074-05666 |  | American Power Conversion (APC) | SMART-UPS 750 |  | AS1244141425 | TMC - CENTRAL MONITORING - HVI (3HVI) | MHHS-TMC |  | Power Supply, UPS |  | 074-05666 |  | TMC |  | TMC - CENTRAL MONITORING - HVI (3HVI) | [5 empty] | POWER SYSTEMS, UNINTERRUPTIBLE |  | POWERSUPPLYUPS-APC-Smart-UPS 750 | POWERSUPPLYUPS | Smart-UPS 750 |  |  |  | APC | Power Supply, UPS |  | POWERSUPPLYUPS-APC-Smart-UPS 750 |  |  |  |  | Covered PM Repair - Biomedical | MHHS-TMC
NO | NO |  |  |  | 074-05667 |  | American Power Conversion (APC) | SMART-UPS 750 |  | AS1244141418 | TMC - CENTRAL MONITORING - HVI (3HVI) | MHHS-TMC |  | Power Supply, UPS |  | 074-05667 |  | TMC |  | TMC - CENTRAL MONITORING - HVI (3HVI) | [5 empty] | POWER SYSTEMS, UNINTERRUPTIBLE |  | POWERSUPPLYUPS-APC-Smart-UPS 750 | POWERSUPPLYUPS | Smart-UPS 750 |  |  |  | APC | Power Supply, UPS |  | POWERSUPPLYUPS-APC-Smart-UPS 750 |  |  |  |  | Covered PM Repair - Biomedical | MHHS-TMC
NO | NO |  |  |  | 069-43709 |  | American Power Conversion (APC) | SMART-UPS 750 |  | AS1507111119 | TMC - CENTRAL MONITORING - JONES (5J) | MHHS-TMC |  | Power Supply, UPS |  | 069-43709 |  | TMC |  | TMC - CENTRAL MONITORING - JONES (5J) | [5 empty] | POWER SYSTEMS, UNINTERRUPTIBLE |  | POWERSUPPLYUPS-APC-Smart-UPS 750 | POWERSUPPLYUPS | Smart-UPS 750 |  |  |  | APC | Power Supply, UPS |  | POWERSUPPLYUPS-APC-Smart-UPS 750 |  |  |  |  | Covered PM Repair - Biomedical | MHHS-TMC
NO | NO |  |  |  | 069-43710 |  | American Power Conversion (APC) | SMART-UPS 750 |  | AS1244141423 | TMC - CENTRAL MONITORING - JONES (5J) | MHHS-TMC |  | Power Supply, UPS |  | 069-43710 |  | TMC |  | TMC - CENTRAL MONITORING - JONES (5J) | [5 empty] | POWER SYSTEMS, UNINTERRUPTIBLE |  | POWERSUPPLYUPS-APC-Smart-UPS 750 | POWERSUPPLYUPS | Smart-UPS 750 |  |  |  | APC | Power Supply, UPS |  | POWERSUPPLYUPS-APC-Smart-UPS 750 |  |  |  |  | Covered PM Repair - Biomedical | MHHS-TMC
NO | NO |  |  |  | 069-43711 |  | American Power Conversion (APC) | SMART-UPS 750 |  | AS1312220896 | TMC - CENTRAL MONITORING - JONES (5J) | MHHS-TMC |  | Power Supply, UPS |  | 069-43711 |  | TMC |  | TMC - CENTRAL MONITORING - JONES (5J) | [5 empty] | POWER SYSTEMS, UNINTERRUPTIBLE |  | POWERSUPPLYUPS-APC-Smart-UPS 750 | POWERSUPPLYUPS | Smart-UPS 750 |  |  |  | APC | Power Supply, UPS |  | POWERSUPPLYUPS-APC-Smart-UPS 750 |  |  |  |  | Covered PM Repair - Radiology, Low End | MHHS-TMC
NO | NO |  |  |  | 069-43714 |  | American Power Conversion (APC) | SMART-UPS 750 |  | AS1244141427 | TMC - CENTRAL MONITORING - JONES (5J) | MHHS-TMC |  | Power Supply, UPS |  | 069-43714 |  | TMC |  | TMC - CENTRAL MONITORING - JONES (5J) | [5 empty] | POWER SYSTEMS, UNINTERRUPTIBLE |  | POWERSUPPLYUPS-APC-Smart-UPS 750 | POWERSUPPLYUPS | Smart-UPS 750 |  |  |  | APC | Power Supply, UPS |  | POWERSUPPLYUPS-APC-Smart-UPS 750 |  |  |  |  | Covered PM Repair - Respiratory/Steriliz | MHHS-TMC
NO | NO |  |  |  | 069-43715 |  | American Power Conversion (APC) | SMART-UPS 750 |  | AS1244141433 | TMC - CENTRAL MONITORING - JONES (5J) | MHHS-TMC |  | Power Supply, UPS |  | 069-43715 |  | TMC |  | TMC - CENTRAL MONITORING - JONES (5J) | [5 empty] | POWER SYSTEMS, UNINTERRUPTIBLE |  | POWERSUPPLYUPS-APC-Smart-UPS 750 | POWERSUPPLYUPS | Smart-UPS 750 |  |  |  | APC | Power Supply, UPS |  | POWERSUPPLYUPS-APC-Smart-UPS 750 |  |  |  |  | Not Covered Vendor Only - Biomedical | MHHS-TMC
NO | NO |  |  |  | 069-43716 |  | American Power Conversion (APC) | SMART-UPS 750 |  | AS1244141424 | TMC - CENTRAL MONITORING - JONES (5J) | MHHS-TMC |  | Power Supply, UPS |  | 069-43716 |  | TMC |  | TMC - CENTRAL MONITORING - JONES (5J) | [5 empty] | POWER SYSTEMS, UNINTERRUPTIBLE |  | POWERSUPPLYUPS-APC-Smart-UPS 750 | POWERSUPPLYUPS | Smart-UPS 750 |  |  |  | APC | Power Supply, UPS |  | POWERSUPPLYUPS-APC-Smart-UPS 750 |  |  |  |  | Covered PM Repair - Radiology, High End | MHHS-TMC
NO | NO |  |  |  | 069-43717 |  | American Power Conversion (APC) | SMART-UPS 750 |  | AS1046110303 | TMC - CENTRAL MONITORING - JONES (5J) | MHHS-TMC |  | Power Supply, UPS |  | 069-43717 |  | TMC |  | TMC - CENTRAL MONITORING - JONES (5J) | [5 empty] | POWER SYSTEMS, UNINTERRUPTIBLE |  | POWERSUPPLYUPS-APC-Smart-UPS 750 | POWERSUPPLYUPS | Smart-UPS 750 |  |  |  | APC | Power Supply, UPS |  | POWERSUPPLYUPS-APC-Smart-UPS 750 |  |  |  |  | Covered PM Repair - Radiology, Low End | MHHS-TMC
NO | NO |  |  |  | 069-43718 |  | American Power Conversion (APC) | SMART-UPS 750 |  | AS1244141417 | TMC - CENTRAL MONITORING - JONES (5J) | MHHS-TMC |  | Power Supply, UPS |  | 069-43718 |  | TMC |  | TMC - CENTRAL MONITORING - JONES (5J) | [5 empty] | POWER SYSTEMS, UNINTERRUPTIBLE |  | POWERSUPPLYUPS-APC-Smart-UPS 750 | POWERSUPPLYUPS | Smart-UPS 750 |  |  |  | APC | Power Supply, UPS |  | POWERSUPPLYUPS-APC-Smart-UPS 750 |  |  |  |  | Covered PM Repair - Radiology, Low End | MHHS-TMC
NO | NO |  |  |  | 069-43719 |  | American Power Conversion (APC) | SMART-UPS 750 |  | AS1244141421 | TMC - CENTRAL MONITORING - JONES (5J) | MHHS-TMC |  | Power Supply, UPS |  | 069-43719 |  | TMC |  | TMC - CENTRAL MONITORING - JONES (5J) | [5 empty] | POWER SYSTEMS, UNINTERRUPTIBLE |  | POWERSUPPLYUPS-APC-Smart-UPS 750 | POWERSUPPLYUPS | Smart-UPS 750 |  |  |  | APC | Power Supply, UPS |  | POWERSUPPLYUPS-APC-Smart-UPS 750 |  |  |  |  | Covered PM Repair - Biomedical | MHHS-TMC
NO | NO |  |  |  | 069-43720 |  | American Power Conversion (APC) | SMART-UPS 750 |  | AS1312220847 | TMC - CENTRAL MONITORING - JONES (5J) | MHHS-TMC |  | Power Supply, UPS |  | 069-43720 |  | TMC |  | TMC - CENTRAL MONITORING - JONES (5J) | [5 empty] | POWER SYSTEMS, UNINTERRUPTIBLE |  | POWERSUPPLYUPS-APC-Smart-UPS 750 | POWERSUPPLYUPS | Smart-UPS 750 |  |  |  | APC | Power Supply, UPS |  | POWERSUPPLYUPS-APC-Smart-UPS 750 |  |  |  |  | Covered PM Repair - Biomedical | MHHS-TMC
NO | NO |  |  |  | 069-43721 |  | American Power Conversion (APC) | SMART-UPS 750 |  | AS1312220901 | TMC - CENTRAL MONITORING - JONES (5J) | MHHS-TMC |  | Power Supply, UPS |  | 069-43721 |  | TMC |  | TMC - CENTRAL MONITORING - JONES (5J) | [5 empty] | POWER SYSTEMS, UNINTERRUPTIBLE |  | POWERSUPPLYUPS-APC-Smart-UPS 750 | POWERSUPPLYUPS | Smart-UPS 750 |  |  |  | APC | Power Supply, UPS |  | POWERSUPPLYUPS-APC-Smart-UPS 750 |  |  |  |  | Not Covered Vendor Only - Lab Ana/Anes | MHHS-TMC
NO | NO |  |  |  | 069-43722 |  | American Power Conversion (APC) | SMART-UPS 750 |  | AS1428220824 | TMC - CENTRAL MONITORING - JONES (5J) | MHHS-TMC |  | Power Supply, UPS |  | 069-43722 |  | TMC |  | TMC - CENTRAL MONITORING - JONES (5J) | [5 empty] | POWER SYSTEMS, UNINTERRUPTIBLE |  | POWERSUPPLYUPS-APC-Smart-UPS 750 | POWERSUPPLYUPS | Smart-UPS 750 |  |  |  | APC | Power Supply, UPS |  | POWERSUPPLYUPS-APC-Smart-UPS 750 |  |  |  |  | Not Covered Vendor Only - Biomedical | MHHS-TMC
NO | NO |  |  |  | 077-09702 |  | American Power Conversion (APC) | SMART-UPS 750 |  | AS1244141432 | TMC - CHILDRENS - NICU (7HP) | MHHS-TMC |  | Power Supply, UPS |  | 077-09702 |  | TMC |  | TMC - CHILDRENS - NICU (7HP) | [5 empty] | POWER SYSTEMS, UNINTERRUPTIBLE |  | POWERSUPPLYUPS-APC-Smart-UPS 750 | POWERSUPPLYUPS | Smart-UPS 750 |  |  |  | APC | Power Supply, UPS |  | POWERSUPPLYUPS-APC-Smart-UPS 750 |  |  |  |  | Covered PM Repair - Biomedical | MHHS-TMC
NO | NO |  |  |  | 077-09228 |  | American Power Conversion (APC) | SMART-UPS 750 |  | AS1318110107 | TMC - CHILDRENS - PICU (9HP) | MHHS-TMC |  | Power Supply, UPS |  | 077-09228 |  | TMC |  | TMC - CHILDRENS - PICU (9HP) | [5 empty] | POWER SYSTEMS, UNINTERRUPTIBLE |  | POWERSUPPLYUPS-APC-Smart-UPS 750 | POWERSUPPLYUPS | Smart-UPS 750 |  |  |  | APC | Power Supply, UPS |  | POWERSUPPLYUPS-APC-Smart-UPS 750 |  |  |  |  | Covered PM Repair - Biomedical | MHHS-TMC
NO | NO |  |  |  | 077-09703 |  | American Power Conversion (APC) | SMART-UPS 750 |  | AS1244141418 | TMC - CHILDRENS - RCW (8HP) | MHHS-TMC |  | Power Supply, UPS |  | 077-09703 |  | TMC |  | TMC - CHILDRENS - RCW (8HP) | [5 empty] | POWER SYSTEMS, UNINTERRUPTIBLE |  | POWERSUPPLYUPS-APC-Smart-UPS 750 | POWERSUPPLYUPS | Smart-UPS 750 |  |  |  | APC | Power Supply, UPS |  | POWERSUPPLYUPS-APC-Smart-UPS 750 |  |  |  |  | Covered PM Repair - Biomedical | MHHS-TMC
NO | NO |  |  |  | 069-43116 |  | American Power Conversion (APC) | SMART-UPS 750 |  | 3B0930X29596 | TMC - MHTMC - NURSE CALL | MHHS-TMC |  | Power Supply, UPS |  | 069-43116 |  | TMC |  | TMC - MHTMC - NURSE CALL | [5 empty] | POWER SYSTEMS, UNINTERRUPTIBLE |  | POWERSUPPLYUPS-APC-Smart-UPS 750 | POWERSUPPLYUPS | Smart-UPS 750 |  |  |  | APC | Power Supply, UPS |  | POWERSUPPLYUPS-APC-Smart-UPS 750 |  |  |  |  | Covered PM Repair - Biomedical | MHHS-TMC
NO | YES |  |  |  | 151-02596 | 151-02596 | American Power Conversion (APC) | SMART-UPS SC 450 |  | 5S1735T25817 | CY - NURSE CALL | MHHS-Cypress |  |  |  | 151-02596 | 151-02596 | Northwest | Cypress | CY - NURSE CALL | IDF Room (M2:244) by Laboratory | 5/1/19 | 5/1/20 |  |  | POWER SYSTEMS, UNINTERRUPTIBLE | Power Supply, UPS | POWERSUPPLYUPS-APC-UPS SC 450 |  |  |  |  | POWERSUPPLYUPS-APC-UPS SC 450 | APC | [6 empty] | PSU-2Y | Covered PM Repair - Radiology, Low End | MHHS-Cypress | [8 empty] | POWERSUPPLYUPS | Power Supply, UPS | APC
NO | YES |  |  |  | 151-02718 | 151-02718 | American Power Conversion (APC) | SMART-UPS SC 450 |  | 5S1808T66367 | CY - NURSE CALL | MHHS-Cypress |  |  |  | 151-02718 | 151-02718 | Northwest | Cypress | CY - NURSE CALL | IDF Room (M2:244) by Laboratory | 5/1/19 | 5/1/20 |  |  | POWER SYSTEMS, UNINTERRUPTIBLE | Power Supply, UPS | POWERSUPPLYUPS-APC-UPS SC 450 |  |  |  |  | POWERSUPPLYUPS-APC-UPS SC 450 | APC | [6 empty] | PSU-2Y | Not Covered Vendor Only - Lab Ana/Anes | MHHS-Cypress | [8 empty] | POWERSUPPLYUPS | Power Supply, UPS | APC
NO | YES |  |  |  | 151-02601 | 151-02601 | American Power Conversion (APC) | SMART-UPS SC 450 |  | 5S1738T22913 | CY-ER | MHHS-Cypress |  |  |  | 151-02601 | 151-02601 | Northwest | MHHS-Cypress | CY-ER | Nurses station under the desk by room 15 | 2/1/19 |  |  |  | POWER SYSTEMS, UNINTERRUPTIBLE | Power Supply, UPS | POWERSUPPLYUPS-APC-UPS SC 450 |  |  |  |  | POWERSUPPLYUPS-APC-UPS SC 450 | APC | [6 empty] | PSU-2Y | Covered PM Repair - Biomedical | MHHS-Cypress | [8 empty] | POWERSUPPLYUPS | Power Supply, UPS | APC
NO | YES |  |  |  | 151-02609 | 151-02609 | American Power Conversion (APC) | SMART-UPS SC 450 |  | 5S1738T22949 | CY-Labor & Delivery | MHHS-Cypress |  |  |  | 151-02609 | 151-02609 | Northwest | MHHS-Cypress | CY-Labor & Delivery | Nurses station | 2/1/19 | 2/1/20 |  |  | POWER SYSTEMS, UNINTERRUPTIBLE | Power Supply, UPS | POWERSUPPLYUPS-APC-UPS SC 450 |  |  |  |  | POWERSUPPLYUPS-APC-UPS SC 450 | APC | [6 empty] | PSU-2Y | Covered PM Repair - Biomedical | MHHS-Cypress | [8 empty] | POWERSUPPLYUPS | Power Supply, UPS | APC
NO | YES |  |  |  | 151-02603 | 151-02603 | American Power Conversion (APC) | SMART-UPS SC 450 |  | 5S1736T62357 | CY-Medsurg | MHHS-Cypress |  |  |  | 151-02603 | 151-02603 | Northwest | MHHS-Cypress | CY-Medsurg | Nurses station | 2/1/19 | 2/1/20 |  |  | POWER SYSTEMS, UNINTERRUPTIBLE | Power Supply, UPS | POWERSUPPLYUPS-APC-UPS SC 450 |  |  |  |  | POWERSUPPLYUPS-APC-UPS SC 450 | APC | [6 empty] | PSU-2Y | Covered PM Repair - Biomedical | MHHS-Cypress | [8 empty] | POWERSUPPLYUPS | Power Supply, UPS | APC
NO | YES |  |  |  | 151-02607 | 151-02607 | American Power Conversion (APC) | SMART-UPS SC 450 |  | 5S1738T22850 | CY-Medsurg | MHHS-Cypress |  |  |  | 151-02607 | 151-02607 | Northwest | MHHS-Cypress | CY-Medsurg | Nurses station | 2/1/19 | 2/1/20 |  |  | POWER SYSTEMS, UNINTERRUPTIBLE | Power Supply, UPS | POWERSUPPLYUPS-APC-UPS SC 450 |  |  |  |  | POWERSUPPLYUPS-APC-UPS SC 450 | APC | [6 empty] | PSU-2Y | Covered PM Repair - Biomedical | MHHS-Cypress | [8 empty] | POWERSUPPLYUPS | Power Supply, UPS | APC
NO | YES |  |  |  | 151-02595 | 151-02595 | American Power Conversion (APC) | SMART-UPS SC 450 |  | 5S1729T26586 | CY-OR | MHHS-Cypress |  |  |  | 151-02595 | 151-02595 | Northwest | MHHS-Cypress | CY-OR | Biomed storage M2 506 | 2/13/19 |  |  |  | POWER SYSTEMS, UNINTERRUPTIBLE | Power Supply, UPS | POWERSUPPLYUPS-APC-UPS SC 450 |  |  |  |  | POWERSUPPLYUPS-APC-UPS SC 450 | APC | [6 empty] | PSU-2Y | Covered PM Repair - Radiology, High End | MHHS-Cypress | [8 empty] | POWERSUPPLYUPS | Power Supply, UPS | APC
NO | YES |  |  |  | 151-02442 | 151-02442 | American Power Conversion (APC) | SMART-UPS SC 450 |  | 5S1644T22212 | CY-PACU | MHHS-Cypress |  |  |  | 151-02442 | 151-02442 | Northwest | MHHS-Cypress | CY-PACU | Pacu nursing | 8/1/19 | 8/1/20 |  |  | POWER SYSTEMS, UNINTERRUPTIBLE | Power Supply, UPS | POWERSUPPLYUPS-APC-UPS SC 450 |  |  |  |  | POWERSUPPLYUPS-APC-UPS SC 450 | APC | [6 empty] | PSU-2Y | Covered PM Repair - Radiology, Low End | MHHS-Cypress | [8 empty] | POWERSUPPLYUPS | Power Supply, UPS | APC
NO | YES |  |  |  | 151-02594 | 151-02594 | American Power Conversion (APC) | SMART-UPS SC 450 |  | 5S1729T26530 | CY-PACU | MHHS-Cypress |  |  |  | 151-02594 | 151-02594 | Northwest | MHHS-Cypress | CY-PACU | Nurses station | 2/1/19 | 2/1/20 |  |  | POWER SYSTEMS, UNINTERRUPTIBLE | Power Supply, UPS | POWERSUPPLYUPS-APC-UPS SC 450 |  |  |  |  | POWERSUPPLYUPS-APC-UPS SC 450 | APC | [6 empty] | PSU-2Y | Covered PM Repair - Radiology, Low End | MHHS-Cypress | [8 empty] | POWERSUPPLYUPS | Power Supply, UPS | APC
NO | YES |  |  |  | 151-02604 | 151-02604 | American Power Conversion (APC) | SMART-UPS SC 450 |  | 5s1738t22962 | CY-Preop | MHHS-Cypress |  |  |  | 151-02604 | 151-02604 | Northwest | MHHS-Cypress | CY-Preop | Preop nirsing | 2/1/19 | 2/1/20 |  |  | POWER SYSTEMS, UNINTERRUPTIBLE | Power Supply, UPS | POWERSUPPLYUPS-APC-UPS SC 450 |  |  |  |  | POWERSUPPLYUPS-APC-UPS SC 450 | APC | [6 empty] | PSU-2Y | Covered PM Repair - Radiology, High End | MHHS-Cypress | [8 empty] | POWERSUPPLYUPS | Power Supply, UPS | APC
NO | YES |  |  |  | 151-02600 | 151-02600 | American Power Conversion (APC) | SMART-UPS SC 450 |  | 5S1738T21612 | CY-3 South | MHHS-Cypress |  |  |  | 151-02600 | 151-02600 | Northwest | MHHS-Cypress | CY-3 South | Nurses station | 2/1/19 | 2/1/20 |  |  | POWER SYSTEMS, UNINTERRUPTIBLE | Power Supply, UPS | POWERSUPPLYUPS-APC-UPS SC 450 |  |  |  |  | POWERSUPPLYUPS-APC-UPS SC 450 | APC | [6 empty] | PSU-2Y | Covered PM Repair - Radiology, Low End | MHHS-Cypress | [8 empty] | POWERSUPPLYUPS | Power Supply, UPS | APC
NO | YES |  |  |  | 151-02719 | 151-02719 | American Power Conversion (APC) | SMART-UPS SC 450 |  | 5S1831T67719 | CY-Telemetry | MHHS-Cypress |  |  |  | 151-02719 | 151-02719 | Northwest | MHHS-Cypress | CY-Telemetry | AIDF S3910.2 | 5/1/19 | 5/1/20 |  |  | POWER SYSTEMS, UNINTERRUPTIBLE | Power Supply, UPS | POWERSUPPLYUPS-APC-UPS SC 450 |  |  |  |  | POWERSUPPLYUPS-APC-UPS SC 450 | APC | [6 empty] | PSU-2Y | Covered PM Repair - Biomedical | MHHS-Cypress | [8 empty] | POWERSUPPLYUPS | Power Supply, UPS | APC
NO | YES |  |  |  | 133-10380 | 133-03935 | American Power Conversion (APC) | SMART-UPS SC 450 |  | 5S1826T62905 | 2nd floor | MHHS-Katy |  |  |  | 133-10380 | 133-03935 | Katy | Katy | 2nd floor | Ambulatory | 11/1/19 | 11/1/20 |  | No pm | POWER SYSTEMS, UNINTERRUPTIBLE | Power Supply, UPS | POWERSUPPLYUPS-APC-UPS SC 450 |  |  |  |  | POWERSUPPLYUPS-APC-UPS SC 450 | APC |  |  |  |  | 8/12/20 |  | PSU-2Y | Not Covered Vendor Only - Rad, High End | MHHS-Katy | [8 empty] | POWERSUPPLYUPS | Power Supply, UPS | APC
NO | YES |  |  |  | 133-10381 | 133-10381 | American Power Conversion (APC) | SMART-UPS SC 450 |  | 5S1826T62892 | Katy-Cath Lab | MHHS-Katy |  |  |  | 133-10381 | 133-10381 | Katy | MHHS-Katy | Katy-Cath Lab | Cath lab 1 | 10/1/19 | 10/1/20 |  |  | POWER SYSTEMS, UNINTERRUPTIBLE | Power Supply, UPS | POWERSUPPLYUPS-APC-UPS SC 450 |  |  |  |  | POWERSUPPLYUPS-APC-UPS SC 450 | APC | [6 empty] | PSU-2Y | Covered PM Repair - Biomedical | MHHS-Katy | [8 empty] | POWERSUPPLYUPS | Power Supply, UPS | APC
NO | YES |  |  |  | 133-09349 | 133-09349 | American Power Conversion (APC) | SMART-UPS SC 450 |  | 2532BY0SM880800808 | 2nd floor | MHHS-Katy |  | Power Supply, UPS |  | 133-09349 | 133-09349 | Katy | Katy | 2nd floor | Ambulatory | 11/1/19 | 11/1/20 |  |  | POWER SYSTEMS, UNINTERRUPTIBLE | Power Supply, UPS | POWERSUPPLYUPS-Tripp Lite-Smart500 RT1U | POWERSUPPLYUPS | Smart500 RT1U |  |  |  | Tripp Lite | Power Supply, UPS |  | POWERSUPPLYUPS-Tripp Lite-Smart500 RT1U |  | 2/1/17 |  | PSU-2Y | Covered PM Repair - Biomedical | MHHS-Katy | [8 empty] | POWERSUPPLYUPS | Power Supply, UPS | Tripp Lite
NO | YES |  |  |  | 041-32722 | 041-32722 | American Power Conversion (APC) | SMART-UPS SC 450 |  | 5S1746T65656 | MEMORIAL CITY - EAST TOWER - IMCU | MHHS-Mem City |  |  |  | 041-32722 | 041-32722 | West | West | MEMORIAL CITY - EAST TOWER - IMCU | [5 empty] | POWER SYSTEMS, UNINTERRUPTIBLE |  | POWERSUPPLYUPS-APC-UPS SC 450 |  |  |  |  | POWERSUPPLYUPS-APC-UPS SC 450 | APC | [7 empty] | Not Covered Vendor Only - Biomedical | MHHS-Mem City
NO | YES |  |  |  | 041-32173 | 041-32173 | American Power Conversion (APC) | SMART-UPS SC 450 |  | 5S1733T23980 | MEMORIAL CITY - Pediatrics | MHHS-Mem City |  |  |  | 041-32173 | 041-32173 | West | Memorial Hermann Memorial City Medical Center | MEMORIAL CITY - Pediatrics | MEMORIAL CITY - MHT - Pediatrics MH4 403.2 AIDF |  |  |  |  | POWER SYSTEMS, UNINTERRUPTIBLE |  | POWERSUPPLYUPS-APC-UPS SC 450 |  |  |  |  | POWERSUPPLYUPS-APC-UPS SC 450 | APC | [7 empty] | Covered PM Repair - Radiology, High End | MHHS-Mem City
NO | YES |  |  |  | 041-32174 | 041-32174 | American Power Conversion (APC) | SMART-UPS SC 450 |  | 5S1733T24023 | MEMORIAL CITY - Pediatrics | MHHS-Mem City |  |  |  | 041-32174 | 041-32174 | West | Memorial Hermann Memorial City Medical Center | MEMORIAL CITY - Pediatrics | MEMORIAL CITY - MHT - Pediatrics MH4 403.2 AIDF |  |  |  |  | POWER SYSTEMS, UNINTERRUPTIBLE |  | POWERSUPPLYUPS-APC-UPS SC 450 |  |  |  |  | POWERSUPPLYUPS-APC-UPS SC 450 | APC | [7 empty] | Covered PM Repair - Radiology, High End | MHHS-Mem City
NO | YES |  |  |  | 041-32175 | 041-32175 | American Power Conversion (APC) | SMART-UPS SC 450 |  | 5S1733T23991 | MEMORIAL CITY - Pediatrics | MHHS-Mem City |  |  |  | 041-32175 | 041-32175 | West | Memorial Hermann Memorial City Medical Center | MEMORIAL CITY - Pediatrics | MEMORIAL CITY - MHT - Pediatrics MH4 403.2 AIDF |  |  |  |  | POWER SYSTEMS, UNINTERRUPTIBLE |  | POWERSUPPLYUPS-APC-UPS SC 450 |  |  |  |  | POWERSUPPLYUPS-APC-UPS SC 450 | APC | [7 empty] | Covered PM Repair - Biomedical | MHHS-Mem City
NO | YES |  |  |  | 041-32189 | 041-32189 | American Power Conversion (APC) | SMART-UPS SC 450 |  | 5S1733T23998 | Memorial City - NICU | MHHS-Mem City |  |  |  | 041-32189 | 041-32189 | West | Memorial City - Memorial Hermann Hospital | Memorial City - NICU | MH4:300 Control Room |  |  |  |  | POWER SYSTEMS, UNINTERRUPTIBLE |  | POWERSUPPLYUPS-APC-UPS SC 450 |  |  |  |  | POWERSUPPLYUPS-APC-UPS SC 450 | APC | [7 empty] | Covered PM Repair - Radiology, Low End | MHHS-Mem City
NO | YES |  |  |  | 041-32190 | 041-32190 | American Power Conversion (APC) | SMART-UPS SC 450 |  | 5S1733T24001 | Memorial City - NICU | MHHS-Mem City |  |  |  | 041-32190 | 041-32190 | West | Memorial City - Memorial Hermann Hospital | Memorial City - NICU | MH4:300 Control Room |  |  |  |  | POWER SYSTEMS, UNINTERRUPTIBLE |  | POWERSUPPLYUPS-APC-UPS SC 450 |  |  |  |  | POWERSUPPLYUPS-APC-UPS SC 450 | APC | [7 empty] | Covered PM Repair - Radiology, Low End | MHHS-Mem City
NO | YES |  |  |  | 145-00991 | 145-00991 | American Power Conversion (APC) | SMART-UPS SC 450 |  | 5S1525T05972 | Pearland-OR-Preop/PACU | MHHS-Pearland Hospital |  |  |  | 145-00991 | 145-00991 | Pearland | MHHS-Pearland Hospital | Pearland-OR-Preop/PACU | Nurses station | 4/1/19 |  |  |  | POWER SYSTEMS, UNINTERRUPTIBLE | Power Supply, UPS | POWERSUPPLYUPS-APC-UPS SC 450 |  |  |  |  | POWERSUPPLYUPS-APC-UPS SC 450 | APC |  |  |  |  | 7/31/18 |  | PSU-2Y | Covered PM Repair - Respiratory/Steriliz | MHHS-Pearland Hospital | [8 empty] | POWERSUPPLYUPS | Power Supply, UPS | APC
NO | YES |  |  |  | 145-01048 | 145-01048 | American Power Conversion (APC) | SMART-UPS SC 450 |  | 5S1525T06026 | Pearland-4N-Med/Surg | MHHS-Pearland Hospital |  |  |  | 145-01048 | 145-01048 | Pearland | MHHS-Pearland Hospital | Pearland-4N-Med/Surg | Nursing | 4/1/19 | 4/1/20 |  |  | POWER SYSTEMS, UNINTERRUPTIBLE | Power Supply, UPS | POWERSUPPLYUPS-APC-UPS SC 450 |  |  |  |  | POWERSUPPLYUPS-APC-UPS SC 450 | APC | [6 empty] | PSU-2Y | Covered PM Repair - Biomedical | MHHS-Pearland Hospital | [8 empty] | POWERSUPPLYUPS | Power Supply, UPS | APC
NO | YES |  |  |  | 145-01066 | 145-01066 | American Power Conversion (APC) | SMART-UPS SC 450 |  | 5S1525T06067 | Pearland-4N-Med/Surg | MHHS-Pearland Hospital |  |  |  | 145-01066 | 145-01066 | Pearland | MHHS-Pearland Hospital | Pearland-4N-Med/Surg | Nursing | 4/1/19 | 4/1/20 |  |  | POWER SYSTEMS, UNINTERRUPTIBLE | Power Supply, UPS | POWERSUPPLYUPS-APC-UPS SC 450 |  |  |  |  | POWERSUPPLYUPS-APC-UPS SC 450 | APC |  |  |  |  | 11/25/15 |  | PSU-2Y | Covered PM Repair - Radiology, Low End | MHHS-Pearland Hospital | [8 empty] | POWERSUPPLYUPS | Power Supply, UPS | APC
NO | YES |  |  |  | 145-01096 | 145-01096 | American Power Conversion (APC) | SMART-UPS SC 450 |  | 5S1525T06066 | Pearland-Telemetry | MHHS-Pearland Hospital |  |  |  | 145-01096 | 145-01096 | Pearland | MHHS-Pearland Hospital | Pearland-Telemetry | ICU nurses station | 4/1/19 | 4/1/20 |  |  | POWER SYSTEMS, UNINTERRUPTIBLE | Power Supply, UPS | POWERSUPPLYUPS-APC-UPS SC 450 |  |  |  |  | POWERSUPPLYUPS-APC-UPS SC 450 | APC | [6 empty] | PSU-2Y | Covered PM Repair - Biomedical | MHHS-Pearland Hospital | [8 empty] | POWERSUPPLYUPS | Power Supply, UPS | APC
NO | YES |  |  |  | 005-12060 | 005-12060 | American Power Conversion (APC) | SMART-UPS SC 450 |  | 5S1701T22907 | SE - TELEMETRY | MHHS-Southeast |  |  |  | 005-12060 | 005-12060 | Southeast & Bay Area | ACP | SE - TELEMETRY | Cnf | 1/1/19 |  | 1/1/20 |  | POWER SYSTEMS, UNINTERRUPTIBLE |  | POWERSUPPLYUPS-APC-UPS SC 450 |  |  |  |  | POWERSUPPLYUPS-APC-UPS SC 450 | APC |  |  |  |  | 6/11/19 |  |  | Covered PM Repair - Radiology, Low End | MHHS-Southeast
NO | YES |  |  |  | 005-12080 | 005-12080 | American Power Conversion (APC) | SMART-UPS SC 450 |  | 5S1701T23079 | SE-Telemetry | MHHS-Southeast |  |  |  | 005-12080 | 005-12080 | Southeast | MHHS-Southeast | SE-Telemetry | Tele | 3/1/20 |  | 3/1/21 |  | POWER SYSTEMS, UNINTERRUPTIBLE |  | POWERSUPPLYUPS-APC-UPS SC 450 |  |  |  |  | POWERSUPPLYUPS-APC-UPS SC 450 | APC | [7 empty] | Covered PM Repair - Biomedical | MHHS-Southeast
NO | YES |  |  |  | 005-12081 | 005-12081 | American Power Conversion (APC) | SMART-UPS SC 450 |  | 5S1701T23067 | SE-Telemetry | MHHS-Southeast |  |  |  | 005-12081 | 005-12081 | Southeast | MHHS-Southeast | SE-Telemetry | Tele | 3/1/20 |  | 3/1/21 |  | POWER SYSTEMS, UNINTERRUPTIBLE |  | POWERSUPPLYUPS-APC-UPS SC 450 |  |  |  |  | POWERSUPPLYUPS-APC-UPS SC 450 | APC | [7 empty] | Not Covered Vendor Only - Biomedical | MHHS-Southeast
NO | NO |  |  |  | 151-02602 |  | American Power Conversion (APC) | SMART-UPS SC 450 |  | 5S1738T22915 | CY - ER | MHHS-Cypress |  |  |  | 151-02602 |  | Northwest & Cypress |  | CY - ER | [5 empty] | POWER SYSTEMS, UNINTERRUPTIBLE |  | POWERSUPPLYUPS-APC-UPS SC 450 |  |  |  |  | POWERSUPPLYUPS-APC-UPS SC 450 | APC | [7 empty] | Covered PM Repair - Radiology, Low End | MHHS-Cypress
NO | NO |  |  |  | 151-02605 |  | American Power Conversion (APC) | SMART-UPS SC 450 |  | 5S1738T22878 | CY - ICU | MHHS-Cypress |  |  |  | 151-02605 |  | Northwest & Cypress |  | CY - ICU | [5 empty] | POWER SYSTEMS, UNINTERRUPTIBLE |  | POWERSUPPLYUPS-APC-UPS SC 450 |  |  |  |  | POWERSUPPLYUPS-APC-UPS SC 450 | APC | [7 empty] | Covered PM Repair - Radiology, Low End | MHHS-Cypress
NO | NO |  |  |  | 151-02606 |  | American Power Conversion (APC) | SMART-UPS SC 450 |  | 5S1738T21615 | CY - ICU | MHHS-Cypress |  |  |  | 151-02606 |  | Northwest & Cypress |  | CY - ICU | [5 empty] | POWER SYSTEMS, UNINTERRUPTIBLE |  | POWERSUPPLYUPS-APC-UPS SC 450 |  |  |  |  | POWERSUPPLYUPS-APC-UPS SC 450 | APC | [7 empty] | Covered PM Repair - Biomedical | MHHS-Cypress
NO | NO |  |  |  | 151-02599 |  | American Power Conversion (APC) | SMART-UPS SC 450 |  | 5S1738T22923 | CY - TELEMETRY | MHHS-Cypress |  |  |  | 151-02599 |  | Northwest & Cypress |  | CY - TELEMETRY | [5 empty] | POWER SYSTEMS, UNINTERRUPTIBLE |  | POWERSUPPLYUPS-APC-UPS SC 450 |  |  |  |  | POWERSUPPLYUPS-APC-UPS SC 450 | APC | [7 empty] | Covered PM Repair - Radiology, Low End | MHHS-Cypress
NO | NO |  |  |  | 151-02608 |  | American Power Conversion (APC) | SMART-UPS SC 450 |  | 5S1738T22934 | CY - TELEMETRY | MHHS-Cypress |  |  |  | 151-02608 |  | Northwest & Cypress |  | CY - TELEMETRY | [5 empty] | POWER SYSTEMS, UNINTERRUPTIBLE |  | POWERSUPPLYUPS-APC-UPS SC 450 |  |  |  |  | POWERSUPPLYUPS-APC-UPS SC 450 | APC | [7 empty] | Covered PM Repair - Radiology, Low End | MHHS-Cypress
NO | NO |  |  |  | 041-32711 |  | American Power Conversion (APC) | SMART-UPS SC 450 |  | 5S1746T65754 | MEMORIAL CITY - EAST TOWER - IMCU | MHHS-Mem City |  |  |  | 041-32711 |  | West & Memorial City |  | MEMORIAL CITY - EAST TOWER - IMCU | [5 empty] | POWER SYSTEMS, UNINTERRUPTIBLE |  | POWERSUPPLYUPS-APC-UPS SC 450 |  |  |  |  | POWERSUPPLYUPS-APC-UPS SC 450 | APC | [7 empty] | Covered PM Repair - Biomedical | MHHS-Mem City
NO | NO |  |  |  | 041-32713 |  | American Power Conversion (APC) | SMART-UPS SC 450 |  | 5S1746T65768 | MEMORIAL CITY - EAST TOWER - NEUROLOGY | MHHS-Mem City |  |  |  | 041-32713 |  | West & Memorial City |  | MEMORIAL CITY - EAST TOWER - NEUROLOGY | [5 empty] | POWER SYSTEMS, UNINTERRUPTIBLE |  | POWERSUPPLYUPS-APC-UPS SC 450 |  |  |  |  | POWERSUPPLYUPS-APC-UPS SC 450 | APC | [7 empty] | Not Covered Vendor Only - Biomedical | MHHS-Mem City
NO | NO |  |  |  | 041-32721 |  | American Power Conversion (APC) | SMART-UPS SC 450 |  | 5S1746T65766 | MEMORIAL CITY - EAST TOWER - NEUROLOGY | MHHS-Mem City |  |  |  | 041-32721 |  | West & Memorial City |  | MEMORIAL CITY - EAST TOWER - NEUROLOGY | [5 empty] | POWER SYSTEMS, UNINTERRUPTIBLE |  | POWERSUPPLYUPS-APC-UPS SC 450 |  |  |  |  | POWERSUPPLYUPS-APC-UPS SC 450 | APC | [7 empty] | Not Covered Vendor Only - Rad, Low End | MHHS-Mem City
NO | NO |  |  |  | 041-32710 |  | American Power Conversion (APC) | SMART-UPS SC 450 |  | 5S1746T21664 | MEMORIAL CITY - GENERAL SURGERY | MHHS-Mem City |  |  |  | 041-32710 |  | West & Memorial City |  | MEMORIAL CITY - GENERAL SURGERY | [5 empty] | POWER SYSTEMS, UNINTERRUPTIBLE |  | POWERSUPPLYUPS-APC-UPS SC 450 |  |  |  |  | POWERSUPPLYUPS-APC-UPS SC 450 | APC | [7 empty] | Not Covered Vendor Only - Rad, Low End | MHHS-Mem City
NO | NO |  |  |  | 041-34031 |  | American Power Conversion (APC) | SMART-UPS SC 450 |  | 5S1914T77256 | MEMORIAL CITY - MHT - JHC OR | MHHS-Mem City |  |  |  | 041-34031 |  | West & Memorial City |  | MEMORIAL CITY - MHT - JHC OR | [5 empty] | POWER SYSTEMS, UNINTERRUPTIBLE |  | POWERSUPPLYUPS-APC-UPS SC 450 |  |  |  |  | POWERSUPPLYUPS-APC-UPS SC 450 | APC | [7 empty] | Not Covered Vendor Only - Biomedical | MHHS-Mem City
NO | NO |  |  |  | 041-34031 |  | American Power Conversion (APC) | SMART-UPS SC 450 |  | 5S1914T77256 | MEMORIAL CITY - MHT - JHC OR | MHHS-Mem City |  |  |  | 041-34031 |  | West & Memorial City |  | MEMORIAL CITY - MHT - JHC OR | [5 empty] | POWER SYSTEMS, UNINTERRUPTIBLE |  | POWERSUPPLYUPS-APC-UPS SC 450 |  |  |  |  | POWERSUPPLYUPS-APC-UPS SC 450 | APC | [7 empty] | Covered PM Repair - Biomedical | MHHS-Mem City
NO | NO |  |  |  | 041-32130 |  | American Power Conversion (APC) | SMART-UPS SC 450 |  | 5S1914T19105 | MEMORIAL CITY - MHT - MED/SURG | MHHS-Mem City |  |  |  | 041-32130 |  | West & Memorial City |  | MEMORIAL CITY - MHT - MED/SURG | [5 empty] | POWER SYSTEMS, UNINTERRUPTIBLE |  | POWERSUPPLYUPS-APC-UPS SC 450 |  |  |  |  | POWERSUPPLYUPS-APC-UPS SC 450 | APC | [7 empty] | Covered PM Repair - Radiology, High End | MHHS-Mem City
NO | NO |  |  |  | 041-32180 |  | American Power Conversion (APC) | SMART-UPS SC 450 |  | 5S1733T23990 | MEMORIAL CITY - MHT - NICU | MHHS-Mem City |  |  |  | 041-32180 |  | West & Memorial City |  | MEMORIAL CITY - MHT - NICU | [5 empty] | POWER SYSTEMS, UNINTERRUPTIBLE |  | POWERSUPPLYUPS-APC-UPS SC 450 |  |  |  |  | POWERSUPPLYUPS-APC-UPS SC 450 | APC | [7 empty] | Covered PM Repair - Biomedical | MHHS-Mem City
NO | NO |  |  |  | 041-32181 |  | American Power Conversion (APC) | SMART-UPS SC 450 |  | 5S1733T23969 | MEMORIAL CITY - MHT - NICU | MHHS-Mem City |  |  |  | 041-32181 |  | West & Memorial City |  | MEMORIAL CITY - MHT - NICU | [5 empty] | POWER SYSTEMS, UNINTERRUPTIBLE |  | POWERSUPPLYUPS-APC-UPS SC 450 |  |  |  |  | POWERSUPPLYUPS-APC-UPS SC 450 | APC | [7 empty] | Covered PM Repair - Biomedical | MHHS-Mem City
NO | NO |  |  |  | 041-32182 |  | American Power Conversion (APC) | SMART-UPS SC 450 |  | 5S1733T24015 | MEMORIAL CITY - MHT - NICU | MHHS-Mem City |  |  |  | 041-32182 |  | West & Memorial City |  | MEMORIAL CITY - MHT - NICU | [5 empty] | POWER SYSTEMS, UNINTERRUPTIBLE |  | POWERSUPPLYUPS-APC-UPS SC 450 |  |  |  |  | POWERSUPPLYUPS-APC-UPS SC 450 | APC | [7 empty] | Covered PM Repair - Radiology, Low End | MHHS-Mem City
NO | NO |  |  |  | 041-32183 |  | American Power Conversion (APC) | SMART-UPS SC 450 |  | 5S1733T24016 | MEMORIAL CITY - MHT - NICU | MHHS-Mem City |  |  |  | 041-32183 |  | West & Memorial City |  | MEMORIAL CITY - MHT - NICU | [5 empty] | POWER SYSTEMS, UNINTERRUPTIBLE |  | POWERSUPPLYUPS-APC-UPS SC 450 |  |  |  |  | POWERSUPPLYUPS-APC-UPS SC 450 | APC | [7 empty] | Covered PM Repair - Radiology, Low End | MHHS-Mem City
NO | NO |  |  |  | 041-32184 |  | American Power Conversion (APC) | SMART-UPS SC 450 |  | 5S1733T24011 | MEMORIAL CITY - MHT - NICU | MHHS-Mem City |  |  |  | 041-32184 |  | West & Memorial City |  | MEMORIAL CITY - MHT - NICU | [5 empty] | POWER SYSTEMS, UNINTERRUPTIBLE |  | POWERSUPPLYUPS-APC-UPS SC 450 |  |  |  |  | POWERSUPPLYUPS-APC-UPS SC 450 | APC | [7 empty] | Covered PM Repair - Biomedical | MHHS-Mem City
NO | NO |  |  |  | 041-32185 |  | American Power Conversion (APC) | SMART-UPS SC 450 |  | 5S1733T23914 | MEMORIAL CITY - MHT - NICU | MHHS-Mem City |  |  |  | 041-32185 |  | West & Memorial City |  | MEMORIAL CITY - MHT - NICU | [5 empty] | POWER SYSTEMS, UNINTERRUPTIBLE |  | POWERSUPPLYUPS-APC-UPS SC 450 |  |  |  |  | POWERSUPPLYUPS-APC-UPS SC 450 | APC | [7 empty] | Covered PM Repair - Biomedical | MHHS-Mem City
NO | NO |  |  |  | 041-32186 |  | American Power Conversion (APC) | SMART-UPS SC 450 |  | 5S1733T24030 | MEMORIAL CITY - MHT - NICU | MHHS-Mem City |  |  |  | 041-32186 |  | West & Memorial City |  | MEMORIAL CITY - MHT - NICU | [5 empty] | POWER SYSTEMS, UNINTERRUPTIBLE |  | POWERSUPPLYUPS-APC-UPS SC 450 |  |  |  |  | POWERSUPPLYUPS-APC-UPS SC 450 | APC | [7 empty] | Covered PM Repair - Biomedical | MHHS-Mem City
NO | NO |  |  |  | 041-32187 |  | American Power Conversion (APC) | SMART-UPS SC 450 |  | 5S1733T24004 | MEMORIAL CITY - MHT - NICU | MHHS-Mem City |  |  |  | 041-32187 |  | West & Memorial City |  | MEMORIAL CITY - MHT - NICU | [5 empty] | POWER SYSTEMS, UNINTERRUPTIBLE |  | POWERSUPPLYUPS-APC-UPS SC 450 |  |  |  |  | POWERSUPPLYUPS-APC-UPS SC 450 | APC | [7 empty] | Covered PM Repair - Radiology, Low End | MHHS-Mem City
NO | NO |  |  |  | 041-32707 |  | American Power Conversion (APC) | SMART-UPS SC 450 |  | 5S1746T21596 | MEMORIAL CITY - MICU | MHHS-Mem City |  |  |  | 041-32707 |  | West & Memorial City |  | MEMORIAL CITY - MICU | [5 empty] | POWER SYSTEMS, UNINTERRUPTIBLE |  | POWERSUPPLYUPS-APC-UPS SC 450 |  |  |  |  | POWERSUPPLYUPS-APC-UPS SC 450 | APC | [7 empty] | Covered PM Repair - Biomedical | MHHS-Mem City
NO | NO |  |  |  | 041-32714 |  | American Power Conversion (APC) | SMART-UPS SC 450 |  | 5S1746T65755 | MEMORIAL CITY - MICU | MHHS-Mem City |  |  |  | 041-32714 |  | West & Memorial City |  | MEMORIAL CITY - MICU | [5 empty] | POWER SYSTEMS, UNINTERRUPTIBLE |  | POWERSUPPLYUPS-APC-UPS SC 450 |  |  |  |  | POWERSUPPLYUPS-APC-UPS SC 450 | APC | [7 empty] | Covered PM Repair - Biomedical | MHHS-Mem City
NO | NO |  |  |  | 041-32129 |  | American Power Conversion (APC) | SMART-UPS SC 450 |  | 5S1733T23961 | MEMORIAL CITY - ORTHO/PT | MHHS-Mem City |  |  |  | 041-32129 |  | West & Memorial City |  | MEMORIAL CITY - ORTHO/PT | [5 empty] | POWER SYSTEMS, UNINTERRUPTIBLE |  | POWERSUPPLYUPS-APC-UPS SC 450 |  |  |  |  | POWERSUPPLYUPS-APC-UPS SC 450 | APC | [7 empty] | Not Covered Vendor Only - Biomedical | MHHS-Mem City
NO | NO |  |  |  | 041-32715 |  | American Power Conversion (APC) | SMART-UPS SC 450 |  | 5S1746T65645 | MEMORIAL CITY - SICU | MHHS-Mem City |  |  |  | 041-32715 |  | West & Memorial City |  | MEMORIAL CITY - SICU | [5 empty] | POWER SYSTEMS, UNINTERRUPTIBLE |  | POWERSUPPLYUPS-APC-UPS SC 450 |  |  |  |  | POWERSUPPLYUPS-APC-UPS SC 450 | APC | [7 empty] | Not Covered Vendor Only - Biomedical | MHHS-Mem City
NO | NO |  |  |  | 041-32720 |  | American Power Conversion (APC) | SMART-UPS SC 450 |  | 5S1746T65619 | MEMORIAL CITY - SICU | MHHS-Mem City |  |  |  | 041-32720 |  | West & Memorial City |  | MEMORIAL CITY - SICU | [5 empty] | POWER SYSTEMS, UNINTERRUPTIBLE |  | POWERSUPPLYUPS-APC-UPS SC 450 |  |  |  |  | POWERSUPPLYUPS-APC-UPS SC 450 | APC | [7 empty] | Not Covered Vendor Only - Biomedical | MHHS-Mem City
NO | NO |  |  |  | 041-32723 |  | American Power Conversion (APC) | SMART-UPS SC 450 |  | 5S1733T23992 | MEMORIAL CITY - TELEMETRY | MHHS-Mem City |  |  |  | 041-32723 |  | West & Memorial City |  | MEMORIAL CITY - TELEMETRY | [5 empty] | POWER SYSTEMS, UNINTERRUPTIBLE |  | POWERSUPPLYUPS-APC-UPS SC 450 |  |  |  |  | POWERSUPPLYUPS-APC-UPS SC 450 | APC | [7 empty] | Covered PM Repair - Biomedical | MHHS-Mem City
NO | NO |  |  |  | 041-32724 |  | American Power Conversion (APC) | SMART-UPS SC 450 |  | 5S1733T23967 | MEMORIAL CITY - TELEMETRY | MHHS-Mem City |  |  |  | 041-32724 |  | West & Memorial City |  | MEMORIAL CITY - TELEMETRY | [5 empty] | POWER SYSTEMS, UNINTERRUPTIBLE |  | POWERSUPPLYUPS-APC-UPS SC 450 |  |  |  |  | POWERSUPPLYUPS-APC-UPS SC 450 | APC | [7 empty] | Covered PM Repair - Biomedical | MHHS-Mem City
NO | NO |  |  |  | 145-01156 |  | American Power Conversion (APC) | SMART-UPS SC 450 |  | 5S1525T05973 | PEARLAND - TELEMETRY | MHHS-Pearland Hospital |  |  |  | 145-01156 |  | Pearland |  | PEARLAND - TELEMETRY | [5 empty] | POWER SYSTEMS, UNINTERRUPTIBLE |  | POWERSUPPLYUPS-APC-UPS SC 450 |  |  |  |  | POWERSUPPLYUPS-APC-UPS SC 450 | APC | [7 empty] | Covered PM Repair - Biomedical | MHHS-Pearland Hospital
NO | NO |  |  |  | 145-01157 |  | American Power Conversion (APC) | SMART-UPS SC 450 |  | 5S1525T06068 | PEARLAND - TELEMETRY | MHHS-Pearland Hospital |  |  |  | 145-01157 |  | Pearland |  | PEARLAND - TELEMETRY | [5 empty] | POWER SYSTEMS, UNINTERRUPTIBLE |  | POWERSUPPLYUPS-APC-UPS SC 450 |  |  |  |  | POWERSUPPLYUPS-APC-UPS SC 450 | APC | [7 empty] | Covered PM Repair - Biomedical | MHHS-Pearland Hospital
NO | NO |  |  |  | 005-12048 |  | American Power Conversion (APC) | SMART-UPS SC 450 |  | 5S1701T23077-PXOVR | SE - TELEMETRY | MHHS-Southeast |  |  |  | 005-12048 |  | Southeast & Bay Area |  | SE - TELEMETRY | [5 empty] | POWER SYSTEMS, UNINTERRUPTIBLE |  | POWERSUPPLYUPS-APC-UPS SC 450 |  |  |  |  | POWERSUPPLYUPS-APC-UPS SC 450 | APC | [7 empty] | Covered PM Repair - Biomedical | MHHS-Southeast
NO | NO |  |  |  | 005-12052 |  | American Power Conversion (APC) | SMART-UPS SC 450 |  | 5S1701T22903-TELE9 | SE - TELEMETRY | MHHS-Southeast |  |  |  | 005-12052 |  | Southeast & Bay Area |  | SE - TELEMETRY | [5 empty] | POWER SYSTEMS, UNINTERRUPTIBLE |  | POWERSUPPLYUPS-APC-UPS SC 450 |  |  |  |  | POWERSUPPLYUPS-APC-UPS SC 450 | APC | [7 empty] | Covered PM Repair - Biomedical | MHHS-Southeast
NO | NO |  |  |  | 005-12053 |  | American Power Conversion (APC) | SMART-UPS SC 450 |  | 5S1701T22899-TELE8 | SE - TELEMETRY | MHHS-Southeast |  |  |  | 005-12053 |  | Southeast & Bay Area |  | SE - TELEMETRY | [5 empty] | POWER SYSTEMS, UNINTERRUPTIBLE |  | POWERSUPPLYUPS-APC-UPS SC 450 |  |  |  |  | POWERSUPPLYUPS-APC-UPS SC 450 | APC | [7 empty] | Covered PM Repair - Radiology, High End | MHHS-Southeast
NO | NO |  |  |  | 005-12054 |  | American Power Conversion (APC) | SMART-UPS SC 450 |  | 5S1701T23085-TELE7 | SE - TELEMETRY | MHHS-Southeast |  |  |  | 005-12054 |  | Southeast & Bay Area |  | SE - TELEMETRY | [5 empty] | POWER SYSTEMS, UNINTERRUPTIBLE |  | POWERSUPPLYUPS-APC-UPS SC 450 |  |  |  |  | POWERSUPPLYUPS-APC-UPS SC 450 | APC | [7 empty] | Not Covered Vendor Only - Rad, High End | MHHS-Southeast
NO | NO |  |  |  | 005-12062 |  | American Power Conversion (APC) | SMART-UPS SC 450 |  | 5S1701T22908-TELE6 | SE - TELEMETRY | MHHS-Southeast |  |  |  | 005-12062 |  | Southeast & Bay Area |  | SE - TELEMETRY | [5 empty] | POWER SYSTEMS, UNINTERRUPTIBLE |  | POWERSUPPLYUPS-APC-UPS SC 450 |  |  |  |  | POWERSUPPLYUPS-APC-UPS SC 450 | APC | [7 empty] | Covered PM Repair - Radiology, Low End | MHHS-Southeast
NO | NO |  |  |  | 005-12065 |  | American Power Conversion (APC) | SMART-UPS SC 450 |  | 5S1701T23081-TELE5 | SE - TELEMETRY | MHHS-Southeast |  |  |  | 005-12065 |  | Southeast & Bay Area |  | SE - TELEMETRY | [5 empty] | POWER SYSTEMS, UNINTERRUPTIBLE |  | POWERSUPPLYUPS-APC-UPS SC 450 |  |  |  |  | POWERSUPPLYUPS-APC-UPS SC 450 | APC | [7 empty] | Covered PM Repair - Radiology, Low End | MHHS-Southeast
NO | NO |  |  |  | 005-12068 |  | American Power Conversion (APC) | SMART-UPS SC 450 |  | 5S1701T22898-TELE4 | SE - TELEMETRY | MHHS-Southeast |  |  |  | 005-12068 |  | Southeast & Bay Area |  | SE - TELEMETRY | [5 empty] | POWER SYSTEMS, UNINTERRUPTIBLE |  | POWERSUPPLYUPS-APC-UPS SC 450 |  |  |  |  | POWERSUPPLYUPS-APC-UPS SC 450 | APC | [7 empty] | Covered PM Repair - Radiology, Low End | MHHS-Southeast
NO | NO |  |  |  | 005-12070 |  | American Power Conversion (APC) | SMART-UPS SC 450 |  | 5S1701T22940-TELE3 | SE - TELEMETRY | MHHS-Southeast |  |  |  | 005-12070 |  | Southeast & Bay Area |  | SE - TELEMETRY | [5 empty] | POWER SYSTEMS, UNINTERRUPTIBLE |  | POWERSUPPLYUPS-APC-UPS SC 450 |  |  |  |  | POWERSUPPLYUPS-APC-UPS SC 450 | APC | [7 empty] | Not Covered Vendor Only - Rad, High End | MHHS-Southeast
NO | NO |  |  |  | 005-12076 |  | American Power Conversion (APC) | SMART-UPS SC 450 |  | 5S1701T22957-TELE1 | SE - TELEMETRY | MHHS-Southeast |  |  |  | 005-12076 |  | Southeast & Bay Area |  | SE - TELEMETRY | [5 empty] | POWER SYSTEMS, UNINTERRUPTIBLE |  | POWERSUPPLYUPS-APC-UPS SC 450 |  |  |  |  | POWERSUPPLYUPS-APC-UPS SC 450 | APC | [7 empty] | Covered PM Repair - Radiology, Low End | MHHS-Southeast
NO | NO |  |  |  | 005-12078 |  | American Power Conversion (APC) | SMART-UPS SC 450 |  | 5S1701T23078-RACK | SE - TELEMETRY | MHHS-Southeast |  |  |  | 005-12078 |  | Southeast & Bay Area |  | SE - TELEMETRY | [5 empty] | POWER SYSTEMS, UNINTERRUPTIBLE |  | POWERSUPPLYUPS-APC-UPS SC 450 |  |  |  |  | POWERSUPPLYUPS-APC-UPS SC 450 | APC | [7 empty] | Not Covered Vendor Only - Rad, High End | MHHS-Southeast
NO | NO |  |  |  | 129-07868 |  | American Power Conversion (APC) | SMART-UPS SC 450 |  | 5S1914T04987 | SUGAR LAND - ER | MHHS-Sugarland |  |  |  | 129-07868 |  | Sugar Land |  | SUGAR LAND - ER | [5 empty] | POWER SYSTEMS, UNINTERRUPTIBLE |  | POWERSUPPLYUPS-APC-UPS SC 450 |  |  |  |  | POWERSUPPLYUPS-APC-UPS SC 450 | APC | [7 empty] | Covered PM Repair - Biomedical | MHHS-Sugarland
NO | NO |  |  |  | 129-07869 |  | American Power Conversion (APC) | SMART-UPS SC 450 |  | 5S1912T64263 | SUGAR LAND - ER | MHHS-Sugarland |  |  |  | 129-07869 |  | Sugar Land |  | SUGAR LAND - ER | [5 empty] | POWER SYSTEMS, UNINTERRUPTIBLE |  | POWERSUPPLYUPS-APC-UPS SC 450 |  |  |  |  | POWERSUPPLYUPS-APC-UPS SC 450 | APC | [7 empty] | Not Covered Vendor Only - Biomedical | MHHS-Sugarland
NO | NO |  |  |  | 129-07115 |  | American Power Conversion (APC) | SMART-UPS SC 450 |  | 5S1615T24582 | SUGAR LAND - ICU | MHHS-Sugarland |  |  |  | 129-07115 |  | Sugar Land |  | SUGAR LAND - ICU | [5 empty] | POWER SYSTEMS, UNINTERRUPTIBLE |  | POWERSUPPLYUPS-APC-UPS SC 450 |  |  |  |  | POWERSUPPLYUPS-APC-UPS SC 450 | APC | [7 empty] | Not Covered Vendor Only - Biomedical | MHHS-Sugarland
NO | NO |  |  |  | 129-07117 |  | American Power Conversion (APC) | SMART-UPS SC 450 |  | 5S1617T27328 | SUGAR LAND - ICU | MHHS-Sugarland |  |  |  | 129-07117 |  | Sugar Land |  | SUGAR LAND - ICU | [5 empty] | POWER SYSTEMS, UNINTERRUPTIBLE |  | POWERSUPPLYUPS-APC-UPS SC 450 |  |  |  |  | POWERSUPPLYUPS-APC-UPS SC 450 | APC | [7 empty] | Covered PM Repair - Biomedical | MHHS-Sugarland
NO | NO |  |  |  | 129-07116 |  | American Power Conversion (APC) | SMART-UPS SC 450 |  | 5S1615T24451 | SUGAR LAND - IMU | MHHS-Sugarland |  |  |  | 129-07116 |  | Sugar Land |  | SUGAR LAND - IMU | [5 empty] | POWER SYSTEMS, UNINTERRUPTIBLE |  | POWERSUPPLYUPS-APC-UPS SC 450 |  |  |  |  | POWERSUPPLYUPS-APC-UPS SC 450 | APC | [7 empty] | Covered PM Repair - Biomedical | MHHS-Sugarland
NO | NO |  |  |  | 129-07118 |  | American Power Conversion (APC) | SMART-UPS SC 450 |  | 5S1617T26969 | SUGAR LAND - IMU | MHHS-Sugarland |  |  |  | 129-07118 |  | Sugar Land |  | SUGAR LAND - IMU | [5 empty] | POWER SYSTEMS, UNINTERRUPTIBLE |  | POWERSUPPLYUPS-APC-UPS SC 450 |  |  |  |  | POWERSUPPLYUPS-APC-UPS SC 450 | APC | [7 empty] | Covered PM Repair - Radiology, Low End | MHHS-Sugarland
NO | NO |  |  |  | 129-31330 |  | American Power Conversion (APC) | SMART-UPS SC 450 |  | 5S1922T64647 | SUGAR LAND - MED/SURG - EAST 5TH | MHHS-Sugarland |  |  |  | 129-31330 |  | Sugar Land |  | SUGAR LAND - MED/SURG - EAST 5TH | [5 empty] | POWER SYSTEMS, UNINTERRUPTIBLE |  | POWERSUPPLYUPS-APC-UPS SC 450 |  |  |  |  | POWERSUPPLYUPS-APC-UPS SC 450 | APC | [7 empty] | Covered PM Repair - Radiology, Low End | MHHS-Sugarland
NO | NO |  |  |  | 041-14467 |  | American Power Conversion (APC) | SMART-UPS SC620 |  | AS0918260187 | MEMORIAL CITY - TELEMETRY | MHHS-Mem City |  |  |  | 041-14467 |  | West & Memorial City |  | MEMORIAL CITY - TELEMETRY | [5 empty] | POWER SYSTEMS, UNINTERRUPTIBLE |  | .needs class | [5 empty] | APC | [7 empty] | Covered PM Repair - Biomedical | MHHS-Mem City
NO | NO |  |  |  | 041-14471 |  | American Power Conversion (APC) | SMART-UPS SC620 |  | AS0850260604 | MEMORIAL CITY - TELEMETRY | MHHS-Mem City |  |  |  | 041-14471 |  | West & Memorial City |  | MEMORIAL CITY - TELEMETRY | [5 empty] | POWER SYSTEMS, UNINTERRUPTIBLE |  | .needs class | [5 empty] | APC | [7 empty] | Covered PM Repair - Biomedical | MHHS-Mem City
NO | YES |  |  |  | 151-03483 | 151-03483 | American Power Conversion (APC) | SMART-UPS SMT1000RM2U |  | AS1828143998 | CY - TELEMETRY | MHHS-Cypress |  |  |  | 151-03483 | 151-03483 | Northwest | Cypress | CY - TELEMETRY | AIDF S3 910.2 | 11/1/19 | 5/1/20 |  |  | POWER SYSTEMS, UNINTERRUPTIBLE |  | .needs class | [5 empty] | APC |  |  |  |  | 11/15/19 |  |  | Covered PM Repair - Radiology, Low End | MHHS-Cypress
NO | YES |  |  |  | 151-03484 | 151-03484 | American Power Conversion (APC) | SMART-UPS SMT1000RM2U |  | AS1835330392 | CY - TELEMETRY | MHHS-Cypress |  |  |  | 151-03484 | 151-03484 | Northwest | Cypress | CY - TELEMETRY | AIDF S3 910.2 | 11/1/19 | 5/1/20 |  |  | POWER SYSTEMS, UNINTERRUPTIBLE |  | .needs class | [5 empty] | APC |  |  |  |  | 11/15/19 |  |  | Covered PM Repair - Biomedical | MHHS-Cypress
NO | YES |  |  |  | 133-08675 | 133-08675 | American Power Conversion (APC) | SMART-UPS SMT1000RM2U |  | AS1335240069 | Katy-Biomedical Services | MHHS-Katy |  |  |  | 133-08675 | 133-08675 | Katy | MHHS-Katy | Katy-Biomedical Services | Biomed shop | 6/1/19 | 6/1/20 |  |  | POWER SYSTEMS, UNINTERRUPTIBLE |  | .needs class | [5 empty] | APC | [7 empty] | Covered PM Repair - Biomedical | MHHS-Katy
NO | YES |  |  |  | 041-32178 | 041-32178 | American Power Conversion (APC) | SMART-UPS SMT1000RM2U |  | AS1520212264 | MEMORIAL CITY - Pediatrics | MHHS-Mem City |  |  |  | 041-32178 | 041-32178 | West | Memorial Hermann Memorial City Medical Center | MEMORIAL CITY - Pediatrics | MEMORIAL CITY - MHT - Pediatrics MH4 403.2 AIDF |  |  |  | No pm sticker | POWER SYSTEMS, UNINTERRUPTIBLE |  | .needs class | [5 empty] | APC | [7 empty] | Covered PM Repair - Radiology, Low End | MHHS-Mem City
NO | NO |  |  |  | 005-04480 |  | American Power Conversion (APC) | SMART-UPS SMT1000RM2U |  | AS1134131730 | SE - ICU | MHHS-Southeast |  |  |  | 005-04480 |  | Southeast & Bay Area |  | SE - ICU | [5 empty] | POWER SYSTEMS, UNINTERRUPTIBLE |  | .needs class | [5 empty] | APC | [7 empty] | Covered PM Repair - Radiology, Low End | MHHS-Southeast
NO | NO |  |  |  | 129-31323 |  | American Power Conversion (APC) | SMART-UPS SMT1000RM2U |  | AS1620232544 | SUGAR LAND - ENDOSCOPY | MHHS-Sugarland |  |  |  | 129-31323 |  | Sugar Land |  | SUGAR LAND - ENDOSCOPY | [5 empty] | POWER SYSTEMS, UNINTERRUPTIBLE |  | .needs class | [5 empty] | APC | [7 empty] | Covered PM Repair - Biomedical | MHHS-Sugarland
NO | NO |  |  |  | 129-04852 |  | American Power Conversion (APC) | SMART-UPS SMT1000RM2U |  |  | SUGAR LAND - TELEMETRY | MHHS-Sugarland |  |  |  | 129-04852 |  | Sugar Land |  | SUGAR LAND - TELEMETRY | [5 empty] | POWER SYSTEMS, UNINTERRUPTIBLE |  | .needs class | [5 empty] | APC | [7 empty] | Covered PM Repair - Biomedical | MHHS-Sugarland
NO | NO |  |  |  | 077-09705 |  | American Power Conversion (APC) | SMART-UPS SMT1000RM2U |  | AS1613343702 | TMC - CHILDRENS - PICU (9HP) | MHHS-TMC |  |  |  | 077-09705 |  | TMC |  | TMC - CHILDRENS - PICU (9HP) | [5 empty] | POWER SYSTEMS, UNINTERRUPTIBLE |  | .needs class | [5 empty] | APC | [7 empty] | Covered PM Repair - Biomedical | MHHS-TMC
NO | NO |  |  |  | 077-09706 |  | American Power Conversion (APC) | SMART-UPS SMT1000RM2U |  | AS1613343707 | TMC - CHILDRENS - PICU (9HP) | MHHS-TMC |  |  |  | 077-09706 |  | TMC |  | TMC - CHILDRENS - PICU (9HP) | [5 empty] | POWER SYSTEMS, UNINTERRUPTIBLE |  | .needs class | [5 empty] | APC | [7 empty] | Not Covered Vendor Only - Biomedical | MHHS-TMC
NO | NO |  |  |  | 029-12495 |  | American Power Conversion (APC) | SMART-UPS SMT1000RM2U |  | AS1722143716 | WOODLANDS - 5 EAST MEDICAL/SURGICAL | MHHS-Woodlands |  |  |  | 029-12495 |  | Woodlands |  | WOODLANDS - 5 EAST MEDICAL/SURGICAL | [5 empty] | POWER SYSTEMS, UNINTERRUPTIBLE |  | .needs class | [5 empty] | APC | [7 empty] | Covered PM Repair - Biomedical | MHHS-Woodlands
NO | NO |  |  |  | 029-12496 |  | American Power Conversion (APC) | SMART-UPS SMT1000RM2U |  | AS1722143722 | WOODLANDS - 5 EAST MEDICAL/SURGICAL | MHHS-Woodlands |  |  |  | 029-12496 |  | Woodlands |  | WOODLANDS - 5 EAST MEDICAL/SURGICAL | [5 empty] | POWER SYSTEMS, UNINTERRUPTIBLE |  | .needs class | [5 empty] | APC | [7 empty] | Covered PM Repair - Radiology, High End | MHHS-Woodlands
NO | NO |  |  |  | 029-12497 |  | American Power Conversion (APC) | SMART-UPS SMT1000RM2U |  | AS1722143713 | WOODLANDS - 5 EAST MEDICAL/SURGICAL | MHHS-Woodlands |  |  |  | 029-12497 |  | Woodlands |  | WOODLANDS - 5 EAST MEDICAL/SURGICAL | [5 empty] | POWER SYSTEMS, UNINTERRUPTIBLE |  | .needs class | [5 empty] | APC | [7 empty] | Covered PM Repair - Radiology, High End | MHHS-Woodlands
NO | NO |  |  |  | 029-12498 |  | American Power Conversion (APC) | SMART-UPS SMT1000RM2U |  | AS1602232135 | WOODLANDS - 5 EAST MEDICAL/SURGICAL | MHHS-Woodlands |  |  |  | 029-12498 |  | Woodlands |  | WOODLANDS - 5 EAST MEDICAL/SURGICAL | [5 empty] | POWER SYSTEMS, UNINTERRUPTIBLE |  | .needs class | [5 empty] | APC | [7 empty] | Covered PM Repair - Radiology, Low End | MHHS-Woodlands
NO | NO |  |  |  | 029-12499 |  | American Power Conversion (APC) | SMART-UPS SMT1000RM2U |  | AS1602232131 | WOODLANDS - 5 EAST MEDICAL/SURGICAL | MHHS-Woodlands |  |  |  | 029-12499 |  | Woodlands |  | WOODLANDS - 5 EAST MEDICAL/SURGICAL | [5 empty] | POWER SYSTEMS, UNINTERRUPTIBLE |  | .needs class | [5 empty] | APC | [7 empty] | Covered PM Repair - Radiology, High End | MHHS-Woodlands
NO | YES |  |  |  | 151-02518 | 151-02518 | American Power Conversion (APC) | SMART-UPS SMT750RM2U |  | A51629341334 | CY-Nurse Call | MHHS-Cypress |  |  |  | 151-02518 | 151-02518 | Northwest | MHHS-Cypress | CY-Nurse Call | IDF Room (M2:244) by Laboratory | 11/1/19 | 11/1/20 |  |  | POWER SYSTEMS, UNINTERRUPTIBLE | Power Supply, UPS | POWERSUPPLYUPS-APC-SMT750RM2U |  |  |  |  | POWERSUPPLYUPS-APC-SMT750RM2U | APC | [6 empty] | PSU-2Y | Covered PM Repair - Biomedical | MHHS-Cypress | [8 empty] | POWERSUPPLYUPS | Power Supply, UPS | APC
NO | NO |  |  |  | 142-07076 |  | American Power Conversion (APC) | SMART-UPS SMT750RM2U |  | AQ1607232760 | NE - TELEMETRY | MHHS-Northeast |  |  |  | 142-07076 |  | Katy |  | NE - TELEMETRY | [5 empty] | POWER SYSTEMS, UNINTERRUPTIBLE |  | POWERSUPPLYUPS-APC-SMT750RM2U |  |  |  |  | POWERSUPPLYUPS-APC-SMT750RM2U | APC | [7 empty] | Not Covered Vendor Only - Biomedical | MHHS-Northeast
NO | NO |  |  |  | 142-07077 |  | American Power Conversion (APC) | SMART-UPS SMT750RM2U |  | AS1536114775 | NE - TELEMETRY | MHHS-Northeast |  |  |  | 142-07077 |  | Katy |  | NE - TELEMETRY | [5 empty] | POWER SYSTEMS, UNINTERRUPTIBLE |  | POWERSUPPLYUPS-APC-SMT750RM2U |  |  |  |  | POWERSUPPLYUPS-APC-SMT750RM2U | APC | [7 empty] | Covered PM Repair - Biomedical | MHHS-Northeast
NO | NO |  |  |  | 142-07251 |  | American Power Conversion (APC) | SMART-UPS SMT750RM2U |  | AS1536114847 | NE - TELEMETRY | MHHS-Northeast |  |  |  | 142-07251 |  | Katy |  | NE - TELEMETRY | [5 empty] | POWER SYSTEMS, UNINTERRUPTIBLE |  | POWERSUPPLYUPS-APC-SMT750RM2U |  |  |  |  | POWERSUPPLYUPS-APC-SMT750RM2U | APC | [7 empty] | Covered PM Repair - Biomedical | MHHS-Northeast
NO | NO |  |  |  | 142-07252 |  | American Power Conversion (APC) | SMART-UPS SMT750RM2U |  | AS1536124249 | NE - TELEMETRY | MHHS-Northeast |  |  |  | 142-07252 |  | Katy |  | NE - TELEMETRY | [5 empty] | POWER SYSTEMS, UNINTERRUPTIBLE |  | POWERSUPPLYUPS-APC-SMT750RM2U |  |  |  |  | POWERSUPPLYUPS-APC-SMT750RM2U | APC | [7 empty] | Covered PM Repair - Biomedical | MHHS-Northeast
NO | NO |  |  |  | AS1536124247 |  | American Power Conversion (APC) | SMART-UPS SMT750RM2U |  | AS1536124247 | NE - TELEMETRY | MHHS-Northeast |  |  |  | AS1536124247 |  | Katy |  | NE - TELEMETRY | [5 empty] | POWER SYSTEMS, UNINTERRUPTIBLE |  | POWERSUPPLYUPS-APC-SMT750RM2U |  |  |  |  | POWERSUPPLYUPS-APC-SMT750RM2U | APC | [7 empty] | Covered PM Repair - Biomedical | MHHS-Northeast
NO | NO |  |  |  | 005-33418 |  | American Power Conversion (APC) | SMART-UPS SMT750RM2U |  | AS0434213294 | SE - CLINICAL ENGINEERING | MHHS-Southeast |  |  |  | 005-33418 |  | Southeast & Bay Area |  | SE - CLINICAL ENGINEERING | [5 empty] | POWER SYSTEMS, UNINTERRUPTIBLE |  | POWERSUPPLYUPS-APC-SMT750RM2U |  |  |  |  | POWERSUPPLYUPS-APC-SMT750RM2U | APC | [7 empty] | Covered PM Repair - Biomedical | MHHS-Southeast
NO | NO |  |  |  | 069-45779 |  | American Power Conversion (APC) | SMART-UPS SMT750RM2U |  | AS1244141416 | TMC - CENTRAL MONITORING - HVI (3HVI) | MHHS-TMC |  |  |  | 069-45779 |  | TMC |  | TMC - CENTRAL MONITORING - HVI (3HVI) | [5 empty] | POWER SYSTEMS, UNINTERRUPTIBLE |  | POWERSUPPLYUPS-APC-SMT750RM2U |  |  |  |  | POWERSUPPLYUPS-APC-SMT750RM2U | APC | [7 empty] | Covered PM Repair - Biomedical | MHHS-TMC
NO | NO |  |  |  | 069-46728 |  | American Power Conversion (APC) | SMART-UPS SMT750RM2U |  | AS1312220897 | TMC - HERMANN - COU (1R) | MHHS-TMC |  |  |  | 069-46728 |  | TMC |  | TMC - HERMANN - COU (1R) | [5 empty] | POWER SYSTEMS, UNINTERRUPTIBLE |  | POWERSUPPLYUPS-APC-SMT750RM2U |  |  |  |  | POWERSUPPLYUPS-APC-SMT750RM2U | APC | [7 empty] | Covered PM Repair - Biomedical | MHHS-TMC
NO | NO |  |  |  | 069-36495 |  | American Power Conversion (APC) | SMART-UPS SMT750RM2U |  | AS1244141415 | TMC - MHTMC - NURSE CALL | MHHS-TMC |  |  |  | 069-36495 |  | TMC |  | TMC - MHTMC - NURSE CALL | [5 empty] | POWER SYSTEMS, UNINTERRUPTIBLE |  | POWERSUPPLYUPS-APC-SMT750RM2U |  |  |  |  | POWERSUPPLYUPS-APC-SMT750RM2U | APC | [7 empty] | Covered PM Repair - Biomedical | MHHS-TMC
NO | NO |  |  |  | 069-36496 |  | American Power Conversion (APC) | SMART-UPS SMT750RM2U |  | AS1244141420 | TMC - MHTMC - NURSE CALL | MHHS-TMC |  |  |  | 069-36496 |  | TMC |  | TMC - MHTMC - NURSE CALL | [5 empty] | POWER SYSTEMS, UNINTERRUPTIBLE |  | POWERSUPPLYUPS-APC-SMT750RM2U |  |  |  |  | POWERSUPPLYUPS-APC-SMT750RM2U | APC | [7 empty] | Covered PM Repair - Biomedical | MHHS-TMC
NO | NO |  |  |  | 013-16627 |  | American Power Conversion (APC) | SMC1500 |  | 351639X09084 | SW - NURSE CALL | MHHS-Southwest |  |  |  | 013-16627 |  | Southwest |  | SW - NURSE CALL | [5 empty] | POWER SYSTEMS, UNINTERRUPTIBLE |  | .needs class | [5 empty] | APC | [7 empty] | Covered PM Repair - Biomedical | MHHS-Southwest
NO | NO |  |  |  | 013-36943 |  | American Power Conversion (APC) | SMC1500 |  | 351623X00466 | SW - NURSE CALL | MHHS-Southwest |  |  |  | 013-36943 |  | Southwest |  | SW - NURSE CALL | [5 empty] | POWER SYSTEMS, UNINTERRUPTIBLE |  | .needs class | [5 empty] | APC | [7 empty] | Covered PM Repair - Biomedical | MHHS-Southwest
NO | YES |  |  |  | 142-07247 | 142-07247 | American Power Conversion (APC) | SMT1500 |  | 3S1724X06720 | NE-Clinical Decision Unit | MHHS-Northeast |  | Power Supply, UPS |  | 142-07247 | 142-07247 | Katy | MHHS-Northeast | NE-Clinical Decision Unit | Nursing | 11/1/18 |  |  |  | POWER SYSTEMS, UNINTERRUPTIBLE | Power Supply, UPS | POWERSUPPLYUPS-APC-SMT1500 | POWERSUPPLYUPS | SMT1500 |  |  |  | APC | Power Supply, UPS |  | POWERSUPPLYUPS-APC-SMT1500 |  | 1/1/13 |  | PSU-2Y | Not Covered Vendor Only - Rad, Low End | MHHS-Northeast | [8 empty] | POWERSUPPLYUPS | Power Supply, UPS | APC
NO | YES |  |  |  | 142-06937 | 142-06937 | American Power Conversion (APC) | SMT1500 |  | 3S1638X06965 | NE-IMU2 | MHHS-Northeast |  | Power Supply, UPS |  | 142-06937 | 142-06937 | Katy | MHHS-Northeast | NE-IMU2 | Station | 8/1/19 |  |  |  | POWER SYSTEMS, UNINTERRUPTIBLE | Power Supply, UPS | POWERSUPPLYUPS-APC-SMT1500 | POWERSUPPLYUPS | SMT1500 |  |  |  | APC | Power Supply, UPS |  | POWERSUPPLYUPS-APC-SMT1500 |  | 12/26/13 |  | PSU-2Y | Covered PM Repair - Radiology, High End | MHHS-Northeast | [8 empty] | POWERSUPPLYUPS | Power Supply, UPS | APC
NO | NO |  |  |  | 142-07080 |  | American Power Conversion (APC) | SMT1500 |  | 351724X06671 | NE - ICU | MHHS-Northeast |  | Power Supply, UPS |  | 142-07080 |  | Katy |  | NE - ICU | [5 empty] | POWER SYSTEMS, UNINTERRUPTIBLE |  | POWERSUPPLYUPS-APC-SMT1500 | POWERSUPPLYUPS | SMT1500 |  |  |  | APC | Power Supply, UPS |  | POWERSUPPLYUPS-APC-SMT1500 |  |  |  |  | Covered PM Repair - Radiology, High End | MHHS-Northeast
NO | YES |  |  |  | 041-32176 | 041-32176 | American Power Conversion (APC) | SMT1500RM2U |  | AS1732332876 | MEMORIAL CITY - Pediatrics | MHHS-Mem City |  | Power Supply, UPS |  | 041-32176 | 041-32176 | West | Memorial Hermann Memorial City Medical Center | MEMORIAL CITY - Pediatrics | MEMORIAL CITY - MHT - Pediatrics MH4 403.2 AIDF |  |  |  |  | POWER SYSTEMS, UNINTERRUPTIBLE |  | POWERSUPPLYUPS-APC-SMT1500RM2U | POWERSUPPLYUPS | SMT1500RM2U |  |  |  | APC | Power Supply, UPS |  | POWERSUPPLYUPS-APC-SMT1500RM2U |  |  |  |  | Covered PM Repair - Respiratory/Steriliz | MHHS-Mem City
NO | YES |  |  |  | 041-32177 | 041-32177 | American Power Conversion (APC) | SMT1500RM2U |  | AS1732332871 | MEMORIAL CITY - Pediatrics | MHHS-Mem City |  | Power Supply, UPS |  | 041-32177 | 041-32177 | West | Memorial Hermann Memorial City Medical Center | MEMORIAL CITY - Pediatrics | MEMORIAL CITY - MHT - Pediatrics MH4 403.2 AIDF |  |  |  |  | POWER SYSTEMS, UNINTERRUPTIBLE |  | POWERSUPPLYUPS-APC-SMT1500RM2U | POWERSUPPLYUPS | SMT1500RM2U |  |  |  | APC | Power Supply, UPS |  | POWERSUPPLYUPS-APC-SMT1500RM2U |  |  |  |  | Not Covered Vendor Only - Biomedical | MHHS-Mem City
NO | YES |  |  |  | 041-32179 | 041-32179 | American Power Conversion (APC) | SMT1500RM2U |  | AS1732332880 | MEMORIAL CITY - Pediatrics | MHHS-Mem City |  | Power Supply, UPS |  | 041-32179 | 041-32179 | West | Memorial Hermann Memorial City Medical Center | MEMORIAL CITY - Pediatrics | MEMORIAL CITY - MHT - Pediatrics MH4 403.2 AIDF |  |  |  |  | POWER SYSTEMS, UNINTERRUPTIBLE |  | POWERSUPPLYUPS-APC-SMT1500RM2U | POWERSUPPLYUPS | SMT1500RM2U |  |  |  | APC | Power Supply, UPS |  | POWERSUPPLYUPS-APC-SMT1500RM2U |  |  |  |  | Covered PM Repair - Biomedical | MHHS-Mem City
NO | YES |  |  |  | 145-00103 | 145-00103 | American Power Conversion (APC) | SMT1500RM2U |  | 2520BY0SM820600452 | Pearland-Nurse Call | MHHS-Pearland Hospital |  | Power Supply, UPS |  | 145-00103 | 145-00103 | Pearland | MHHS-Pearland Hospital | Pearland-Nurse Call | AIDF (N4:143) | 6/1/19 | 6/1/20 |  |  | POWER SYSTEMS, UNINTERRUPTIBLE | Power Supply, UPS | POWERSUPPLYUPS-APC-SMT1500RM2U | POWERSUPPLYUPS | SMT1500RM2U |  |  |  | APC | Power Supply, UPS |  | POWERSUPPLYUPS-APC-SMT1500RM2U |  |  |  | PSU-2Y | Covered PM Repair - Radiology, High End | MHHS-Pearland Hospital | [8 empty] | POWERSUPPLYUPS | Power Supply, UPS | APC
NO | YES |  |  |  | 145-00105 | 145-00105 | American Power Conversion (APC) | SMT1500RM2U |  | 2535BY0SM820600369 | Pearland-Med/Surg | MHHS-Pearland Hospital |  | Power Supply, UPS |  | 145-00105 | 145-00105 | Pearland | MHHS-Pearland Hospital | Pearland-Med/Surg | AIFD 202 |  |  |  |  | POWER SYSTEMS, UNINTERRUPTIBLE | Power Supply, UPS | POWERSUPPLYUPS-APC-SMT1500RM2U | POWERSUPPLYUPS | SMT1500RM2U |  |  |  | APC | Power Supply, UPS |  | POWERSUPPLYUPS-APC-SMT1500RM2U |  |  |  | PSU-2Y | Covered PM Repair - Radiology, Low End | MHHS-Pearland Hospital | [8 empty] | POWERSUPPLYUPS | Power Supply, UPS | APC
NO | YES |  |  |  | 129-04820 | 129-04820 | American Power Conversion (APC) | SMT1500RM2U |  | AS1238112580 | SUGAR LAND - RADIOLOGY | MHHS-Sugarland |  | Power Supply, UPS |  | 129-04820 | 129-04820 | West | MHHS-Sugarland | SUGAR LAND - RADIOLOGY | W1:241 |  |  |  |  | POWER SYSTEMS, UNINTERRUPTIBLE |  | POWERSUPPLYUPS-APC-SMT1500RM2U | POWERSUPPLYUPS | SMT1500RM2U |  |  |  | APC | Power Supply, UPS |  | POWERSUPPLYUPS-APC-SMT1500RM2U |  |  |  |  | Covered PM Repair - Biomedical | MHHS-Sugarland
NO | NO |  |  |  | 142-06936 |  | American Power Conversion (APC) | SMT1500RM2U |  | 3S1638X07128 | NE - RADIOLOGY | MHHS-Northeast |  | Power Supply, UPS |  | 142-06936 |  | Katy |  | NE - RADIOLOGY | [5 empty] | POWER SYSTEMS, UNINTERRUPTIBLE |  | POWERSUPPLYUPS-APC-SMT1500RM2U | POWERSUPPLYUPS | SMT1500RM2U |  |  |  | APC | Power Supply, UPS |  | POWERSUPPLYUPS-APC-SMT1500RM2U |  |  |  |  | Covered PM Repair - Biomedical | MHHS-Northeast
NO | NO |  |  |  | 142-06938 |  | American Power Conversion (APC) | SMT1500RM2U |  | 3S1638X06587 | NE - RADIOLOGY | MHHS-Northeast |  | Power Supply, UPS |  | 142-06938 |  | Katy |  | NE - RADIOLOGY | [5 empty] | POWER SYSTEMS, UNINTERRUPTIBLE |  | POWERSUPPLYUPS-APC-SMT1500RM2U | POWERSUPPLYUPS | SMT1500RM2U |  |  |  | APC | Power Supply, UPS |  | POWERSUPPLYUPS-APC-SMT1500RM2U |  |  |  |  | Covered PM Repair - Radiology, Low End | MHHS-Northeast
NO | NO |  |  |  | 142-06939 |  | American Power Conversion (APC) | SMT1500RM2U |  | 3S1638X07118 | NE - RADIOLOGY | MHHS-Northeast |  | Power Supply, UPS |  | 142-06939 |  | Katy |  | NE - RADIOLOGY | [5 empty] | POWER SYSTEMS, UNINTERRUPTIBLE |  | POWERSUPPLYUPS-APC-SMT1500RM2U | POWERSUPPLYUPS | SMT1500RM2U |  |  |  | APC | Power Supply, UPS |  | POWERSUPPLYUPS-APC-SMT1500RM2U |  |  |  |  | Covered PM Repair - Radiology, Low End | MHHS-Northeast
NO | NO |  |  |  | 142-06940 |  | American Power Conversion (APC) | SMT1500RM2U |  | 3S1638X06564 | NE - RADIOLOGY | MHHS-Northeast |  | Power Supply, UPS |  | 142-06940 |  | Katy |  | NE - RADIOLOGY | [5 empty] | POWER SYSTEMS, UNINTERRUPTIBLE |  | POWERSUPPLYUPS-APC-SMT1500RM2U | POWERSUPPLYUPS | SMT1500RM2U |  |  |  | APC | Power Supply, UPS |  | POWERSUPPLYUPS-APC-SMT1500RM2U |  |  |  |  | Not Covered Vendor Only - Biomedical | MHHS-Northeast
NO | NO |  |  |  | R-129-04814 |  | American Power Conversion (APC) | SMT1500RM2U |  | AS1240124987 | OPID - (SL) - SUGAR LAND - 449 (MP1) | MHHS-OPID |  | Power Supply, UPS |  | R-129-04814 |  | Sugar Land |  | OPID - (SL) - SUGAR LAND - 449 (MP1) | [5 empty] | POWER SYSTEMS, UNINTERRUPTIBLE |  | POWERSUPPLYUPS-APC-SMT1500RM2U | POWERSUPPLYUPS | SMT1500RM2U |  |  |  | APC | Power Supply, UPS |  | POWERSUPPLYUPS-APC-SMT1500RM2U |  |  |  |  | Not Covered Vendor Only - Biomedical | MHHS-OPID
NO | NO |  |  |  | R-029-06157 |  | American Power Conversion (APC) | SMT1500RM2U |  | AS0819131554 | OPID - (WDLS) - WOODLANDS BREAST CARE [MP3-STE150] - 451 | MHHS-OPID |  | Power Supply, UPS |  | R-029-06157 |  | Woodlands |  | OPID - (WDLS) - WOODLANDS BREAST CARE [MP3-STE150] - 451 | [5 empty] | POWER SYSTEMS, UNINTERRUPTIBLE |  | POWERSUPPLYUPS-APC-SMT1500RM2U | POWERSUPPLYUPS | SMT1500RM2U |  |  |  | APC | Power Supply, UPS |  | POWERSUPPLYUPS-APC-SMT1500RM2U |  |  |  |  | Covered PM Repair - Biomedical | MHHS-OPID
NO | NO |  |  |  | R-029-08143 |  | American Power Conversion (APC) | SMT1500RM2U |  | AS0742331195 | OPID - (WDLS) - WOODLANDS BREAST CARE [MP3-STE150] - 451 | MHHS-OPID |  | Power Supply, UPS |  | R-029-08143 |  | Woodlands |  | OPID - (WDLS) - WOODLANDS BREAST CARE [MP3-STE150] - 451 | [5 empty] | POWER SYSTEMS, UNINTERRUPTIBLE |  | POWERSUPPLYUPS-APC-SMT1500RM2U | POWERSUPPLYUPS | SMT1500RM2U |  |  |  | APC | Power Supply, UPS |  | POWERSUPPLYUPS-APC-SMT1500RM2U |  |  |  |  | Not Covered Vendor Only - Biomedical | MHHS-OPID
NO | NO |  |  |  | R-029-11928 |  | American Power Conversion (APC) | SMT1500RM2U |  | AS1406120238 | OPID - (WDLS) - WOODLANDS BREAST CARE [MP3-STE150] - 451 | MHHS-OPID |  | Power Supply, UPS |  | R-029-11928 |  | Woodlands |  | OPID - (WDLS) - WOODLANDS BREAST CARE [MP3-STE150] - 451 | [5 empty] | POWER SYSTEMS, UNINTERRUPTIBLE |  | POWERSUPPLYUPS-APC-SMT1500RM2U | POWERSUPPLYUPS | SMT1500RM2U |  |  |  | APC | Power Supply, UPS |  | POWERSUPPLYUPS-APC-SMT1500RM2U |  |  |  |  | Not Covered Vendor Only - Biomedical | MHHS-OPID
NO | NO |  |  |  | 145-00101 |  | American Power Conversion (APC) | SMT1500RM2U |  | 2535BY0SM820600026 | PEARLAND - NURSE CALL | MHHS-Pearland Hospital |  | Power Supply, UPS |  | 145-00101 |  | Pearland |  | PEARLAND - NURSE CALL | [5 empty] | POWER SYSTEMS, UNINTERRUPTIBLE |  | POWERSUPPLYUPS-APC-SMT1500RM2U | POWERSUPPLYUPS | SMT1500RM2U |  |  |  | APC | Power Supply, UPS |  | POWERSUPPLYUPS-APC-SMT1500RM2U |  |  |  |  | Covered PM Repair - Biomedical | MHHS-Pearland Hospital
NO | NO |  |  |  | 145-00106 |  | American Power Conversion (APC) | SMT1500RM2U |  | 2326BY0CM820600140 | PEARLAND - NURSE CALL | MHHS-Pearland Hospital |  | Power Supply, UPS |  | 145-00106 |  | Pearland |  | PEARLAND - NURSE CALL | [5 empty] | POWER SYSTEMS, UNINTERRUPTIBLE |  | POWERSUPPLYUPS-APC-SMT1500RM2U | POWERSUPPLYUPS | SMT1500RM2U |  |  |  | APC | Power Supply, UPS |  | POWERSUPPLYUPS-APC-SMT1500RM2U |  |  |  |  | Covered PM Repair - Radiology, Low End | MHHS-Pearland Hospital
NO | NO |  |  |  | 145-00794 |  | American Power Conversion (APC) | SMT1500RM2U |  | AS1713231981 | PEARLAND - NURSE CALL | MHHS-Pearland Hospital |  | Power Supply, UPS |  | 145-00794 |  | Pearland |  | PEARLAND - NURSE CALL | [5 empty] | POWER SYSTEMS, UNINTERRUPTIBLE |  | POWERSUPPLYUPS-APC-SMT1500RM2U | POWERSUPPLYUPS | SMT1500RM2U |  |  |  | APC | Power Supply, UPS |  | POWERSUPPLYUPS-APC-SMT1500RM2U |  |  |  |  | Covered PM Repair - Radiology, High End | MHHS-Pearland Hospital
NO | NO |  |  |  | 005-34042 |  | American Power Conversion (APC) | SMT1500RM2U |  | AS1623145457 | SE - ICU | MHHS-Southeast |  | Power Supply, UPS |  | 005-34042 |  | Southeast & Bay Area |  | SE - ICU | [5 empty] | POWER SYSTEMS, UNINTERRUPTIBLE |  | POWERSUPPLYUPS-APC-SMT1500RM2U | POWERSUPPLYUPS | SMT1500RM2U |  |  |  | APC | Power Supply, UPS |  | POWERSUPPLYUPS-APC-SMT1500RM2U |  |  |  |  | Not Covered Vendor Only - Biomedical | MHHS-Southeast
NO | NO |  |  |  | 013-19893 |  | American Power Conversion (APC) | SMT1500RM2U |  | AS1224212891 | SW - NURSE CALL | MHHS-Southwest |  | Power Supply, UPS |  | 013-19893 |  | Southwest |  | SW - NURSE CALL | [5 empty] | POWER SYSTEMS, UNINTERRUPTIBLE |  | POWERSUPPLYUPS-APC-SMT1500RM2U | POWERSUPPLYUPS | SMT1500RM2U |  |  |  | APC | Power Supply, UPS |  | POWERSUPPLYUPS-APC-SMT1500RM2U |  |  |  |  | Covered PM Repair - Biomedical | MHHS-Southwest
NO | NO |  |  |  | 241-03322 |  | American Power Conversion (APC) | SMT1500RM2U |  | AS1241245851 | TIRR - NURSE CALL | MHHS-TIRR |  | Power Supply, UPS |  | 241-03322 |  | TMC |  | TIRR - NURSE CALL | [5 empty] | POWER SYSTEMS, UNINTERRUPTIBLE |  | POWERSUPPLYUPS-APC-SMT1500RM2U | POWERSUPPLYUPS | SMT1500RM2U |  |  |  | APC | Power Supply, UPS |  | POWERSUPPLYUPS-APC-SMT1500RM2U |  |  |  |  | Covered PM Repair - Biomedical | MHHS-TIRR
NO | NO |  |  |  | 069-35253 |  | American Power Conversion (APC) | SMT1500RM2U |  | AS1115211770 | TMC - CENTRAL MONITORING - HVI (3HVI) | MHHS-TMC |  | Power Supply, UPS |  | 069-35253 |  | TMC |  | TMC - CENTRAL MONITORING - HVI (3HVI) | [5 empty] | POWER SYSTEMS, UNINTERRUPTIBLE |  | POWERSUPPLYUPS-APC-SMT1500RM2U | POWERSUPPLYUPS | SMT1500RM2U |  |  |  | APC | Power Supply, UPS |  | POWERSUPPLYUPS-APC-SMT1500RM2U |  |  |  |  | Covered PM Repair - Radiology, Low End | MHHS-TMC
NO | NO |  |  |  | 069-35254 |  | American Power Conversion (APC) | SMT1500RM2U |  | AS1115211746 | TMC - CENTRAL MONITORING - HVI (3HVI) | MHHS-TMC |  | Power Supply, UPS |  | 069-35254 |  | TMC |  | TMC - CENTRAL MONITORING - HVI (3HVI) | [5 empty] | POWER SYSTEMS, UNINTERRUPTIBLE |  | POWERSUPPLYUPS-APC-SMT1500RM2U | POWERSUPPLYUPS | SMT1500RM2U |  |  |  | APC | Power Supply, UPS |  | POWERSUPPLYUPS-APC-SMT1500RM2U |  |  |  |  | Covered PM Repair - Biomedical | MHHS-TMC
NO | NO |  |  |  | 069-43705 |  | American Power Conversion (APC) | SMT1500RM2U |  | AS1304113448 | TMC - CENTRAL MONITORING - HVI (3HVI) | MHHS-TMC |  | Power Supply, UPS |  | 069-43705 |  | TMC |  | TMC - CENTRAL MONITORING - HVI (3HVI) | [5 empty] | POWER SYSTEMS, UNINTERRUPTIBLE |  | POWERSUPPLYUPS-APC-SMT1500RM2U | POWERSUPPLYUPS | SMT1500RM2U |  |  |  | APC | Power Supply, UPS |  | POWERSUPPLYUPS-APC-SMT1500RM2U |  |  |  |  | Covered PM Repair - Biomedical | MHHS-TMC
NO | NO |  |  |  | 074-05663 |  | American Power Conversion (APC) | SMT1500RM2U |  | AS1508220578 | TMC - CENTRAL MONITORING - HVI (3HVI) | MHHS-TMC |  | Power Supply, UPS |  | 074-05663 |  | TMC |  | TMC - CENTRAL MONITORING - HVI (3HVI) | [5 empty] | POWER SYSTEMS, UNINTERRUPTIBLE |  | POWERSUPPLYUPS-APC-SMT1500RM2U | POWERSUPPLYUPS | SMT1500RM2U |  |  |  | APC | Power Supply, UPS |  | POWERSUPPLYUPS-APC-SMT1500RM2U |  |  |  |  | Covered PM Repair - Radiology, High End | MHHS-TMC
NO | NO |  |  |  | 074-05664 |  | American Power Conversion (APC) | SMT1500RM2U |  | AS1508220575 | TMC - CENTRAL MONITORING - HVI (3HVI) | MHHS-TMC |  | Power Supply, UPS |  | 074-05664 |  | TMC |  | TMC - CENTRAL MONITORING - HVI (3HVI) | [5 empty] | POWER SYSTEMS, UNINTERRUPTIBLE |  | POWERSUPPLYUPS-APC-SMT1500RM2U | POWERSUPPLYUPS | SMT1500RM2U |  |  |  | APC | Power Supply, UPS |  | POWERSUPPLYUPS-APC-SMT1500RM2U |  |  |  |  | Covered PM Repair - Biomedical | MHHS-TMC
NO | YES |  |  |  | 069-47954 | 069-47954 | American Power Conversion (APC) | SMX2000RMLV2U |  | 7A1937L13865 | TMC-Central Monitoring-Robertson (1R) | MHHS-TMC |  | Power Supply, UPS |  | 069-47954 | 069-47954 | TMC | MHHS-TMC | TMC-Central Monitoring-Robertson (1R) | Central Monitoring |  |  |  |  | POWER SYSTEMS, UNINTERRUPTIBLE | Power Supply, UPS | POWERSUPPLYUPS-APC-SMX2000RMLV2U | POWERSUPPLYUPS | SMX2000RMLV2U |  |  |  | APC | Power Supply, UPS |  | POWERSUPPLYUPS-APC-SMX2000RMLV2U |  |  |  | PSU-2Y | Covered PM Repair - Radiology, Low End | MHHS-TMC | [8 empty] | POWERSUPPLYUPS | Power Supply, UPS | APC
NO | YES |  |  |  | 069-47955 | 069-47955 | American Power Conversion (APC) | SMX2000RMLV2U |  | 7A1934L17068 | TMC-Central Monitoring-Robertson (1R) | MHHS-TMC |  | Power Supply, UPS |  | 069-47955 | 069-47955 | TMC | MHHS-TMC | TMC-Central Monitoring-Robertson (1R) | [5 empty] | POWER SYSTEMS, UNINTERRUPTIBLE | Power Supply, UPS | POWERSUPPLYUPS-APC-SMX2000RMLV2U | POWERSUPPLYUPS | SMX2000RMLV2U |  |  |  | APC | Power Supply, UPS |  | POWERSUPPLYUPS-APC-SMX2000RMLV2U |  |  |  | PSU-2Y | Covered PM Repair - Radiology, Low End | MHHS-TMC | [8 empty] | POWERSUPPLYUPS | Power Supply, UPS | APC
NO | YES |  |  |  | 069-47956 | 069-47956 | American Power Conversion (APC) | SMX2000RMLV2U |  | 7A1936L28672 | TMC-Central Monitoring-Robertson (1R) | MHHS-TMC |  | Power Supply, UPS |  | 069-47956 | 069-47956 | TMC | MHHS-TMC | TMC-Central Monitoring-Robertson (1R) | ROBERTSON (1R) | 11/1/19 |  | 11/1/20 |  | POWER SYSTEMS, UNINTERRUPTIBLE | Power Supply, UPS | POWERSUPPLYUPS-APC-SMX2000RMLV2U | POWERSUPPLYUPS | SMX2000RMLV2U |  |  |  | APC | Power Supply, UPS |  | POWERSUPPLYUPS-APC-SMX2000RMLV2U |  |  |  | PSU-2Y | Covered PM Repair - Radiology, Low End | MHHS-TMC | [8 empty] | POWERSUPPLYUPS | Power Supply, UPS | APC
NO | YES |  |  |  | 069-47957 | 069-47957 | American Power Conversion (APC) | SMX2000RMLV2U |  | 7A1937L13868 | TMC-Central Monitoring-Robertson (1R) | MHHS-TMC |  | Power Supply, UPS |  | 069-47957 | 069-47957 | TMC | MHHS-TMC | TMC-Central Monitoring-Robertson (1R) | ROBERTSON (1R) | 11/1/19 |  | 11/1/20 |  | POWER SYSTEMS, UNINTERRUPTIBLE | Power Supply, UPS | POWERSUPPLYUPS-APC-SMX2000RMLV2U | POWERSUPPLYUPS | SMX2000RMLV2U |  |  |  | APC | Power Supply, UPS |  | POWERSUPPLYUPS-APC-SMX2000RMLV2U |  |  |  | PSU-2Y | Covered PM Repair - Radiology, Low End | MHHS-TMC | [8 empty] | POWERSUPPLYUPS | Power Supply, UPS | APC
NO | YES |  |  |  | 069-47958 | 069-47958 | American Power Conversion (APC) | SMX2000RMLV2U |  | 7A1937L13942 | TMC-Central Monitoring-Robertson (1R) | MHHS-TMC |  | Power Supply, UPS |  | 069-47958 | 069-47958 | TMC | MHHS-TMC | TMC-Central Monitoring-Robertson (1R) | Cmu war room | 12/1/19 |  | 3/1/20 |  | POWER SYSTEMS, UNINTERRUPTIBLE | Power Supply, UPS | POWERSUPPLYUPS-APC-SMX2000RMLV2U | POWERSUPPLYUPS | SMX2000RMLV2U |  |  |  | APC | Power Supply, UPS |  | POWERSUPPLYUPS-APC-SMX2000RMLV2U |  | 1/31/15 |  | PSU-2Y | Covered PM Repair - Radiology, Low End | MHHS-TMC | [8 empty] | POWERSUPPLYUPS | Power Supply, UPS | APC
NO | YES |  |  |  | 069-47959 | 069-47959 | American Power Conversion (APC) | SMX2000RMLV2U |  | 7A1934L17049 | TMC-Central Monitoring-Robertson (1R) | MHHS-TMC |  | Power Supply, UPS |  | 069-47959 | 069-47959 | TMC | MHHS-TMC | TMC-Central Monitoring-Robertson (1R) | Cmu war room | 12/1/19 |  | 3/1/20 |  | POWER SYSTEMS, UNINTERRUPTIBLE | Power Supply, UPS | POWERSUPPLYUPS-APC-SMX2000RMLV2U | POWERSUPPLYUPS | SMX2000RMLV2U |  |  |  | APC | Power Supply, UPS |  | POWERSUPPLYUPS-APC-SMX2000RMLV2U |  | 12/20/21 |  | PSU-2Y | Not Covered Vendor Only - Rad, High End | MHHS-TMC | [8 empty] | POWERSUPPLYUPS | Power Supply, UPS | APC
NO | YES |  |  |  | 069-47960 | 069-47960 | American Power Conversion (APC) | SMX2000RMLV2U |  | 7A1936L28644 | TMC-Central Monitoring-Robertson (1R) | MHHS-TMC |  | Power Supply, UPS |  | 069-47960 | 069-47960 | TMC | MHHS-TMC | TMC-Central Monitoring-Robertson (1R) | Cmu war room | 12/1/19 |  | 3/1/20 |  | POWER SYSTEMS, UNINTERRUPTIBLE | Power Supply, UPS | POWERSUPPLYUPS-APC-SMX2000RMLV2U | POWERSUPPLYUPS | SMX2000RMLV2U |  |  |  | APC | Power Supply, UPS |  | POWERSUPPLYUPS-APC-SMX2000RMLV2U |  | 1/1/19 |  | PSU-2Y | Covered PM Repair - Radiology, Low End | MHHS-TMC | [8 empty] | POWERSUPPLYUPS | Power Supply, UPS | APC
NO | YES |  |  |  | 069-47961 | 069-47961 | American Power Conversion (APC) | SMX2000RMLV2U |  | 7A1934L17061 | TMC-Central Monitoring-Robertson (1R) | MHHS-TMC |  | Power Supply, UPS |  | 069-47961 | 069-47961 | TMC | MHHS-TMC | TMC-Central Monitoring-Robertson (1R) | Central monitoring room | 12/1/19 |  | 12/1/20 |  | POWER SYSTEMS, UNINTERRUPTIBLE | Power Supply, UPS | POWERSUPPLYUPS-APC-SMX2000RMLV2U | POWERSUPPLYUPS | SMX2000RMLV2U |  |  |  | APC | Power Supply, UPS |  | POWERSUPPLYUPS-APC-SMX2000RMLV2U |  |  |  | PSU-2Y | Covered PM Repair - Radiology, Low End | MHHS-TMC | [8 empty] | POWERSUPPLYUPS | Power Supply, UPS | APC
NO | YES |  |  |  | 069-47962 | 069-47962 | American Power Conversion (APC) | SMX2000RMLV2U |  | 7A1934L17158 | TMC-Central Monitoring-Robertson (1R) | MHHS-TMC |  | Power Supply, UPS |  | 069-47962 | 069-47962 | TMC | MHHS-TMC | TMC-Central Monitoring-Robertson (1R) | Cmu war room | 12/1/19 |  | 3/1/20 |  | POWER SYSTEMS, UNINTERRUPTIBLE | Power Supply, UPS | POWERSUPPLYUPS-APC-SMX2000RMLV2U | POWERSUPPLYUPS | SMX2000RMLV2U |  |  |  | APC | Power Supply, UPS |  | POWERSUPPLYUPS-APC-SMX2000RMLV2U |  |  |  | PSU-2Y | Covered PM Repair - Biomedical | MHHS-TMC | [8 empty] | POWERSUPPLYUPS | Power Supply, UPS | APC
NO | YES |  |  |  | 069-47963 | 069-47963 | American Power Conversion (APC) | SMX2000RMLV2U |  | 7A1934L17152 | TMC-Central Monitoring-Robertson (1R) | MHHS-TMC |  | Power Supply, UPS |  | 069-47963 | 069-47963 | TMC | MHHS-TMC | TMC-Central Monitoring-Robertson (1R) | Cmu war room | 12/1/19 |  | 3/1/20 |  | POWER SYSTEMS, UNINTERRUPTIBLE | Power Supply, UPS | POWERSUPPLYUPS-APC-SMX2000RMLV2U | POWERSUPPLYUPS | SMX2000RMLV2U |  |  |  | APC | Power Supply, UPS |  | POWERSUPPLYUPS-APC-SMX2000RMLV2U |  |  |  | PSU-2Y | Covered PM Repair - Biomedical | MHHS-TMC | [8 empty] | POWERSUPPLYUPS | Power Supply, UPS | APC
NO | YES |  |  |  | 069-47964 | 069-47964 | American Power Conversion (APC) | SMX2000RMLV2U |  | 7A1934L17045 | TMC-Central Monitoring-Robertson (1R) | MHHS-TMC |  | Power Supply, UPS |  | 069-47964 | 069-47964 | TMC | MHHS-TMC | TMC-Central Monitoring-Robertson (1R) | Cmu war room | 12/1/19 |  | 12/1/20 |  | POWER SYSTEMS, UNINTERRUPTIBLE | Power Supply, UPS | POWERSUPPLYUPS-APC-SMX2000RMLV2U | POWERSUPPLYUPS | SMX2000RMLV2U |  |  |  | APC | Power Supply, UPS |  | POWERSUPPLYUPS-APC-SMX2000RMLV2U |  |  |  | PSU-2Y | Covered PM Repair - Radiology, Low End | MHHS-TMC | [8 empty] | POWERSUPPLYUPS | Power Supply, UPS | APC
NO | YES |  |  |  | 069-47965 | 069-47965 | American Power Conversion (APC) | SMX2000RMLV2U |  | 7A1934L17073 | TMC-Central Monitoring-Robertson (1R) | MHHS-TMC |  | Power Supply, UPS |  | 069-47965 | 069-47965 | TMC | MHHS-TMC | TMC-Central Monitoring-Robertson (1R) | Central monitoring room | 12/1/19 |  | 12/1/20 |  | POWER SYSTEMS, UNINTERRUPTIBLE | Power Supply, UPS | POWERSUPPLYUPS-APC-SMX2000RMLV2U | POWERSUPPLYUPS | SMX2000RMLV2U |  |  |  | APC | Power Supply, UPS |  | POWERSUPPLYUPS-APC-SMX2000RMLV2U |  |  |  | PSU-2Y | Covered PM Repair - Radiology, Low End | MHHS-TMC | [8 empty] | POWERSUPPLYUPS | Power Supply, UPS | APC
NO | YES |  |  |  | 069-47966 | 069-47966 | American Power Conversion (APC) | SMX2000RMLV2U |  | 7A1934L17146 | TMC - CMIU | MHHS-TMC |  | Power Supply, UPS |  | 069-47966 | 069-47966 | TMC | Memorial Hermann- Texas Medical Center | TMC - CMIU | Central Monitoring |  |  |  | No PM Sticker | POWER SYSTEMS, UNINTERRUPTIBLE | Power Supply, UPS | POWERSUPPLYUPS-APC-SMX2000RMLV2U | POWERSUPPLYUPS | SMX2000RMLV2U |  |  |  | APC | Power Supply, UPS |  | POWERSUPPLYUPS-APC-SMX2000RMLV2U |  |  |  | PSU-2Y | Covered PM Repair - Biomedical | MHHS-TMC | [8 empty] | POWERSUPPLYUPS | Power Supply, UPS | APC
NO | NO |  |  |  | 005-33525 |  | American Power Conversion (APC) | SRT2200XLI |  | AS1912192868 | SE - RADIOLOGY | MHHS-Southeast |  |  |  | 005-33525 |  | Southeast & Bay Area |  | SE - RADIOLOGY | [5 empty] | POWER SYSTEMS, UNINTERRUPTIBLE |  | .needs class | [5 empty] | APC | [7 empty] | Covered PM Repair - Radiology, Low End | MHHS-Southeast
NO | YES |  |  |  | 583-01335 | 583-01335 | American Power Conversion (APC) | SU1000RTXL |  | 2632MLCPS719100267 | Katy-Med/Surg 6th Floor | MHHS-Katy |  |  |  | 583-01335 | 583-01335 | Katy | MHHS-Katy | Katy-Med/Surg 6th Floor | ISD 6TH FLOOR | 5/1/19 | 5/1/20 |  |  | POWER SYSTEMS, UNINTERRUPTIBLE |  | .needs class | [5 empty] | APC | [7 empty] | Covered PM Repair - Biomedical | MHHS-Katy
NO | YES |  |  |  | 041-17404 | 041-17404 | American Power Conversion (APC) | SU1000RTXL |  | 2843PLCPS719100224 | MEMORIAL CITY - TELEMETRY | MHHS-Mem City |  |  |  | 041-17404 | 041-17404 | West |  | MEMORIAL CITY - TELEMETRY | [5 empty] | POWER SYSTEMS, UNINTERRUPTIBLE |  | .needs class | [5 empty] | APC | [7 empty] | Covered PM Repair - Biomedical | MHHS-Mem City
NO | YES |  |  |  | 041-34109 | 041-34109 | American Power Conversion (APC) | SU1000RTXL |  | 2843PLCPS719100223 | MEMORIAL CITY - TELEMETRY | MHHS-Mem City |  |  |  | 041-34109 | 041-34109 | West |  | MEMORIAL CITY - TELEMETRY | [5 empty] | POWER SYSTEMS, UNINTERRUPTIBLE |  | .needs class | [5 empty] | APC | [7 empty] | Covered PM Repair - Biomedical | MHHS-Mem City
NO | YES |  |  |  | 133-07634 | 133-07634 | American Power Conversion (APC) | SU500NET |  | 4B1028P24600 | Katy-Ob Special Observation-3E | MHHS-Katy |  |  |  | 133-07634 | 133-07634 | Katy | MHHS-Katy | Katy-Ob Special Observation-3E | Storage blood/gas room | 3/1/19 | 3/1/20 |  |  | POWER SYSTEMS, UNINTERRUPTIBLE |  | .needs class | [5 empty] | APC |  |  |  |  | 8/11/15 |  |  | Covered PM Repair - Biomedical | MHHS-Katy
NO | YES |  |  |  | 069-43630 | 069-43630 | American Power Conversion (APC) | SUA1500 |  | AS0912122570 | OPID-(TMC)-Upper Kirby Bc-454 | MHHS-OPID |  | Power Supply, UPS |  | 069-43630 | 069-43630 | Pearland | MHHS-Others | OPID-(TMC)-Upper Kirby Bc-454 | Bone density room 104.11 |  |  |  | No pm sticker | POWER SYSTEMS, UNINTERRUPTIBLE | Power Supply, UPS | POWERSUPPLYUPS-APC-SUA1500 | POWERSUPPLYUPS | SUA1500 |  |  |  | APC | Power Supply, UPS |  | POWERSUPPLYUPS-APC-SUA1500 |  | 1/1/11 |  | PSU-2Y | Covered PM Repair - Biomedical | MHHS-OPID | [8 empty] | POWERSUPPLYUPS | Power Supply, UPS | APC
NO | NO | [5 empty] | American Power Conversion (APC) | SUA1500 |  | AS0819131966 | OPID - (CY) - CYPRESS BREAST CARE [MP1-STE140] | MHHS-OPID |  | Power Supply, UPS |  |  |  | Northwest & Cypress |  | OPID - (CY) - CYPRESS BREAST CARE [MP1-STE140] | [5 empty] | POWER SYSTEMS, UNINTERRUPTIBLE |  | POWERSUPPLYUPS-APC-SUA1500 | POWERSUPPLYUPS | SUA1500 |  |  |  | APC | Power Supply, UPS |  | POWERSUPPLYUPS-APC-SUA1500 |  |  |  |  | Covered PM Repair - Biomedical | MHHS-OPID
NO | NO |  |  |  | 929-01455 |  | American Power Conversion (APC) | SUA1500 |  | NEED | OPID - (CY) - CYPRESS BREAST CARE [MP1-STE140] | MHHS-OPID |  | Power Supply, UPS |  | 929-01455 |  | Northwest & Cypress |  | OPID - (CY) - CYPRESS BREAST CARE [MP1-STE140] | [5 empty] | POWER SYSTEMS, UNINTERRUPTIBLE |  | POWERSUPPLYUPS-APC-SUA1500 | POWERSUPPLYUPS | SUA1500 |  |  |  | APC | Power Supply, UPS |  | POWERSUPPLYUPS-APC-SUA1500 |  |  |  |  | Covered PM Repair - Biomedical | MHHS-OPID
NO | NO | [5 empty] | American Power Conversion (APC) | SUA1500 |  | AS0904231265 | OPID - (SW) - SOUTHWEST BC - 450 (MP1) | MHHS-OPID |  | Power Supply, UPS |  |  |  | Southwest |  | OPID - (SW) - SOUTHWEST BC - 450 (MP1) | [5 empty] | POWER SYSTEMS, UNINTERRUPTIBLE |  | POWERSUPPLYUPS-APC-SUA1500 | POWERSUPPLYUPS | SUA1500 |  |  |  | APC | Power Supply, UPS |  | POWERSUPPLYUPS-APC-SUA1500 |  |  |  |  | Covered PM Repair - Biomedical | MHHS-OPID
NO | NO | [5 empty] | American Power Conversion (APC) | SUA1500 |  | AS0804132440 | OPID - (TMC) - UPPER KIRBY - 467 | MHHS-OPID |  | Power Supply, UPS |  |  |  | TMC |  | OPID - (TMC) - UPPER KIRBY - 467 | [5 empty] | POWER SYSTEMS, UNINTERRUPTIBLE |  | POWERSUPPLYUPS-APC-SUA1500 | POWERSUPPLYUPS | SUA1500 |  |  |  | APC | Power Supply, UPS |  | POWERSUPPLYUPS-APC-SUA1500 |  |  |  |  | Covered PM Repair - Biomedical | MHHS-OPID
NO | NO |  |  |  | 069-43638 |  | American Power Conversion (APC) | SUA1500 |  | AS0802131234 | OPID - (TMC) - UPPER KIRBY BC - 454 | MHHS-OPID |  | Power Supply, UPS |  | 069-43638 |  | TMC |  | OPID - (TMC) - UPPER KIRBY BC - 454 | [5 empty] | POWER SYSTEMS, UNINTERRUPTIBLE |  | POWERSUPPLYUPS-APC-SUA1500 | POWERSUPPLYUPS | SUA1500 |  |  |  | APC | Power Supply, UPS |  | POWERSUPPLYUPS-APC-SUA1500 |  |  |  |  | Covered PM Repair - Biomedical | MHHS-OPID
NO | NO |  |  |  | 069-43643 |  | American Power Conversion (APC) | SUA1500 |  | AS0838131784 | OPID - (TMC) - UPPER KIRBY BC - 454 | MHHS-OPID |  | Power Supply, UPS |  | 069-43643 |  | TMC |  | OPID - (TMC) - UPPER KIRBY BC - 454 | [5 empty] | POWER SYSTEMS, UNINTERRUPTIBLE |  | POWERSUPPLYUPS-APC-SUA1500 | POWERSUPPLYUPS | SUA1500 |  |  |  | APC | Power Supply, UPS |  | POWERSUPPLYUPS-APC-SUA1500 |  |  |  |  | Covered PM Repair - Biomedical | MHHS-OPID
NO | NO | [5 empty] | American Power Conversion (APC) | SUA1500 |  | AS0804132465 | OPID - (TMC) - UPPER KIRBY BC - 454 | MHHS-OPID |  | Power Supply, UPS |  |  |  | TMC |  | OPID - (TMC) - UPPER KIRBY BC - 454 | [5 empty] | POWER SYSTEMS, UNINTERRUPTIBLE |  | POWERSUPPLYUPS-APC-SUA1500 | POWERSUPPLYUPS | SUA1500 |  |  |  | APC | Power Supply, UPS |  | POWERSUPPLYUPS-APC-SUA1500 |  |  |  |  | Covered PM Repair - Biomedical | MHHS-OPID
NO | NO |  |  |  | 013-19467 |  | American Power Conversion (APC) | SUA1500 |  | AS0943124141 | SW - NURSE CALL | MHHS-Southwest |  | Power Supply, UPS |  | 013-19467 |  | Southwest |  | SW - NURSE CALL | [5 empty] | POWER SYSTEMS, UNINTERRUPTIBLE |  | POWERSUPPLYUPS-APC-SUA1500 | POWERSUPPLYUPS | SUA1500 |  |  |  | APC | Power Supply, UPS |  | POWERSUPPLYUPS-APC-SUA1500 |  |  |  |  | Covered PM Repair - Biomedical | MHHS-Southwest
NO | NO |  |  |  | 013-19468 |  | American Power Conversion (APC) | SUA1500 |  | AS0943124133 | SW - NURSE CALL | MHHS-Southwest |  | Power Supply, UPS |  | 013-19468 |  | Southwest |  | SW - NURSE CALL | [5 empty] | POWER SYSTEMS, UNINTERRUPTIBLE |  | POWERSUPPLYUPS-APC-SUA1500 | POWERSUPPLYUPS | SUA1500 |  |  |  | APC | Power Supply, UPS |  | POWERSUPPLYUPS-APC-SUA1500 |  |  |  |  | Covered PM Repair - Biomedical | MHHS-Southwest
NO | NO |  |  |  | 013-19469 |  | American Power Conversion (APC) | SUA1500 |  | AS0943124105 | SW - NURSE CALL | MHHS-Southwest |  | Power Supply, UPS |  | 013-19469 |  | Southwest |  | SW - NURSE CALL | [5 empty] | POWER SYSTEMS, UNINTERRUPTIBLE |  | POWERSUPPLYUPS-APC-SUA1500 | POWERSUPPLYUPS | SUA1500 |  |  |  | APC | Power Supply, UPS |  | POWERSUPPLYUPS-APC-SUA1500 |  |  |  |  | Covered PM Repair - Biomedical | MHHS-Southwest
NO | NO |  |  |  | 029-04904 |  | American Power Conversion (APC) | SUA2200 |  | JS0715014712 | WOODLANDS - TELEMETRY | MHHS-Woodlands |  |  |  | 029-04904 |  | Woodlands |  | WOODLANDS - TELEMETRY | [5 empty] | POWER SYSTEMS, UNINTERRUPTIBLE |  | .needs class | [5 empty] | APC | [7 empty] | Covered PM Repair - Biomedical | MHHS-Woodlands
NO | YES |  |  |  | 029-11006 | 029-11006 | American Power Conversion (APC) | SURTA1500XL |  | AS1613290404 | Woodlands-Biomedical Services | MHHS-Woodlands |  |  |  | 029-11006 | 029-11006 | Woodlands | MHHS-Woodlands | Woodlands-Biomedical Services | Back Corner | 11/1/17 |  |  | No PM Sticker | POWER SYSTEMS, UNINTERRUPTIBLE |  | .needs class | [5 empty] | APC | [7 empty] | Covered PM Repair - Biomedical | MHHS-Woodlands
NO | NO |  |  |  | 013-17927 |  | American Power Conversion (APC) | SURTA3000XL |  | JS0921000196 | SW - LABOR & DELIVERY | MHHS-Southwest |  |  |  | 013-17927 |  | Southwest |  | SW - LABOR & DELIVERY | [5 empty] | POWER SYSTEMS, UNINTERRUPTIBLE |  | .needs class | [5 empty] | APC | [7 empty] | Covered PM Repair - Biomedical | MHHS-Southwest
NO | NO | [5 empty] | American Power Conversion (APC) | SYMMETRA MW |  | WD064211056 | SW - FACILITIES ENGINEERING | MHHS-Southwest | [5 empty] | Southwest |  | SW - FACILITIES ENGINEERING | [5 empty] | POWER SYSTEMS, UNINTERRUPTIBLE |  | .needs class | [5 empty] | APC | [7 empty] | Covered PM Repair - Biomedical | MHHS-Southwest
NO | NO | [5 empty] | American Power Conversion (APC) | UPS |  | FE7K01101 | OPID - (TMC) - UPPER KIRBY - 467 | MHHS-OPID | [5 empty] | TMC |  | OPID - (TMC) - UPPER KIRBY - 467 | [5 empty] | POWER SYSTEMS, UNINTERRUPTIBLE |  | .needs class | [5 empty] | APC | [7 empty] | Clinical Miscellaneous | MHHS-OPID
NO | YES | [5 empty] | American Power Conversion (APC) | UPS 500 |  | BB0328034494 | GH-Preop | MHHS-Greater Heights | [5 empty] | Central | MHHS-Greater Heights | GH-Preop | Pulmonary function | 5/1/19 |  | 5/1/20 |  | POWER SYSTEMS, UNINTERRUPTIBLE |  | .needs class | [5 empty] | APC | [7 empty] | Clinical Miscellaneous | MHHS-Greater Heights
NO | NO | [5 empty] | American Power Conversion (APC) | UPS 500 |  | 481106P27629 | MH MG - (STX) - SOUTH TEXAS - ROSENBERG | MHHS-MG | [5 empty] | South |  | MH MG - (STX) - SOUTH TEXAS - ROSENBERG | [5 empty] | POWER SYSTEMS, UNINTERRUPTIBLE |  | .needs class | [5 empty] | APC | [7 empty] | Covered PM Repair - Biomedical | MHHS-MG
NO | NO |  |  |  | R-005-HDRUPS |  | American Power Conversion (APC) | UPS 500 |  | BB0646014373 | SE - CANCER CENTER | MHHS-Southeast |  |  |  | R-005-HDRUPS |  | Southeast & Bay Area |  | SE - CANCER CENTER | [5 empty] | POWER SYSTEMS, UNINTERRUPTIBLE |  | .needs class | [5 empty] | APC | [7 empty] | Clinical Miscellaneous | MHHS-Southeast
YES | YES |  |  |  | 099-00855 | 099-00855 | American Power Conversion (APC) by Schneider Electric | Pro 1500 |  |  | NE - NICU |  |  |  |  | 099-00855 | 099-00855 | Katy | Memorial Hermann Northeast Hospital | NE - NICU | Clean room
YES | YES |  |  |  | 069-48603 | 069-48603 | American Power Conversion (APC) by Schneider Electric | Pro 1500 |  | 4b1929p14974 | TMC - Biomedical |  |  |  |  | 069-48603 | 069-48603 | TMC | Memorial Hermann-Texas Medical Center | TMC - Biomedical | Biomed shop | 3/1/20 |  | 3/1/21
YES | YES |  |  |  | 069-48602 | 069-48602 | American Power Conversion (APC) by Schneider Electric | Pro 1500 |  | 4b1929p14545 | TMC - Biomedical |  |  |  |  | 069-48602 | 069-48602 | TMC | Memorial Hermann-Texas Medical Center | TMC - Biomedical | Biomed shop | 3/1/20 |  | 3/1/21
YES | YES | Serial Number Cnf |  |  | 099-14044 | 099-14044 | American Power Conversion (APC) by Schneider Electric | Smart-Up SC 450 |  | CNF | Sw-NICU |  |  |  |  | 099-14044 | 099-14044 | Southwest | Memorial Hermann Southwest Hospital | Sw-NICU | NICU |  |  | 3/1/20
YES | YES |  |  |  | 099-06463 | 099-06463 | American Scientific | 1200P |  | C1673 | MH MG - (MC) - MEMORIAL CITY (MP3) |  |  |  |  | 099-06463 | 099-06463 | West | Memorial Hermann Medical Group Memorial City | MH MG - (MC) - MEMORIAL CITY (MP3) | Suite 100 storage
YES | YES |  |  |  | 009-00433 | 009-00433 | American Scientific | S8220 |  | 1107-0174 | GH - LABORATORY |  |  |  |  | 009-00433 | 009-00433 | Central | GH - LABORATORY | GH - LABORATORY | GH - LABORATORY
NO | YES |  |  |  | 005-10157 | 005-10157 | AMERICAN SCIENTIFIC PRODUCTS | CC754 A-N-N |  |  | SE-Laboratory | MHHS-Southeast |  |  |  | 005-10157 | 005-10157 | Southeast | MHHS-Southeast | SE-Laboratory | Lab | 1/1/20 |  |  |  | REFRIGERATORS, LABORATORY |  | .needs class | [5 empty] | AMERSCIENTIFIC |  |  |  |  | 5/25/18 |  |  | Covered PM Repair - Biomedical | MHHS-Southeast
NO | YES |  |  |  | 069-38583 | 069-38583 | AMERICAN SCIENTIFIC PRODUCTS | CC754 A-N-N |  |  | TMC-Laboratory-Chemistry (1R) | MHHS-TMC |  |  |  | 069-38583 | 069-38583 | TMC | MHHS-TMC | TMC-Laboratory-Chemistry (1R) | Lab | 12/1/18 |  |  |  | REFRIGERATORS, LABORATORY |  | .needs class | [5 empty] | AMERSCIENTIFIC |  |  |  |  | 5/25/18 |  |  | Covered PM Repair - Biomedical | MHHS-TMC
NO | YES |  |  |  | 069-39589 | 069-39589 | AMERICAN SCIENTIFIC PRODUCTS | CC754 A-N-N |  |  | TMC-Laboratory-Chemistry (1R) | MHHS-TMC |  |  |  | 069-39589 | 069-39589 | TMC | MHHS-TMC | TMC-Laboratory-Chemistry (1R) | Storage | 1/1/20 |  | 1/1/21 |  | REFRIGERATORS, LABORATORY |  | .needs class | [5 empty] | AMERSCIENTIFIC |  |  |  |  | 5/25/18 |  |  | Covered PM Repair - Biomedical | MHHS-TMC
NO | YES |  |  |  | 069-46580 | 069-46580 | AMERICAN SCIENTIFIC PRODUCTS | CC754 A-N-N |  |  | TMC-Laboratory-Hematology (1R) | MHHS-TMC |  |  |  | 069-46580 | 069-46580 | TMC | MHHS-TMC | TMC-Laboratory-Hematology (1R) | Lab |  |  |  |  | REFRIGERATORS, LABORATORY |  | .needs class | [5 empty] | AMERSCIENTIFIC |  |  |  |  | 5/25/18 |  |  | Covered PM Repair - Biomedical | MHHS-TMC
NO | NO |  |  |  | 129-07012 |  | AMERICAN SCIENTIFIC PRODUCTS | CC754 A-N-N |  |  | SUGAR LAND - ENDOSCOPY | MHHS-Sugarland |  |  |  | 129-07012 |  | Sugar Land |  | SUGAR LAND - ENDOSCOPY | [5 empty] | REFRIGERATORS, LABORATORY |  | .needs class | [5 empty] | AMERSCIENTIFIC | [7 empty] | Covered PM Repair - Biomedical | MHHS-Sugarland
YES | YES |  |  |  | 099-01020 | 099-01020 | American Time | SiteSync IC |  | 00116D010866 | NE - OR |  |  |  |  | 099-01020 | 099-01020 | Katy | Memorial Hermann Northeast Hospital | NE - OR | OR Hybrid Room
NO | YES |  |  |  | 099-08085 | 099-08085 | AMERSHAM HEALTH |  |  |  | Woodlands-Cath Lab |  |  |  |  | 099-08085 | 099-08085 | Woodlands | MHHS-Woodlands | Woodlands-Cath Lab | Cath lab 2 | 7/1/19 |  | 7/1/20
YES | YES |  |  |  | 133-00702 | 133-00702 | Ametek Inc |  |  |  | Biomed Shop |  |  |  |  | 133-00702 | 133-00702 | Katy | Memorial Hermann Katy Hospital | Biomed Shop | Biomed Shop | 7/1/19 | 7/1/20 |  |  |  | Tachometer | TACHOMETER-Ametek Inc-1726 | [12 empty] | TEST-A | [9 empty] | Tachometer | TACHOMETER | Tachometer | Ametek Inc
YES | YES | Serial Number Cnf |  |  | 099-02678 | 099-02678 | Ametek Inc | Abc700-11 |  | CNF | ER lab |  |  |  |  | 099-02678 | 099-02678 | Katy | Memorial Hermann Convenient Care Center in Kingwood (Kingwood CCC) | ER lab | Nurses station | 2/1/20
YES | YES |  |  |  | 099-04813 | 099-04813 | Ametek Inc | Powervar ABCE422-11MED |  | 1715101r | PEARLAND - LABORATORY - MAIN |  |  |  |  | 099-04813 | 099-04813 | Pearland | Memorial Hermann Pearland Hospital | PEARLAND - LABORATORY - MAIN | Speciman processing | [5 empty] | Power Supply, UPS | POWERSUPPLYUPS-Ametek Inc-Powervar ABCE422-11MED | [12 empty] | PSU-2Y | [9 empty] | Power Supply, UPS | POWERSUPPLYUPS | Power Supply, UPS | Ametek Inc
YES | YES |  |  |  | 099-09681 | 099-09681 | Ametek Inc | Powervar ABCE422-11MED |  | 61192-04GR | TMC - LABORATORY - MICROBIOLOGY (1R) |  |  |  |  | 099-09681 | 099-09681 | TMC | Memorial Hermann Texas Medical Center | TMC - LABORATORY - MICROBIOLOGY (1R) | Lab | [5 empty] | Power Supply, UPS | POWERSUPPLYUPS-Ametek Inc-Powervar ABCE422-11MED | [12 empty] | PSU-2Y | [9 empty] | Power Supply, UPS | POWERSUPPLYUPS | Power Supply, UPS | Ametek Inc
YES | YES | Serial Number CNL |  |  | 009-33237 | 009-33237 | Ametek Inc | Powervar ABCE422-11MED |  | CNL | SW - LABORATORY - PROCESSING |  |  |  |  | 009-33237 | 009-33237 | Southwest | Memorial Hermann Diagnostic Laboratory - Southwest Medical Plaza 1 (#756) | SW - LABORATORY - PROCESSING | Lab |  |  |  | Add
YES | YES | Serial Number Cnf |  |  |  |  | Ametek Inc | Unknown |  | CNF | Memorial City - Pediatrics | [6 empty] | West | Memorial Hermann - Memorial City | Memorial City - Pediatrics | MH4 416 Equipment Storage
NO | YES | Asset Tag 013-17596 |  |  | 013-17596 | 013-17596 | Amp | Blanket warmer |  | D11030 | Endoscopy |  |  |  |  | 013-17596 | 013-17596 | Southwest | Memorial Hermann Southwest Hospital | Endoscopy | Hallway
NO | NO |  |  |  | 129-05196 |  | Amrad/Summit Industries, Inc. |  |  | C-29971 | MH MG - (STX) - SOUTH TEXAS - WHARTON | MHHS-MG |  | Table, Surgical, Electric |  | 129-05196 |  | South |  | MH MG - (STX) - SOUTH TEXAS - WHARTON | [5 empty] | RADIOGRAPHIC/FLUOROSCOPIC SYSTEMS |  | TABLESURGICALELECT-Skytron-1200 | TABLESURGICALELECT |  |  |  |  | Skytron | Table, Surgical, Electric |  |  | TABLESURGICALELECT-Skytron-1200 |  |  |  | Covered PM Repair - Biomedical | MHHS-MG
YES | YES |  |  |  | 099-09825 | 099-09825 | Amron |  |  |  | TMC - JONES - HYPERBARIC/WOUND CARE (JG) |  |  |  |  | 099-09825 | 099-09825 | TMC | Memorial Hermann-Texas Medical Center | TMC - JONES - HYPERBARIC/WOUND CARE (JG) | TMC - JONES - HYPERBARIC/WOUND CARE (JG)
YES | YES |  |  |  | 099-09823 | 099-09823 | Amron |  |  |  | TMC - JONES - HYPERBARIC/WOUND CARE (JG) |  |  |  |  | 099-09823 | 099-09823 | TMC | Memorial Hermann-Texas Medical Center | TMC - JONES - HYPERBARIC/WOUND CARE (JG) | TMC - JONES - HYPERBARIC/WOUND CARE (JG)
YES | YES | Serial Number Cnf |  |  | 099-09045 | 099-09045 | Amron International | 8890-2 |  | CNF | TMC - JONES - HYPERBARIC/WOUND CARE (JG) |  |  |  |  | 099-09045 | 099-09045 | TMC | Memorial Hermann Texas Medixal Center | TMC - JONES - HYPERBARIC/WOUND CARE (JG) | Wound care chamber
YES | YES | Serial Number Cnf |  |  | 099-09046 | 099-09046 | Amron International | 8890-2 |  | CNF | TMC - JONES - HYPERBARIC/WOUND CARE (JG) |  |  |  |  | 099-09046 | 099-09046 | TMC | Memorial Hermann Texas Medixal Center | TMC - JONES - HYPERBARIC/WOUND CARE (JG) | Wound care chamber
YES | YES | Serial Number Cnf |  |  | 099-09047 | 099-09047 | Amron International | 8890-2 |  | CNF | TMC - JONES - HYPERBARIC/WOUND CARE (JG) |  |  |  |  | 099-09047 | 099-09047 | TMC | Memorial Hermann Texas Medixal Center | TMC - JONES - HYPERBARIC/WOUND CARE (JG) | Wound care chamber
YES | YES |  |  |  | 099-09824 | 099-09824 | AMRON INTERNATIONAL | 8890-2 |  |  | TMC - JONES - HYPERBARIC/WOUND CARE (JG) |  |  |  |  | 099-09824 | 099-09824 | TMC | Memorial Hermann-Texas Medical Center | TMC - JONES - HYPERBARIC/WOUND CARE (JG) | TMC - JONES - HYPERBARIC/WOUND CARE (JG)
YES | YES | Serial Number Cnf |  |  | 069-44816 | 069-44816 | Amron International | 8890-2 |  | CNF | TMC - JONES - HYPERBARIC/WOUND CARE (JG) |  |  |  |  | 069-44816 | 069-44816 | TMC | Memorial Hermann Texas Medixal Center | TMC - JONES - HYPERBARIC/WOUND CARE (JG) | Wound care chamber
YES | YES | Serial Number Cnf |  |  | 069-44817 | 069-44817 | Amron International | 8890-2 |  | CNF | TMC - JONES - HYPERBARIC/WOUND CARE (JG) |  |  |  |  | 069-44817 | 069-44817 | TMC | Memorial Hermann Texas Medixal Center | TMC - JONES - HYPERBARIC/WOUND CARE (JG) | Wound care chamber
YES | YES |  |  |  | 099-09822 | 099-09822 | AMRON INTERNATIONAL | 8890-2 |  |  | TMC - JONES - HYPERBARIC/WOUND CARE (JG) |  |  |  |  | 099-09822 | 099-09822 | TMC | Memorial Hermann-Texas Medical Center | TMC - JONES - HYPERBARIC/WOUND CARE (JG) | TMC - JONES - HYPERBARIC/WOUND CARE (JG)
NO | YES |  |  |  | 133-00027 | 133-00027 | AMSCO |  |  | B418197109 | Katy-OR | MHHS-Katy |  | Table, Surgical, Electric |  | 133-00027 | 133-00027 | Katy | MHHS-Katy | Katy-OR | W2 208 Housekeeping Room | 10/1/19 | 4/1/20 |  |  | TABLES, OPERATING | Table, Surgical, Electric | TABLESURGICALELECT-Steris-3080 | TABLESURGICALELECT |  |  |  |  | STERIS Corp | Table, Surgical, Electric |  |  | TABLESURGICALELECT-Steris-3080 | 4/1/14 |  | TSE-A | Covered PM Repair - Biomedical | MHHS-Katy | [8 empty] | TABLESURGICALELECT | Table, Surgical, Electric | STERIS Corp
NO | NO | [5 empty] | AMSCO |  |  | B431597035 | TMC - OR - ROBERTSON (2R) | MHHS-TMC |  | Table, Surgical, Electric |  |  |  | TMC |  | TMC - OR - ROBERTSON (2R) | [5 empty] | TABLES, OPERATING |  | TABLESURGICALELECT-Steris-3085 | TABLESURGICALELECT |  |  |  |  | STERIS Corp | Table, Surgical, Electric |  |  | TABLESURGICALELECT-Steris-3085 |  |  |  | Covered PM Repair - Biomedical | MHHS-TMC
NO | YES |  |  |  |  | 069-19541 | AMSCO | 3085 SP |  | B403404047 | TMC-OR-Pedi OR (2R) | MHHS-TMC |  | Table, Surgical, Electric |  |  | 069-19541 | TMC | MHHS-TMC | TMC-OR-Pedi OR (2R) | PEDI OR (2R) |  |  |  |  | TABLES, OPERATING |  | TABLESURGICALELECT-Steris-3085SP | TABLESURGICALELECT | 3085SP |  |  |  | STERIS Corp | Table, Surgical, Electric |  |  | TABLESURGICALELECT-Steris-3085SP | 10/19/17 |  |  | Covered PM Repair - Radiology, Low End | MHHS-TMC
NO | YES |  |  |  | 005-01976 | 005-01976 | AMSCO | DJ03-132-013 |  |  | Radiology | MHHS-Southeast |  |  |  | 005-01976 | 005-01976 | Southeast | Memorial Hermann Southeast Hospital | Radiology | Radiology out pat. Control rm. |  |  |  |  | WARMING UNITS, MULTIPURPOSE |  | .needs class | [13 empty] | Covered PM Repair - Biomedical | MHHS-Southeast
NO | YES |  |  |  | 005-05284 | 005-05284 | AMSCO | DJ04-122-013 |  |  | SE-OR | MHHS-Southeast |  |  |  | 005-05284 | 005-05284 | Southeast | MHHS-Southeast | SE-OR | Storage | 12/1/19 |  | 12/1/20 |  | WARMING UNITS, MULTIPURPOSE |  | .needs class | [10 empty] | 7/15/13 |  |  | Covered PM Repair - Biomedical | MHHS-Southeast
NO | NO |  |  |  | 077-02308 |  | AMSCO | DUAL |  |  | TMC - DIALYSIS - CHILDRENS (9HP) | MHHS-TMC |  |  |  | 077-02308 |  | TMC |  | TMC - DIALYSIS - CHILDRENS (9HP) | [5 empty] | WARMING UNITS, MULTIPURPOSE |  | .needs class | [13 empty] | Covered PM Repair - Radiology, Low End | MHHS-TMC
NO | YES |  |  |  | 069-38045 | 069-38045 | AMSCO | EXAMINER 10 |  |  | TMC-Children's-L&D (5Hp) | MHHS-TMC |  |  |  | 069-38045 | 069-38045 | TMC | MHHS-TMC | TMC-Children's-L&D (5Hp) |  | 7/27/18 |  |  |  | LIGHTS, SURGICAL |  | LAMPEXAM-Steris-Amsco Examiner 10 |  |  |  |  | LAMPEXAM-Steris-Amsco Examiner 10 | [5 empty] | 2/22/26 | Verified 3/30/2020 4:07pm (Central) |  | Not Covered Vendor Only - Biomedical | MHHS-TMC
NO | YES |  |  |  |  | 069-15960 | AMSCO | EXAMINER 10 |  |  | TMC-Children's-L&D (5Hp) | MHHS-TMC |  |  |  |  | 069-15960 | TMC | MHHS-TMC | TMC-Children's-L&D (5Hp) | Csr hallway | 8/1/17 |  | 8/1/18 | PM Past Due | LIGHTS, SURGICAL |  | LAMPEXAM-Steris-Amsco Examiner 10 |  |  |  |  | LAMPEXAM-Steris-Amsco Examiner 10 | [5 empty] | 2/22/26 |  |  | Not Covered Vendor Only - Biomedical | MHHS-TMC
NO | YES |  |  |  | 069-02288 |  | AMSCO | EXAMINER 10 |  |  | TMC-Children's-L&D (5Hp) | MHHS-TMC |  |  |  | 069-02288 |  | TMC | MHHS-TMC | TMC-Children's-L&D (5Hp) |  | 7/19/18 |  |  |  | LIGHTS, SURGICAL |  | LAMPEXAM-Steris-Amsco Examiner 10 |  |  |  |  | LAMPEXAM-Steris-Amsco Examiner 10 | [6 empty] | Verified 3/30/2020 4:07pm (Central) |  | Covered PM Repair - Biomedical | MHHS-TMC
NO | YES |  |  |  | 069-15955 | 069-15955 | AMSCO | EXAMINER 10 |  |  | Tecovery | MHHS-TMC |  |  |  | 069-15955 | 069-15955 | TMC | Memorial Hermann- TMC | Tecovery | HP7/40.2 |  |  |  |  | LIGHTS, SURGICAL |  | LAMPEXAM-Steris-Amsco Examiner 10 |  |  |  |  | LAMPEXAM-Steris-Amsco Examiner 10 | [8 empty] | Covered PM Repair - Biomedical | MHHS-TMC
NO | YES | [5 empty] | AMSCO | EXAMINER 10 |  |  | TMC-Children's-L&D (5Hp) | MHHS-TMC | [5 empty] | TMC | MHHS-TMC | TMC-Children's-L&D (5Hp) |  | 7/19/18 |  |  |  | LIGHTS, SURGICAL |  | LAMPEXAM-Steris-Amsco Examiner 10 |  |  |  |  | LAMPEXAM-Steris-Amsco Examiner 10 | [5 empty] | 9/6/17 | Verified 3/30/2020 4:07pm (Central) |  | Covered PM Repair - Biomedical | MHHS-TMC
NO | YES |  |  |  | 069-02268 | 069-02268 | AMSCO | EXAMINER 10 |  |  | TMC-Children's-Pedi Transport (7Hp) | MHHS-TMC |  |  |  | 069-02268 | 069-02268 | TMC | MHHS-TMC | TMC-Children's-Pedi Transport (7Hp) |  | 7/19/18 |  |  |  | LIGHTS, SURGICAL |  | LAMPEXAM-Steris-Amsco Examiner 10 |  |  |  |  | LAMPEXAM-Steris-Amsco Examiner 10 | [6 empty] | Verified 3/30/2020 4:07pm (Central) |  | Covered PM Repair - Biomedical | MHHS-TMC
NO | YES | [5 empty] | AMSCO | EXAMINER 10 |  |  | TMC-PACU-HVI (7Hvi) | MHHS-TMC | [5 empty] | TMC | MHHS-TMC | TMC-PACU-HVI (7Hvi) |  | 7/25/18 |  |  |  | LIGHTS, SURGICAL | Lamp, Exam | LAMPEXAM-Steris-Amsco Examiner 10 |  |  |  |  | LAMPEXAM-Steris-Amsco Examiner 10 | [6 empty] | Finished from Script 3/27/2020 12:11:52pm (Central) |  | Not Covered Vendor Only - Biomedical | MHHS-TMC | [8 empty] | LAMPEXAM | Lamp, Exam | STERIS Corp
YES | YES |  |  |  | 069-19247 | 069-19247 | AMSCO | EXAMINER 10 |  |  | TMC - CHILDRENS - L |  |  |  |  | 069-19247 | 069-19247 |  | Memorial Hermann-tmc | TMC - CHILDRENS - L | Csr hallway
NO | NO |  |  |  | 017-01162 |  | AMSCO | EXAMINER 10 |  |  | MH MG - (SE) - FRIENDSWOOD | MHHS-MG |  |  |  | 017-01162 |  | Southeast & Bay Area |  | MH MG - (SE) - FRIENDSWOOD | [5 empty] | LIGHTS, SURGICAL |  | LAMPEXAM-Steris-Amsco Examiner 10 |  |  |  |  | LAMPEXAM-Steris-Amsco Examiner 10 | [8 empty] | Not Covered Vendor Only - Biomedical | MHHS-MG
NO | NO | [5 empty] | AMSCO | EXAMINER 10 |  |  | SW - ER | MHHS-Southwest | [5 empty] | Southwest |  | SW - ER | [5 empty] | LIGHTS, SURGICAL |  | LAMPEXAM-Steris-Amsco Examiner 10 |  |  |  |  | LAMPEXAM-Steris-Amsco Examiner 10 | [8 empty] | Covered PM Repair - Biomedical | MHHS-Southwest
NO | NO |  |  |  | 077-07998 |  | AMSCO | EXAMINER 10 |  | C05023 | TMC - CHILDRENS - CSC (9HP) | MHHS-TMC |  |  |  | 077-07998 |  | TMC |  | TMC - CHILDRENS - CSC (9HP) | [5 empty] | LIGHTS, SURGICAL |  | LAMPEXAM-Steris-Amsco Examiner 10 |  |  |  |  | LAMPEXAM-Steris-Amsco Examiner 10 | [8 empty] | Not Covered Vendor Only - Biomedical | MHHS-TMC
NO | NO | [5 empty] | AMSCO | EXAMINER 10 |  |  | TMC - CHILDRENS - L&D (6HP) | MHHS-TMC | [5 empty] | TMC |  | TMC - CHILDRENS - L&D (6HP) | [5 empty] | LIGHTS, SURGICAL |  | LAMPEXAM-Steris-Amsco Examiner 10 |  |  |  |  | LAMPEXAM-Steris-Amsco Examiner 10 | [8 empty] | Covered PM Repair - Biomedical | MHHS-TMC
NO | NO | [5 empty] | AMSCO | EXAMINER 10 |  |  | TMC - CHILDRENS - L&D (6HP) | MHHS-TMC | [5 empty] | TMC |  | TMC - CHILDRENS - L&D (6HP) | [5 empty] | LIGHTS, SURGICAL |  | LAMPEXAM-Steris-Amsco Examiner 10 |  |  |  |  | LAMPEXAM-Steris-Amsco Examiner 10 | [8 empty] | Not Covered Vendor Only - Biomedical | MHHS-TMC
NO | NO | [5 empty] | AMSCO | EXAMINER 10 |  |  | TMC - CHILDRENS - L&D (6HP) | MHHS-TMC | [5 empty] | TMC |  | TMC - CHILDRENS - L&D (6HP) | [5 empty] | LIGHTS, SURGICAL |  | LAMPEXAM-Steris-Amsco Examiner 10 |  |  |  |  | LAMPEXAM-Steris-Amsco Examiner 10 | [8 empty] | Covered PM Repair - Biomedical | MHHS-TMC
NO | NO |  |  |  | 069-02210 |  | AMSCO | EXAMINER 10 |  |  | TMC - HERMANN - ADULT ER (1HP) | MHHS-TMC |  |  |  | 069-02210 |  | TMC |  | TMC - HERMANN - ADULT ER (1HP) | [5 empty] | LIGHTS, SURGICAL |  | LAMPEXAM-Steris-Amsco Examiner 10 |  |  |  |  | LAMPEXAM-Steris-Amsco Examiner 10 | [8 empty] | Covered PM Repair - Biomedical | MHHS-TMC
NO | NO | [5 empty] | AMSCO | FLEXMATIC SCRUB STATION |  |  | TMC - OR - HERMANN (2HP) | MHHS-TMC |  | Scrub Sink |  |  |  | TMC |  | TMC - OR - HERMANN (2HP) | [5 empty] | BATHS, WATER |  | SCRUBSINK-Steris-Flexmatic Scrub Station | SCRUBSINK | Flexmatic Scrub Station |  |  |  | STERIS Corp | Scrub Sink |  |  | SCRUBSINK-Steris-Flexmatic Scrub Station |  |  |  | Covered PM Repair - Biomedical | MHHS-TMC
NO | NO | [5 empty] | AMSCO | FLEXMATIC SCRUB STATION |  |  | TMC - OR - HERMANN (2HP) | MHHS-TMC |  | Scrub Sink |  |  |  | TMC |  | TMC - OR - HERMANN (2HP) | [5 empty] | BATHS, WATER |  | SCRUBSINK-Steris-Flexmatic Scrub Station | SCRUBSINK | Flexmatic Scrub Station |  |  |  | STERIS Corp | Scrub Sink |  |  | SCRUBSINK-Steris-Flexmatic Scrub Station |  |  |  | Covered PM Repair - Biomedical | MHHS-TMC
NO | NO | [5 empty] | AMSCO | FLEXMATIC SCRUB STATION |  |  | TMC - OR - HERMANN (2HP) | MHHS-TMC |  | Scrub Sink |  |  |  | TMC |  | TMC - OR - HERMANN (2HP) | [5 empty] | BATHS, WATER |  | SCRUBSINK-Steris-Flexmatic Scrub Station | SCRUBSINK | Flexmatic Scrub Station |  |  |  | STERIS Corp | Scrub Sink |  |  | SCRUBSINK-Steris-Flexmatic Scrub Station |  |  |  | Covered PM Repair - Biomedical | MHHS-TMC
NO | NO | [5 empty] | AMSCO | FLEXMATIC SCRUB STATION |  |  | TMC - OR - HERMANN (2HP) | MHHS-TMC |  | Scrub Sink |  |  |  | TMC |  | TMC - OR - HERMANN (2HP) | [5 empty] | BATHS, WATER |  | SCRUBSINK-Steris-Flexmatic Scrub Station | SCRUBSINK | Flexmatic Scrub Station |  |  |  | STERIS Corp | Scrub Sink |  |  | SCRUBSINK-Steris-Flexmatic Scrub Station |  |  |  | Covered PM Repair - Biomedical | MHHS-TMC
NO | NO | [5 empty] | AMSCO | FLEXMATIC SCRUB STATION |  |  | TMC - OR - HERMANN (2HP) | MHHS-TMC |  | Scrub Sink |  |  |  | TMC |  | TMC - OR - HERMANN (2HP) | [5 empty] | BATHS, WATER |  | SCRUBSINK-Steris-Flexmatic Scrub Station | SCRUBSINK | Flexmatic Scrub Station |  |  |  | STERIS Corp | Scrub Sink |  |  | SCRUBSINK-Steris-Flexmatic Scrub Station |  |  |  | Covered PM Repair - Biomedical | MHHS-TMC
NO | NO |  |  |  | 069-21867 |  | AMSCO | FLEXMATIC SCRUB STATION |  |  | TMC - OR - HERMANN (2HP) | MHHS-TMC |  | Scrub Sink |  | 069-21867 |  | TMC |  | TMC - OR - HERMANN (2HP) | [5 empty] | BATHS, WATER |  | SCRUBSINK-Steris-Flexmatic Scrub Station | SCRUBSINK | Flexmatic Scrub Station |  |  |  | STERIS Corp | Scrub Sink |  |  | SCRUBSINK-Steris-Flexmatic Scrub Station |  |  |  | Covered PM Repair - Biomedical | MHHS-TMC
NO | NO |  |  |  | 069-22538 |  | AMSCO | FLEXMATIC SCRUB STATION |  |  | TMC - OR - HERMANN (2HP) | MHHS-TMC |  | Scrub Sink |  | 069-22538 |  | TMC |  | TMC - OR - HERMANN (2HP) | [5 empty] | BATHS, WATER |  | SCRUBSINK-Steris-Flexmatic Scrub Station | SCRUBSINK | Flexmatic Scrub Station |  |  |  | STERIS Corp | Scrub Sink |  |  | SCRUBSINK-Steris-Flexmatic Scrub Station |  |  |  | Covered PM Repair - Biomedical | MHHS-TMC
NO | NO |  |  |  | 069-22624 |  | AMSCO | FLEXMATIC SCRUB STATION |  | NEED | TMC - OR - HERMANN (2HP) | MHHS-TMC |  | Scrub Sink |  | 069-22624 |  | TMC |  | TMC - OR - HERMANN (2HP) | [5 empty] | BATHS, WATER |  | SCRUBSINK-Steris-Flexmatic Scrub Station | SCRUBSINK | Flexmatic Scrub Station |  |  |  | STERIS Corp | Scrub Sink |  |  | SCRUBSINK-Steris-Flexmatic Scrub Station |  |  |  | Covered PM Repair - Biomedical | MHHS-TMC
NO | NO |  |  |  | 069-40713 |  | AMSCO | FLEXMATIC SCRUB STATION |  |  | TMC - RADIOLOGY - IR/ANGIO | MHHS-TMC |  | Scrub Sink |  | 069-40713 |  | TMC |  | TMC - RADIOLOGY - IR/ANGIO | [5 empty] | BATHS, WATER |  | SCRUBSINK-Steris-Flexmatic Scrub Station | SCRUBSINK | Flexmatic Scrub Station |  |  |  | STERIS Corp | Scrub Sink |  |  | SCRUBSINK-Steris-Flexmatic Scrub Station |  |  |  | Covered PM Repair - Biomedical | MHHS-TMC
YES | YES |  |  |  | 005-09421 | 005-09421 | Amsco | M70WC-EL |  |  | SE - LABOR |  |  |  |  | 005-09421 | 005-09421 | Southeast | Memorial Hermann Southeast Hospital | SE - LABOR | 4 floor storage | 10/1/18
NO | YES |  |  |  | 069-17399 | 069-17399 | AMSCO | M70WCE |  |  | TWC | MHHS-TMC |  | Warmer, Blanket |  | 069-17399 | 069-17399 | TMC | Memorial Hermann Medical Group Texas Medical Center Internal Medicine | TWC | Control Room | 7/1/19 |  | 7/1/20 |  | WARMING UNITS, MULTIPURPOSE | Warmer, Blanket | WARMERBLANKET-Steris-M70WC-E | WARMERBLANKET | M70WC-E |  |  |  | STERIS Corp | Warmer, Blanket |  |  | WARMERBLANKET-Steris-M70WC-E |  |  |  | Covered PM Repair - Radiology, High End | MHHS-TMC | [8 empty] | WARMERBLANKET | Warmer, Blanket | STERIS Corp
NO | NO |  |  |  | 005-07424 |  | AMSCO | M70WCE |  |  | SE - UNIT 3A (IMU) | MHHS-Southeast |  | Warmer, Blanket |  | 005-07424 |  | Southeast & Bay Area |  | SE - UNIT 3A (IMU) | [5 empty] | WARMING UNITS, MULTIPURPOSE |  | WARMERBLANKET-Steris-M70WC-E | WARMERBLANKET | M70WC-E |  |  |  | STERIS Corp | Warmer, Blanket |  |  | WARMERBLANKET-Steris-M70WC-E |  |  |  | Covered PM Repair - Biomedical | MHHS-Southeast
NO | YES | [5 empty] | AMSCO | ORTHOVISION |  | 960722-03-1272 | GH-OR | MHHS-Greater Heights |  | Table, Surgical, Electric |  |  |  | Central Greater Heights | MHHS-Greater Heights | GH-OR | Hallway |  |  |  | P.m. sticker unreadable | TABLES, OPERATING | Table, Surgical, Electric | TABLESURGICALELECT-Steris-Ortho Vision | TABLESURGICALELECT | Ortho Vision |  |  |  | STERIS Corp | Table, Surgical, Electric |  |  | TABLESURGICALELECT-Steris-Ortho Vision | 2/12/17 |  | TSE-A | Covered PM Repair - Biomedical | MHHS-Greater Heights | [8 empty] | TABLESURGICALELECT | Table, Surgical, Electric | STERIS Corp
NO | NO |  |  |  | 069-02472 |  | AMSCO | POLARIS |  |  | TMC - HERMANN - ADULT ER (1HP) | MHHS-TMC |  | System, Image Guidance |  | 069-02472 |  | TMC |  | TMC - HERMANN - ADULT ER (1HP) | [5 empty] | LIGHTS, SURGICAL |  | SYSIMAGEGUIDANCE-Boston Sci-POLARIS | SYSIMAGEGUIDANCE | POLARIS |  |  |  | Boston Sci | System, Image Guidance |  |  | SYSIMAGEGUIDANCE-Boston Sci-POLARIS |  |  |  | No Coverage Specified | MHHS-TMC
NO | NO |  |  |  | 069-02489 |  | AMSCO | POLARIS |  |  | TMC - HERMANN - ADULT ER (1HP) | MHHS-TMC |  | System, Image Guidance |  | 069-02489 |  | TMC |  | TMC - HERMANN - ADULT ER (1HP) | [5 empty] | LIGHTS, SURGICAL |  | SYSIMAGEGUIDANCE-Boston Sci-POLARIS | SYSIMAGEGUIDANCE | POLARIS |  |  |  | Boston Sci | System, Image Guidance |  |  | SYSIMAGEGUIDANCE-Boston Sci-POLARIS |  |  |  | No Coverage Specified | MHHS-TMC
NO | NO |  |  |  | 069-02503 |  | AMSCO | POLARIS |  |  | TMC - HERMANN - ADULT ER (1HP) | MHHS-TMC |  | System, Image Guidance |  | 069-02503 |  | TMC |  | TMC - HERMANN - ADULT ER (1HP) | [5 empty] | LIGHTS, SURGICAL |  | SYSIMAGEGUIDANCE-Boston Sci-POLARIS | SYSIMAGEGUIDANCE | POLARIS |  |  |  | Boston Sci | System, Image Guidance |  |  | SYSIMAGEGUIDANCE-Boston Sci-POLARIS |  |  |  | No Coverage Specified | MHHS-TMC
NO | YES |  |  |  | 069-28773 | 069-28773 | AMSCO | QDJ04 |  |  | TMC-Cullen-Sig Suites (5C) | MHHS-TMC |  | Warming Cabinet |  | 069-28773 | 069-28773 | TMC | MHHS-TMC | TMC-Cullen-Sig Suites (5C) | CLEAN LINNEN C542 | 6/1/19 |  | 6/1/20 |  | WARMING UNITS, MULTIPURPOSE | Warming Cabinet | WARMINGCABINET-Steris-QDJ04 | WARMINGCABINET | QDJ04 |  |  |  | STERIS Corp | Warming Cabinet |  |  | WARMINGCABINET-Steris-QDJ04 |  |  |  | Clinical Miscellaneous | MHHS-TMC | [8 empty] | WARMINGCABINET | Warming Cabinet | STERIS Corp
NO | YES |  |  |  | 074-02095 |  | AMSCO | QDJ04 |  |  | TMC-OR-CVOR (7Hvi) | MHHS-TMC |  | Warming Cabinet |  | 074-02095 |  | TMC | MHHS-TMC | TMC-OR-CVOR (7Hvi) | OR 4 | 7/1/19 |  | 7/1/20 |  | WARMING UNITS, MULTIPURPOSE | Warming Cabinet | WARMINGCABINET-Steris-QDJ04 | WARMINGCABINET | QDJ04 |  |  |  | STERIS Corp | Warming Cabinet |  |  | WARMINGCABINET-Steris-QDJ04 |  |  |  | Not Covered Vendor Only - Biomedical | MHHS-TMC | [8 empty] | WARMINGCABINET | Warming Cabinet | STERIS Corp
NO | NO | [5 empty] | AMSCO | QDJ04 |  |  | TMC - OR - ROBERTSON (2R) | MHHS-TMC |  | Warming Cabinet |  |  |  | TMC |  | TMC - OR - ROBERTSON (2R) | [5 empty] | WARMING UNITS, MULTIPURPOSE |  | WARMINGCABINET-Steris-QDJ04 | WARMINGCABINET | QDJ04 |  |  |  | STERIS Corp | Warming Cabinet |  |  | WARMINGCABINET-Steris-QDJ04 |  |  |  | Covered PM Repair - Biomedical | MHHS-TMC
NO | NO |  |  |  | 069-09837 |  | AMSCO | QUANTUM |  |  | TMC - HERMANN - ADULT ER (1HP) | MHHS-TMC |  | Regulator, Vacuum |  | 069-09837 |  | TMC |  | TMC - HERMANN - ADULT ER (1HP) | [5 empty] | LIGHTS, SURGICAL |  | REGULATORVACUUM-WallachSurgDev-Quantum | REGULATORVACUUM | Quantum |  |  |  | WallachSurgDev | Regulator, Vacuum |  |  | REGULATORVACUUM-WallachSurgDev-Quantum |  |  |  | Covered PM Repair - Biomedical | MHHS-TMC
NO | NO |  |  |  | 069-22669 |  | AMSCO | QUANTUM |  |  | TMC - HERMANN - ADULT ER (1HP) | MHHS-TMC |  | Regulator, Vacuum |  | 069-22669 |  | TMC |  | TMC - HERMANN - ADULT ER (1HP) | [5 empty] | LIGHTS, SURGICAL |  | REGULATORVACUUM-WallachSurgDev-Quantum | REGULATORVACUUM | Quantum |  |  |  | WallachSurgDev | Regulator, Vacuum |  |  | REGULATORVACUUM-WallachSurgDev-Quantum |  |  |  | Clinical Miscellaneous | MHHS-TMC
YES | YES |  |  |  | 099-07178 | 099-07178 | Amsco | Quantum surgical light |  |  | TMC - OR - HERMANN (2HP) |  |  |  |  | 099-07178 | 099-07178 | TMC | Memorial Hermann-Texas Medical Center | TMC - OR - HERMANN (2HP) | OR 54
YES | YES | Serial Number Cnf |  |  | 099-07179 | 099-07179 | Amsco | Quantum surgical light |  | Cnf | TMC - OR - HERMANN (2HP) |  |  |  |  | 099-07179 | 099-07179 | TMC | Memorial Hermann-Texas Medical Center | TMC - OR - HERMANN (2HP) | OR 54
NO | NO |  |  |  | 069-21904 |  | AMSCO | UNIMATIC |  | 10A1H1 | TMC - OR - HERMANN (2HP) | MHHS-TMC |  | Scrub Sink |  | 069-21904 |  | TMC |  | TMC - OR - HERMANN (2HP) | [5 empty] | SINKS, SURGICAL SCRUB |  | SCRUBSINK-STERIS-Uni-Matic | SCRUBSINK | Uni-Matic |  |  |  | STERIS Corp | Scrub Sink |  |  | SCRUBSINK-STERIS-Uni-Matic |  |  |  | Not Covered Vendor Only - Biomedical | MHHS-TMC
NO | NO |  |  |  | 10A1GR |  | AMSCO | UNIMATIC |  | 10A1GR | TMC - OR - HERMANN (2HP) | MHHS-TMC |  | Scrub Sink |  | 10A1GR |  | TMC |  | TMC - OR - HERMANN (2HP) | [5 empty] | SINKS, SURGICAL SCRUB |  | SCRUBSINK-STERIS-Uni-Matic | SCRUBSINK | Uni-Matic |  |  |  | STERIS Corp | Scrub Sink |  |  | SCRUBSINK-STERIS-Uni-Matic |  |  |  | Not Covered Vendor Only - Biomedical | MHHS-TMC
NO | NO |  |  |  | 10A1GW |  | AMSCO | UNIMATIC |  | 10A1GW | TMC - OR - HERMANN (2HP) | MHHS-TMC |  | Scrub Sink |  | 10A1GW |  | TMC |  | TMC - OR - HERMANN (2HP) | [5 empty] | SINKS, SURGICAL SCRUB |  | SCRUBSINK-STERIS-Uni-Matic | SCRUBSINK | Uni-Matic |  |  |  | STERIS Corp | Scrub Sink |  |  | SCRUBSINK-STERIS-Uni-Matic |  |  |  | Not Covered Vendor Only - Biomedical | MHHS-TMC
NO | NO |  |  |  | 10A1GZ |  | AMSCO | UNIMATIC |  | 10A1GZ | TMC - OR - HERMANN (2HP) | MHHS-TMC |  | Scrub Sink |  | 10A1GZ |  | TMC |  | TMC - OR - HERMANN (2HP) | [5 empty] | SINKS, SURGICAL SCRUB |  | SCRUBSINK-STERIS-Uni-Matic | SCRUBSINK | Uni-Matic |  |  |  | STERIS Corp | Scrub Sink |  |  | SCRUBSINK-STERIS-Uni-Matic |  |  |  | Not Covered Vendor Only - Biomedical | MHHS-TMC
NO | NO |  |  |  | 10A1H2 |  | AMSCO | UNIMATIC |  | 10A1H2 | TMC - OR - HERMANN (2HP) | MHHS-TMC |  | Scrub Sink |  | 10A1H2 |  | TMC |  | TMC - OR - HERMANN (2HP) | [5 empty] | SINKS, SURGICAL SCRUB |  | SCRUBSINK-STERIS-Uni-Matic | SCRUBSINK | Uni-Matic |  |  |  | STERIS Corp | Scrub Sink |  |  | SCRUBSINK-STERIS-Uni-Matic |  |  |  | Not Covered Vendor Only - Biomedical | MHHS-TMC
NO | NO |  |  |  | 10A1H5 |  | AMSCO | UNIMATIC |  | 10A1H5 | TMC - OR - HERMANN (2HP) | MHHS-TMC |  | Scrub Sink |  | 10A1H5 |  | TMC |  | TMC - OR - HERMANN (2HP) | [5 empty] | SINKS, SURGICAL SCRUB |  | SCRUBSINK-STERIS-Uni-Matic | SCRUBSINK | Uni-Matic |  |  |  | STERIS Corp | Scrub Sink |  |  | SCRUBSINK-STERIS-Uni-Matic |  |  |  | Not Covered Vendor Only - Biomedical | MHHS-TMC
NO | NO |  |  |  | 10A1H7 |  | AMSCO | UNIMATIC |  | 10A1H7 | TMC - OR - HERMANN (2HP) | MHHS-TMC |  | Scrub Sink |  | 10A1H7 |  | TMC |  | TMC - OR - HERMANN (2HP) | [5 empty] | SINKS, SURGICAL SCRUB |  | SCRUBSINK-STERIS-Uni-Matic | SCRUBSINK | Uni-Matic |  |  |  | STERIS Corp | Scrub Sink |  |  | SCRUBSINK-STERIS-Uni-Matic |  |  |  | Not Covered Vendor Only - Biomedical | MHHS-TMC
NO | NO |  |  |  | 10A1HL |  | AMSCO | UNIMATIC |  | 10A1HL | TMC - OR - HERMANN (2HP) | MHHS-TMC |  | Scrub Sink |  | 10A1HL |  | TMC |  | TMC - OR - HERMANN (2HP) | [5 empty] | SINKS, SURGICAL SCRUB |  | SCRUBSINK-STERIS-Uni-Matic | SCRUBSINK | Uni-Matic |  |  |  | STERIS Corp | Scrub Sink |  |  | SCRUBSINK-STERIS-Uni-Matic |  |  |  | Not Covered Vendor Only - Biomedical | MHHS-TMC
NO | NO |  |  |  | 10A1HM |  | AMSCO | UNIMATIC |  | 10A1HM | TMC - OR - HERMANN (2HP) | MHHS-TMC |  | Scrub Sink |  | 10A1HM |  | TMC |  | TMC - OR - HERMANN (2HP) | [5 empty] | SINKS, SURGICAL SCRUB |  | SCRUBSINK-STERIS-Uni-Matic | SCRUBSINK | Uni-Matic |  |  |  | STERIS Corp | Scrub Sink |  |  | SCRUBSINK-STERIS-Uni-Matic |  |  |  | Not Covered Vendor Only - Biomedical | MHHS-TMC
NO | NO | [5 empty] | AMSCO | UNIMATIC |  |  | TMC - OR - HERMANN (2HP) | MHHS-TMC |  | Scrub Sink |  |  |  | TMC |  | TMC - OR - HERMANN (2HP) | [5 empty] | SINKS, SURGICAL SCRUB |  | SCRUBSINK-STERIS-Uni-Matic | SCRUBSINK | Uni-Matic |  |  |  | STERIS Corp | Scrub Sink |  |  | SCRUBSINK-STERIS-Uni-Matic |  |  |  | Not Covered Vendor Only - Biomedical | MHHS-TMC
YES | YES |  |  |  | 069-21892 | 069-21892 | Amsco | V-116 |  | 10A1HT | TMC - OR - ROBERTSON (2R) |  |  |  |  | 069-21892 | 069-21892 | TMC | Memorial Hermann-Texas Medical Center | TMC - OR - ROBERTSON (2R) | Hall | 12/1/19 |  | 6/1/20
YES | YES |  |  |  | 069-21894 | 069-21894 | Amsco | V-116 |  |  | TMC - OR - ROBERTSON (2R) |  |  |  |  | 069-21894 | 069-21894 | TMC | Memorial Hermann-Texas Medical Center | TMC - OR - ROBERTSON (2R) | Clean core | 5/1/19 |  | 11/1/19
YES | YES |  |  |  | 099-13839 | 099-13839 | Amvex | Cacuum Regulator |  | VRA07912AP | SW - NICU |  |  |  |  | 099-13839 | 099-13839 | Southwest | Memorial Hermann Southwest Hospital | SW - NICU | NICU
YES | YES |  |  |  | 099-14550 | 099-14550 | Amvex | Cia |  | Ciaw000415 | TMC - EPILEPSY - PEDI EMU (10HP) |  |  |  |  | 099-14550 | 099-14550 |  | Memorial Hermann-tmc | TMC - EPILEPSY - PEDI EMU (10HP) | H10 71
YES | YES |  |  |  | 099-14530 | 099-14530 | Amvex | Cia |  | Ciaw000411 | Childrens 10 |  |  |  |  | 099-14530 | 099-14530 |  | Memorial Hermann-tmc | Childrens 10 | H10 75
YES | YES |  |  |  | 099-13841 | 099-13841 | Amvex | Vacuum Regulator |  | VRA07908AP | SW - NICU |  |  |  |  | 099-13841 | 099-13841 | Southwest | Memorial Hermann Southwest Hospital | SW - NICU | NICU
YES | YES |  |  |  | 099-14042 | 099-14042 | Amvex Corp |  |  | VRA07910AP | Sw-NICU |  |  |  |  | 099-14042 | 099-14042 | Southwest | Memorial Hermann Southwest Hospital | Sw-NICU | NICU
YES | YES | Serial Number Cnf |  |  | 099-13779 | 099-13779 | Amvex Corp |  |  | Cnf | SW-NICU |  |  |  |  | 099-13779 | 099-13779 | Southwest | Memorial Hermann Southwest Hospital | SW-NICU | NICU
YES | YES |  |  |  | 099-14854 | 099-14854 | Amvex Corp |  |  | 8110li | TIRR - SPEECH DEPARTMENT |  |  |  |  | 099-14854 | 099-14854 | TMC | TIRR Memorial Hermann | TIRR - SPEECH DEPARTMENT | Ultrasound
YES | YES |  |  |  | 099-14528 | 099-14528 | Amvex Corp | Cia |  | Ciaw000368 | 9 childrens |  |  |  |  | 099-14528 | 099-14528 |  | Memorial Hermann-tmc | 9 childrens | H9 picu 4
YES | YES |  |  |  | 099-12425 | 099-12425 | Amvex Corp | CID |  |  | TWC |  |  |  |  | 099-12425 | 099-12425 | TMC | Memorial Hermann Heart | TWC | Cath Lab 4
NO | YES |  |  |  | 099-09336 | 099-09336 | Amvex Corp | CNF |  | VRA17727F | Phase 1 Day Surgery |  |  |  |  | 099-09336 | 099-09336 | TMC | Memorial Herrman Texas Medical Center | Phase 1 Day Surgery | Day surgery
YES | YES |  |  |  | 099-14767 | 099-14767 | Amvex Corp | Medical vacuum |  |  | TMC - HVI - CVICU (5HVI) |  |  |  |  | 099-14767 | 099-14767 | TMC | Memorial Hermann-Texas Medical Center | TMC - HVI - CVICU (5HVI) | CVIMU (8HVI)
NO | YES |  |  |  | 099-09691 | 099-09691 | Amvex Corp | No model |  | Vra17782f | Day surgery 2R |  |  |  |  | 099-09691 | 099-09691 | TMC | Memorial Hermann-Texas Medical Center | Day surgery 2R | Bay 11
YES | YES |  |  |  | 099-08324 | 099-08324 | Amvex Corp | SR-CI |  | AA10608DA | OR |  |  |  |  | 099-08324 | 099-08324 | Central | MHOSH | OR | MHOSH
YES | YES |  |  |  | 099-12440 | 099-12440 | Amvex Corp | Vacuum |  |  | TMC - OR - CVOR (7HVI) |  |  |  |  | 099-12440 | 099-12440 | TMC | Memorial Hermann-Texas Medical Center | TMC - OR - CVOR (7HVI) | CVOR (7HVI)
YES | YES |  |  |  | 099-05179 | 099-05179 | Amvex Corp | Vacuum | [7 empty] | 099-05179 | 099-05179 | TMC | Memorial Hermann-Texas Medical Center |  | H10/65
YES | YES |  |  |  | 099-05178 | 099-05178 | Amvex Corp | Vacuum | [7 empty] | 099-05178 | 099-05178 | TMC | Memorial Hermann-Texas Medical Center |  | H10/65
YES | YES |  |  |  | 099-05190 | 099-05190 | Amvex Corp | Vacuum | [7 empty] | 099-05190 | 099-05190 | TMC | Memorial Hermann-Texas Medical Center |  | H10/72
YES | YES |  |  |  | 099-05175 | 099-05175 | Amvex Corp | Vacuum | [7 empty] | 099-05175 | 099-05175 | TMC | Memorial Hermann-Texas Medical Center |  | H10/74
YES | YES |  |  |  | 099-05188 | 099-05188 | Amvex Corp | Vacuum | [7 empty] | 099-05188 | 099-05188 | TMC | Memorial Hermann-Texas Medical Center |  | H10/74
YES | YES |  |  |  | 099-05211 | 099-05211 | Amvex Corp | Vacuum | [7 empty] | 099-05211 | 099-05211 | TMC | TMC |  | H9/25 PEDI
YES | YES |  |  |  | 099-05237 | 099-05237 | Amvex Corp | Vacuum |  |  | TMC |  |  |  |  | 099-05237 | 099-05237 | TMC | TMC | TMC | PICU 6
YES | YES |  |  |  | 099-05238 | 099-05238 | Amvex Corp | Vacuum |  |  | TMC |  |  |  |  | 099-05238 | 099-05238 | TMC | TMC | TMC | PICU 6
YES | YES |  |  |  | 099-05412 | 099-05412 | Amvex Corp | Vacuum |  |  | TMC |  |  |  |  | 099-05412 | 099-05412 | TMC |  | TMC | H9/74
YES | YES |  |  |  | 133-07534 | 133-07534 | Amvex Corp | Vacuum Regulator |  | VRA09546GF | Katy - Inpatient Rehab |  |  |  |  | 133-07534 | 133-07534 | Katy | Memorial Hermann Katy Hospital | Katy - Inpatient Rehab | Katy - Inpatient Rehab
YES | YES |  |  |  | 133-07273 | 133-07273 | Amvex Corp | Vacuum Regulator |  | VEA1464OCF | Katy - Inpatient Rehab |  |  |  |  | 133-07273 | 133-07273 | Katy | Memorial Hermann Katy Hospital | Katy - Inpatient Rehab | Katy - Inpatient Rehab
YES | YES |  |  |  | 925-01806 | 925-01806 | Amvex Corp | Vacuum regulator |  | VRA07131LE | 3rd floor |  |  |  |  | 925-01806 | 925-01806 | Central | Joint Center - Orthopedic and Spine Hospital | 3rd floor | RM 352
YES | YES |  |  |  | 925-01808 | 925-01808 | Amvex Corp | Vacuum regulator |  | VRA07615AL | 3rd floor |  |  |  |  | 925-01808 | 925-01808 | Central | Joint Center - Orthopedic and Spine Hospital | 3rd floor | RM 353
YES | YES |  |  |  | 925-01813 | 925-01813 | Amvex Corp | Vacuum regulator |  | VRA07985LE | MHOSH - PRE/POST OP |  |  |  |  | 925-01813 | 925-01813 | Central | Joint Center - Orthopedic and Spine Hospital | MHOSH - PRE/POST OP | Rm 3 |  |  | 3/1/20
YES | YES |  |  |  | 925-01814 | 925-01814 | Amvex Corp | Vacuum regulator |  | VRA08009LE | MHOSH - PRE/POST OP |  |  |  |  | 925-01814 | 925-01814 | Central | Joint Center - Orthopedic and Spine Hospital | MHOSH - PRE/POST OP | Rm 4
YES | YES |  |  |  | 925-01815 | 925-01815 | Amvex Corp | Vacuum regulator |  | VRA08018LE | MHOSH - PRE/POST OP |  |  |  |  | 925-01815 | 925-01815 | Central | Joint Center - Orthopedic and Spine Hospital | MHOSH - PRE/POST OP | Rm 5
YES | YES |  |  |  | 925-01816 | 925-01816 | Amvex Corp | Vacuum regulator |  | VRA07004LE | MHOSH - PRE/POST OP |  |  |  |  | 925-01816 | 925-01816 | Central | Joint Center - Orthopedic and Spine Hospital | MHOSH - PRE/POST OP | Rm 6
YES | YES |  |  |  | 925-01817 | 925-01817 | Amvex Corp | Vacuum regulator |  | VRA07002LE | MHOSH - PRE/POST OP |  |  |  |  | 925-01817 | 925-01817 | Central | Joint Center - Orthopedic and Spine Hospital | MHOSH - PRE/POST OP | Rm 7
YES | YES |  |  |  | 925-01818 | 925-01818 | Amvex Corp | Vacuum regulator |  | VRA07005LE | MHOSH - PRE/POST OP |  |  |  |  | 925-01818 | 925-01818 | Central | Joint Center - Orthopedic and Spine Hospital | MHOSH - PRE/POST OP | Rm 10
YES | YES |  |  |  | 069-27614 | 069-27614 | Amvex Corp | Vacuum regulator |  | Vra17708f | TMC - HVI - CVIMU (8HVI) |  |  |  |  | 069-27614 | 069-27614 | TMC | Memorial Hermann-Texas Medical Center | TMC - HVI - CVIMU (8HVI) |  | 3/1/20 |  |  | PM Not Required
YES | YES |  |  |  | 099-12316 | 099-12316 | Amvex Corp | Vacuum regulator |  | Vra17704f | 8floor heart |  |  |  |  | 099-12316 | 099-12316 | TMC | Memorial Hermann-Texas Medical Center | 8floor heart |  |  |  |  | No PM Sticker
YES | YES |  |  |  | 099-12321 | 099-12321 | Amvex Corp | Vacuum regulator |  | Vra11794f | 8floor heart |  |  |  |  | 099-12321 | 099-12321 | TMC | Memorial Hermann-Texas Medical Center | 8floor heart |  |  |  |  | PM Not Required
YES | YES |  |  |  | 099-13612 | 099-13612 | Amvex Corp | Vacuum Regulator |  | VRA17721F | TMC - HVI - CARDIOLOGY (3HVI) |  |  |  |  | 099-13612 | 099-13612 | TMC | Memorial Hermann-Texas Medical Center | TMC - HVI - CARDIOLOGY (3HVI) | Bay 4
YES | YES |  |  |  | 099-12498 | 099-12498 | Amvex Corp | Vacuum regulator |  | Cid000823 | TMC - CATH LAB - ADULT (2HVI) |  |  |  |  | 099-12498 | 099-12498 | TMC | Memorial Hermann-Texas Medical Center | TMC - CATH LAB - ADULT (2HVI) | Cath lab 4 |  |  |  | No PM Sticker
YES | YES |  |  |  | 099-12504 | 099-12504 | Amvex Corp | Vacuum regulator |  | Cid0000828 | Cath lab |  |  |  |  | 099-12504 | 099-12504 | TMC | Memorial Hermann-Texas Medical Center | Cath lab | Cath lab 1 |  |  |  | No PM Sticker
NO | YES |  |  |  | 099-12394 | 099-12394 | Amvex Corp | Vacuum regulator |  | Vra17729f | TMC-OR-CVOR (7Hvi) |  |  |  |  | 099-12394 | 099-12394 | TMC | MHHS-TMC | TMC-OR-CVOR (7Hvi) | OR 3
YES | YES |  |  |  | 099-12638 | 099-12638 | Amvex Corp | Vacuum Regulator |  | 3000A-00608 | HVI PACU |  |  |  |  | 099-12638 | 099-12638 | TMC | Memorial Hermann Heart | HVI PACU | Bay 12
YES | YES |  |  |  | 099-11092 | 099-11092 | Amvex Corp | Vacuum Regulator |  |  | TMC - JONES - BARIATRICS (9EJ) |  |  |  |  | 099-11092 | 099-11092 | TMC | Memorial Hermann-Texas Medical Center | TMC - JONES - BARIATRICS (9EJ) | J9-463
YES | YES |  |  |  | 099-07602 | 099-07602 | Amvex Corp | Vacuum regulator |  | VRA11738F | Childrens or robertson building |  |  |  |  | 099-07602 | 099-07602 | TMC | Memorial Hermann-Texas Medical Center | Childrens or robertson building | Or 59
YES | YES |  |  |  | 099-11741 | 099-11741 | Amvex Corp | Vacuume Regulator |  | VRA17713F | NSICU |  |  |  |  | 099-11741 | 099-11741 | TMC | Memorial Hermann-Texas Medical Center | NSICU
YES | YES |  |  |  | 925-01620 | 925-01620 | Amvex Corp | VR-CIUT-DHD |  | VRA10829LE | MHOSH - 3rd FLOOR |  |  |  |  | 925-01620 | 925-01620 | Central | Memorial Hermann Hospital spine and orthopedic | MHOSH - 3rd FLOOR | Room 324 | [5 empty] | Regulator, Vacuum | REGULATORVACUUM-Amvex CorpVR-CIUT-DHD | [22 empty] | Regulator, Vacuum | REGULATORVACUUM | Regulator, Vacuum | Amvex Corp
YES | YES |  |  |  | 925-01871 | 925-01871 | Amvex Corp | VR-CIUT-DHD |  | VRA07105LE | MHOSH - PRE/POST OP |  |  |  |  | 925-01871 | 925-01871 | Central | Memorial Hermann orthopedic and spine | MHOSH - PRE/POST OP | MHOSH - PRE/POST OP | [5 empty] | Regulator, Vacuum | REGULATORVACUUM-Amvex CorpVR-CIUT-DHD | [22 empty] | Regulator, Vacuum | REGULATORVACUUM | Regulator, Vacuum | Amvex Corp
YES | YES |  |  |  | 925-01625 | 925-01625 | Amvex Corp | VR-CIUT-DHD |  |  | MHOSH - 3rd FLOOR |  |  |  |  | 925-01625 | 925-01625 | Central | Memorial Hermann Hospital spine and orthopedic | MHOSH - 3rd FLOOR | Room 327 | [5 empty] | Regulator, Vacuum | REGULATORVACUUM-Amvex CorpVR-CIUT-DHD | [22 empty] | Regulator, Vacuum | REGULATORVACUUM | Regulator, Vacuum | Amvex Corp
YES | YES |  |  |  | 925-01872 | 925-01872 | Amvex Corp | VR-CIUT-DHD |  | VRA07157LE | MHOSH - PRE/POST OP |  |  |  |  | 925-01872 | 925-01872 | Central | Memorial Hermann orthopedic and spine | MHOSH - PRE/POST OP | MHOSH - PRE/POST OP | [5 empty] | Regulator, Vacuum | REGULATORVACUUM-Amvex CorpVR-CIUT-DHD | [22 empty] | Regulator, Vacuum | REGULATORVACUUM | Regulator, Vacuum | Amvex Corp
YES | YES |  |  |  | 925-01875 | 925-01875 | Amvex Corp | VR-CIUT-DHD |  | VRA07114LE | MHOSH - PRE/POST OP |  |  |  |  | 925-01875 | 925-01875 | Central | Memorial Hermann orthopedic and spine | MHOSH - PRE/POST OP | MHOSH - PRE/POST OP | [5 empty] | Regulator, Vacuum | REGULATORVACUUM-Amvex CorpVR-CIUT-DHD | [22 empty] | Regulator, Vacuum | REGULATORVACUUM | Regulator, Vacuum | Amvex Corp
YES | YES |  |  |  | 925-01841 | 925-01841 | Amvex Corp | VR-CIUT-DHD |  | VRA07000LE | PreOp |  |  |  |  | 925-01841 | 925-01841 | Central | Joint Center - Orthopedic and Spine Hospital | PreOp | [6 empty] | Regulator, Vacuum | REGULATORVACUUM-Amvex CorpVR-CIUT-DHD | [22 empty] | Regulator, Vacuum | REGULATORVACUUM | Regulator, Vacuum | Amvex Corp
YES | YES |  |  |  | 925-01630 | 925-01630 | Amvex Corp | VR-CIUT-DHD |  | VRAPN012LE | 2nd Floor Pre-Op |  |  |  |  | 925-01630 | 925-01630 | Central | Memorial Hermann Hospital spine and orthopedic | 2nd Floor Pre-Op | Bay 1 |  |  |  | No p.m. |  | Regulator, Vacuum | REGULATORVACUUM-Amvex CorpVR-CIUT-DHD | [22 empty] | Regulator, Vacuum | REGULATORVACUUM | Regulator, Vacuum | Amvex Corp
YES | YES |  |  |  | 925-01843 | 925-01843 | Amvex Corp | VR-CIUT-DHD |  | VRA08764HM | PreOp |  |  |  |  | 925-01843 | 925-01843 | Central | Joint Center - Orthopedic and Spine Hospital | PreOp | [6 empty] | Regulator, Vacuum | REGULATORVACUUM-Amvex CorpVR-CIUT-DHD | [22 empty] | Regulator, Vacuum | REGULATORVACUUM | Regulator, Vacuum | Amvex Corp
YES | YES |  |  |  | 925-01636 | 925-01636 | Amvex Corp | VR-CIUT-DHD |  | VRA07009LA | 2nd Floor Pre-Op |  |  |  |  | 925-01636 | 925-01636 | Central | Memorial Hermann Hospital spine and orthopedic | 2nd Floor Pre-Op | Bay 9 |  |  |  | No p.m. |  | Regulator, Vacuum | REGULATORVACUUM-Amvex CorpVR-CIUT-DHD | [22 empty] | Regulator, Vacuum | REGULATORVACUUM | Regulator, Vacuum | Amvex Corp
YES | YES |  |  |  | 925-01883 | 925-01883 | Amvex Corp | VR-CIUT-DHD |  | VRA07169LE | MHOSH - 3RD FLOOR |  |  |  |  | 925-01883 | 925-01883 | Central | Memorial Hermann orthopedic and spine | MHOSH - 3RD FLOOR | MHOSH - 3RD FLOOR | [5 empty] | Regulator, Vacuum | REGULATORVACUUM-Amvex CorpVR-CIUT-DHD | [22 empty] | Regulator, Vacuum | REGULATORVACUUM | Regulator, Vacuum | Amvex Corp
YES | YES |  |  |  | 925-01639 | 925-01639 | Amvex Corp | VR-CIUT-DHD |  | VRA07180LE | Overflow Recovery OR |  |  |  |  | 925-01639 | 925-01639 | TMC | Memorial Hermann orthopedic and spine hospital | Overflow Recovery OR | Bay 1 |  |  |  | No p.m. |  | Regulator, Vacuum | REGULATORVACUUM-Amvex CorpVR-CIUT-DHD | [22 empty] | Regulator, Vacuum | REGULATORVACUUM | Regulator, Vacuum | Amvex Corp
YES | YES |  |  |  | 925-01640 | 925-01640 | Amvex Corp | VR-CIUT-DHD |  | VRA07168LE | Overflow Recovery OR |  |  |  |  | 925-01640 | 925-01640 | TMC | Memorial Hermann orthopedic and spine hospital | Overflow Recovery OR | Bay 2 |  |  |  | No p.m. |  | Regulator, Vacuum | REGULATORVACUUM-Amvex CorpVR-CIUT-DHD | [22 empty] | Regulator, Vacuum | REGULATORVACUUM | Regulator, Vacuum | Amvex Corp
YES | YES |  |  |  | 925-01884 | 925-01884 | Amvex Corp | VR-CIUT-DHD |  | VRA097663HM | MHOSH - 3RD FLOOR |  |  |  |  | 925-01884 | 925-01884 | Central | Memorial Hermann orthopedic and spine | MHOSH - 3RD FLOOR | MHOSH - 3RD FLOOR | 10/1/19 |  | 10/1/20 |  |  | Regulator, Vacuum | REGULATORVACUUM-Amvex CorpVR-CIUT-DHD | [22 empty] | Regulator, Vacuum | REGULATORVACUUM | Regulator, Vacuum | Amvex Corp
YES | YES |  |  |  | 925-01885 | 925-01885 | Amvex Corp | VR-CIUT-DHD |  | VRA09759HM | MHOSH - 3RD FLOOR |  |  |  |  | 925-01885 | 925-01885 | Central | Memorial Hermann orthopedic and spine | MHOSH - 3RD FLOOR | MHOSH - 3RD FLOOR | [5 empty] | Regulator, Vacuum | REGULATORVACUUM-Amvex CorpVR-CIUT-DHD | [22 empty] | Regulator, Vacuum | REGULATORVACUUM | Regulator, Vacuum | Amvex Corp
YES | YES |  |  |  | 925-01886 | 925-01886 | Amvex Corp | VR-CIUT-DHD |  | VRA09765HM | MHOSH - 3RD FLOOR |  |  |  |  | 925-01886 | 925-01886 | Central | Memorial Hermann orthopedic and spine | MHOSH - 3RD FLOOR | MHOSH - 3RD FLOOR | [5 empty] | Regulator, Vacuum | REGULATORVACUUM-Amvex CorpVR-CIUT-DHD | [22 empty] | Regulator, Vacuum | REGULATORVACUUM | Regulator, Vacuum | Amvex Corp
YES | YES |  |  |  | 925-01887 | 925-01887 | Amvex Corp | VR-CIUT-DHD |  | VRA07007LE | MHOSH - 3RD FLOOR |  |  |  |  | 925-01887 | 925-01887 | Central | Memorial Hermann orthopedic and spine | MHOSH - 3RD FLOOR | MHOSH - 3RD FLOOR | [5 empty] | Regulator, Vacuum | REGULATORVACUUM-Amvex CorpVR-CIUT-DHD | [22 empty] | Regulator, Vacuum | REGULATORVACUUM | Regulator, Vacuum | Amvex Corp
YES | YES |  |  |  | 925-01888 | 925-01888 | Amvex Corp | VR-CIUT-DHD |  | VRA10823LE | MHOSH - 3RD FLOOR |  |  |  |  | 925-01888 | 925-01888 | Central | Memorial Hermann orthopedic and spine | MHOSH - 3RD FLOOR | MHOSH - 3RD FLOOR | [5 empty] | Regulator, Vacuum | REGULATORVACUUM-Amvex CorpVR-CIUT-DHD | [22 empty] | Regulator, Vacuum | REGULATORVACUUM | Regulator, Vacuum | Amvex Corp
YES | YES |  |  |  | 925-01889 | 925-01889 | Amvex Corp | VR-CIUT-DHD |  | VRA07137LE | MHOSH - 3RD FLOOR |  |  |  |  | 925-01889 | 925-01889 | Central | Memorial Hermann orthopedic and spine | MHOSH - 3RD FLOOR | MHOSH - 3RD FLOOR | [5 empty] | Regulator, Vacuum | REGULATORVACUUM-Amvex CorpVR-CIUT-DHD | [22 empty] | Regulator, Vacuum | REGULATORVACUUM | Regulator, Vacuum | Amvex Corp
YES | YES |  |  |  | 925-01644 | 925-01644 | Amvex Corp | VR-CIUT-DHD |  | VRA08010LE | Recovery Overflow |  |  |  |  | 925-01644 | 925-01644 | TMC | Herman memorial spine and orthopedic Hospital | Recovery Overflow | Bay 4 |  |  |  | No p.m. |  | Regulator, Vacuum | REGULATORVACUUM-Amvex CorpVR-CIUT-DHD | [22 empty] | Regulator, Vacuum | REGULATORVACUUM | Regulator, Vacuum | Amvex Corp
YES | YES |  |  |  | 925-01645 | 925-01645 | Amvex Corp | VR-CIUT-DHD |  | VRA7109LE | Recovery |  |  |  |  | 925-01645 | 925-01645 | TMC | Herman memorial spine and orthopedic Hospital | Recovery | Bay 12 |  |  |  | No p.m. |  | Regulator, Vacuum | REGULATORVACUUM-Amvex CorpVR-CIUT-DHD | [22 empty] | Regulator, Vacuum | REGULATORVACUUM | Regulator, Vacuum | Amvex Corp
YES | YES |  |  |  | 925-01647 | 925-01647 | Amvex Corp | VR-CIUT-DHD |  | VRA07995LE | Recovery |  |  |  |  | 925-01647 | 925-01647 | TMC | Herman memorial spine and orthopedic Hospital | Recovery | Bay 13 |  |  |  | No p.m. |  | Regulator, Vacuum | REGULATORVACUUM-Amvex CorpVR-CIUT-DHD | [22 empty] | Regulator, Vacuum | REGULATORVACUUM | Regulator, Vacuum | Amvex Corp
YES | YES |  |  |  | 925-01893 | 925-01893 | Amvex Corp | VR-CIUT-DHD |  |  | MHOSH - 3RD FLOOR |  |  |  |  | 925-01893 | 925-01893 | Central | Memorial Hermann orthopedic and spine | MHOSH - 3RD FLOOR | MHOSH - 3RD FLOOR | [5 empty] | Regulator, Vacuum | REGULATORVACUUM-Amvex CorpVR-CIUT-DHD | [22 empty] | Regulator, Vacuum | REGULATORVACUUM | Regulator, Vacuum | Amvex Corp
YES | YES |  |  |  | 925-01897 | 925-01897 | Amvex Corp | VR-CIUT-DHD |  | VRA07139LE | MHOSH - 3RD FLOOR |  |  |  |  | 925-01897 | 925-01897 | Central | Memorial Hermann orthopedic and spine | MHOSH - 3RD FLOOR | MHOSH - 3RD FLOOR | [5 empty] | Regulator, Vacuum | REGULATORVACUUM-Amvex CorpVR-CIUT-DHD | [22 empty] | Regulator, Vacuum | REGULATORVACUUM | Regulator, Vacuum | Amvex Corp
YES | YES |  |  |  | 925-01898 | 925-01898 | Amvex Corp | VR-CIUT-DHD |  | VRA07996LE | MHOSH - 3RD FLOOR |  |  |  |  | 925-01898 | 925-01898 | Central | Memorial Hermann orthopedic and spine | MHOSH - 3RD FLOOR | MHOSH - 3RD FLOOR | [5 empty] | Regulator, Vacuum | REGULATORVACUUM-Amvex CorpVR-CIUT-DHD | [22 empty] | Regulator, Vacuum | REGULATORVACUUM | Regulator, Vacuum | Amvex Corp
YES | YES |  |  |  | 925-01899 | 925-01899 | Amvex Corp | VR-CIUT-DHD |  | VRA07174LE | MHOSH - 3RD FLOOR |  |  |  |  | 925-01899 | 925-01899 | Central | Memorial Hermann orthopedic and spine | MHOSH - 3RD FLOOR | MHOSH - 3RD FLOOR | [5 empty] | Regulator, Vacuum | REGULATORVACUUM-Amvex CorpVR-CIUT-DHD | [22 empty] | Regulator, Vacuum | REGULATORVACUUM | Regulator, Vacuum | Amvex Corp
YES | YES |  |  |  | 925-01912 | 925-01912 | Amvex Corp | VR-CIUT-DHD |  |  | Recovery overflow |  |  |  |  | 925-01912 | 925-01912 | TMC | Herman memorial spine and orthopedic Hospital | Recovery overflow | Bay 5 |  |  |  | Serial number in photo |  | Regulator, Vacuum | REGULATORVACUUM-Amvex CorpVR-CIUT-DHD | [22 empty] | Regulator, Vacuum | REGULATORVACUUM | Regulator, Vacuum | Amvex Corp
YES | YES |  |  |  | 099-08323 | 099-08323 | Amvex Corp | VR-CIUT-DHD |  | VAR07001LE | OR |  |  |  |  | 099-08323 | 099-08323 | Central | HMOSH | OR | MHOSH | [5 empty] | Regulator, Vacuum | REGULATORVACUUM-Amvex CorpVR-CIUT-DHD | [22 empty] | Regulator, Vacuum | REGULATORVACUUM | Regulator, Vacuum | Amvex Corp
YES | YES |  |  |  | 099-08325 | 099-08325 | Amvex Corp | VR-CIUT-DHD |  | VRA07136LE | OR |  |  |  |  | 099-08325 | 099-08325 | Central | MHOSH | OR | MHOSH | [5 empty] | Regulator, Vacuum | REGULATORVACUUM-Amvex CorpVR-CIUT-DHD | [22 empty] | Regulator, Vacuum | REGULATORVACUUM | Regulator, Vacuum | Amvex Corp
YES | YES |  |  |  | 099-13890 | 099-13890 | Amvex Corp | VR-CIUT-DHD |  | VRA07906AP | SW - NICU |  |  |  |  | 099-13890 | 099-13890 | Southwest | Memorial Hermann Southwest Hospital | SW - NICU | NICU 1 | [5 empty] | Regulator, Vacuum | REGULATORVACUUM-Amvex CorpVR-CIUT-DHD | [22 empty] | Regulator, Vacuum | REGULATORVACUUM | Regulator, Vacuum | Amvex Corp
YES | YES |  |  |  | 099-13892 | 099-13892 | Amvex Corp | VR-CIUT-DHD |  | VRA07911AP | SW - NICU |  |  |  |  | 099-13892 | 099-13892 | Southwest | Memorial Hermann Southwest Hospital | SW - NICU | NICU 2 | [5 empty] | Regulator, Vacuum | REGULATORVACUUM-Amvex CorpVR-CIUT-DHD | [22 empty] | Regulator, Vacuum | REGULATORVACUUM | Regulator, Vacuum | Amvex Corp
YES | YES |  |  |  | 099-13819 | 099-13819 | Amvex Corp | VR-CIUT-DHD |  | VRA07913AP | SW - NICU |  |  |  |  | 099-13819 | 099-13819 | Southwest | Memorial Hermann Southwest Hospital | SW - NICU | NICU | [5 empty] | Regulator, Vacuum | REGULATORVACUUM-Amvex CorpVR-CIUT-DHD | [22 empty] | Regulator, Vacuum | REGULATORVACUUM | Regulator, Vacuum | Amvex Corp
YES | YES |  |  |  | 099-13239 | 099-13239 | Amvex Corp | VR-CIUT-DHD |  | Vra07909ap | Sw-NICU |  |  |  |  | 099-13239 | 099-13239 | Southwest | Memorial Hermann Southwest Hospital | Sw-NICU | NICU | [5 empty] | Regulator, Vacuum | REGULATORVACUUM-Amvex CorpVR-CIUT-DHD | [22 empty] | Regulator, Vacuum | REGULATORVACUUM | Regulator, Vacuum | Amvex Corp
YES | YES |  |  |  | 099-13398 | 099-13398 | Amvex Corp | VR-CIUT-DHD |  | VRA07907AP | SW - NICU |  |  |  |  | 099-13398 | 099-13398 | Southwest | Memorial Hermann Southwest Hospital | SW - NICU | NICU Level 3 | [5 empty] | Regulator, Vacuum | REGULATORVACUUM-Amvex CorpVR-CIUT-DHD | [22 empty] | Regulator, Vacuum | REGULATORVACUUM | Regulator, Vacuum | Amvex Corp
YES | YES |  |  |  | 099-13048 | 099-13048 | Amvex Corp | VR-CIUT-DHD | [7 empty] | 099-13048 | 099-13048 | TMC | Memorial Hermann Heart |  | CVIMU 812 | [5 empty] | Regulator, Vacuum | REGULATORVACUUM-Amvex CorpVR-CIUT-DHD | [22 empty] | Regulator, Vacuum | REGULATORVACUUM | Regulator, Vacuum | Amvex Corp
NO | YES |  |  |  | 099-14919 | 099-14919 | Amvex Corp | VR-CIUT-DHD |  | VRA17757F | TMC-Cath Lab-Adult (2Hvi) |  |  |  |  | 099-14919 | 099-14919 | TMC | MHHS-TMC | TMC-Cath Lab-Adult (2Hvi) | TMC - CATH LAB - ADULT (2HVI) | [5 empty] | Regulator, Vacuum | REGULATORVACUUM-Amvex CorpVR-CIUT-DHD | [22 empty] | Regulator, Vacuum | REGULATORVACUUM | Regulator, Vacuum | Amvex Corp
YES | YES |  |  |  | 099-14920 | 099-14920 | Amvex Corp | VR-CIUT-DHD |  | CIDO000822 | TMC - CATH LAB - ADULT (2HVI) |  |  |  |  | 099-14920 | 099-14920 | TMC | Memorial Hermann-Texas Medical Center | TMC - CATH LAB - ADULT (2HVI) | TMC - CATH LAB - ADULT (2HVI)q | [5 empty] | Regulator, Vacuum | REGULATORVACUUM-Amvex CorpVR-CIUT-DHD | [22 empty] | Regulator, Vacuum | REGULATORVACUUM | Regulator, Vacuum | Amvex Corp
YES | YES |  |  |  | 069-25739 | 069-25739 | Amvex Corp | VR-CIUT-DHD |  | VRA07501KF | TMC - CATH LAB - ADULT (2HVI) |  |  |  |  | 069-25739 | 069-25739 | TMC | Memorial Hermann-Texas Medical Center | TMC - CATH LAB - ADULT (2HVI) | TMC - CATH LAB - ADULT (2HVI)q | [5 empty] | Regulator, Vacuum | REGULATORVACUUM-Amvex CorpVR-CIUT-DHD | [22 empty] | Regulator, Vacuum | REGULATORVACUUM | Regulator, Vacuum | Amvex Corp
YES | YES |  |  |  | 069-25734 | 069-25734 | Amvex Corp | VR-CIUT-DHD |  | Bra17779f | Tmc-5West |  |  |  |  | 069-25734 | 069-25734 | Tmc | Tmc | Tmc-5West | C5-56 | [5 empty] | Regulator, Vacuum | REGULATORVACUUM-Amvex CorpVR-CIUT-DHD | [22 empty] | Regulator, Vacuum | REGULATORVACUUM | Regulator, Vacuum | Amvex Corp
NO | YES |  |  |  | 133-07238 | 133-07238 | Amvex Corporation | SUCTION REGULATOR |  | vra14663cf | Katy Rehab-1St Fl Physical Therapy | MHHS-Katy Rehab |  |  |  | 133-07238 | 133-07238 | Katy | MHHS-Others | Katy Rehab-1St Fl Physical Therapy | Katy - Inpatient Rehab |  |  |  |  | REGULATORS, SUCTION |  | .needs class |  |  |  |  | .needs class | Amvex Corp | [7 empty] | Covered PM Repair - Biomedical | MHHS-Katy Rehab
NO | YES |  |  |  | 133-07262 | 133-07262 | Amvex Corporation | SUCTION REGULATOR |  | vra14648cf | Katy Rehab-Nursing | MHHS-Katy Rehab |  |  |  | 133-07262 | 133-07262 | Katy | MHHS-Others | Katy Rehab-Nursing | Room 221 | 9/1/16 |  |  | One time safety | REGULATORS, SUCTION |  | .needs class |  |  |  |  | .needs class | Amvex Corp | [7 empty] | Covered PM Repair - Biomedical | MHHS-Katy Rehab
NO | YES |  |  |  | 133-07268 | 133-07268 | Amvex Corporation | SUCTION REGULATOR |  | vra14632cf | Katy Rehab-Nursing | MHHS-Katy Rehab |  |  |  | 133-07268 | 133-07268 | Katy | MHHS-Others | Katy Rehab-Nursing | Room 226 | 9/1/16 |  |  |  | REGULATORS, SUCTION |  | .needs class |  |  |  |  | .needs class | Amvex Corp |  |  |  |  | 8/12/16 |  |  | Covered PM Repair - Biomedical | MHHS-Katy Rehab
NO | YES |  |  |  | 133-07270 | 133-07270 | Amvex Corporation | SUCTION REGULATOR |  | vra14623cf | Katy Rehab-Nursing | MHHS-Katy Rehab |  |  |  | 133-07270 | 133-07270 | Katy | MHHS-Others | Katy Rehab-Nursing | Room 2125 | 9/1/16 |  |  |  | REGULATORS, SUCTION |  | .needs class |  |  |  |  | .needs class | Amvex Corp | [7 empty] | Covered PM Repair - Biomedical | MHHS-Katy Rehab
NO | YES |  |  |  | 133-07278 | 133-07278 | Amvex Corporation | SUCTION REGULATOR |  | vra09545gf | Katy Rehab-Nursing | MHHS-Katy Rehab |  |  |  | 133-07278 | 133-07278 | Katy | MHHS-Others | Katy Rehab-Nursing | Room 229 | 9/1/16 |  |  |  | REGULATORS, SUCTION |  | .needs class |  |  |  |  | .needs class | Amvex Corp |  |  |  |  | 10/2/18 |  |  | Covered PM Repair - Biomedical | MHHS-Katy Rehab
NO | YES |  |  |  | 133-07453 | 133-07453 | Amvex Corporation | SUCTION REGULATOR |  | vra09542gf | Katy Rehab-1St Fl Physical Therapy | MHHS-Katy Rehab |  |  |  | 133-07453 | 133-07453 | Katy | MHHS-Others | Katy Rehab-1St Fl Physical Therapy | Katy - Inpatient Rehab |  |  |  |  | REGULATORS, SUCTION |  | .needs class |  |  |  |  | .needs class | Amvex Corp |  |  |  |  | 2/15/10 |  |  | Covered PM Repair - Biomedical | MHHS-Katy Rehab
NO | YES |  |  |  | 133-07455 | 133-07455 | Amvex Corporation | SUCTION REGULATOR |  | vra14633cf | Katy Rehab-Nursing | MHHS-Katy Rehab |  |  |  | 133-07455 | 133-07455 | Katy | MHHS-Others | Katy Rehab-Nursing | Room 221 | 9/1/16 |  |  | One time safety | REGULATORS, SUCTION |  | .needs class |  |  |  |  | .needs class | Amvex Corp |  |  |  |  | 4/12/17 |  |  | Covered PM Repair - Biomedical | MHHS-Katy Rehab
NO | YES |  |  |  | 133-07460 | 133-07460 | Amvex Corporation | SUCTION REGULATOR |  | vra14643cf | Katy Rehab-1St Fl Physical Therapy | MHHS-Katy Rehab |  |  |  | 133-07460 | 133-07460 | Katy | MHHS-Others | Katy Rehab-1St Fl Physical Therapy | Katy - Inpatient Rehab |  |  |  |  | REGULATORS, SUCTION |  | .needs class |  |  |  |  | .needs class | Amvex Corp | [7 empty] | Covered PM Repair - Biomedical | MHHS-Katy Rehab
NO | YES |  |  |  | 133-07471 | 133-07471 | Amvex Corporation | SUCTION REGULATOR |  | vra14646cf | Katy Rehab-Nursing | MHHS-Katy Rehab |  |  |  | 133-07471 | 133-07471 | Katy | MHHS-Others | Katy Rehab-Nursing | Room 211 | 9/1/16 |  |  |  | REGULATORS, SUCTION |  | .needs class |  |  |  |  | .needs class | Amvex Corp | [7 empty] | Covered PM Repair - Biomedical | MHHS-Katy Rehab
NO | YES |  |  |  | 133-07490 | 133-07490 | Amvex Corporation | SUCTION REGULATOR |  | vra14626cf | Katy Rehab-Nursing | MHHS-Katy Rehab |  |  |  | 133-07490 | 133-07490 | Katy | MHHS-Others | Katy Rehab-Nursing | Room 215 | 9/1/16 |  |  |  | REGULATORS, SUCTION |  | .needs class |  |  |  |  | .needs class | Amvex Corp | [7 empty] | Covered PM Repair - Biomedical | MHHS-Katy Rehab
NO | YES |  |  |  | 133-07493 | 133-07493 | Amvex Corporation | SUCTION REGULATOR |  | vra14639cf | Katy Rehab-1St Fl Physical Therapy | MHHS-Katy Rehab |  |  |  | 133-07493 | 133-07493 | Katy | MHHS-Others | Katy Rehab-1St Fl Physical Therapy | Katy - Inpatient Rehab |  |  |  |  | REGULATORS, SUCTION |  | .needs class |  |  |  |  | .needs class | Amvex Corp | [7 empty] | Covered PM Repair - Biomedical | MHHS-Katy Rehab
NO | YES |  |  |  | 133-07526 | 133-07526 | Amvex Corporation | SUCTION REGULATOR |  | vra14651cf | Katy Rehab-1St Fl Physical Therapy | MHHS-Katy Rehab |  |  |  | 133-07526 | 133-07526 | Katy | MHHS-Others | Katy Rehab-1St Fl Physical Therapy | Katy - Inpatient Rehab |  |  |  |  | REGULATORS, SUCTION |  | .needs class |  |  |  |  | .needs class | Amvex Corp |  |  |  |  | 3/26/19 |  |  | Covered PM Repair - Biomedical | MHHS-Katy Rehab
NO | YES |  |  |  | 133-07528 | 133-07528 | Amvex Corporation | SUCTION REGULATOR |  | vra14631cf | Katy Rehab-1St Fl Physical Therapy | MHHS-Katy Rehab |  |  |  | 133-07528 | 133-07528 | Katy | MHHS-Others | Katy Rehab-1St Fl Physical Therapy | Katy - Inpatient Rehab | 9/1/16 |  |  |  | REGULATORS, SUCTION |  | .needs class |  |  |  |  | .needs class | Amvex Corp |  |  |  |  | 2/26/14 |  |  | Covered PM Repair - Biomedical | MHHS-Katy Rehab
NO | YES |  |  |  | 925-01101 | 925-01101 | Amvex Corporation | SUCTION REGULATOR |  | VRA09761HM | MHOSH-Pre/Post Op | MHHS Orthopedic & Spine |  |  |  | 925-01101 | 925-01101 | Central & Greater Heights | MHHS-Orthopedic & Spine | MHOSH-Pre/Post Op | [5 empty] | REGULATORS, SUCTION |  | .needs class |  |  |  |  | .needs class | Amvex Corp | [5 empty] | MHOSH Inventory Dec 2019 into 2020 - Copy.xls - Newly Verified |  | Covered PM Repair - Biomedical | MHHS Orthopedic & Spine
YES | YES |  |  |  | 133-07265 | 133-07265 | Amvex Corporation | SUCTION REGULATOR |  | Vra14654cf | Rehab hospital |  |  |  |  | 133-07265 | 133-07265 | Katy | Memorial Hermann Rehabilitation Hospital - Katy (#102) | Rehab hospital | Room 224 |  |  |  | One time safety
YES | YES |  |  |  | 133-07236 | 133-07236 | Amvex Corporation | SUCTION REGULATOR |  | Vra14650cf | Rehab hospital |  |  |  |  | 133-07236 | 133-07236 | Katy | Memorial Hermann Rehabilitation Hospital - Katy (#102) | Rehab hospital | Room 226
YES | YES |  |  |  | 133-07501 | 133-07501 | Amvex Corporation | SUCTION REGULATOR |  | Vra14636cf | Rehab hospital |  |  |  |  | 133-07501 | 133-07501 | Katy | Memorial Hermann Rehabilitation Hospital - Katy (#102) | Rehab hospital | Room 229
YES | YES | Serial Number Cnf |  |  | 099-00783 | 099-00783 | Amvex Corporation | SUCTION REGULATOR |  | Cnf | Rehab hospital |  |  |  |  | 099-00783 | 099-00783 | Katy | Memorial Hermann Rehabilitation Hospital - Katy (#102) | Rehab hospital | Room 229 |  |  |  | No pm
YES | YES |  |  |  | 133-07275 | 133-07275 | Amvex Corporation | SUCTION REGULATOR |  | Vra14624CF | Rehab hospital |  |  |  |  | 133-07275 | 133-07275 | Katy | Memorial Hermann Rehabilitation Hospital - Katy (#102) | Rehab hospital | Room 229
YES | YES |  |  |  | 133-07239 | 133-07239 | Amvex Corporation | SUCTION REGULATOR |  | Vra09544gf | Rehab hospital |  |  |  |  | 133-07239 | 133-07239 | Katy | Memorial Hermann Rehabilitation Hospital - Katy (#102) | Rehab hospital | Room 234
YES | YES |  |  |  | 133-07510 | 133-07510 | Amvex Corporation | SUCTION REGULATOR |  | Vra09543gf | Rehab hospital |  |  |  |  | 133-07510 | 133-07510 | Katy | Memorial Hermann Rehabilitation Hospital - Katy (#102) | Rehab hospital | Room 235
YES | YES |  |  |  | 133-07532 | 133-07532 | Amvex Corporation | SUCTION REGULATOR |  | Vra14660CF | Rehab hospital |  |  |  |  | 133-07532 | 133-07532 | Katy | Memorial Hermann Rehabilitation Hospital - Katy (#102) | Rehab hospital | Room 239
YES | YES |  |  |  | 133-07488 | 133-07488 | Amvex Corporation | SUCTION REGULATOR |  | Vra14637cf | Rehab hospital |  |  |  |  | 133-07488 | 133-07488 | Katy | Memorial Hermann Rehabilitation Hospital - Katy (#102) | Rehab hospital | Room 204
YES | YES |  |  |  | 099-00788 | 099-00788 | Amvex Corporation | SUCTION REGULATOR |  | Vra14653cf | Rehab hospital |  |  |  |  | 099-00788 | 099-00788 | Katy | Memorial Hermann Rehabilitation Hospital - Katy (#102) | Rehab hospital | Room 209
YES | YES |  |  |  | 133-07536 | 133-07536 | Amvex Corporation | SUCTION REGULATOR |  | 133-07536 | Katy - Inpatient Rehab |  |  |  |  | 133-07536 | 133-07536 | Katy | Memorial Hermann Rehabilitation Hospital - Katy (#102) | Katy - Inpatient Rehab | Katy - Inpatient Rehab
YES | YES |  |  |  | 099-00793 | 099-00793 | Amvex Corporation | SUCTION REGULATOR |  | Vra14659cf | Rehab hospital |  |  |  |  | 099-00793 | 099-00793 | Katy | Memorial Hermann Rehabilitation Hospital - Katy (#102) | Rehab hospital | Room 212
YES | YES |  |  |  | 133-07539 | 133-07539 | Amvex Corporation | SUCTION REGULATOR |  | Vra14668cf | Rehab hospital |  |  |  |  | 133-07539 | 133-07539 | Katy | Memorial Hermann Rehabilitation Hospital - Katy (#102) | Rehab hospital | Room 213
YES | YES |  |  |  | 133-07259 | 133-07259 | Amvex Corporation | SUCTION REGULATOR |  | 133-07259 | Katy - Inpatient Rehab |  |  |  |  | 133-07259 | 133-07259 | Katy | Memorial Hermann Rehabilitation Hospital - Katy (#102) | Katy - Inpatient Rehab | Katy - Inpatient Rehab
YES | YES | Serial Number Cnf |  |  | 133-07254 | 133-07254 | Amvex Corporation | SUCTION REGULATOR |  | Cnf | Rehab hospital |  |  |  |  | 133-07254 | 133-07254 | Katy | Memorial Hermann Rehabilitation Hospital - Katy (#102) | Rehab hospital | Room 2125 |  |  |  | Could not get to serial
NO | NO |  |  |  | 133-07458 |  | Amvex Corporation | SUCTION REGULATOR |  | vra14642cf | KATY REHAB - NURSING | MHHS-Katy Rehab |  |  |  | 133-07458 |  | Katy |  | KATY REHAB - NURSING | [5 empty] | REGULATORS, SUCTION |  | .needs class |  |  |  |  | .needs class | Amvex Corp | [7 empty] | Covered PM Repair - Biomedical | MHHS-Katy Rehab
NO | NO |  |  |  | 133-07467 |  | Amvex Corporation | SUCTION REGULATOR |  | vra14630cf | KATY REHAB - NURSING | MHHS-Katy Rehab |  |  |  | 133-07467 |  | Katy |  | KATY REHAB - NURSING | [5 empty] | REGULATORS, SUCTION |  | .needs class |  |  |  |  | .needs class | Amvex Corp | [7 empty] | Covered PM Repair - Biomedical | MHHS-Katy Rehab
NO | NO |  |  |  | 133-07497 |  | Amvex Corporation | SUCTION REGULATOR |  | vra14613cf | KATY REHAB - NURSING | MHHS-Katy Rehab |  |  |  | 133-07497 |  | Katy |  | KATY REHAB - NURSING | [5 empty] | REGULATORS, SUCTION |  | .needs class |  |  |  |  | .needs class | Amvex Corp | [7 empty] | Covered PM Repair - Biomedical | MHHS-Katy Rehab
NO | NO | [5 empty] | Amvex Corporation | SUCTION REGULATOR |  | VRA08111LI | TIRR - UROLOGY/SPEC PROC (17) | MHHS-TIRR | [5 empty] | TMC |  | TIRR - UROLOGY/SPEC PROC (17) | [5 empty] | REGULATORS, SUCTION |  | .needs class |  |  |  |  | .needs class | Amvex Corp | [7 empty] | Covered PM Repair - Biomedical | MHHS-TIRR
NO | NO |  |  |  | 241-03335 |  | Amvex Corporation | SUCTION REGULATOR |  | VRA08106LI | TIRR - UROLOGY/SPEC PROC (17) | MHHS-TIRR |  |  |  | 241-03335 |  | TMC |  | TIRR - UROLOGY/SPEC PROC (17) | [5 empty] | REGULATORS, SUCTION |  | .needs class |  |  |  |  | .needs class | Amvex Corp | [7 empty] | Covered PM Repair - Biomedical | MHHS-TIRR
NO | NO |  |  |  | 241-TBD |  | Amvex Corporation | SUCTION REGULATOR |  | VRA08105LI | TIRR - UROLOGY/SPEC PROC (17) | MHHS-TIRR |  |  |  | 241-TBD |  | TMC |  | TIRR - UROLOGY/SPEC PROC (17) | [5 empty] | REGULATORS, SUCTION |  | .needs class |  |  |  |  | .needs class | Amvex Corp | [7 empty] | Covered PM Repair - Biomedical | MHHS-TIRR
NO | NO |  |  |  | 241-TBD |  | Amvex Corporation | SUCTION REGULATOR |  | VRA08103LI | TIRR - UROLOGY/SPEC PROC (17) | MHHS-TIRR |  |  |  | 241-TBD |  | TMC |  | TIRR - UROLOGY/SPEC PROC (17) | [5 empty] | REGULATORS, SUCTION |  | .needs class |  |  |  |  | .needs class | Amvex Corp | [7 empty] | Covered PM Repair - Biomedical | MHHS-TIRR
NO | NO |  |  |  | VRA1773OF |  | Amvex Corporation | SUCTION REGULATOR |  | VRA1773OF | TMC - MHTMC - CENTRAL SUPPLY | MHHS-TMC |  |  |  | VRA1773OF |  | TMC |  | TMC - MHTMC - CENTRAL SUPPLY | [5 empty] | REGULATORS, SUCTION |  | .needs class |  |  |  |  | .needs class | Amvex Corp | [7 empty] | Covered PM Repair - Biomedical | MHHS-TMC
NO | NO |  |  |  | VRA17717F |  | Amvex Corporation | VRA |  | VRA17717F | TMC - HERMANN - STICU (3HP) | MHHS-TMC |  |  |  | VRA17717F |  | TMC |  | TMC - HERMANN - STICU (3HP) | [5 empty] | REGULATORS, SUCTION |  | .needs class | [5 empty] | Amvex Corp | [7 empty] | Not Covered Vendor Only - Lab Ana/Anes | MHHS-TMC
YES | YES |  |  |  | 133-06470 | 133-06470 | Anacom | B0816-088DJ |  |  | Childrens Peds ER |  |  |  |  | 133-06470 | 133-06470 | Katy | Memorial Hermann Katy Hospital | Childrens Peds ER | Room 1
YES | YES | Serial Number Cnf |  |  | 133-06472 | 133-06472 | Anacom | B0816-088DJ |  | CNF | Childrens Peds ER |  |  |  |  | 133-06472 | 133-06472 | Katy | Memorial Hermann Katy Hospital | Childrens Peds ER | Room 3 |  |  |  | Nurse call
YES | YES | Serial Number Cnf |  |  | 099-03828 | 099-03828 | Anacom | B0816-088DJ |  | CNF | Childrens Peds ER |  |  |  |  | 099-03828 | 099-03828 | Katy | Memorial Hermann Katy Hospital | Childrens Peds ER | Room 3 |  |  |  | Nurse Call
YES | YES |  |  |  | 142-08919 | 142-08919 | Anatel | Catalyst 2960 Plus Series SI |  | FOC1809W08Y | [5 empty] | 142-08919 | 142-08919 | Sugar Land |  |  | BioMed Shop |  |  |  | No pm
YES | YES |  |  |  | 151-05061 | 151-05061 | Anatel | WS-C2960 24PC-S |  | FCW2036A7PD | Biomed |  |  |  |  | 151-05061 | 151-05061 | Northwest | Memorial Hermann Cypress Hospital | Biomed | Biomed shop | 2/1/20 |  |  | In black cabinet of biomed shop
YES | YES |  |  |  | 151-05060 | 151-05060 | Anatel | WS-C2960 24TC-s |  | FOC1933Y0MN | Biomed |  |  |  |  | 151-05060 | 151-05060 | Northwest | Memorial Hermann Cypress Hospital | Biomed | Biomed shop |  | 2/1/20 |  | In black cabinet of biomed shop
YES | YES |  |  |  | 129-03459 | 129-03459 | AND | SK-5000 |  | M4103903 | Biomed |  |  |  |  | 129-03459 | 129-03459 | Sugar Land | MH SugarLand | Biomed | M | 8/1/18 |  | 8/1/19 | Pre existing need repair
NO | YES |  |  |  | 145-00136 | 145-00136 | Anderson Instrument Company Inc. |  |  |  | Pearland-Radiology-Nuc Med | MHHS-Pearland Hospital |  | Software, Information System, Data Management, Hospital |  | 145-00136 | 145-00136 | Pearland | MHHS-Pearland Hospital | Pearland-Radiology-Nuc Med | Nuc med | 3/1/19 | 3/1/20 |  |  | INFUSION PUMPS | Pump, Infusion, Syringe | PUMPINFUSIONSYRINGE-Smiths Medical-Graseby 3400 | MISCELLANEOUS |  |  |  |  | Intermec Tech | Software, Information System, Data Management, Hospital |  |  | MISCELLANEOUS-Intermec Tech-3400 |  |  | PUI-A | Covered PM Repair - Biomedical | MHHS-Pearland Hospital | [8 empty] | PUMPINFUSIONSYRINGE | Pump, Infusion, Syringe | Smiths Medical
NO | YES |  |  |  | 005-02388 | 005-02388 | Anderson Instrument Company Inc. |  |  |  | SE-Noninvasive Cardiology | MHHS-Southeast |  | Software, Information System, Data Management, Hospital |  | 005-02388 | 005-02388 | Southeast | MHHS-Southeast | SE-Noninvasive Cardiology | Nuclear Medicine Holding Room | 3/1/19 |  | 3/1/20 |  | INFUSION PUMPS |  | MISCELLANEOUS-Intermec Tech-3400 | MISCELLANEOUS |  |  |  |  | Intermec Tech | Software, Information System, Data Management, Hospital |  |  | MISCELLANEOUS-Intermec Tech-3400 | 1/30/18 |  |  | Covered PM Repair - Biomedical | MHHS-Southeast
NO | YES |  |  |  | 005-33427 | 005-33427 | Anderson Instrument Company Inc. |  |  |  | Memorial Hermann- SE - Radiology- NuclearMed | MHHS-Southeast |  | Software, Information System, Data Management, Hospital |  | 005-33427 | 005-33427 | Southeast | Memorial Hermann- SE - Radiology- NuclearMed | Memorial Hermann- SE - Radiology- NuclearMed | Echo Room1 |  |  |  |  | INFUSION PUMPS |  | MISCELLANEOUS-Intermec Tech-3400 | MISCELLANEOUS |  |  |  |  | Intermec Tech | Software, Information System, Data Management, Hospital |  |  | MISCELLANEOUS-Intermec Tech-3400 |  |  |  | Covered PM Repair - Biomedical | MHHS-Southeast
NO | YES |  |  |  | 005-33428 | 005-33428 | Anderson Instrument Company Inc. |  |  |  | SE - RADIOLOGY - NUC MED | MHHS-Southeast |  | Software, Information System, Data Management, Hospital |  | 005-33428 | 005-33428 | Southeast | Memorial Hermann Southeast Hospital | SE - RADIOLOGY - NUC MED |  | 12/1/18 |  |  |  | INFUSION PUMPS |  | MISCELLANEOUS-Intermec Tech-3400 | MISCELLANEOUS |  |  |  |  | Intermec Tech | Software, Information System, Data Management, Hospital |  |  | MISCELLANEOUS-Intermec Tech-3400 |  |  |  | Covered PM Repair - Biomedical | MHHS-Southeast
NO | YES | [5 empty] | Anderson Instrument Company Inc. |  |  |  | Sugar Land-Respiratory | MHHS-Sugarland |  | Software, Information System, Data Management, Hospital |  |  |  | Sugar Land | MHHS-Sugarland | Sugar Land-Respiratory |  | 6/1/19 | 6/1/20 |  |  | INFUSION PUMPS | Regulator, Vacuum | REGULATORVACUUM-Precision Med-3400D | MISCELLANEOUS |  |  |  |  | Intermec Tech | Software, Information System, Data Management, Hospital |  |  | MISCELLANEOUS-Intermec Tech-3400 | 3/2/14 |  |  | Covered PM Repair - Biomedical | MHHS-Sugarland | [8 empty] | REGULATORVACUUM | Regulator, Vacuum | Precision Med
NO | YES |  |  |  | 069-34603 | 069-34603 | Anderson Instrument Company Inc. |  |  |  | TMC-Cath Lab-Adult (2Hvi) | MHHS-TMC |  | Software, Information System, Data Management, Hospital |  | 069-34603 | 069-34603 | TMC | MHHS-TMC | TMC-Cath Lab-Adult (2Hvi) | TMC - CATH LAB - ADULT (2HVI) | 10/1/19 |  | 10/1/20 |  | INFUSION PUMPS | Software, Information System, Data Management, Hospital | MISCELLANEOUS-Intermec Tech-3400 | MISCELLANEOUS |  |  |  |  | Intermec Tech | Software, Information System, Data Management, Hospital |  |  | MISCELLANEOUS-Intermec Tech-3400 | 12/1/14 |  |  | Covered PM Repair - Radiology, Low End | MHHS-TMC | [8 empty] | MISCELLANEOUS | Software, Information System, Data Management, Hospital | Intermec Tech
NO | YES |  |  |  | 029-03034 | 029-03034 | Anderson Instrument Company Inc. |  |  | 53346 1999 | Woodlands-Nuc Med | MHHS-Woodlands |  | Software, Information System, Data Management, Hospital |  | 029-03034 | 029-03034 | Woodlands | MHHS-Woodlands | Woodlands-Nuc Med | Hot Lab | 6/1/18 |  | 6/1/19 |  | INFUSION PUMPS | Regulator, Vacuum | REGULATORVACUUM-Precision Med-3400D | MISCELLANEOUS |  |  |  |  | Intermec Tech | Software, Information System, Data Management, Hospital |  |  | MISCELLANEOUS-Intermec Tech-3400 | 6/6/16 |  |  | Covered PM Repair - Biomedical | MHHS-Woodlands | [8 empty] | REGULATORVACUUM | Regulator, Vacuum | Precision Med
NO | NO | [5 empty] | Anderson Instrument Company Inc. |  |  | 90111-2005 | MEMORIAL CITY - NUCLEAR MEDICINE | MHHS-Mem City |  | Software, Information System, Data Management, Hospital |  |  |  | West & Memorial City |  | MEMORIAL CITY - NUCLEAR MEDICINE | [5 empty] | INFUSION PUMPS |  | MISCELLANEOUS-Intermec Tech-3400 | MISCELLANEOUS |  |  |  |  | Intermec Tech | Software, Information System, Data Management, Hospital |  |  | MISCELLANEOUS-Intermec Tech-3400 |  |  |  | Covered PM Repair - Radiology, Low End | MHHS-Mem City
NO | NO |  |  |  | 013-06532 |  | Anderson Instrument Company Inc. |  |  |  | SW - HVI - NONINVASIVE CARDIOLOGY | MHHS-Southwest |  | Software, Information System, Data Management, Hospital |  | 013-06532 |  | Southwest |  | SW - HVI - NONINVASIVE CARDIOLOGY | [5 empty] | INFUSION PUMPS |  | MISCELLANEOUS-Intermec Tech-3400 | MISCELLANEOUS |  |  |  |  | Intermec Tech | Software, Information System, Data Management, Hospital |  |  | MISCELLANEOUS-Intermec Tech-3400 |  |  |  | Covered PM Repair - Biomedical | MHHS-Southwest
NO | NO |  |  |  | 013-16405 |  | Anderson Instrument Company Inc. |  |  | 12000445-07 | SW - HVI - NONINVASIVE CARDIOLOGY | MHHS-Southwest |  | Software, Information System, Data Management, Hospital |  | 013-16405 |  | Southwest |  | SW - HVI - NONINVASIVE CARDIOLOGY | [5 empty] | INFUSION PUMPS |  | MISCELLANEOUS-Intermec Tech-3400 | MISCELLANEOUS |  |  |  |  | Intermec Tech | Software, Information System, Data Management, Hospital |  |  | MISCELLANEOUS-Intermec Tech-3400 |  |  |  | Covered PM Repair - Biomedical | MHHS-Southwest
NO | NO |  |  |  | 074-05798 |  | Anderson Instrument Company Inc. |  |  |  | TMC - HVI - CARDIOLOGY (3HVI) | MHHS-TMC |  | Software, Information System, Data Management, Hospital |  | 074-05798 |  | TMC |  | TMC - HVI - CARDIOLOGY (3HVI) | [5 empty] | INFUSION PUMPS |  | MISCELLANEOUS-Intermec Tech-3400 | MISCELLANEOUS |  |  |  |  | Intermec Tech | Software, Information System, Data Management, Hospital |  |  | MISCELLANEOUS-Intermec Tech-3400 |  |  |  | Covered PM Repair - Radiology, Low End | MHHS-TMC
NO | NO |  |  |  | 074-05901 |  | Anderson Instrument Company Inc. |  |  |  | TMC - HVI - CARDIOLOGY (3HVI) | MHHS-TMC |  | Software, Information System, Data Management, Hospital |  | 074-05901 |  | TMC |  | TMC - HVI - CARDIOLOGY (3HVI) | [5 empty] | INFUSION PUMPS |  | MISCELLANEOUS-Intermec Tech-3400 | MISCELLANEOUS |  |  |  |  | Intermec Tech | Software, Information System, Data Management, Hospital |  |  | MISCELLANEOUS-Intermec Tech-3400 |  |  |  | Not Covered Vendor Only - Rad, Low End | MHHS-TMC
YES | YES | Serial Number Cnf |  |  | 099-01972 | 099-01972 | Anesthesia Assoc Inc | 100A |  | Cnf | OR |  |  |  |  | 099-01972 | 099-01972 | Katy | Memorial Hermann Northeast Hospital | OR | Anesthesia Work Room
YES | YES | Serial Number Cnf |  |  | 142-04802 | 142-04802 | Anesthesia Assoc Inc | 100A |  | Cnf | NE - ANESTHESIA |  |  |  |  | 142-04802 | 142-04802 | Katy | Memorial Hermann Northeast Hospital | NE - ANESTHESIA | Procedure 4
YES | YES |  |  |  | 151-04833 | 151-04833 | Anesthesia Assoc Inc | 100A |  | AA3208164 | MEMORIAL CITY - Outpatient Surgery |  |  |  |  | 151-04833 | 151-04833 | West | Memorial Hermann Memorial City Medical Center | MEMORIAL CITY - Outpatient Surgery | W1 Anesthesia workroom
YES | YES |  |  |  | 151-04213 | 151-04213 | Anesthesia Assoc Inc | 100A |  | AA7470413559 | MEMORIAL CITY - Outpatient Surgery |  |  |  |  | 151-04213 | 151-04213 | West | Memorial Hermann Memorial City Medical Center | MEMORIAL CITY - Outpatient Surgery | W1 Anesthesia workroom
YES | YES |  |  |  | 151-04214 | 151-04214 | Anesthesia Assoc Inc | 100A |  | AA0706237 | MEMORIAL CITY - Outpatient Surgery |  |  |  |  | 151-04214 | 151-04214 | West | Memorial Hermann Memorial City Medical Center | MEMORIAL CITY - Outpatient Surgery | W1 Anesthesia workroom
YES | YES |  |  |  | AA050550 | AA050550 | Anesthesia Assoc Inc | 100A |  | AA050550 | MEMORIAL CITY - OUTPATIENT SURGERY |  |  |  |  | AA050550 | AA050550 | West | Memorial Hermann - Memorial City | MEMORIAL CITY - OUTPATIENT SURGERY | W1 300.70 OR 5
YES | YES |  |  |  | AA3208163 | AA3208163 | Anesthesia Assoc Inc | 100A |  | AA3208163 | MEMORIAL CITY - OUTPATIENT SURGERY |  |  |  |  | AA3208163 | AA3208163 | West | Memorial Hermann Memorial City Medical Center | MEMORIAL CITY - OUTPATIENT SURGERY | Memorial City - Day Surgery Room W1 300.82 OR14 |  |  |  | No pm sticker
YES | YES |  |  |  | AA6391210007 | AA6391210007 | Anesthesia Assoc Inc | 100A |  | AA6391210007 | Memorial City-Outpatient Surgery |  |  |  |  | AA6391210007 | AA6391210007 | West | Memorial Hermann Memorial City Medical Center | Memorial City-Outpatient Surgery | W1 OPS OR 4
YES | YES |  |  |  | AA12345059 | AA3208165 | Anesthesia Assoc Inc | 100A |  | AA3208165 | Memorial City-Outpatient Surgery |  |  |  |  | AA12345059 | AA3208165 | West | Memorial Hermann Memorial City Medical Center | Memorial City-Outpatient Surgery | W1 OPS OR 8
YES | YES |  |  |  | 142-04801 | 142-04801 | Anesthesia Assoc Inc | 100AA |  | AA1101266 | OR |  |  |  |  | 142-04801 | 142-04801 | Katy | Memorial Hermann Northeast Hospital | OR | Anesthesia work room
YES | YES |  |  |  | 099-02497 | 099-02497 | Anesthesia Assoc Inc | AA10500 |  | Aa0301055 | NE - OR HOLDING |  |  |  |  | 099-02497 | 099-02497 | Katy | Memorial Hermann Northeast Hospital | NE - OR HOLDING | Pacu 13 | [5 empty] | Stimulator, Nerve, Trans. (tens) | STIMNERVETRANSTENS-Anesthesia Assoc Inc-AA10500 | [22 empty] | Stimulator, Nerve, Trans. (tens) | STIMNERVETRANSTENS | Stimulator, Nerve, Trans. (tens) | Anesthesia Assoc Inc
YES | YES |  |  |  | AA050522 | AA050522 | Anesthesia Assoc Inc | Model 100A |  | AA050522 | MEMORIAL CITY - OUTPATIENT SURGERY |  |  |  |  | AA050522 | AA050522 | West | Memorial Hermann Memorial City Medical Center | MEMORIAL CITY - OUTPATIENT SURGERY | Memorial City - Day Surgery Room W1 300.82 OR14 |  |  |  | No pm sticker
NO | YES |  |  |  | 029-32119 | 029-32119 | Anesthesia Associates | 00-295 |  | B2949 | Woodlands-Respiratory | MHHS-Woodlands |  |  |  | 029-32119 | 029-32119 | Woodlands | MHHS-Woodlands | Woodlands-Respiratory | Respiratory | 1/1/20 |  | 6/1/20 |  | SPIROMETERS | Spirometer | SPIROMETER-Anesthesia Assoc Inc-295 |  |  |  |  | SPIROMETER-Anesthesia Assoc Inc-295 | Anesthesia Assoc Inc | [7 empty] | Covered PM Repair - Biomedical | MHHS-Woodlands | [8 empty] | SPIROMETER | Spirometer | Anesthesia Assoc Inc
NO | NO |  |  |  | 133-10072 |  | Anesthesia Associates | 00-295 |  | B2320 | KATY - RESPIRATORY | MHHS-Katy |  |  |  | 133-10072 |  | Katy |  | KATY - RESPIRATORY | [5 empty] | SPIROMETERS |  | SPIROMETER-Anesthesia Assoc Inc-295 |  |  |  |  | SPIROMETER-Anesthesia Assoc Inc-295 | Anesthesia Assoc Inc | [7 empty] | Covered PM Repair - Biomedical | MHHS-Katy
NO | NO |  |  |  | 041-19770 |  | Anesthesia Associates | 00-295 |  | B2489 | MEMORIAL CITY - RESPIRATORY | MHHS-Mem City |  |  |  | 041-19770 |  | West & Memorial City |  | MEMORIAL CITY - RESPIRATORY | [5 empty] | SPIROMETERS |  | SPIROMETER-Anesthesia Assoc Inc-295 |  |  |  |  | SPIROMETER-Anesthesia Assoc Inc-295 | Anesthesia Assoc Inc | [7 empty] | Covered PM Repair - Biomedical | MHHS-Mem City
NO | NO |  |  |  | 041-20631 |  | Anesthesia Associates | 00-295 |  | B2644 | MEMORIAL CITY - RESPIRATORY | MHHS-Mem City |  |  |  | 041-20631 |  | West & Memorial City |  | MEMORIAL CITY - RESPIRATORY | [5 empty] | SPIROMETERS |  | SPIROMETER-Anesthesia Assoc Inc-295 |  |  |  |  | SPIROMETER-Anesthesia Assoc Inc-295 | Anesthesia Assoc Inc | [7 empty] | No Coverage Specified | MHHS-Mem City
NO | NO |  |  |  | 013-38137 |  | Anesthesia Associates | 00-295 |  | B2850 | SW - RESPIRATORY | MHHS-Southwest |  |  |  | 013-38137 |  | Southwest |  | SW - RESPIRATORY | [5 empty] | SPIROMETERS |  | SPIROMETER-Anesthesia Assoc Inc-295 |  |  |  |  | SPIROMETER-Anesthesia Assoc Inc-295 | Anesthesia Assoc Inc | [7 empty] | Covered PM Repair - Biomedical | MHHS-Southwest
NO | NO |  |  |  | 069-46453 |  | Anesthesia Associates | 00-295 |  | B2496 | TMC - RESPIRATORY - ADULT | MHHS-TMC |  |  |  | 069-46453 |  | TMC |  | TMC - RESPIRATORY - ADULT | [5 empty] | SPIROMETERS |  | SPIROMETER-Anesthesia Assoc Inc-295 |  |  |  |  | SPIROMETER-Anesthesia Assoc Inc-295 | Anesthesia Assoc Inc | [7 empty] | Covered PM Repair - Biomedical | MHHS-TMC
NO | NO |  |  |  | 009-10089 |  | Angio Advancements | CO2MMANDER ELITE |  |  | GH - OR | MHHS-Greater Heights |  | Regulator |  | 009-10089 |  | Central & Greater Heights |  | GH - OR | [5 empty] | FLOWMETERS, GAS |  | REGULAT-AngioAdvancements-CO2mmander Elite | REGULAT | CO2mmander Elite |  |  |  | AngioAdvancements | Regulator |  | REGULAT-AngioAdvancements-CO2mmander Elite |  |  |  |  | Covered PM Repair - Biomedical | MHHS-Greater Heights
YES | YES |  |  |  | 069-41269 | 069-41269 | AngioDynamics Inc | HVP-01 |  |  | TMC - OR - ANESTHESIA (OLD) |  |  |  |  | 069-41269 | 069-41269 | TMC | Memorial Hermann Texas Medical Center | TMC - OR - ANESTHESIA (OLD) | J2 430 equip room | 11/1/16
YES | YES |  |  |  | 099-13608 | 099-13608 | AngioDynamics Inc | VenaCure 1470 |  |  | HVI Cardiovascular Imaging |  |  |  |  | 099-13608 | 099-13608 | TMC | Memorial Hermann-Texas Medical Center | HVI Cardiovascular Imaging | Storage
NO | NO |  |  |  | QBY0002394 |  | AngioDynamics, Inc. | SOLERO MTA SYSTEM |  | QBY0002394 | TMC - MHTMC - NON HOSPITAL-OWNED | MHHS-TMC |  |  |  | QBY0002394 |  | TMC |  | TMC - MHTMC - NON HOSPITAL-OWNED | [5 empty] | RADIOFREQUENCY THERAPY SYSTEMS, TISSUE ABLATION |  | .needs class | [5 empty] | AngioDynamics | [7 empty] | Covered PM Repair - Biomedical | MHHS-TMC
NO | YES |  |  |  | 029-04822 | 029-04822 | Anodyne Therapy LLC |  |  | MP027221 | SMR - (WDLS) - STERLING RIDGE | MHHS-SMR |  | Lamp, Phototherapy |  | 029-04822 | 029-04822 | Woodlands | MH Sports Medicine Rehab | SMR - (WDLS) - STERLING RIDGE | Gym |  |  |  |  | LIGHTS, INFRARED |  | LAMPPHOTOTHERAPY-ANODYNETHERAPY-480 | LAMPPHOTOTHERAPY |  |  |  |  | ANODYNETHERAPY | Lamp, Phototherapy |  | LAMPPHOTOTHERAPY-ANODYNETHERAPY-480 |  |  |  |  | Covered PM Repair - Biomedical | MHHS-SMR
NO | NO |  |  |  | 069-06347 |  | Ansys | TOXI-LAB |  |  | TMC - LABORATORY - CHEMISTRY (1R) | MHHS-TMC |  |  |  | 069-06347 |  | TMC |  | TMC - LABORATORY - CHEMISTRY (1R) | [5 empty] | HOT PLATES |  | .needs class | [13 empty] | Covered PM Repair - Biomedical | MHHS-TMC
YES | YES |  |  |  | 074-06339 | 074-06339 | APC |  |  |  | West Tower 3 |  |  |  |  | 074-06339 | 074-06339 | Woodlands | Memorial Hermann Hospital Woodlands | West Tower 3 | Telemetry Room
YES | YES |  |  |  | 041-32413 | 041-32413 | APC |  |  |  | Emergency center |  |  |  |  | 041-32413 | 041-32413 | West | Memorial Hermann Memorial city medical center emergency center | Emergency center | Nirse Station |  |  |  | No p.m.
YES | YES | Serial Number Cnf |  |  | 099-01270 | 099-01270 | APC | 1000XL |  | CNF | [5 empty] | 099-01270 | 099-01270 | Katy | Memorial Hermann Northeast Hospital |  | Lab | 2/1/20 |  |  |  |  | Power Supply, UPS | POWERSUPPLYUPS-APC-1000XL | [12 empty] | PSU-2Y | [9 empty] | Power Supply, UPS | POWERSUPPLYUPS | Power Supply, UPS | APC
YES | YES | Serial Number Cnf |  |  | 142-06935 | 142-06935 | APC | 1000XL |  | CNF | 5th floor storage |  |  |  |  | 142-06935 | 142-06935 | Katy | Memorial Hermann Northeast Hospital | 5th floor storage | Room Hallway | 2/1/20 |  |  |  |  | Power Supply, UPS | POWERSUPPLYUPS-APC-1000XL | [12 empty] | PSU-2Y | [9 empty] | Power Supply, UPS | POWERSUPPLYUPS | Power Supply, UPS | APC
YES | YES |  |  |  | 013-35739 | 013-35739 | APC | 1000XL |  | 3B1312X08225 | SW - Nuc Med |  |  |  |  | 013-35739 | 013-35739 | Southwest | Memorial Hermann Southwest Hospital | SW - Nuc Med | Nuc Medroom 3 |  |  |  | No pm sticker
YES | YES |  |  |  | 013-36596 | 013-36596 | Apc |  |  |  | SW - HVI - NONINVASIVE CARDIOLOGY |  |  |  |  | 013-36596 | 013-36596 | Southwest | Memorial Hermann Southwest Hospital | SW - HVI - NONINVASIVE CARDIOLOGY | Ultrasound 2 |  |  |  | Eee Es
YES | YES |  |  |  | 099-00442 | 099-00442 | APC | Back-UPS 1050 |  | 099-00442 | MH MG - (MC) - BARIATRIC SURGERY GALLERIA |  |  |  |  | 099-00442 | 099-00442 | West | Bariatric Center | MH MG - (MC) - BARIATRIC SURGERY GALLERIA | Bariatric Center
YES | YES |  |  |  | 099-13759 | 099-13759 | APC | BACK-UPS ES550 |  | 3B0842X49412 | Sleep |  |  |  |  | 099-13759 | 099-13759 | TMC | Memorial Hermann- | Sleep |  | 3/1/20 |  |  | No PM Sticker
YES | YES |  |  |  | 099-06085 | 099-06085 | APC | BACK-UPS ES550 |  | 4B1614P35362 | SE - Endoscopy |  |  |  |  | 099-06085 | 099-06085 |  | Memorial Hermann- SE - Endoscopy | SE - Endoscopy | EP 1 | 4/1/20 |  |  | PM Not Required
YES | YES |  |  |  | 099-06559 | 099-06559 | APC | BACK-UPS ES550 |  | Nsn | Ultrasound |  |  |  |  | 099-06559 | 099-06559 |  | Memorial Hermann- Medical Plaza 3 | Ultrasound | Ultrasound 4 | 4/1/20 |  |  | No PM Sticker
YES | YES |  |  |  | 099-03359 | 099-03359 | APC | Back-UPS Pro 1000 |  |  | Imaging Center |  |  |  |  | 099-03359 | 099-03359 | Katy | Memorial- Katy | Imaging Center | Suite 115 |  |  |  |  | UPS
YES | YES | Serial Number Cnf |  |  | 099-00905 | 099-00905 | APC | Back-UPS Pro 1500 |  | Cnf | NE - LABOR |  |  |  |  | 099-00905 | 099-00905 | NorthEast |  | NE - LABOR |  |  |  |  | No pm
YES | YES |  |  |  | 241-02782 | 241-02782 | APC | Back-UPS Pro 1500 |  |  | TMC |  |  |  |  | 241-02782 | 241-02782 | TMC | Memorial Hermann Heart | TMC | Nurse Station | 3/1/20 |  | 3/1/21
NO | YES | Asset Tag 069-46191 |  |  | 069-46191 | 069-46191 | APC | Back-ups pro 1500 s |  | NSN | Cullen 5w |  |  |  |  | 069-46191 | 069-46191 |  | Memorial Hermann-tmc | Cullen 5w | Nurse station |  |  | 3/1/20 | No PM Sticker
YES | YES |  |  |  | 099-13501 | 099-13501 | APC | Back-UPS Pro 700 |  | Nsn | TMC - EPILEPSY - SLEEP LAB (5R) |  |  |  |  | 099-13501 | 099-13501 | TMC | Memorial Hermann-Texas Medical Center | TMC - EPILEPSY - SLEEP LAB (5R) | Bed 5 | [5 empty] | Power Supply, UPS | POWERSUPPLYUPS-APC-Back-UPS Pro 700 | [12 empty] | PSU-2Y | [9 empty] | Power Supply, UPS | POWERSUPPLYUPS | Power Supply, UPS | APC
YES | YES |  |  |  | 7Z1505L14599 | 7Z1505L14599 | APC | Back-UPS Pro 700 |  | 7Z1505L14599 | SW - LABORATORY - PROCESSING |  |  |  |  | 7Z1505L14599 | 7Z1505L14599 | Southwest | Memorial Hermann Diagnostic Laboratory - Southwest Medical Plaza 1 (#756) | SW - LABORATORY - PROCESSING | Lab |  |  |  | SN used for ID number
YES | YES |  |  |  | 099-10458 | 099-10458 | APC | Back-UPS RS 1500 |  |  | Floor 4 |  |  |  |  | 099-10458 | 099-10458 | Southwest | Memorial Hermann Southwest Hospital | Floor 4 | Floor 4
YES | YES |  |  |  | 013-17337 | 013-17337 | APC | Back-UPS RS 1500 |  |  | Floor 4 |  |  |  |  | 013-17337 | 013-17337 | Southwest | Memorial Hermann Southwest Hospital | Floor 4 | Floor 4
YES | YES |  |  |  | 142-09101 | 142-09101 | APC | Back-UPS RS 800 |  | QB0535144051 | SUGAR LAND - BIOMED |  |  |  |  | 142-09101 | 142-09101 | Sugar Land | Memorial Hermann Sugar Land Hospital | SUGAR LAND - BIOMED | Biomed Shop
YES | YES |  |  |  | 005-33067 | 005-33067 | APC | backup pro 1500 |  |  | ER |  |  |  |  | 005-33067 | 005-33067 | Woodlands | Memorial Hermann 24-Hour Emergency Care | ER | ER | 3/1/20
YES | YES | Serial Number Cnf |  |  | 142-09420 | 142-09420 | APC | BACKUPS 1000 |  | Cnf | [5 empty] | 142-09420 | 142-09420 | Sugar Land | Sugar Land | [5 empty] | No pm |  | Power Supply, UPS | POWERSUPPLYUPS-APC-BACKUPS 1000 | [12 empty] | PSU-2Y | [9 empty] | Power Supply, UPS | POWERSUPPLYUPS | Power Supply, UPS | APC
YES | YES |  |  |  | 009-33048 | 009-33048 | APC | BACKUPS 1000 |  | 3B1719X07828 | Radiology |  |  |  |  | 009-33048 | 009-33048 | West | Memorial Hermann - Katy | Radiology | W1 207 General and Fluoro XRay Hallway
NO | YES | Serial Number BR1000G |  |  | 013-34401 | 013-34401 | APC | BACKUPS 1000 |  | BR1000G | SW Radiology |  |  |  |  | 013-34401 | 013-34401 | Southwest | Memorial Hermann Southwest Hospital | SW Radiology | Radiology
NO | YES | Serial Number BR1000G |  |  | 005-33541 | 005-33541 | APC | BACKUPS 1000 |  | BR1000G | Womens Center |  |  |  |  | 005-33541 | 005-33541 | Southeast | Memorial Hermann Southeast Hospital | Womens Center | Radiologist Reading rm.
NO | YES | Serial Number BR1000G |  |  | 005-07945 | 005-07945 | APC | BACKUPS 1000 |  | BR1000G | Radiology Nuc Med |  |  |  |  | 005-07945 | 005-07945 | Southeast | Memorial Hermann Southeast Hospital | Radiology Nuc Med | Ecoh rm. 2
YES | YES | Serial Number CNL |  |  | 1000S | 1000S | APC | BACKUPS 1000 S |  | CNL | SW - Lab |  |  |  |  | 1000S | 1000S | Southwest | Memorial Hermann Diagnostic Laboratory - Southwest Medical Plaza 1 (#756) | SW - Lab | Lab
YES | YES | Serial Number Cnf |  |  | 099-11743 | 099-11743 | APC | BACKUPS 1200 |  | Cnf | 6 Jones |  |  |  |  | 099-11743 | 099-11743 | TMC | Red Duke Trauma Institute (Texas Medical Center) | 6 Jones | Nurses Station | [5 empty] | Power Supply, UPS | POWERSUPPLYUPS-APC-BACKUPS 1200 | [12 empty] | PSU-2Y | [9 empty] | Power Supply, UPS | POWERSUPPLYUPS | Power Supply, UPS | APC
YES | YES |  |  |  | 151-05088 | 151-05088 | APC | BACKUPS 1500 |  | 3B1830x32968 | Antepartum |  |  |  |  | 151-05088 | 151-05088 | Northwest | Memorial Hermann Cypress Hospital | Antepartum | Nurses station | [5 empty] | Power Supply, UPS | POWERSUPPLYUPS-APC-BACKUPS 1500 | [12 empty] | PSU-2Y | [9 empty] | Power Supply, UPS | POWERSUPPLYUPS | Power Supply, UPS | APC
YES | YES |  |  |  | 099-03156 | 099-03156 | APC | BACKUPS 1500 |  |  | NE - Lab |  |  |  |  | 099-03156 | 099-03156 | Katy | Memorial Hermann Northeast Hospital | NE - Lab | Lab | [5 empty] | Power Supply, UPS | POWERSUPPLYUPS-APC-BACKUPS 1500 | [12 empty] | PSU-2Y | [9 empty] | Power Supply, UPS | POWERSUPPLYUPS | Power Supply, UPS | APC
YES | YES | Serial Number Cnf |  |  | 099-01918 | 099-01918 | APC | BACKUPS 1500 |  | Cnf | SC CCC - (NE) - LABORATORY |  |  |  |  | 099-01918 | 099-01918 | Katy | Memorial Hermann Convenient Care Center in Summer Creek (Summer Creek CCC) | SC CCC - (NE) - LABORATORY | Lab |  |  |  | Could not move unit to get serial |  | Power Supply, UPS | POWERSUPPLYUPS-APC-BACKUPS 1500 | [12 empty] | PSU-2Y | [9 empty] | Power Supply, UPS | POWERSUPPLYUPS | Power Supply, UPS | APC
YES | YES |  |  |  | 069-45539 | 069-45539 | APC | BACKUPS 1500 |  | JB0505021403 | Biomed |  |  |  |  | 069-45539 | 069-45539 | TMC | Memorial Hermann-Texas Medical Center | Biomed | Biomed Shop |  |  |  | No PM Sticker |  | Power Supply, UPS | POWERSUPPLYUPS-APC-BACKUPS 1500 | [12 empty] | PSU-2Y | [9 empty] | Power Supply, UPS | POWERSUPPLYUPS | Power Supply, UPS | APC
YES | YES |  |  |  | 069-34004 | 069-34004 | APC | BACKUPS 1500 |  |  | TMC |  |  |  |  | 069-34004 | 069-34004 | TMC | Memorial Hermann-Texas Medical Center | TMC | Biomed Shop | [5 empty] | Power Supply, UPS | POWERSUPPLYUPS-APC-BACKUPS 1500 | [12 empty] | PSU-2Y | [9 empty] | Power Supply, UPS | POWERSUPPLYUPS | Power Supply, UPS | APC
YES | YES | Serial Number Cnf |  |  | 005-08365 | 005-08365 | APC | BACKUPS 1500 |  | Cnf | SE - CANCER CENTER |  |  |  |  | 005-08365 | 005-08365 | Southeast |  | SE - CANCER CENTER | Reading Room | [5 empty] | Power Supply, UPS | POWERSUPPLYUPS-APC-BACKUPS 1500 | [12 empty] | PSU-2Y | [9 empty] | Power Supply, UPS | POWERSUPPLYUPS | Power Supply, UPS | APC
YES | YES | Serial Number Cnf |  |  | 074-04668 | 074-04668 | APC | BACKUPS 1500 |  | Cnf | TMC - HVI - HEART FAILURE ICU (5HVI) |  |  |  |  | 074-04668 | 074-04668 | TMC | Memorial Hermann-Texas Medical Center | TMC - HVI - HEART FAILURE ICU (5HVI) | HVI 5 200.2 | [5 empty] | Power Supply, UPS | POWERSUPPLYUPS-APC-BACKUPS 1500 | [12 empty] | PSU-2Y | [9 empty] | Power Supply, UPS | POWERSUPPLYUPS | Power Supply, UPS | APC
YES | YES |  |  |  | 099-07034 | 099-07034 | APC | BACKUPS 1500 |  | 4B1641P38672 | TMC - SEROFIM 2 - OR |  |  |  |  | 099-07034 | 099-07034 | TMC | Memorial Hermann-Texas Medical Center | TMC - SEROFIM 2 - OR | TEG Lab |  |  |  | No pm found |  | Power Supply, UPS | POWERSUPPLYUPS-APC-BACKUPS 1500 | [12 empty] | PSU-2Y | [9 empty] | Power Supply, UPS | POWERSUPPLYUPS | Power Supply, UPS | APC
YES | YES |  |  |  | 041-11497 | 041-11497 | APC | BACKUPS 1500 |  | 3B1028X01455 | Ultrasound |  |  |  |  | 041-11497 | 041-11497 | TMC | Memorial Hermann-Medical Plaza 3 | Ultrasound | Ultrasound 2 200.24 |  |  |  | No pm |  | Power Supply, UPS | POWERSUPPLYUPS-APC-BACKUPS 1500 | [12 empty] | PSU-2Y | [9 empty] | Power Supply, UPS | POWERSUPPLYUPS | Power Supply, UPS | APC
YES | YES |  |  |  | 041-14695 | 041-14695 | APC | BACKUPS 1500 |  | BB073911744 | Biomed Dept |  |  |  |  | 041-14695 | 041-14695 | West | Memorial Hermann - Memorial City | Biomed Dept | Biomed MH5411 Repair Shop
NO | YES |  |  |  | 041-14683 |  | APC | BACKUPS 1500 |  | BB0746018222 | Biomed Shop |  |  |  |  | 041-14683 |  | West | Memorial Hermann Memorial City Medical Center | Biomed Shop | Repair Shop MH5411
YES | YES |  |  |  | 099-00316 | 099-00316 | APC | BACKUPS 1500 |  | BB0951002536 | Biomed Shop |  |  |  |  | 099-00316 | 099-00316 | West | Memorial Hermann Memorial City Medical Center | Biomed Shop | Repair Shop MH5411
YES | YES |  |  |  | 151-04813 | 151-04813 | APC | BACKUPS 1500 |  |  | ER |  |  |  |  | 151-04813 | 151-04813 | West | Memorial Hermann Memorial City Medical Center Emergency Center | ER | Nurses Station
YES | YES |  |  |  | 009-03666 | 009-03666 | APC | BACKUPS 300 |  | PB9945231750 | GH - RESPIRATORY |  |  |  |  | 009-03666 | 009-03666 | Central | Memorial Hermann Greater Heights Hospital | GH - RESPIRATORY | GH - Respiratory storage
YES | YES |  |  |  | 099-13527 | 099-13527 | APC | BACKUPS 350 |  |  | TWC |  |  |  |  | 099-13527 | 099-13527 | TMC | Memorial Hermann Medical Group Texas Medical Center Internal Medicine | TWC | Room 3 | [5 empty] | Power Supply, UPS | POWERSUPPLYUPS-APC-BACKUPS 350 | [12 empty] | PSU-2Y | [9 empty] | Power Supply, UPS | POWERSUPPLYUPS | Power Supply, UPS | APC
YES | YES |  |  |  | 099-13516 | 099-13516 | APC | BACKUPS 350 |  |  | TWC |  |  |  |  | 099-13516 | 099-13516 | TMC | Memorial Hermann Medical Group Texas Medical Center Internal Medicine | TWC | Room 4 | [5 empty] | Power Supply, UPS | POWERSUPPLYUPS-APC-BACKUPS 350 | [12 empty] | PSU-2Y | [9 empty] | Power Supply, UPS | POWERSUPPLYUPS | Power Supply, UPS | APC
YES | YES |  |  |  | 4B1214P05972 | 099-03207 | APC | BACKUPS 500 |  | 4B1214P05972 | KATY - OR |  |  |  |  | 4B1214P05972 | 099-03207 | Katy | Memorial Hermann Katy Hospital | KATY - OR | Endo 2 |  |  |  | One time safety |  | Power Supply, UPS | POWERSUPPLYUPS-APC-BACKUPS 500 | [12 empty] | PSU-2Y | [9 empty] | Power Supply, UPS | POWERSUPPLYUPS | Power Supply, UPS | APC
YES | YES |  |  |  | 029-07543 | 029-07543 | APC | BACKUPS 500 |  | JB0335038385 | Cardio pulmonary |  |  |  |  | 029-07543 | 029-07543 | Woodlands | Memorial Hermann The Woodlands Medical Center | Cardio pulmonary | [6 empty] | Power Supply, UPS | POWERSUPPLYUPS-APC-BACKUPS 500 | [12 empty] | PSU-2Y | [9 empty] | Power Supply, UPS | POWERSUPPLYUPS | Power Supply, UPS | APC
YES | YES |  |  |  | 005-33112 | 005-33112 | APC | BACKUPS 700 |  | 3B1602X23004 | WOODLANDS - SLEEP LAB |  |  |  |  | 005-33112 | 005-33112 | Woodlands | Memorial Hermann The Woodlands Medical Center Sleep Disorders Center (#105) | WOODLANDS - SLEEP LAB | Nurses Station |  |  |  | New add |  | Power Supply, UPS | POWERSUPPLYUPS-APC-BACKUPS 700 | [12 empty] | PSU-2Y | [9 empty] | Power Supply, UPS | POWERSUPPLYUPS | Power Supply, UPS | APC
YES | YES |  |  |  | AS0928141630 | AS0928141630 | APC | BACKUPS 750 |  | AS0928141630 | Laboratory |  |  |  |  | AS0928141630 | AS0928141630 | Southwest | Memorial Hermann Laboratory | Laboratory | Lab
YES | YES |  |  |  | 099-13521 | 099-13521 | APC | BACKUPS Pro 1000S |  |  | TWC |  |  |  |  | 099-13521 | 099-13521 | TMC | Memorial Hermann Medical Group Texas Medical Center Internal Medicine | TWC | Control Room
YES | YES |  |  |  | 099-13522 | 099-13522 | APC | BACKUPS Pro 1000S |  |  | TWC |  |  |  |  | 099-13522 | 099-13522 | TMC | Memorial Hermann Medical Group Texas Medical Center Internal Medicine | TWC | Control Room
YES | YES |  |  |  | 069-36217 | 069-36217 | APC | BACKUPS PRO 1500 |  |  | NSICU |  |  |  |  | 069-36217 | 069-36217 | TMC | Memorial Hermann-Texas Medical Center | NSICU | NSICU Nurses Station
YES | YES |  |  |  | 099-13518 | 099-13518 | APC | BACKUPS Pro 700 |  |  | TWC |  |  |  |  | 099-13518 | 099-13518 | TMC | Memorial Hermann Medical Group Texas Medical Center Internal Medicine | TWC | Control Room
YES | YES |  |  |  | 099-13519 | 099-13519 | APC | BACKUPS Pro 700 |  |  | TWC |  |  |  |  | 099-13519 | 099-13519 | TMC | Memorial Hermann Medical Group Texas Medical Center Internal Medicine | TWC | Control Room
YES | YES |  |  |  | 099-13520 | 099-13520 | APC | BACKUPS Pro 700 |  |  | TWC |  |  |  |  | 099-13520 | 099-13520 | TMC | Memorial Hermann Medical Group Texas Medical Center Internal Medicine | TWC | Control Room
YES | YES | Serial Number Cnf |  |  | 099-13818 | 099-13818 | APC | BACKUPS450 |  | Cnf | SW - NICU |  |  |  |  | 099-13818 | 099-13818 | Southwest | Memorial Hermann Southwest Hospital | SW - NICU | NICU 2 | [5 empty] | Power Supply, UPS | POWERSUPPLYUPS-APC-BACKUPS450 | [12 empty] | PSU-2Y | [9 empty] | Power Supply, UPS | POWERSUPPLYUPS | Power Supply, UPS | APC
YES | YES | Serial Number Cnf |  |  | 099-13824 | 099-13824 | APC | BACKUPS450 |  | Cnf | SW - NICU |  |  |  |  | 099-13824 | 099-13824 | Southwest | Memorial Hermann Southwest Hospital | SW - NICU | NICU | [5 empty] | Power Supply, UPS | POWERSUPPLYUPS-APC-BACKUPS450 | [12 empty] | PSU-2Y | [9 empty] | Power Supply, UPS | POWERSUPPLYUPS | Power Supply, UPS | APC
YES | YES | Serial Number Cnf |  |  | 099-13837 | 099-13837 | APC | BACKUPS450 |  | Cnf | Nicu |  |  |  |  | 099-13837 | 099-13837 | Southwest | Memorial Hermann Southwest Hospital | Nicu | Nicu | [5 empty] | Power Supply, UPS | POWERSUPPLYUPS-APC-BACKUPS450 | [12 empty] | PSU-2Y | [9 empty] | Power Supply, UPS | POWERSUPPLYUPS | Power Supply, UPS | APC
YES | YES | Serial Number Cnf |  |  | 151-04183 | 151-04183 | APC | BACKUPS450 |  | Cnf | Orthapidics |  |  |  |  | 151-04183 | 151-04183 | Mem city | Memorial city - Memorial herman hospital | Orthapidics | Nurse station |  |  |  | No pm sticker found
YES | YES |  |  |  | 041-19828 | 041-19828 | Apc | Be550g |  | 4b150p29822 | CY - LABORATORY |  |  |  |  | 041-19828 | 041-19828 | Cypress | Cypress | CY - LABORATORY | Chemistry | 2/1/20 | 2/1/20 |  |  |  | Power Supply, UPS | POWERSUPPLYUPS-APC-BE550G | [12 empty] | PSU-2Y | [9 empty] | Power Supply, UPS | POWERSUPPLYUPS | Power Supply, UPS | APC
YES | YES |  |  |  | 029-10690 | 029-10690 | APC | BE550G |  | 4B1439P57294 | WOODLANDS - SLEEP LAB |  |  |  |  | 029-10690 | 029-10690 | Woodlands | Memorial Hermann The Woodlands Medical Center Sleep Disorders Center (#105) | WOODLANDS - SLEEP LAB | Nurses Station | 4/1/16 |  | 4/1/17 | New add |  | Power Supply, UPS | POWERSUPPLYUPS-APC-BE550G | [12 empty] | PSU-2Y | [9 empty] | Power Supply, UPS | POWERSUPPLYUPS | Power Supply, UPS | APC
YES | YES |  |  |  | 099-13470 | 099-13470 | APC | BE550G |  | BE550G | Biomed Shop |  |  |  |  | 099-13470 | 099-13470 | TMC | Memorial Hermann-Texas Medical Center | Biomed Shop | Biomed Shop | 3/1/20 |  |  | No PM Sticker |  | Power Supply, UPS | POWERSUPPLYUPS-APC-BE550G | [12 empty] | PSU-2Y | [9 empty] | Power Supply, UPS | POWERSUPPLYUPS | Power Supply, UPS | APC
YES | YES |  |  |  | 074-05557 | 074-05557 | APC | BE550G |  | 4B1413P46804 | TMC - HVI - HEART FAILURE ICU (5HVI) |  |  |  |  | 074-05557 | 074-05557 | TMC | Memorial Hermann-Texas Medical Center | TMC - HVI - HEART FAILURE ICU (5HVI) | Hallway | [5 empty] | Power Supply, UPS | POWERSUPPLYUPS-APC-BE550G | [12 empty] | PSU-2Y | [9 empty] | Power Supply, UPS | POWERSUPPLYUPS | Power Supply, UPS | APC
YES | YES |  |  |  | 099-09376 | 099-09376 | APC | BE550G |  | Nsn | Memorial Hermann- Texas Medical Center Ribinson |  |  |  |  | 099-09376 | 099-09376 |  | TMC | Memorial Hermann- Texas Medical Center Ribinson | R1200.1 | 3/1/20 |  |  | No PM Sticker |  | Power Supply, UPS | POWERSUPPLYUPS-APC-BE550G | [12 empty] | PSU-2Y | [9 empty] | Power Supply, UPS | POWERSUPPLYUPS | Power Supply, UPS | APC
YES | YES |  |  |  | 099-09705 | 099-09705 | APC | BE550G |  | 4B1921p17333 | 8 floor Medical ICU |  |  |  |  | 099-09705 | 099-09705 | TMC | Memorial Hermann-Texas Medical Center | 8 floor Medical ICU | Nurse station | 3/1/20 |  |  |  |  | Power Supply, UPS | POWERSUPPLYUPS-APC-BE550G | [12 empty] | PSU-2Y | [9 empty] | Power Supply, UPS | POWERSUPPLYUPS | Power Supply, UPS | APC
YES | YES |  |  |  | 099-04416 | 099-04416 | APC | BE750G |  | 4B1602P55901 | Mustispecialty |  |  |  |  | 099-04416 | 099-04416 | Pearland | Memorial Hermann Pearland Hospital | Mustispecialty | Multispecialty | [5 empty] | Power Supply, UPS | POWERSUPPLYUPS-APC-BE750G | [12 empty] | PSU-2Y | [9 empty] | Power Supply, UPS | POWERSUPPLYUPS | Power Supply, UPS | APC
YES | YES |  |  |  | 133-07626 | 133-07626 | APC | BK Pro 1000 |  | 133-07626 | Katy - Radiology |  |  |  |  | 133-07626 | 133-07626 | Katy | Memorial Hermann Katy Hospital | Katy - Radiology | X-Ray Room | 3/1/17 |  |  |  |  | Power Supply, UPS | POWERSUPPLYUPS-APC-BK Pro 1000 | [12 empty] | PSU-2Y | [9 empty] | Power Supply, UPS | POWERSUPPLYUPS | Power Supply, UPS | APC
YES | YES |  |  |  | 133-10278 | 133-10278 | APC | BK Pro 1000 |  | 133-10278 | Katy - Radiology |  |  |  |  | 133-10278 | 133-10278 | Katy | Memorial Hermann Katy Hospital | Katy - Radiology | X-Ray Room | [5 empty] | Power Supply, UPS | POWERSUPPLYUPS-APC-BK Pro 1000 | [12 empty] | PSU-2Y | [9 empty] | Power Supply, UPS | POWERSUPPLYUPS | Power Supply, UPS | APC
YES | YES |  |  |  | 133-08382 | 133-08382 | APC | BK Pro 1000 |  |  | X-ray |  |  |  |  | 133-08382 | 133-08382 | Katy | Memorial Hermann Katy Hospital | X-ray | X-ray | [5 empty] | Power Supply, UPS | POWERSUPPLYUPS-APC-BK Pro 1000 | [12 empty] | PSU-2Y | [9 empty] | Power Supply, UPS | POWERSUPPLYUPS | Power Supply, UPS | APC
YES | YES |  |  |  | 099-02622 | 099-02622 | APC | BK Pro 1000 |  |  | X-ray |  |  |  |  | 099-02622 | 099-02622 |  | Memorial Hermann Katy Hospital | X-ray | X-ray | [5 empty] | Power Supply, UPS | POWERSUPPLYUPS-APC-BK Pro 1000 | [12 empty] | PSU-2Y | [9 empty] | Power Supply, UPS | POWERSUPPLYUPS | Power Supply, UPS | APC
YES | YES |  |  |  | 133-07323 | 133-07323 | APC | BK Pro 1000 |  |  | Nuclear med |  |  |  |  | 133-07323 | 133-07323 | Katy | Memorial Hermann Katy Hospital | Nuclear med | Nuclear med 2 | [5 empty] | Power Supply, UPS | POWERSUPPLYUPS-APC-BK Pro 1000 | [12 empty] | PSU-2Y | [9 empty] | Power Supply, UPS | POWERSUPPLYUPS | Power Supply, UPS | APC
YES | YES |  |  |  | 133-01926 | 133-01926 | APC | BK Pro 1000 |  |  | Nuclear med |  |  |  |  | 133-01926 | 133-01926 | Katy | Memorial Hermann Katy Hospital | Nuclear med | Nuclear med 2 | 4/1/19 | 4/1/20 |  |  |  | Power Supply, UPS | POWERSUPPLYUPS-APC-BK Pro 1000 | [12 empty] | PSU-2Y | [9 empty] | Power Supply, UPS | POWERSUPPLYUPS | Power Supply, UPS | APC
YES | YES |  |  |  | 133-08381 | 133-08381 | APC | BK Pro 1000 |  | 133-08381 | Katy - Nuclear Medicine |  |  |  |  | 133-08381 | 133-08381 | Katy | Memorial Hermann Katy Hospital | Katy - Nuclear Medicine | Nuclear Medicine | [5 empty] | Power Supply, UPS | POWERSUPPLYUPS-APC-BK Pro 1000 | [12 empty] | PSU-2Y | [9 empty] | Power Supply, UPS | POWERSUPPLYUPS | Power Supply, UPS | APC
YES | YES |  |  |  | 133-09057 | 133-09057 | APC | BK Pro 1000 |  | 133-09057 | Katy - Nuclear Medicine |  |  |  |  | 133-09057 | 133-09057 | Katy | Memorial Hermann Katy Hospital | Katy - Nuclear Medicine | Nuclear Medicine | [5 empty] | Power Supply, UPS | POWERSUPPLYUPS-APC-BK Pro 1000 | [12 empty] | PSU-2Y | [9 empty] | Power Supply, UPS | POWERSUPPLYUPS | Power Supply, UPS | APC
YES | YES |  |  |  | 133-08394 | 133-08394 | APC | BK Pro 1000 |  |  | Nuclear med |  |  |  |  | 133-08394 | 133-08394 | Katy | Memorial Hermann Katy Hospital | Nuclear med | Nuclear med 2 | [5 empty] | Power Supply, UPS | POWERSUPPLYUPS-APC-BK Pro 1000 | [12 empty] | PSU-2Y | [9 empty] | Power Supply, UPS | POWERSUPPLYUPS | Power Supply, UPS | APC
YES | YES |  |  |  | 099-02477 | 099-02477 | APC | BK Pro 1000 |  | 099-02477 | KATY - ULTRASOUND |  |  |  |  | 099-02477 | 099-02477 | Katy | Memorial Hermann Katy Hospital | KATY - ULTRASOUND | 1st Floor - Clean Holding Bulk Supply | [5 empty] | Power Supply, UPS | POWERSUPPLYUPS-APC-BK Pro 1000 | [12 empty] | PSU-2Y | [9 empty] | Power Supply, UPS | POWERSUPPLYUPS | Power Supply, UPS | APC
NO | YES |  |  |  | 005-09519 | 005-09519 | APC | BK Pro 1000 |  | 3B1334X03846 | Nuc med |  |  |  |  | 005-09519 | 005-09519 | Southeast | Memorial Hermann Southeast Hospital | Nuc med | Hallway by Holter work room W2404 | [5 empty] | Power Supply, UPS | POWERSUPPLYUPS-APC-BK Pro 1000 | [12 empty] | PSU-2Y | [9 empty] | Power Supply, UPS | POWERSUPPLYUPS | Power Supply, UPS | APC
YES | YES |  |  |  | 013-16022 | 013-16022 | APC | BK Pro 1000 |  | 3B1222X02988 | SW - ER |  |  |  |  | 013-16022 | 013-16022 | Southwest | Memorial Hermann Southwest Hospital Emergency Center | SW - ER | ER POD B NURSES STATION
YES | YES |  |  |  | 005-33556 | 005-33556 | APC | BK Pro 1000 |  | 3B1541X16722 | Women center |  |  |  |  | 005-33556 | 005-33556 | Southeast | Memorial Hermann Southeast Hospital - Outpatient Services | Women center | Mammo office
NO | YES | Serial Number BR1000G |  |  | 005-33557 | 005-33557 | APC | BK Pro 1000 |  | BR1000G | Women center |  |  |  |  | 005-33557 | 005-33557 | Southeast | Memorial Hermann Southeast Hospital - Outpatient Services | Women center | Mammo office |  |  |  | No pm stickers
NO | YES |  |  |  | 005-33542 | 005-33542 | APC | BK Pro 1000 |  | 3B1310X04473 | Women center |  |  |  |  | 005-33542 | 005-33542 | Southeast | Memorial Hermann Southeast Hospital - Outpatient Services | Women center | Mammo office |  |  |  | No pm sticker
YES | YES |  |  |  | 133-02058 | 133-02058 | APC | BK500M |  | BK500M | KATY - OR |  |  |  |  | 133-02058 | 133-02058 | Katy | Katy | KATY - OR | Bio med shop |  |  |  | No pm |  | Power Supply, UPS | POWERSUPPLYUPS-APC-BK500M | [12 empty] | PSU-2Y | [9 empty] | Power Supply, UPS | POWERSUPPLYUPS | Power Supply, UPS | APC
YES | YES |  |  |  | 151-03957 |  | APC | BK650MC |  | AB0242162620 | Biomed Dept |  |  |  |  | 151-03957 |  | West | Memorial Hermann - Memorial City | Biomed Dept | Biomed MH5411 Repair Shop
YES | YES |  |  |  | 029-05883 | 029-05883 | APC | BR 1200 |  | BB0843003324 | Biomed Shop |  |  |  |  | 029-05883 | 029-05883 | Woodlands | Memorial Hermann The Woodlands Medical Center | Biomed Shop | Back Corner |  |  |  | No PM Sticker |  | Power Supply, UPS | POWERSUPPLYUPS-APC-BR 1200 | [12 empty] | PSU-2Y | [9 empty] | Power Supply, UPS | POWERSUPPLYUPS | Power Supply, UPS | APC
YES | YES |  |  |  | 099-04698 | 099-04698 | APC | BR1000MS |  | 3B1817X36412 | PEARLAND - CARDIOLOGY SERVICES |  |  |  |  | 099-04698 | 099-04698 | Pearland | Memorial Hermann Pearland Hospital | PEARLAND - CARDIOLOGY SERVICES | EEG 246 | 2/1/20 | 2/1/20
NO | YES |  |  |  | 029-05889 | 029-05889 | APC | BR1500 |  | 8B0840R29541 | Woodlands-Biomedical Services |  |  |  |  | 029-05889 | 029-05889 | Woodlands | MHHS-Woodlands | Woodlands-Biomedical Services | Back Corner | 5/1/19 |  | 5/1/20 |  |  | Power Supply, UPS | POWERSUPPLYUPS-APC-BR1500 | [12 empty] | PSU-2Y | [9 empty] | Power Supply, UPS | POWERSUPPLYUPS | Power Supply, UPS | APC
YES | YES |  |  |  | 099-04325 | 099-04325 | APC | BR1500G |  | 3B1613X21260 | PEARLAND - ENDOSCOPY |  |  |  |  | 099-04325 | 099-04325 | Pearland | Memorial Hermann Pearland Hospital | PEARLAND - ENDOSCOPY | Endo equipment storage | 2/1/20 |  |  |  |  | Power Supply, UPS | POWERSUPPLYUPS-APC-BR1500G | [12 empty] | PSU-2Y | [9 empty] | Power Supply, UPS | POWERSUPPLYUPS | Power Supply, UPS | APC
YES | YES |  |  |  | 029-32499 | 029-32499 | APC | BR1500G |  | 4B1536P14249 | Biomed Shop |  |  |  |  | 029-32499 | 029-32499 | Woodlands | Memorial Hermann The Woodlands Medical Center | Biomed Shop | Back Corner | 1/1/20 |  | 1/1/21 |  |  | Power Supply, UPS | POWERSUPPLYUPS-APC-BR1500G | [12 empty] | PSU-2Y | [9 empty] | Power Supply, UPS | POWERSUPPLYUPS | Power Supply, UPS | APC
YES | YES |  |  |  | 099-09378 | 099-09378 | APC | BX1350M |  | Nsn | Memorial Hermann- Texas Medical Center Ribinson |  |  |  |  | 099-09378 | 099-09378 |  | TMC | Memorial Hermann- Texas Medical Center Ribinson | Comerstate | 3/1/20 |  |  | No PM Sticker
YES | YES | Serial Number Cnf |  |  | 099-06403 | 099-06403 | APC | CNF |  | CNF | MEMORIAL CITY - CATH LAB |  |  |  |  | 099-06403 | 099-06403 | West | Heart | MEMORIAL CITY - CATH LAB | Server Room E9 238 |  |  |  | No PM sticker. And unable to obtain info due to position of UPS
YES | YES | Serial Number Cnf |  |  | 099-06401 | 099-06401 | APC | CNF |  | CNF | MEMORIAL CITY - CATH LAB |  |  |  |  | 099-06401 | 099-06401 | West | Heart | MEMORIAL CITY - CATH LAB | Server Room E9 238 |  |  |  | No PM sticker. And unable to obtain info due to position of UPS
YES | YES | Serial Number Cnf |  |  | 099-06400 | 099-06400 | APC | CNF |  | CNF | MEMORIAL CITY - CATH LAB |  |  |  |  | 099-06400 | 099-06400 | West | Heart | MEMORIAL CITY - CATH LAB | Server Room E9 238 |  |  |  | No PM sticker. And unable to obtain info due to position of UPS
YES | YES | Serial Number Cnf |  |  | 041-34212UPS | 041-34212UPS | APC | CNF |  | CNF | MEMORIAL CITY - CARDIOLOGY |  |  |  |  | 041-34212UPS | 041-34212UPS | West | Memorial City - Memorial Cardiology East | MEMORIAL CITY - CARDIOLOGY | Telemetry E7405 Server Box
NO | YES | Asset Tag 041-34215 |  |  | 041-34215 | 041-34215 | APC | CNF |  | CNF | MEMORIAL CITY - CARDIOLOGY |  |  |  |  | 041-34215 | 041-34215 | West | Memorial City - Memorial Cardiology East | MEMORIAL CITY - CARDIOLOGY | Telemetry E7405 Server Box
YES | YES | Serial Number Cnf |  |  | 099-03358 | 099-03358 | APC | CNF |  | CNF | Imaging Center |  |  |  |  | 099-03358 | 099-03358 | Katy | Memorial- Katy | Imaging Center | Suite 140 |  |  |  |  | UPS
YES | YES | Serial Number Cnf |  |  | 099-14184 | 099-14184 | APC | ES350 |  | Cnf | TMC - EPILEPSY - SLEEP LAB (5R) |  |  |  |  | 099-14184 | 099-14184 | TMC | Memorial Hermann-Texas Medical Center | TMC - EPILEPSY - SLEEP LAB (5R) | Room 1 | [5 empty] | Power Supply, UPS | POWERSUPPLYUPS-APC-ES350 | [12 empty] | PSU-2Y | [9 empty] | Power Supply, UPS | POWERSUPPLYUPS | Power Supply, UPS | APC
YES | YES |  |  |  | 099-07081 | 099-07081 | APC | ES350 |  | nsn | Memorial Hermann- Texas Medical Center-OR-PACU nurse station |  |  |  |  | 099-07081 | 099-07081 |  | TMC | Memorial Hermann- Texas Medical Center-OR-PACU nurse station | OR09 | 4/1/20 |  |  | No PM Sticker |  | Power Supply, UPS | POWERSUPPLYUPS-APC-ES350 | [12 empty] | PSU-2Y | [9 empty] | Power Supply, UPS | POWERSUPPLYUPS | Power Supply, UPS | APC
YES | YES |  |  |  | 074-06344 | 074-06344 | APC | Pro 1000s |  |  | West Tower 3 |  |  |  |  | 074-06344 | 074-06344 | Woodlands | Memorial Hermann Hospital Woodlands | West Tower 3 | Telemetry Room
NO | YES |  |  |  | 142-05467 | 142-05467 | APC | Pro 1500 |  | 3B1302X00989 | NE-ER |  |  |  |  | 142-05467 | 142-05467 | Katy | MHHS-Northeast | NE-ER | Nurses Station | 8/1/19 | 8/1/20
NO | YES |  |  |  | 142-06054 | 142-06054 | APC | Pro 1500 |  | 3B1413X04521 | NE-ER |  |  |  |  | 142-06054 | 142-06054 | Katy | MHHS-Northeast | NE-ER | Nurses Station | 10/1/18 | 10/1/19
YES | YES |  |  |  | 142-05861 | 142-05861 | APC | Pro 1500 |  |  | NE - Cathlab |  |  |  |  | 142-05861 | 142-05861 | Katy | Memorial Hermann Northeast Hospital | NE - Cathlab | Room 2
YES | YES |  |  |  | 099-01830 | 099-01830 | APC | Pro 1500 |  | 4B1533P26332 | X-Ray |  |  |  |  | 099-01830 | 099-01830 | Katy | Memorial Hermann Imaging Center - Convenient Care Center in Summer Creek | X-Ray | X-Ray Control Room
YES | YES |  |  |  | 029-07368 | 029-07368 | APC | Pro 1500 |  | 361201x02384 | WOODLANDS - NONINVASIVE CARDIOLOGY |  |  |  |  | 029-07368 | 029-07368 | Woodlands | Memorial Hermann The Woodlands Medical Center | WOODLANDS - NONINVASIVE CARDIOLOGY | Biomed | 7/1/18 |  | 3/1/19
NO | YES |  |  |  | 069-41982 | 069-41982 | APC | Pro 1500 |  |  | ACE |  |  |  |  | 069-41982 | 069-41982 | TMC | Memorial Hermann-Texas Medical Center | ACE | ACE | 8/1/18 |  | 9/1/19
YES | YES |  |  |  | 151-03746 | 151-03746 | Apc | Pro 1500 s |  | B1830X33056 | COU |  |  |  |  | 151-03746 | 151-03746 | Northwest | Cypress | COU | Nurses station | 2/1/20
YES | YES |  |  |  | 151-05114 | 151-05114 | APC | Pro 1500S |  | 3B1830x33260 | CY COV |  |  |  |  | 151-05114 | 151-05114 | Northwest | Memorial Hermann Cypress Hospital | CY COV | Nurses Station | 12/1/20 | 12/1/20
YES | YES |  |  |  | 005-33759 | 005-33759 | APC | Pro1000 |  | Nsn | Hermann- SE Radiology Patient Holding |  |  |  |  | 005-33759 | 005-33759 |  | Memorial Hermann- SE Radiology Patient Holding | Hermann- SE Radiology Patient Holding | Room2 | 4/1/20 |  |  | No PM Sticker
NO | YES | Serial Number BR1000G |  |  | 005-09520 | 005-09520 | APC | Pro1000 |  | BR1000G | Memorial Hermann- SE - Radiology- NuclearMed |  |  |  |  | 005-09520 | 005-09520 | Southeast | Memorial Hermann- SE - Radiology- NuclearMed | Memorial Hermann- SE - Radiology- NuclearMed | Echo Room1 |  |  |  | No pm sticker
YES | YES |  |  |  | 099-04504 | 099-04504 | APC | Smart Pro UPS |  | 2444NLCSM628400724 | Mustispecialty |  |  |  |  | 099-04504 | 099-04504 | Pearland | Memorial Hermann Pearland Hospital | Mustispecialty | Multispecialty
YES | YES | Serial Number Cnf |  |  |  |  | APC | Smart UPS 1000 |  | CNF | Endoscopy Department | [6 empty] | West | Memorial Hermann - Memorial City | Endoscopy Department | Room 150 Storage
YES | YES | Serial Number Cnf |  |  | 583-01636 | 583-01636 | APC | Smart UPS 1000 |  | Cnf | MEMORIAL CITY - LABORATORY - HEMATOLOGY |  |  |  |  | 583-01636 | 583-01636 | West | Memorial Hermann Memorial City Medical Center | MEMORIAL CITY - LABORATORY - HEMATOLOGY | Lab
YES | YES |  |  |  | 099-04801 | 099-04801 | APC | Smart ups 1500 |  | SMT1500C 3S1934X10769 | PEARLAND - LABORATORY - MAIN |  |  |  |  | 099-04801 | 099-04801 | Pearland | Memorial Hermann Pearland Hospital | PEARLAND - LABORATORY - MAIN | Speciman Processing
YES | YES |  |  |  | 099-03595 | 099-03595 | APC | Smart UPS 1500 |  | AS0819131966qq | [5 empty] | 099-03595 | 099-03595 |  | 27700 NW Freeway, Herman Memorial |  | C1 411
YES | YES |  |  |  | 009-33488 | 009-33488 | APC | Smart UPS 2200 |  |  | GH - IMU |  |  |  |  | 009-33488 | 009-33488 | Central | Memorial Hermann Greater Heights Hospital | GH - IMU | Nurse station | [5 empty] | Power Supply, UPS | POWERSUPPLYUPS-APC-Smart UPS 2200 | [12 empty] | PSU-2Y | [9 empty] | Power Supply, UPS | POWERSUPPLYUPS | Power Supply, UPS | APC
YES | YES | Serial Number Cnf |  |  | 099-06402 | 099-06402 | APC | Smart UPS 3000 |  | CNF | MEMORIAL CITY - CATH LAB |  |  |  |  | 099-06402 | 099-06402 | West | Heart | MEMORIAL CITY - CATH LAB | Server Room E9 238 |  |  |  | No PM sticker. And unable to obtain info due to position of UPS
YES | YES | Serial Number Cnf |  |  | 041-34210 apc | 041-34210 apc | APC | Smart ups 450 |  | Cnf | Cardiology |  |  |  |  | 041-34210 apc | 041-34210 apc | West and memorial city | Cardiolgy 7 east | Cardiology | Telementry |  |  |  | No pm found
NO | YES | Asset Tag 041-34214 |  |  | 041-34214 | 041-34214 | APC | Smart ups 450 |  | Cnf | Cardiology |  |  |  |  | 041-34214 | 041-34214 | West and memorial city | Cardiolgy 7 east | Cardiology | Telementry |  |  |  | No pm found
YES | YES |  |  |  | 041-08729 | 041-08729 | APC | Smart UPS SC 620 |  | QS0453221954 | Biomed Shop |  |  |  |  | 041-08729 | 041-08729 | West | Memorial Hermann Memorial City Medical Center | Biomed Shop | Repair Shop MH5411
NO | YES |  |  |  | 133-07025 | 133-07025 | Apc | Smart-Ups 1000 |  | NSN | Katy-Laboratory |  |  |  |  | 133-07025 | 133-07025 | Katy | MHHS-Katy | Katy-Laboratory | Microbiology | 2/1/20 | 2/1/20 |  |  |  | Power Supply, UPS | POWERSUPPLYUPS-APC-Smart-UPS 1000 | [12 empty] | PSU-2Y | [9 empty] | Power Supply, UPS | POWERSUPPLYUPS | Power Supply, UPS | APC
YES | YES |  |  |  | 142-09173 | 142-09173 | APC | Smart-UPS 1000 |  | WS1025253816 | Biomed Shop |  |  |  |  | 142-09173 | 142-09173 | Woodlands | Memorial Hermann The Woodlands Medical Center | Biomed Shop | Back Corner |  |  |  | No PM Sticker |  | Power Supply, UPS | POWERSUPPLYUPS-APC-Smart-UPS 1000 | [12 empty] | PSU-2Y | [9 empty] | Power Supply, UPS | POWERSUPPLYUPS | Power Supply, UPS | APC
YES | YES |  |  |  | 041-13598 | 041-13598 | APC | Smart-UPS 1000 |  | AS0720330023 | Biomed Shop |  |  |  |  | 041-13598 | 041-13598 | West | Memorial Hermann Memorial City Medical Center | Biomed Shop | Repair Shop MH5411
YES | YES |  |  |  | 009-33114 | 009-33114 | APC | Smart-UPS 1000 |  | AS1134311477 | Laboratory |  |  |  |  | 009-33114 | 009-33114 | Southwest | Memorial Hermann Laboratory | Laboratory | Lab - Chemistry
YES | YES |  |  |  | 133-08418 | 133-08418 | APC | Smart-ups 1500 |  | 3S1513X05524 | KATY - OR |  |  |  |  | 133-08418 | 133-08418 | Katy | Memorial Hermann Katy Hospital | KATY - OR | W2:207 O.R. Storage | [5 empty] | Power Supply, UPS | POWERSUPPLYUPS-APC-Smart-UPS 1500 | [12 empty] | PSU-2Y | [9 empty] | Power Supply, UPS | POWERSUPPLYUPS | Power Supply, UPS | APC
NO | YES | [5 empty] | APC | Smart-UPS 1500 |  | 4B1537P10795 | NE-Biomedical Services | [6 empty] | Katy | MHHS-Northeast | NE-Biomedical Services | Biomed Shop | [5 empty] | Power Supply, UPS | POWERSUPPLYUPS-APC-Smart-UPS 1500 | [12 empty] | PSU-2Y | [9 empty] | Power Supply, UPS | POWERSUPPLYUPS | Power Supply, UPS | APC
YES | YES |  |  |  | 151-04869 | 151-04869 | APC | Smart-UPS 1500 |  | 3S1624X08265 | Biomed Dept |  |  |  |  | 151-04869 | 151-04869 | West | Memorial Hermann Memorial City Medical Center | Biomed Dept | Biomed Dept
YES | YES |  |  |  | 009-33151 | 009-33151 | APC | Smart-UPS 1500 |  | 3S1520X06044 | SW -Nuc Med |  |  |  |  | 009-33151 | 009-33151 | Southwest | Memorial Hermann Southwest Hospital | SW -Nuc Med | Ultrasound room 1 |  |  |  | No pm sticker
YES | YES |  |  |  | 069-45983 | 069-45983 | APC | Smart-ups 5000 |  |  | TMC - RADIOLOGY - NUC MED |  |  |  |  | 069-45983 | 069-45983 | TMC | Memorial Hermann-Texas Medical Center | TMC - RADIOLOGY - NUC MED | Nuc med
YES | YES |  |  |  | 009-34789 | 009-34789 | APC | Smart-UPS RT 5000 |  | NSN | Memorial Hermann - Radiology |  |  |  |  | 009-34789 | 009-34789 | Central | Memorial Hermann Greater Heights Hospital | Memorial Hermann - Radiology | GH- NucMed room |  |  |  | No pm sticker
YES | YES |  |  |  | 133-10250 | 133-10250 | APC | Smart-UPS RT 5000VA |  | NS0843002666 | Katy Imaging |  |  |  |  | 133-10250 | 133-10250 | Katy | Memorial Hermann | Katy Imaging | Nuc Med |  |  |  | for philips Bright View | UPS | Power Supply, UPS | POWERSUPPLYUPS-APC-Smart-UPS RT 5000VA | [12 empty] | PSU-2Y | [9 empty] | Power Supply, UPS | POWERSUPPLYUPS | Power Supply, UPS | APC
YES | YES | Serial Number Cnf |  |  | 151-05064 | 151-05064 | APC | Smart-ups SC 450 |  | CNF | Biomed shop |  |  |  |  | 151-05064 | 151-05064 | Northwest | Memorial Hermann Cypress Hospital | Biomed shop | Biomed storage M2 506 |  | 2/1/20 |  | Under 4 other UPS?Aos could not get to serial.
YES | YES | Serial Number Cnf |  |  | 129-07565 | 129-07565 | APC | Smart-ups sc 450 |  | Cnf | SUGAR LAND - PACU |  |  |  |  | 129-07565 | 129-07565 | Sugar Land | Memorial Hermann Sugar Land Hospital | SUGAR LAND - PACU | Nurses station |  |  |  | Could not get to serial
YES | YES |  |  |  | 099-01134 | 099-01134 | APC | Smart1500C |  | 3S1838X12123 | NE - LABORATORY |  |  |  |  | 099-01134 | 099-01134 | Katy | Memorial Hermann Northeast Hospital | NE - LABORATORY | Pathology
YES | YES |  |  |  |  | 013-18448 | APC | SMT1500 |  | AS1114211252 | Biomed Shop | [5 empty] | 013-18448 | Woodlands | Memorial Hermann The Woodlands Medical Center | Biomed Shop | Back Corner |  |  |  | No PM Sticker |  | Power Supply, UPS | POWERSUPPLYUPS-APC-SMT1500 | [12 empty] | PSU-2Y | [9 empty] | Power Supply, UPS | POWERSUPPLYUPS | Power Supply, UPS | APC
YES | YES |  |  |  | 099-06468 | 099-06468 | APC | SMT1500 |  | 3S1726X04798 | Lab |  |  |  |  | 099-06468 | 099-06468 | Southeast | Memorial Hermann Southeast Hospital | Lab | W2 | [5 empty] | Power Supply, UPS | POWERSUPPLYUPS-APC-SMT1500 | [12 empty] | PSU-2Y | [9 empty] | Power Supply, UPS | POWERSUPPLYUPS | Power Supply, UPS | APC
YES | YES |  |  |  | 009-33236 | 009-33236 | APC | SMT1500 |  | 3S1712X07211 | SW - LABORATORY - PROCESSING |  |  |  |  | 009-33236 | 009-33236 | Southwest | Memorial Hermann Diagnostic Laboratory - Southwest Medical Plaza 1 (#756) | SW - LABORATORY - PROCESSING | Lab |  |  |  | Add
YES | YES |  |  |  | 151-02523 | 151-02523 | APC | SMT1500RM2U |  | As1634333569 | Icu |  |  |  |  | 151-02523 | 151-02523 | Northwest | Memorial Hermann Cypress Hospital | Icu | AIDF S3910.2 | [5 empty] | Power Supply, UPS | POWERSUPPLYUPS-APC-SMT1500RM2U | [12 empty] | PSU-2Y | [9 empty] | Power Supply, UPS | POWERSUPPLYUPS | Power Supply, UPS | APC
YES | YES |  |  |  | 099-04409 | 099-04409 | APC | SMT750RM2U |  | AS1537124315 | Mustispecialty |  |  |  |  | 099-04409 | 099-04409 | Pearland | Memorial Hermann Pearland Hospital | Mustispecialty | Multispecialty | [5 empty] | Power Supply, UPS | POWERSUPPLYUPS-APC-SMT750RM2U | [12 empty] | PSU-2Y | [9 empty] | Power Supply, UPS | POWERSUPPLYUPS | Power Supply, UPS | APC
YES | YES |  |  |  | 151-04144 | 151-04144 | APC | Startup ATC 7000 |  | AS1802390804 | MEMORIAL CITY - RADIOLOGY - INPATIENT |  |  |  |  | 151-04144 | 151-04144 | West | Memorial Hermann Memorial City-Emergency Center | MEMORIAL CITY - RADIOLOGY - INPATIENT | Radiology |  |  |  | No PM stickers
YES | YES |  |  |  | 013-17728 | 013-17728 | APC | Su1400RMNET |  | WS9949000753 | Breast Center |  |  |  |  | 013-17728 | 013-17728 | Southwest | Memorial Herman Southwest Hospital | Breast Center | Breast Center
YES | YES | Serial Number Cnf |  |  | 151-04224 | 151-04224 | APC | UPS |  | CNF | CY - CARDIOPULMONARY |  |  |  |  | 151-04224 | 151-04224 | Northwest | Memorial Hermann Cypress Hospital | CY - CARDIOPULMONARY | Imaging Room |  | 2/1/20
YES | YES |  |  |  | 009-05451 | 009-05451 | APC | UPS |  |  | SW - NURSE CALL |  |  |  |  | 009-05451 | 009-05451 | Southwest | Memorial Hermann Southwest Hospital | SW - NURSE CALL | Nurses Station | 4/1/19 |  | 4/1/20
NO | YES | Asset Tag 1109712 |  |  |  | 013-17211 | APC | UPS |  |  | SW - Women?Aos Health (5th Floor) | [5 empty] | 013-17211 | Southwest | Memorial Hermann Southwest Hospital | SW - Women?Aos Health (5th Floor) | Nurses Station | 4/1/19 |  | 4/1/20
YES | YES | Serial Number Cnf |  |  | 041-33795 | 041-33795 | APC | XS 1500 |  | CNF | MEMORIAL CITY - Pediatrics |  |  |  |  | 041-33795 | 041-33795 | West | Memorial Hermann Memorial City Medical Center | MEMORIAL CITY - Pediatrics | MEMORIAL CITY - MHT - Pediatrics MH4 403.2 AIDF |  |  |  | No pm sticker
YES | YES |  |  |  | AS02231315166 | AS02231315166 | APCapz | SUA1000 |  | AS02231315166 | MEMORIAL CITY - DIGESTIVE DISEASE CENTER |  |  |  |  | AS02231315166 | AS02231315166 | West | Memorial Hermann Memorial City Medical Center | MEMORIAL CITY - DIGESTIVE DISEASE CENTER | MEMORIAL CITY - DIGESTIVE
NO | YES |  |  |  | 041-16023 | 041-16023 | APEX | PL650HD |  | PLHA1206260 | TIRR-Memorial City | MHHS-TIRR |  |  |  | 041-16023 | 041-16023 | West | MHHS-Others | TIRR-Memorial City | Main Rehab Suite 108 | 12/1/19 |  |  |  | LIFTS, PATIENT TRANSFER |  | .needs class | [5 empty] | Apex Medical Corp |  |  |  |  | 4/1/18 |  |  | Covered PM Repair - Biomedical | MHHS-TIRR
NO | NO |  |  |  | 029-10613 |  | Apple Inc. | A1489 |  | DLXLK5WCFCM8 | WOODLANDS - CATH LAB | MHHS-Woodlands |  |  |  | 029-10613 |  | Woodlands |  | WOODLANDS - CATH LAB | [5 empty] | COMPUTERS |  | .needs class |  |  |  |  | .needs class | Apple Inc | [7 empty] | Covered PM Repair - Biomedical | MHHS-Woodlands
NO | YES |  |  |  | 069-43557 | 069-43557 | APPLIED BIOSYSTEMS | GENE AMP PCR SYSTEM 9700 |  | 805S6030948 | TMC-Laboratory-HLA Lab (1R) | MHHS-TMC |  |  |  | 069-43557 | 069-43557 | TMC | MHHS-TMC | TMC-Laboratory-HLA Lab (1R) | TMC LABORATORY HLA LAB | 3/1/17 |  |  |  | ANALYZERS, LABORATORY, CLINICAL CHEMISTRY |  | INCBIOLOGICAL-Applied Biosystems-GeneAmp 9700 |  |  |  |  | INCBIOLOGICAL-Applied Biosystems-GeneAmp 9700 | Applied Biosystems |  |  |  |  | 6/4/20 |  |  | Not Covered Vendor Only - Biomedical | MHHS-TMC
NO | YES |  |  |  | 069-43558 | 069-43558 | APPLIED BIOSYSTEMS | GENE AMP PCR SYSTEM 9700 |  | 805S6030603 | TMC-Laboratory-HLA Lab (1R) | MHHS-TMC |  |  |  | 069-43558 | 069-43558 | TMC | MHHS-TMC | TMC-Laboratory-HLA Lab (1R) | TMC LABORATORY HLA LAB | 3/1/17 |  |  |  | ANALYZERS, LABORATORY, CLINICAL CHEMISTRY |  | INCBIOLOGICAL-Applied Biosystems-GeneAmp 9700 |  |  |  |  | INCBIOLOGICAL-Applied Biosystems-GeneAmp 9700 | Applied Biosystems |  |  |  |  | 7/1/19 |  |  | Covered PM Repair - Biomedical | MHHS-TMC
NO | YES |  |  |  | 069-43609 | 069-43609 | APPLIED BIOSYSTEMS | GENE AMP PCR SYSTEM 9700 |  | 805S0081110 | TMC-Laboratory-HLA Lab (1R) | MHHS-TMC |  |  |  | 069-43609 | 069-43609 | TMC | MHHS-TMC | TMC-Laboratory-HLA Lab (1R) | TMC LABORATORY HLA LAB | 3/1/17 |  |  |  | ANALYZERS, LABORATORY, CLINICAL CHEMISTRY |  | INCBIOLOGICAL-Applied Biosystems-GeneAmp 9700 |  |  |  |  | INCBIOLOGICAL-Applied Biosystems-GeneAmp 9700 | Applied Biosystems | [7 empty] | Covered PM Repair - Biomedical | MHHS-TMC
NO | YES |  |  |  | 069-46582 | 069-46582 | APPLIED BIOSYSTEMS | GOV - PCR SYSTEM |  |  | TMC-Laboratory-HLA Lab (1R) | MHHS-TMC |  |  |  | 069-46582 | 069-46582 | TMC | MHHS-TMC | TMC-Laboratory-HLA Lab (1R) | DNA Lab | 8/1/19 |  | 8/1/20 |  | DIGITAL IMAGING SYSTEMS, COMPUTED RADIOGRAPHY |  | .needs class | [5 empty] | Applied Biosystems |  |  |  |  | 7/5/18 |  |  | Covered PM Repair - Biomedical | MHHS-TMC
NO | YES |  |  |  | 069-46310 | 069-46310 | APPLIED BIOSYSTEMS | GOV - QUANTSTUDIO 6 |  |  | TMC-Laboratory-HLA Lab (1R) | MHHS-TMC |  |  |  | 069-46310 | 069-46310 | TMC | MHHS-TMC | TMC-Laboratory-HLA Lab (1R) | Lab | 2/1/19 |  | 2/1/20 |  | ANALYZERS, LABORATORY, MICROBIOLOGY |  | .needs class | [5 empty] | Applied Biosystems | [7 empty] | Covered PM Repair - Biomedical | MHHS-TMC
NO | YES |  |  |  | 069-46311 | 069-46311 | APPLIED BIOSYSTEMS | GOV - QUANTSTUDIO 6 |  |  | TMC-Laboratory-HLA Lab (1R) | MHHS-TMC |  |  |  | 069-46311 | 069-46311 | TMC | MHHS-TMC | TMC-Laboratory-HLA Lab (1R) | Lab | 2/1/19 |  | 2/1/20 |  | ANALYZERS, LABORATORY, MICROBIOLOGY |  | .needs class | [5 empty] | Applied Biosystems | [7 empty] | Covered PM Repair - Biomedical | MHHS-TMC
YES | YES |  |  |  | 000-05058 | 000-05058 | Applied Cardiac Sys | NCP-2 | [7 empty] | 000-05058 | 000-05058 |  | Memorial hermann |  | Suite 630
NO | NO | [5 empty] | Applied Cardiac Systems, Inc |  |  |  | MH MG - (MC) - MC CARDIOLOGY (MP4) STE400 | MHHS-MG |  | DVD, Player/Recorder |  |  |  | West & Memorial City |  | MH MG - (MC) - MC CARDIOLOGY (MP4) STE400 | [5 empty] | RECORDERS, TAPE, DATA, ELECTROCARDIOGRAPHY |  | DVD-Applied Cardiac Sys-2003 | DVD |  |  |  |  | Applied Cardiac Sys | DVD, Player/Recorder |  | DVD-Applied Cardiac Sys-2003 |  |  |  |  | Covered PM Repair - Biomedical | MHHS-MG
NO | NO | [5 empty] | Applied Cardiac Systems, Inc |  |  |  | MH MG - (MC) - MC CARDIOLOGY (MP4) STE400 | MHHS-MG |  | DVD, Player/Recorder |  |  |  | West & Memorial City |  | MH MG - (MC) - MC CARDIOLOGY (MP4) STE400 | [5 empty] | RECORDERS, TAPE, DATA, ELECTROCARDIOGRAPHY |  | DVD-Applied Cardiac Sys-2003 | DVD |  |  |  |  | Applied Cardiac Sys | DVD, Player/Recorder |  | DVD-Applied Cardiac Sys-2003 |  |  |  |  | Covered PM Repair - Biomedical | MHHS-MG
NO | NO | [5 empty] | Applied Cardiac Systems, Inc |  |  |  | MH MG - (MC) - MC CARDIOLOGY (MP4) STE400 | MHHS-MG |  | DVD, Player/Recorder |  |  |  | West & Memorial City |  | MH MG - (MC) - MC CARDIOLOGY (MP4) STE400 | [5 empty] | RECORDERS, TAPE, DATA, ELECTROCARDIOGRAPHY |  | DVD-Applied Cardiac Sys-2003 | DVD |  |  |  |  | Applied Cardiac Sys | DVD, Player/Recorder |  | DVD-Applied Cardiac Sys-2003 |  |  |  |  | Covered PM Repair - Biomedical | MHHS-MG
NO | NO | [5 empty] | Applied Cardiac Systems, Inc |  |  |  | MH MG - (MC) - MC CARDIOLOGY (MP4) STE400 | MHHS-MG |  | DVD, Player/Recorder |  |  |  | West & Memorial City |  | MH MG - (MC) - MC CARDIOLOGY (MP4) STE400 | [5 empty] | RECORDERS, TAPE, DATA, ELECTROCARDIOGRAPHY |  | DVD-Applied Cardiac Sys-2003 | DVD |  |  |  |  | Applied Cardiac Sys | DVD, Player/Recorder |  | DVD-Applied Cardiac Sys-2003 |  |  |  |  | Covered PM Repair - Biomedical | MHHS-MG
NO | NO | [5 empty] | Applied Cardiac Systems, Inc |  |  |  | MH MG - (MC) - MC CARDIOLOGY (MP4) STE400 | MHHS-MG |  | DVD, Player/Recorder |  |  |  | West & Memorial City |  | MH MG - (MC) - MC CARDIOLOGY (MP4) STE400 | [5 empty] | RECORDERS, TAPE, DATA, ELECTROCARDIOGRAPHY |  | DVD-Applied Cardiac Sys-2003 | DVD |  |  |  |  | Applied Cardiac Sys | DVD, Player/Recorder |  | DVD-Applied Cardiac Sys-2003 |  |  |  |  | Not Covered Vendor Only - Biomedical | MHHS-MG
NO | NO | [5 empty] | Applied Cardiac Systems, Inc |  |  |  | MH MG - (MC) - MC CARDIOLOGY (MP4) STE400 | MHHS-MG |  | DVD, Player/Recorder |  |  |  | West & Memorial City |  | MH MG - (MC) - MC CARDIOLOGY (MP4) STE400 | [5 empty] | RECORDERS, TAPE, DATA, ELECTROCARDIOGRAPHY |  | DVD-Applied Cardiac Sys-2003 | DVD |  |  |  |  | Applied Cardiac Sys | DVD, Player/Recorder |  | DVD-Applied Cardiac Sys-2003 |  |  |  |  | Covered PM Repair - Biomedical | MHHS-MG
NO | NO | [5 empty] | Applied Cardiac Systems, Inc |  |  |  | MH MG - (MC) - MC CARDIOLOGY (MP4) STE400 | MHHS-MG |  | DVD, Player/Recorder |  |  |  | West & Memorial City |  | MH MG - (MC) - MC CARDIOLOGY (MP4) STE400 | [5 empty] | RECORDERS, TAPE, DATA, ELECTROCARDIOGRAPHY |  | DVD-Applied Cardiac Sys-2003 | DVD |  |  |  |  | Applied Cardiac Sys | DVD, Player/Recorder |  | DVD-Applied Cardiac Sys-2003 |  |  |  |  | Covered PM Repair - Biomedical | MHHS-MG
NO | NO | [5 empty] | Applied Cardiac Systems, Inc |  |  |  | MH MG - (MC) - MC CARDIOLOGY (MP4) STE400 | MHHS-MG |  | DVD, Player/Recorder |  |  |  | West & Memorial City |  | MH MG - (MC) - MC CARDIOLOGY (MP4) STE400 | [5 empty] | RECORDERS, TAPE, DATA, ELECTROCARDIOGRAPHY |  | DVD-Applied Cardiac Sys-2003 | DVD |  |  |  |  | Applied Cardiac Sys | DVD, Player/Recorder |  | DVD-Applied Cardiac Sys-2003 |  |  |  |  | Covered PM Repair - Biomedical | MHHS-MG
NO | NO | [5 empty] | Applied Cardiac Systems, Inc |  |  |  | MH MG - (MC) - MC CARDIOLOGY (MP4) STE400 | MHHS-MG |  | DVD, Player/Recorder |  |  |  | West & Memorial City |  | MH MG - (MC) - MC CARDIOLOGY (MP4) STE400 | [5 empty] | RECORDERS, TAPE, DATA, ELECTROCARDIOGRAPHY |  | DVD-Applied Cardiac Sys-2003 | DVD |  |  |  |  | Applied Cardiac Sys | DVD, Player/Recorder |  | DVD-Applied Cardiac Sys-2003 |  |  |  |  | Not Covered Vendor Only - Biomedical | MHHS-MG
NO | NO | [5 empty] | Applied Cardiac Systems, Inc |  |  |  | MH MG - (MC) - MC CARDIOLOGY (MP4) STE400 | MHHS-MG |  | DVD, Player/Recorder |  |  |  | West & Memorial City |  | MH MG - (MC) - MC CARDIOLOGY (MP4) STE400 | [5 empty] | RECORDERS, TAPE, DATA, ELECTROCARDIOGRAPHY |  | DVD-Applied Cardiac Sys-2003 | DVD |  |  |  |  | Applied Cardiac Sys | DVD, Player/Recorder |  | DVD-Applied Cardiac Sys-2003 |  |  |  |  | Not Covered Vendor Only - Biomedical | MHHS-MG
NO | NO | [5 empty] | Applied Cardiac Systems, Inc |  |  |  | MH MG - (MC) - MC CARDIOLOGY (MP4) STE400 | MHHS-MG |  | DVD, Player/Recorder |  |  |  | West & Memorial City |  | MH MG - (MC) - MC CARDIOLOGY (MP4) STE400 | [5 empty] | RECORDERS, TAPE, DATA, ELECTROCARDIOGRAPHY |  | DVD-Applied Cardiac Sys-2003 | DVD |  |  |  |  | Applied Cardiac Sys | DVD, Player/Recorder |  | DVD-Applied Cardiac Sys-2003 |  |  |  |  | Covered PM Repair - Biomedical | MHHS-MG
NO | NO | [5 empty] | Applied Cardiac Systems, Inc |  |  |  | MH MG - (MC) - MC CARDIOLOGY (MP4) STE400 | MHHS-MG |  | DVD, Player/Recorder |  |  |  | West & Memorial City |  | MH MG - (MC) - MC CARDIOLOGY (MP4) STE400 | [5 empty] | RECORDERS, TAPE, DATA, ELECTROCARDIOGRAPHY |  | DVD-Applied Cardiac Sys-2003 | DVD |  |  |  |  | Applied Cardiac Sys | DVD, Player/Recorder |  | DVD-Applied Cardiac Sys-2003 |  |  |  |  | Covered PM Repair - Biomedical | MHHS-MG
NO | NO | [5 empty] | Applied Cardiac Systems, Inc |  |  |  | MH MG - (MC) - MC CARDIOLOGY (MP4) STE400 | MHHS-MG |  | DVD, Player/Recorder |  |  |  | West & Memorial City |  | MH MG - (MC) - MC CARDIOLOGY (MP4) STE400 | [5 empty] | RECORDERS, TAPE, DATA, ELECTROCARDIOGRAPHY |  | DVD-Applied Cardiac Sys-2003 | DVD |  |  |  |  | Applied Cardiac Sys | DVD, Player/Recorder |  | DVD-Applied Cardiac Sys-2003 |  |  |  |  | Covered PM Repair - Biomedical | MHHS-MG
NO | NO | [5 empty] | Applied Cardiac Systems, Inc |  |  |  | MH MG - (MC) - MC CARDIOLOGY (MP4) STE400 | MHHS-MG |  | DVD, Player/Recorder |  |  |  | West & Memorial City |  | MH MG - (MC) - MC CARDIOLOGY (MP4) STE400 | [5 empty] | RECORDERS, TAPE, DATA, ELECTROCARDIOGRAPHY |  | DVD-Applied Cardiac Sys-2003 | DVD |  |  |  |  | Applied Cardiac Sys | DVD, Player/Recorder |  | DVD-Applied Cardiac Sys-2003 |  |  |  |  | Covered PM Repair - Biomedical | MHHS-MG
NO | YES |  |  |  | 000-02803 | 000-02803 | Applied Cardiac Systems, Inc | MASTER VII |  | 4181a | MH MG-(STX)-South Texas-Wharton | MHHS-MG |  |  |  | 000-02803 | 000-02803 | South | MHHS-MG | MH MG-(STX)-South Texas-Wharton | Exam 2 | 7/1/19 | 5/1/20 |  |  | MONITORING SYSTEMS, PHYSIOLOGIC, CARDIAC ELECTROPH |  | .needs class | [5 empty] | Applied Cardiac Sys |  |  |  |  | 11/15/16 |  |  | Covered PM Repair - Biomedical | MHHS-MG
NO | YES |  |  |  | 013-36011 | 013-36011 | Aqua Creek Products | THE PATRIOT AT2 PORTABLE LIFT |  | DL21432 | SMR - (SL) - WILLIAMS TRACE | MHHS-SMR |  |  |  | 013-36011 | 013-36011 | Sugar Land | Memorial Hermann Sports Medicine | SMR - (SL) - WILLIAMS TRACE |  | 3/1/19 |  |  |  | LIFTS, PATIENT TRANSFER |  | .needs class | [10 empty] | 2/13/20 |  |  | Not Covered Vendor Only - Biomedical | MHHS-SMR
NO | YES |  |  |  | 041-16867 | 041-16867 | AQUATIC ACCESS | POOL LIFT |  | IGAT180-310-6537XHD | TIRR-Memorial City | MHHS-TIRR |  |  |  | 041-16867 | 041-16867 | West | MHHS-Others | TIRR-Memorial City | Pool Area | 12/1/19 |  | 12/1/20 |  | LIFTS, PATIENT TRANSFER |  | .needs class | [10 empty] | 12/21/18 |  |  | Covered PM Repair - Biomedical | MHHS-TIRR
NO | NO |  |  |  | 129-06012 |  | AQUATIC ACCESS | POOL LIFT |  |  | TIRR - SUGAR LAND | MHHS-TIRR |  |  |  | 129-06012 |  | Sugar Land |  | TIRR - SUGAR LAND | [5 empty] | LIFTS, PATIENT TRANSFER |  | .needs class | [13 empty] | Covered PM Repair - Biomedical | MHHS-TIRR
NO | YES |  |  |  | 013-05246 | 013-05246 | AQUINTEL INC | AQUASENS FMS 3000 |  | 101499-039 | SW-OR | MHHS-Southwest |  | System, Fluid Management |  | 013-05246 | 013-05246 | Southwest | MHHS-Southwest | SW-OR | OR | 1/1/19 |  | 1/1/21 |  | MONITORS, PHYSIOLOGIC, VITAL SIGNS | System, Fluid Management | SYSFLUIDMANAGE-Davol Inc-AquaSens-FMS 3000 | SYSFLUIDMANAGE | AquaSens-FMS 3000 |  |  |  | Davol Inc | System, Fluid Management |  |  | SYSFLUIDMANAGE-Davol Inc-AquaSens-FMS 3000 | 3/26/19 |  |  | Covered PM Repair - Biomedical | MHHS-Southwest | [8 empty] | SYSFLUIDMANAGE | System, Fluid Management | Davol Inc
NO | NO |  |  |  | 069-09808 |  | Aragona Medical | OPN XII UL |  |  | TMC - JONES - BURN UNIT (8J) | MHHS-TMC |  |  |  | 069-09808 |  | TMC |  | TMC - JONES - BURN UNIT (8J) | [5 empty] | WARMING UNITS, PATIENT, RADIANT, INFANT |  | .needs class | [5 empty] | Aragona Med | [7 empty] | Not Covered Vendor Only - Biomedical | MHHS-TMC
NO | NO |  |  |  | 069-09810 |  | Aragona Medical | OPN XII UL |  |  | TMC - JONES - BURN UNIT (8J) | MHHS-TMC |  |  |  | 069-09810 |  | TMC |  | TMC - JONES - BURN UNIT (8J) | [5 empty] | WARMING UNITS, PATIENT, RADIANT, INFANT |  | .needs class | [5 empty] | Aragona Med | [7 empty] | Not Covered Vendor Only - Biomedical | MHHS-TMC
NO | NO |  |  |  | 069-10456 |  | Aragona Medical | OPN XII UL |  |  | TMC - JONES - BURN UNIT (8J) | MHHS-TMC |  |  |  | 069-10456 |  | TMC |  | TMC - JONES - BURN UNIT (8J) | [5 empty] | WARMING UNITS, PATIENT, RADIANT, INFANT |  | .needs class | [5 empty] | Aragona Med | [7 empty] | Not Covered Vendor Only - Biomedical | MHHS-TMC
NO | NO |  |  |  | 069-28957 |  | Aragona Medical | OPN XII UL |  |  | TMC - JONES - BURN UNIT (8J) | MHHS-TMC |  |  |  | 069-28957 |  | TMC |  | TMC - JONES - BURN UNIT (8J) | [5 empty] | WARMING UNITS, PATIENT, RADIANT, INFANT |  | .needs class | [5 empty] | Aragona Med | [7 empty] | Covered PM Repair - Biomedical | MHHS-TMC
NO | NO |  |  |  | 069-28958 |  | Aragona Medical | OPN XII UL |  |  | TMC - JONES - BURN UNIT (8J) | MHHS-TMC |  |  |  | 069-28958 |  | TMC |  | TMC - JONES - BURN UNIT (8J) | [5 empty] | WARMING UNITS, PATIENT, RADIANT, INFANT |  | .needs class | [5 empty] | Aragona Med | [7 empty] | Covered PM Repair - Biomedical | MHHS-TMC
NO | NO |  |  |  | 069-28959 |  | Aragona Medical | OPN XII UL |  |  | TMC - JONES - BURN UNIT (8J) | MHHS-TMC |  |  |  | 069-28959 |  | TMC |  | TMC - JONES - BURN UNIT (8J) | [5 empty] | WARMING UNITS, PATIENT, RADIANT, INFANT |  | .needs class | [5 empty] | Aragona Med | [7 empty] | Covered PM Repair - Biomedical | MHHS-TMC
NO | NO |  |  |  | 069-35274 |  | Aragona Medical | OPN XII UL |  |  | TMC - JONES - BURN UNIT (8J) | MHHS-TMC |  |  |  | 069-35274 |  | TMC |  | TMC - JONES - BURN UNIT (8J) | [5 empty] | WARMING UNITS, PATIENT, RADIANT, INFANT |  | .needs class | [5 empty] | Aragona Med | [7 empty] | Covered PM Repair - Biomedical | MHHS-TMC
NO | NO |  |  |  | 069-43689 |  | Aragona Medical | OPN XII UL |  |  | TMC - JONES - BURN UNIT (8J) | MHHS-TMC |  |  |  | 069-43689 |  | TMC |  | TMC - JONES - BURN UNIT (8J) | [5 empty] | WARMING UNITS, PATIENT, RADIANT, INFANT |  | .needs class | [5 empty] | Aragona Med | [7 empty] | Not Covered Vendor Only - Biomedical | MHHS-TMC
NO | NO |  |  |  | 241-02292 |  | Arcoma | ELITE TM4 |  | 12-2521-T100 | TIRR - UROLOGY/SPEC PROC (17) | MHHS-TIRR |  |  |  | 241-02292 |  | TMC |  | TIRR - UROLOGY/SPEC PROC (17) | [5 empty] | TABLES, IMAGING, RADIOGRAPHIC |  | .needs class | [5 empty] | Arcoma AB | [7 empty] | Covered PM Repair - Biomedical | MHHS-TIRR
NO | YES | Serial Number DYZJY064 |  |  | 069-44711 | ARD0112 | Arctic sun |  |  | Dyzjy064 | Central suply |  |  |  |  | 069-44711 | ARD0112 | TMC | Memorial Hermann-Texas Medical Center | Central suply | Hallway
NO | NO |  |  |  | 041-34137 |  | ARCTIKO | SF 150 |  |  | MEMORIAL CITY - PHARMACY | MHHS-Mem City |  |  |  | 041-34137 |  | West & Memorial City |  | MEMORIAL CITY - PHARMACY | [5 empty] | FREEZERS, LABORATORY |  | .needs class | [13 empty] | Covered PM Repair - Biomedical | MHHS-Mem City
NO | YES |  |  |  | 005-13119 | 005-13119 | Ardio Quip | MCH-1000 |  |  | SE-Clinical Engineering |  |  |  |  | 005-13119 | 005-13119 | Southeast | MHHS-Southeast | SE-Clinical Engineering | Storage
NO | NO |  |  |  | 241-02818 |  | Argo Medical Technologies Ltd. | REWALK |  | R-31-1107 | TIRR - KIRBY GLENN | MHHS-TIRR |  |  |  | 241-02818 |  | TMC |  | TIRR - KIRBY GLENN | [5 empty] | EXERCISERS |  | .needs class | [13 empty] | Covered PM Repair - Biomedical | MHHS-TIRR
NO | NO | [5 empty] | Argo Medical Technologies Ltd. | REWALK |  | 1-30-1023 | TIRR - THERAPY GYM | MHHS-TIRR | [5 empty] | TMC |  | TIRR - THERAPY GYM | [5 empty] | EXERCISERS |  | .needs class | [13 empty] | Covered PM Repair - Biomedical | MHHS-TIRR
YES | YES |  |  |  | 069-36748 | 069-36748 | ARI Technologies | Max-IIa |  | C147234 | SMR - (TMC) - SHEPHERD SQUARE |  |  |  |  | 069-36748 | 069-36748 | TMC | Sports Rehab | SMR - (TMC) - SHEPHERD SQUARE | Gym Floor | 3/1/19 | 3/1/20
NO | NO |  |  |  | R-069-PEDIDENTAL |  | Aribex Inc. | NOMAD PRO |  |  | TMC - HERMANN - PEDI ER (1HP) | MHHS-TMC |  | Radiographic Unit, Dental |  | R-069-PEDIDENTAL |  | TMC |  | TMC - HERMANN - PEDI ER (1HP) | [5 empty] | RADIOGRAPHIC UNITS, DENTAL |  | RADIOGRAPHICUNITDENT-Aribex Inc-Nomad Pro | RADIOGRAPHICUNITDENT | Nomad Pro |  |  |  | Aribex Inc | Radiographic Unit, Dental |  | RADIOGRAPHICUNITDENT-Aribex Inc-Nomad Pro |  |  |  |  | Not Covered Vendor Only - Biomedical | MHHS-TMC
NO | NO |  |  |  | R-069-ORDENTAL |  | Aribex Inc. | NOMAD PRO |  | XB-091019-09 | TMC - OR - HERMANN (2HP) | MHHS-TMC |  | Radiographic Unit, Dental |  | R-069-ORDENTAL |  | TMC |  | TMC - OR - HERMANN (2HP) | [5 empty] | RADIOGRAPHIC UNITS, DENTAL |  | RADIOGRAPHICUNITDENT-Aribex Inc-Nomad Pro | RADIOGRAPHICUNITDENT | Nomad Pro |  |  |  | Aribex Inc | Radiographic Unit, Dental |  | RADIOGRAPHICUNITDENT-Aribex Inc-Nomad Pro |  |  |  |  | Covered PM Repair - Biomedical | MHHS-TMC
YES | YES |  |  |  |  | 151-04429 | Arizant Healthcare |  |  |  | Biomed Dept | [5 empty] | 151-04429 | West | Memorial Hermann Memorial City Medical Center | Biomed Dept | Biomed Dept
YES | YES |  |  |  | 009-09284 | 009-09284 | Arizant Healthcare |  |  |  | GH - OR ANESTHESIA |  |  |  |  | 009-09284 | 009-09284 | Central | Memorial Hermann Greater Heights Hospital | GH - OR ANESTHESIA | OR | 3/1/19 |  | 9/1/19
NO | YES | Serial Number 106 |  |  | 133-02464 | 133-02464 | Arizant Healthcare |  |  |  | KATY - BIOMEDICAL SERVICES |  |  |  |  | 133-02464 | 133-02464 | Katy | Memorial Hermann Katy Hospital | KATY - BIOMEDICAL SERVICES | Biomed Storage | 7/1/19 | 7/1/20
YES | YES |  |  |  |  | 151-04430 | Arizant Healthcare |  |  |  | Biomed Department | [5 empty] | 151-04430 | West | Memorial Hermann - Memorial City | Biomed Department | Biomed Department
YES | YES | Serial Number 9223372036854780000 |  |  | 041-33440 | 041-33440 | Arizant Healthcare | Bair Paws 850 |  |  | MEMORIAL CITY - LABOR |  |  |  |  | 041-33440 | 041-33440 | West | Women?s Memorial Hermann Memorial City Hospital | MEMORIAL CITY - LABOR | Anesthesia Sleep Room | 10/1/11 |  | 10/1/12
YES | YES |  |  |  | 099-04924 | 099-04924 | Arizant Healthcare | Ranger |  |  | KATY - CATH LAB |  |  |  |  | 099-04924 | 099-04924 | Katy | Memorial Hermann Katy Hospital | KATY - CATH LAB | Cath lab 2 | 3/1/20 | 3/1/20
NO | YES |  |  |  | 099-04024 | 099-04024 | Arizant Healthcare | Ranger 245 |  |  | Katy-OR |  |  |  |  | 099-04024 | 099-04024 | Katy | MHHS-Katy | Katy-OR | OR 9 | 9/1/20 | 9/1/20 |  |  |  | Warmer, Blood/Fluid | WARMERBLOODFLUID-3M-Ranger 245 | [12 empty] | WBF-SA | [10 empty] | WARMERBLOODFLUID | Warmer, Blood/Fluid | 3M
YES | YES |  |  |  | 029-12987 | 029-12987 | Arizant Healthcare | Ranger 245 |  |  | Surgical room |  |  |  |  | 029-12987 | 029-12987 | Woodlands | Memorial Hermann Hospital Woodlands | Surgical room | OR Room 18 |  |  |  | No p.m. |  | Warmer, Blood/Fluid | WARMERBLOODFLUID-3M-Ranger 245 | [12 empty] | WBF-SA | [10 empty] | WARMERBLOODFLUID | Warmer, Blood/Fluid | 3M
YES | YES |  |  |  | 029-12988 | 029-12988 | Arizant Healthcare | Ranger 90032 |  |  | Surgical room |  |  |  |  | 029-12988 | 029-12988 | Woodlands | Memorial Hermann Hospital Woodlands | Surgical room | OR Room 18
NO | YES |  |  |  | 013-16414 | 013-16414 | Arizant Healthcare | ranger blood/fluid warming system 245 |  |  | SW-Labor |  |  |  |  | 013-16414 | 013-16414 | Southwest | MHHS-Southwest | SW-Labor | LDR 3
NO | NO | [5 empty] | Arizant Healthcare Inc. | RANGER |  |  | KATY - LABORATORY - BLOOD BANK | MHHS-Katy | [5 empty] | Katy |  | KATY - LABORATORY - BLOOD BANK | [5 empty] | WARMING UNITS, BLOOD/INTRAVENOUS SOLUTION |  | .needs class | [5 empty] | Arizant | [7 empty] | Covered PM Repair - Biomedical | MHHS-Katy
NO | YES |  |  |  | 009-09240 | 009-09240 | Arizant Healthcare Inc. | RANGER 245 |  |  | GH-ER | MHHS-Greater Heights |  | Warmer, Blood/Fluid |  | 009-09240 | 009-09240 | Central | MHHS-Greater Heights | GH-ER | Trauma rm 17 | 9/1/19 |  | 9/1/20 |  | WARMING UNITS, BLOOD/INTRAVENOUS SOLUTION | Warmer, Blood/Fluid | WARMERBLOODFLUID-3M-Ranger 245 | WARMERBLOODFLUID | Ranger 245 |  |  |  | 3M | Warmer, Blood/Fluid |  |  | WARMERBLOODFLUID-3M-Ranger 245 | 8/1/10 |  | WBF-SA | Covered PM Repair - Biomedical | MHHS-Greater Heights | [8 empty] | WARMERBLOODFLUID | Warmer, Blood/Fluid | 3M
NO | YES |  |  |  | 009-09279 | 009-09279 | Arizant Healthcare Inc. | RANGER 245 |  |  | GH-OR | MHHS-Greater Heights |  | Warmer, Blood/Fluid |  | 009-09279 | 009-09279 | Central & Greater Heights | MHHS-Greater Heights | GH-OR | Room 3 | 9/1/19 |  | 3/1/20 |  | WARMING UNITS, BLOOD/INTRAVENOUS SOLUTION | Warmer, Blood/Fluid | WARMERBLOODFLUID-3M-Ranger 245 | WARMERBLOODFLUID | Ranger 245 |  |  |  | 3M | Warmer, Blood/Fluid |  |  | WARMERBLOODFLUID-3M-Ranger 245 | 2/15/20 |  | WBF-SA | Not Covered Vendor Only - Biomedical | MHHS-Greater Heights | [8 empty] | WARMERBLOODFLUID | Warmer, Blood/Fluid | 3M
NO | YES |  |  |  | 009-09280 | 009-09280 | Arizant Healthcare Inc. | RANGER 245 |  |  | GH-Labor & Delivery-OR | MHHS-Greater Heights |  | Warmer, Blood/Fluid |  | 009-09280 | 009-09280 | Central | MHHS-Greater Heights | GH-Labor & Delivery-OR | OR hallway | 9/1/19 |  | 3/1/20 |  | WARMING UNITS, BLOOD/INTRAVENOUS SOLUTION | Warmer, Blood/Fluid | WARMERBLOODFLUID-3M-Ranger 245 | WARMERBLOODFLUID | Ranger 245 |  |  |  | 3M | Warmer, Blood/Fluid |  |  | WARMERBLOODFLUID-3M-Ranger 245 |  |  | WBF-SA | Covered PM Repair - Biomedical | MHHS-Greater Heights | [8 empty] | WARMERBLOODFLUID | Warmer, Blood/Fluid | 3M
NO | YES |  |  |  | 009-09282 | 009-09282 | Arizant Healthcare Inc. | RANGER 245 |  |  | GH-Labor & Delivery | MHHS-Greater Heights |  | Warmer, Blood/Fluid |  | 009-09282 | 009-09282 | Central | MHHS-Greater Heights | GH-Labor & Delivery | OR | 9/1/19 |  |  |  | WARMING UNITS, BLOOD/INTRAVENOUS SOLUTION | Warmer, Blood/Fluid | WARMERBLOODFLUID-3M-Ranger 245 | WARMERBLOODFLUID | Ranger 245 |  |  |  | 3M | Warmer, Blood/Fluid |  |  | WARMERBLOODFLUID-3M-Ranger 245 |  |  | WBF-SA | Covered PM Repair - Radiology, Low End | MHHS-Greater Heights | [8 empty] | WARMERBLOODFLUID | Warmer, Blood/Fluid | 3M
NO | YES |  |  |  | 009-09951 | 009-09951 | Arizant Healthcare Inc. | RANGER 245 |  |  | GH-OR | MHHS-Greater Heights |  | Warmer, Blood/Fluid |  | 009-09951 | 009-09951 | Central | MHHS-Greater Heights | GH-OR | OR 8 | 9/1/19 |  |  |  | WARMING UNITS, BLOOD/INTRAVENOUS SOLUTION | Warmer, Blood/Fluid | WARMERBLOODFLUID-3M-Ranger 245 | WARMERBLOODFLUID | Ranger 245 |  |  |  | 3M | Warmer, Blood/Fluid |  |  | WARMERBLOODFLUID-3M-Ranger 245 | 7/1/19 |  | WBF-SA | Covered PM Repair - Radiology, Low End | MHHS-Greater Heights | [8 empty] | WARMERBLOODFLUID | Warmer, Blood/Fluid | 3M
NO | YES |  |  |  | 009-10128 | 009-10128 | Arizant Healthcare Inc. | RANGER 245 |  |  | GH-ER | MHHS-Greater Heights |  | Warmer, Blood/Fluid |  | 009-10128 | 009-10128 | Central | MHHS-Greater Heights | GH-ER | Trauma rm 17 | 9/1/19 |  | 9/1/20 |  | WARMING UNITS, BLOOD/INTRAVENOUS SOLUTION | Warmer, Blood/Fluid | WARMERBLOODFLUID-3M-Ranger 245 | WARMERBLOODFLUID | Ranger 245 |  |  |  | 3M | Warmer, Blood/Fluid |  |  | WARMERBLOODFLUID-3M-Ranger 245 |  |  | WBF-SA | Covered PM Repair - Biomedical | MHHS-Greater Heights | [8 empty] | WARMERBLOODFLUID | Warmer, Blood/Fluid | 3M
NO | YES |  |  |  | 009-33556 | 009-33556 | Arizant Healthcare Inc. | RANGER 245 |  |  | GH-Cath Lab | MHHS-Greater Heights |  | Warmer, Blood/Fluid |  | 009-33556 | 009-33556 | Central | MHHS-Greater Heights | GH-Cath Lab | GH CATH LAB | 11/1/19 |  | 3/1/20 |  | WARMING UNITS, BLOOD/INTRAVENOUS SOLUTION | Warmer, Blood/Fluid | WARMERBLOODFLUID-3M-Ranger 245 | WARMERBLOODFLUID | Ranger 245 |  |  |  | 3M | Warmer, Blood/Fluid |  |  | WARMERBLOODFLUID-3M-Ranger 245 | 2/15/20 |  | WBF-SA | Not Covered Vendor Only - Biomedical | MHHS-Greater Heights | [8 empty] | WARMERBLOODFLUID | Warmer, Blood/Fluid | 3M
NO | YES |  |  |  | 013-13803 | 013-13803 | Arizant Healthcare Inc. | RANGER 245 |  |  | SW-HVI-OR | MHHS-Southwest |  | Warmer, Blood/Fluid |  | 013-13803 | 013-13803 | Southwest | MHHS-Southwest | SW-HVI-OR | OR7 | 8/1/19 |  | 8/1/20 |  | WARMING UNITS, BLOOD/INTRAVENOUS SOLUTION | Warmer, Blood/Fluid | WARMERBLOODFLUID-3M-Ranger 245 | WARMERBLOODFLUID | Ranger 245 |  |  |  | 3M | Warmer, Blood/Fluid |  |  | WARMERBLOODFLUID-3M-Ranger 245 | 2/15/20 |  | WBF-SA | Not Covered Vendor Only - Biomedical | MHHS-Southwest | [8 empty] | WARMERBLOODFLUID | Warmer, Blood/Fluid | 3M
NO | YES |  |  |  | 013-13811 | 013-13811 | Arizant Healthcare Inc. | RANGER 245 |  |  | SW-HVI-OR | MHHS-Southwest |  | Warmer, Blood/Fluid |  | 013-13811 | 013-13811 | Southwest | MHHS-Southwest | SW-HVI-OR | SW-HVI-OR | 8/1/19 |  | 8/1/20 |  | WARMING UNITS, BLOOD/INTRAVENOUS SOLUTION | Warmer, Blood/Fluid | WARMERBLOODFLUID-3M-Ranger 245 | WARMERBLOODFLUID | Ranger 245 |  |  |  | 3M | Warmer, Blood/Fluid |  |  | WARMERBLOODFLUID-3M-Ranger 245 | 2/15/20 |  | WBF-SA | Not Covered Vendor Only - Biomedical | MHHS-Southwest | [8 empty] | WARMERBLOODFLUID | Warmer, Blood/Fluid | 3M
NO | YES |  |  |  | 013-16486 | 013-16486 | Arizant Healthcare Inc. | RANGER 245 |  |  | SW-HVI-OR | MHHS-Southwest |  | Warmer, Blood/Fluid |  | 013-16486 | 013-16486 | Southwest | MHHS-Southwest | SW-HVI-OR | SW-HVI-OR | 8/1/19 |  | 8/1/20 |  | WARMING UNITS, BLOOD/INTRAVENOUS SOLUTION | Warmer, Blood/Fluid | WARMERBLOODFLUID-3M-Ranger 245 | WARMERBLOODFLUID | Ranger 245 |  |  |  | 3M | Warmer, Blood/Fluid |  |  | WARMERBLOODFLUID-3M-Ranger 245 |  |  | WBF-SA | Covered PM Repair - Biomedical | MHHS-Southwest | [8 empty] | WARMERBLOODFLUID | Warmer, Blood/Fluid | 3M
NO | YES |  |  |  | 013-17578 | 013-17578 | Arizant Healthcare Inc. | RANGER 245 |  |  | SW-HVI-OR | MHHS-Southwest |  | Warmer, Blood/Fluid |  | 013-17578 | 013-17578 | Southwest | MHHS-Southwest | SW-HVI-OR | Hvi or 2 | 2/1/20 |  | 8/1/20 |  | WARMING UNITS, BLOOD/INTRAVENOUS SOLUTION | Warmer, Blood/Fluid | WARMERBLOODFLUID-3M-Ranger 245 | WARMERBLOODFLUID | Ranger 245 |  |  |  | 3M | Warmer, Blood/Fluid |  |  | WARMERBLOODFLUID-3M-Ranger 245 | 2/15/20 |  | WBF-SA | Not Covered Vendor Only - Biomedical | MHHS-Southwest | [8 empty] | WARMERBLOODFLUID | Warmer, Blood/Fluid | 3M
NO | YES |  |  |  | 013-18093 | 013-18093 | Arizant Healthcare Inc. | RANGER 245 |  |  | SW-HVI-OR | MHHS-Southwest |  | Warmer, Blood/Fluid |  | 013-18093 | 013-18093 | Southwest | MHHS-Southwest | SW-HVI-OR | SW-HVI-OR | 8/1/19 |  | 8/1/20 |  | WARMING UNITS, BLOOD/INTRAVENOUS SOLUTION | Warmer, Blood/Fluid | WARMERBLOODFLUID-3M-Ranger 245 | WARMERBLOODFLUID | Ranger 245 |  |  |  | 3M | Warmer, Blood/Fluid |  |  | WARMERBLOODFLUID-3M-Ranger 245 |  |  | WBF-SA | Covered PM Repair - Biomedical | MHHS-Southwest | [8 empty] | WARMERBLOODFLUID | Warmer, Blood/Fluid | 3M
NO | YES |  |  |  | 013-19236 | 013-19236 | Arizant Healthcare Inc. | RANGER 245 |  |  | SW-HVI-OR | MHHS-Southwest |  | Warmer, Blood/Fluid |  | 013-19236 | 013-19236 | Southwest | MHHS-Southwest | SW-HVI-OR | SW - HVI - OR | 10/1/19 |  | 10/1/20 |  | WARMING UNITS, BLOOD/INTRAVENOUS SOLUTION | Warmer, Blood/Fluid | WARMERBLOODFLUID-3M-Ranger 245 | WARMERBLOODFLUID | Ranger 245 |  |  |  | 3M | Warmer, Blood/Fluid |  |  | WARMERBLOODFLUID-3M-Ranger 245 |  |  | WBF-SA | Covered PM Repair - Biomedical | MHHS-Southwest | [8 empty] | WARMERBLOODFLUID | Warmer, Blood/Fluid | 3M
NO | YES |  |  |  | 013-16418 | 013-16418 | Arizant Healthcare Inc. | RANGER 245 |  |  | SW-OR | MHHS-Southwest |  | Warmer, Blood/Fluid |  | 013-16418 | 013-16418 | Southwest | MHHS-Southwest | SW-OR | OR | 9/1/19 |  | 9/1/20 |  | WARMING UNITS, BLOOD/INTRAVENOUS SOLUTION | Warmer, Blood/Fluid | WARMERBLOODFLUID-3M-Ranger 245 | WARMERBLOODFLUID | Ranger 245 |  |  |  | 3M | Warmer, Blood/Fluid |  |  | WARMERBLOODFLUID-3M-Ranger 245 |  |  | WBF-SA | Covered PM Repair - Biomedical | MHHS-Southwest | [8 empty] | WARMERBLOODFLUID | Warmer, Blood/Fluid | 3M
NO | YES |  |  |  | 013-18090 | 013-18090 | Arizant Healthcare Inc. | RANGER 245 |  |  | SW-Labor | MHHS-Southwest |  | Warmer, Blood/Fluid |  | 013-18090 | 013-18090 | Southwest | MHHS-Southwest | SW-Labor | Delivery room 3 |  |  |  |  | WARMING UNITS, BLOOD/INTRAVENOUS SOLUTION | Warmer, Blood/Fluid | WARMERBLOODFLUID-3M-Ranger 245 | WARMERBLOODFLUID | Ranger 245 |  |  |  | 3M | Warmer, Blood/Fluid |  |  | WARMERBLOODFLUID-3M-Ranger 245 | 2/14/20 |  | WBF-SA | Not Covered Vendor Only - Biomedical | MHHS-Southwest | [8 empty] | WARMERBLOODFLUID | Warmer, Blood/Fluid | 3M
NO | YES |  |  |  | 013-13453 | 013-13453 | Arizant Healthcare Inc. | RANGER 245 |  |  | SW-OR | MHHS-Southwest |  | Warmer, Blood/Fluid |  | 013-13453 | 013-13453 | Southwest | MHHS-Southwest | SW-OR | OR 17 | 8/1/19 |  | 8/1/20 |  | WARMING UNITS, BLOOD/INTRAVENOUS SOLUTION | Warmer, Blood/Fluid | WARMERBLOODFLUID-3M-Ranger 245 | WARMERBLOODFLUID | Ranger 245 |  |  |  | 3M | Warmer, Blood/Fluid |  |  | WARMERBLOODFLUID-3M-Ranger 245 | 2/14/20 |  | WBF-SA | Not Covered Vendor Only - Biomedical | MHHS-Southwest | [8 empty] | WARMERBLOODFLUID | Warmer, Blood/Fluid | 3M
NO | YES |  |  |  | 013-13454 | 013-13454 | Arizant Healthcare Inc. | RANGER 245 |  |  | SW-OR | MHHS-Southwest |  | Warmer, Blood/Fluid |  | 013-13454 | 013-13454 | Southwest | MHHS-Southwest | SW-OR | OR 21 | 2/1/20 |  | 8/1/20 |  | WARMING UNITS, BLOOD/INTRAVENOUS SOLUTION | Warmer, Blood/Fluid | WARMERBLOODFLUID-3M-Ranger 245 | WARMERBLOODFLUID | Ranger 245 |  |  |  | 3M | Warmer, Blood/Fluid |  |  | WARMERBLOODFLUID-3M-Ranger 245 | 2/14/20 |  | WBF-SA | Not Covered Vendor Only - Biomedical | MHHS-Southwest | [8 empty] | WARMERBLOODFLUID | Warmer, Blood/Fluid | 3M
NO | YES |  |  |  | 013-13805 | 013-13805 | Arizant Healthcare Inc. | RANGER 245 |  |  | SW-NICU | MHHS-Southwest |  | Warmer, Blood/Fluid |  | 013-13805 | 013-13805 | Southwest | MHHS-Southwest | SW-NICU | Confernece Room | 8/1/19 |  | 2/1/20 |  | WARMING UNITS, BLOOD/INTRAVENOUS SOLUTION | Warmer, Blood/Fluid | WARMERBLOODFLUID-3M-Ranger 245 | WARMERBLOODFLUID | Ranger 245 |  |  |  | 3M | Warmer, Blood/Fluid |  |  | WARMERBLOODFLUID-3M-Ranger 245 | 2/14/20 |  | WBF-SA | Not Covered Vendor Only - Biomedical | MHHS-Southwest | [8 empty] | WARMERBLOODFLUID | Warmer, Blood/Fluid | 3M
NO | YES |  |  |  | 013-13809 | 013-13809 | Arizant Healthcare Inc. | RANGER 245 |  |  | SW-OR | MHHS-Southwest |  | Warmer, Blood/Fluid |  | 013-13809 | 013-13809 | Southwest | MHHS-Southwest | SW-OR | OR25 | 2/1/20 |  | 8/1/20 |  | WARMING UNITS, BLOOD/INTRAVENOUS SOLUTION | Warmer, Blood/Fluid | WARMERBLOODFLUID-3M-Ranger 245 | WARMERBLOODFLUID | Ranger 245 |  |  |  | 3M | Warmer, Blood/Fluid |  |  | WARMERBLOODFLUID-3M-Ranger 245 | 2/14/20 |  | WBF-SA | Not Covered Vendor Only - Biomedical | MHHS-Southwest | [8 empty] | WARMERBLOODFLUID | Warmer, Blood/Fluid | 3M
NO | YES |  |  |  | 013-13810 | 013-13810 | Arizant Healthcare Inc. | RANGER 245 |  |  | SW-Labor | MHHS-Southwest |  | Warmer, Blood/Fluid |  | 013-13810 | 013-13810 | Southwest | MHHS-Southwest | SW-Labor | OR 1 |  |  |  |  | WARMING UNITS, BLOOD/INTRAVENOUS SOLUTION | Warmer, Blood/Fluid | WARMERBLOODFLUID-3M-Ranger 245 | WARMERBLOODFLUID | Ranger 245 |  |  |  | 3M | Warmer, Blood/Fluid |  |  | WARMERBLOODFLUID-3M-Ranger 245 | 2/14/20 |  | WBF-SA | Not Covered Vendor Only - Biomedical | MHHS-Southwest | [8 empty] | WARMERBLOODFLUID | Warmer, Blood/Fluid | 3M
NO | YES | Asset Tag 013-13817 |  |  | 013-13817 | 013-13817 | Arizant Healthcare Inc. | RANGER 245 |  |  | SW-OR | MHHS-Southwest |  | Warmer, Blood/Fluid |  | 013-13817 | 013-13817 | Southwest | MHHS-Southwest | SW-OR |  | 8/20/19 |  |  |  | WARMING UNITS, BLOOD/INTRAVENOUS SOLUTION | Warmer, Blood/Fluid | WARMERBLOODFLUID-3M-Ranger 245 | WARMERBLOODFLUID | Ranger 245 |  |  |  | 3M | Warmer, Blood/Fluid |  |  | WARMERBLOODFLUID-3M-Ranger 245 | 2/14/20 | Finished from Script 3/27/2020 12:11:52pm (Central) | WBF-SA | Not Covered Vendor Only - Biomedical | MHHS-Southwest | [8 empty] | WARMERBLOODFLUID | Warmer, Blood/Fluid | 3M
NO | YES |  |  |  | 013-16038 | 013-16038 | Arizant Healthcare Inc. | RANGER 245 |  |  | SW-OR | MHHS-Southwest |  | Warmer, Blood/Fluid |  | 013-16038 | 013-16038 | Southwest | MHHS-Southwest | SW-OR | Or 26 | 2/1/20 |  | 8/1/20 |  | WARMING UNITS, BLOOD/INTRAVENOUS SOLUTION | Warmer, Blood/Fluid | WARMERBLOODFLUID-3M-Ranger 245 | WARMERBLOODFLUID | Ranger 245 |  |  |  | 3M | Warmer, Blood/Fluid |  |  | WARMERBLOODFLUID-3M-Ranger 245 |  |  | WBF-SA | Covered PM Repair - Biomedical | MHHS-Southwest | [8 empty] | WARMERBLOODFLUID | Warmer, Blood/Fluid | 3M
NO | YES |  |  |  | 013-16416 | 013-16416 | Arizant Healthcare Inc. | RANGER 245 |  |  | SW-OR | MHHS-Southwest |  | Warmer, Blood/Fluid |  | 013-16416 | 013-16416 | Southwest | MHHS-Southwest | SW-OR | OR | 8/1/19 |  | 8/1/20 |  | WARMING UNITS, BLOOD/INTRAVENOUS SOLUTION | Warmer, Blood/Fluid | WARMERBLOODFLUID-3M-Ranger 245 | WARMERBLOODFLUID | Ranger 245 |  |  |  | 3M | Warmer, Blood/Fluid |  |  | WARMERBLOODFLUID-3M-Ranger 245 |  |  | WBF-SA | Covered PM Repair - Biomedical | MHHS-Southwest | [8 empty] | WARMERBLOODFLUID | Warmer, Blood/Fluid | 3M
NO | YES |  |  |  | 013-16417 | 013-16417 | Arizant Healthcare Inc. | RANGER 245 |  |  | SW-OR | MHHS-Southwest |  | Warmer, Blood/Fluid |  | 013-16417 | 013-16417 | Southwest | MHHS-Southwest | SW-OR | SW - OR | 8/1/19 |  | 8/1/20 |  | WARMING UNITS, BLOOD/INTRAVENOUS SOLUTION | Warmer, Blood/Fluid | WARMERBLOODFLUID-3M-Ranger 245 | WARMERBLOODFLUID | Ranger 245 |  |  |  | 3M | Warmer, Blood/Fluid |  |  | WARMERBLOODFLUID-3M-Ranger 245 |  |  | WBF-SA | Covered PM Repair - Biomedical | MHHS-Southwest | [8 empty] | WARMERBLOODFLUID | Warmer, Blood/Fluid | 3M
NO | YES |  |  |  | 013-19237 | 013-19237 | Arizant Healthcare Inc. | RANGER 245 |  |  | SW-OR | MHHS-Southwest |  | Warmer, Blood/Fluid |  | 013-19237 | 013-19237 | Southwest | MHHS-Southwest | SW-OR | Room 24 | 2/1/20 |  | 8/1/20 |  | WARMING UNITS, BLOOD/INTRAVENOUS SOLUTION | Warmer, Blood/Fluid | WARMERBLOODFLUID-3M-Ranger 245 | WARMERBLOODFLUID | Ranger 245 |  |  |  | 3M | Warmer, Blood/Fluid |  |  | WARMERBLOODFLUID-3M-Ranger 245 |  |  | WBF-SA | Covered PM Repair - Biomedical | MHHS-Southwest | [8 empty] | WARMERBLOODFLUID | Warmer, Blood/Fluid | 3M
NO | YES |  |  |  | 013-20042 | 013-20042 | Arizant Healthcare Inc. | RANGER 245 |  |  | SW-OR | MHHS-Southwest |  | Warmer, Blood/Fluid |  | 013-20042 | 013-20042 | Southwest | MHHS-Southwest | SW-OR | SW - OR | 8/1/19 |  | 8/1/20 |  | WARMING UNITS, BLOOD/INTRAVENOUS SOLUTION | Warmer, Blood/Fluid | WARMERBLOODFLUID-3M-Ranger 245 | WARMERBLOODFLUID | Ranger 245 |  |  |  | 3M | Warmer, Blood/Fluid |  |  | WARMERBLOODFLUID-3M-Ranger 245 | 7/1/19 |  | WBF-SA | Covered PM Repair - Radiology, Low End | MHHS-Southwest | [8 empty] | WARMERBLOODFLUID | Warmer, Blood/Fluid | 3M
NO | YES |  |  |  | 013-20058 | 013-20058 | Arizant Healthcare Inc. | RANGER 245 |  |  | SW-OR | MHHS-Southwest |  | Warmer, Blood/Fluid |  | 013-20058 | 013-20058 | Southwest | MHHS-Southwest | SW-OR | OR 2 | 2/1/20 |  | 8/1/20 |  | WARMING UNITS, BLOOD/INTRAVENOUS SOLUTION | Warmer, Blood/Fluid | WARMERBLOODFLUID-3M-Ranger 245 | WARMERBLOODFLUID | Ranger 245 |  |  |  | 3M | Warmer, Blood/Fluid |  |  | WARMERBLOODFLUID-3M-Ranger 245 | 2/15/20 |  | WBF-SA | Not Covered Vendor Only - Biomedical | MHHS-Southwest | [8 empty] | WARMERBLOODFLUID | Warmer, Blood/Fluid | 3M
NO | YES |  |  |  | 013-20133 | 013-20133 | Arizant Healthcare Inc. | RANGER 245 |  |  | SW-HVI-OR | MHHS-Southwest |  | Warmer, Blood/Fluid |  | 013-20133 | 013-20133 | Southwest | MHHS-Southwest | SW-HVI-OR | SW-HVI-OR | 8/1/19 |  | 8/1/20 |  | WARMING UNITS, BLOOD/INTRAVENOUS SOLUTION | Warmer, Blood/Fluid | WARMERBLOODFLUID-3M-Ranger 245 | WARMERBLOODFLUID | Ranger 245 |  |  |  | 3M | Warmer, Blood/Fluid |  |  | WARMERBLOODFLUID-3M-Ranger 245 |  |  | WBF-SA | Covered PM Repair - Biomedical | MHHS-Southwest | [8 empty] | WARMERBLOODFLUID | Warmer, Blood/Fluid | 3M
NO | YES |  |  |  | 013-36038 | 013-36038 | Arizant Healthcare Inc. | RANGER 245 |  |  | SW-OR | MHHS-Southwest |  | Warmer, Blood/Fluid |  | 013-36038 | 013-36038 | Southwest | MHHS-Southwest | SW-OR | OR6 | 2/1/20 |  | 8/1/20 |  | WARMING UNITS, BLOOD/INTRAVENOUS SOLUTION | Warmer, Blood/Fluid | WARMERBLOODFLUID-3M-Ranger 245 | WARMERBLOODFLUID | Ranger 245 |  |  |  | 3M | Warmer, Blood/Fluid |  |  | WARMERBLOODFLUID-3M-Ranger 245 |  |  | WBF-SA | Covered PM Repair - Biomedical | MHHS-Southwest | [8 empty] | WARMERBLOODFLUID | Warmer, Blood/Fluid | 3M
NO | YES |  |  |  | 013-36629 | 013-36629 | Arizant Healthcare Inc. | RANGER 245 |  |  | SW-OR | MHHS-Southwest |  | Warmer, Blood/Fluid |  | 013-36629 | 013-36629 | Southwest | MHHS-Southwest | SW-OR | OR | 9/1/19 |  | 8/1/20 |  | WARMING UNITS, BLOOD/INTRAVENOUS SOLUTION | Warmer, Blood/Fluid | WARMERBLOODFLUID-3M-Ranger 245 | WARMERBLOODFLUID | Ranger 245 |  |  |  | 3M | Warmer, Blood/Fluid |  |  | WARMERBLOODFLUID-3M-Ranger 245 |  |  | WBF-SA | Not Covered Vendor Only - Biomedical | MHHS-Southwest | [8 empty] | WARMERBLOODFLUID | Warmer, Blood/Fluid | 3M
NO | YES |  |  |  | 013-37490 | 013-37490 | Arizant Healthcare Inc. | RANGER 245 |  |  | SW-HVI-OR | MHHS-Southwest |  | Warmer, Blood/Fluid |  | 013-37490 | 013-37490 | Southwest | MHHS-Southwest | SW-HVI-OR | HVI ENDO 7 | 2/1/20 |  | 8/1/20 |  | WARMING UNITS, BLOOD/INTRAVENOUS SOLUTION | Warmer, Blood/Fluid | WARMERBLOODFLUID-3M-Ranger 245 | WARMERBLOODFLUID | Ranger 245 |  |  |  | 3M | Warmer, Blood/Fluid |  |  | WARMERBLOODFLUID-3M-Ranger 245 |  |  | WBF-SA | Not Covered Vendor Only - Biomedical | MHHS-Southwest | [8 empty] | WARMERBLOODFLUID | Warmer, Blood/Fluid | 3M
NO | YES |  |  |  | 013-37946 | 013-37946 | Arizant Healthcare Inc. | RANGER 245 |  |  | SW-OR | MHHS-Southwest |  | Warmer, Blood/Fluid |  | 013-37946 | 013-37946 | Southwest | MHHS-Southwest | SW-OR | OR 10 | 8/1/19 |  | 8/1/20 |  | WARMING UNITS, BLOOD/INTRAVENOUS SOLUTION | Warmer, Blood/Fluid | WARMERBLOODFLUID-3M-Ranger 245 | WARMERBLOODFLUID | Ranger 245 |  |  |  | 3M | Warmer, Blood/Fluid |  |  | WARMERBLOODFLUID-3M-Ranger 245 | 9/8/16 |  | WBF-SA | Covered PM Repair - Biomedical | MHHS-Southwest | [8 empty] | WARMERBLOODFLUID | Warmer, Blood/Fluid | 3M
NO | YES |  |  |  | 013-37979 | 013-37979 | Arizant Healthcare Inc. | RANGER 245 |  |  | SW-HVI-OR | MHHS-Southwest |  | Warmer, Blood/Fluid |  | 013-37979 | 013-37979 | Southwest | MHHS-Southwest | SW-HVI-OR | CVOR - Anesthesia Workroom | 2/1/20 |  | 8/1/20 |  | WARMING UNITS, BLOOD/INTRAVENOUS SOLUTION | Warmer, Blood/Fluid | WARMERBLOODFLUID-3M-Ranger 245 | WARMERBLOODFLUID | Ranger 245 |  |  |  | 3M | Warmer, Blood/Fluid |  |  | WARMERBLOODFLUID-3M-Ranger 245 | 9/14/19 |  | WBF-SA | Covered PM Repair - Biomedical | MHHS-Southwest | [8 empty] | WARMERBLOODFLUID | Warmer, Blood/Fluid | 3M
NO | YES |  |  |  | 129-05750 | 129-00750 | Arizant Healthcare Inc. | RANGER 245 |  |  | Sugar Land-Labor & Delivery | MHHS-Sugarland |  | Warmer, Blood/Fluid |  | 129-05750 | 129-00750 | Sugar Land | MHHS-Sugarland | Sugar Land-Labor & Delivery | L | 10/1/19 |  | 4/1/20 |  | WARMING UNITS, BLOOD/INTRAVENOUS SOLUTION | Warmer, Blood/Fluid | WARMERBLOODFLUID-3M-Ranger 245 | WARMERBLOODFLUID | Ranger 245 |  |  |  | 3M | Warmer, Blood/Fluid |  |  | WARMERBLOODFLUID-3M-Ranger 245 | 9/1/18 |  | WBF-SA | Covered PM Repair - Biomedical | MHHS-Sugarland | [8 empty] | WARMERBLOODFLUID | Warmer, Blood/Fluid | 3M
NO | YES |  |  |  | 129-05751 | 129-05751 | Arizant Healthcare Inc. | RANGER 245 |  |  | Sugar Land-OR | MHHS-Sugarland |  | Warmer, Blood/Fluid |  | 129-05751 | 129-05751 | Sugar Land | MHHS-Sugarland | Sugar Land-OR | OR 6 | 8/1/19 |  | 7/1/20 |  | WARMING UNITS, BLOOD/INTRAVENOUS SOLUTION | Warmer, Blood/Fluid | WARMERBLOODFLUID-3M-Ranger 245 | WARMERBLOODFLUID | Ranger 245 |  |  |  | 3M | Warmer, Blood/Fluid |  |  | WARMERBLOODFLUID-3M-Ranger 245 | 9/1/18 |  | WBF-SA | Covered PM Repair - Biomedical | MHHS-Sugarland | [8 empty] | WARMERBLOODFLUID | Warmer, Blood/Fluid | 3M
YES | YES |  |  |  | 013-39071 | 013-39071 | Arizant Healthcare Inc. | RANGER 245 |  |  | SW - OR |  |  |  |  | 013-39071 | 013-39071 | Southwest | Memorial Hermann Southwest Hospital | SW - OR | Or core 16 | 2/1/20 |  | 8/1/20 |  |  |  | WARMERBLOODFLUID-3M-Ranger 245
NO | NO |  |  |  | 009-10325 |  | Arizant Healthcare Inc. | RANGER 245 |  |  | GH - LABORATORY - BLOOD WARMERS | MHHS-Greater Heights |  | Warmer, Blood/Fluid |  | 009-10325 |  | Central & Greater Heights |  | GH - LABORATORY - BLOOD WARMERS | [5 empty] | WARMING UNITS, BLOOD/INTRAVENOUS SOLUTION |  | WARMERBLOODFLUID-3M-Ranger 245 | WARMERBLOODFLUID | Ranger 245 |  |  |  | 3M | Warmer, Blood/Fluid |  |  | WARMERBLOODFLUID-3M-Ranger 245 |  |  |  | Not Covered Vendor Only - Biomedical | MHHS-Greater Heights
NO | NO |  |  |  | 013-13812 |  | Arizant Healthcare Inc. | RANGER 245 |  |  | SW - HVI - OR | MHHS-Southwest |  | Warmer, Blood/Fluid |  | 013-13812 |  | Southwest |  | SW - HVI - OR | [5 empty] | WARMING UNITS, BLOOD/INTRAVENOUS SOLUTION |  | WARMERBLOODFLUID-3M-Ranger 245 | WARMERBLOODFLUID | Ranger 245 |  |  |  | 3M | Warmer, Blood/Fluid |  |  | WARMERBLOODFLUID-3M-Ranger 245 |  |  |  | Not Covered Vendor Only - Biomedical | MHHS-Southwest
NO | NO |  |  |  | 013-13813 |  | Arizant Healthcare Inc. | RANGER 245 |  |  | SW - HVI - OR | MHHS-Southwest |  | Warmer, Blood/Fluid |  | 013-13813 |  | Southwest |  | SW - HVI - OR | [5 empty] | WARMING UNITS, BLOOD/INTRAVENOUS SOLUTION |  | WARMERBLOODFLUID-3M-Ranger 245 | WARMERBLOODFLUID | Ranger 245 |  |  |  | 3M | Warmer, Blood/Fluid |  |  | WARMERBLOODFLUID-3M-Ranger 245 |  |  |  | Covered PM Repair - Biomedical | MHHS-Southwest
NO | NO |  |  |  | 013-16411 |  | Arizant Healthcare Inc. | RANGER 245 |  |  | SW - HVI - OR | MHHS-Southwest |  | Warmer, Blood/Fluid |  | 013-16411 |  | Southwest |  | SW - HVI - OR | [5 empty] | WARMING UNITS, BLOOD/INTRAVENOUS SOLUTION |  | WARMERBLOODFLUID-3M-Ranger 245 | WARMERBLOODFLUID | Ranger 245 |  |  |  | 3M | Warmer, Blood/Fluid |  |  | WARMERBLOODFLUID-3M-Ranger 245 |  |  |  | Covered PM Repair - Biomedical | MHHS-Southwest
NO | NO | [5 empty] | Arizant Healthcare Inc. | RANGER 245 |  |  | SW - HVI - OR | MHHS-Southwest |  | Warmer, Blood/Fluid |  |  |  | Southwest |  | SW - HVI - OR | [5 empty] | WARMING UNITS, BLOOD/INTRAVENOUS SOLUTION |  | WARMERBLOODFLUID-3M-Ranger 245 | WARMERBLOODFLUID | Ranger 245 |  |  |  | 3M | Warmer, Blood/Fluid |  |  | WARMERBLOODFLUID-3M-Ranger 245 |  |  |  | Covered PM Repair - Biomedical | MHHS-Southwest
NO | NO |  |  |  | 013-17579 |  | Arizant Healthcare Inc. | RANGER 245 |  |  | SW - OR | MHHS-Southwest |  | Warmer, Blood/Fluid |  | 013-17579 |  | Southwest |  | SW - OR | [5 empty] | WARMING UNITS, BLOOD/INTRAVENOUS SOLUTION |  | WARMERBLOODFLUID-3M-Ranger 245 | WARMERBLOODFLUID | Ranger 245 |  |  |  | 3M | Warmer, Blood/Fluid |  |  | WARMERBLOODFLUID-3M-Ranger 245 |  |  |  | Covered PM Repair - Biomedical | MHHS-Southwest
NO | NO |  |  |  | 013-36405 |  | Arizant Healthcare Inc. | RANGER 245 |  |  | SW - OR | MHHS-Southwest |  | Warmer, Blood/Fluid |  | 013-36405 |  | Southwest |  | SW - OR | [5 empty] | WARMING UNITS, BLOOD/INTRAVENOUS SOLUTION |  | WARMERBLOODFLUID-3M-Ranger 245 | WARMERBLOODFLUID | Ranger 245 |  |  |  | 3M | Warmer, Blood/Fluid |  |  | WARMERBLOODFLUID-3M-Ranger 245 |  |  |  | Covered PM Repair - Biomedical | MHHS-Southwest
NO | YES |  |  |  | 009-10331 | 009-10331 | Arizant Healthcare Inc. | RANGER 247 |  |  | GH - LABORATORY - BLOOD WARMERS | MHHS-Greater Heights |  |  |  | 009-10331 | 009-10331 | Central | GH OR | GH - LABORATORY - BLOOD WARMERS | GH OR |  |  |  |  | WARMING UNITS, BLOOD/INTRAVENOUS SOLUTION |  | .needs class | [5 empty] | Arizant | [7 empty] | Covered PM Repair - Biomedical | MHHS-Greater Heights
NO | YES |  |  |  |  | 099-10967 | Arizant Healthcare Inc. | RANGER 90032 |  |  | SW-HVI-OR | MHHS-Southwest |  | Pressure Infuser |  |  | 099-10967 | Southwest | MHHS-Southwest | SW-HVI-OR | CVOR - Anesthesia Workroom | 2/1/19 |  |  |  | INFUSION PUMPS | Pressure Infuser | PRESSUREINFUSER-Arizant-Ranger 90032 | PRESSUREINFUSER | Ranger 90032 |  |  |  | Arizant | Pressure Infuser |  | PRESSUREINFUSER-Arizant-Ranger 90032 |  | 2/15/20 |  | PRI-A | Not Covered Vendor Only - Biomedical | MHHS-Southwest | [8 empty] | PRESSUREINFUSER | Pressure Infuser | Arizant
NO | YES |  |  |  |  | 099-14029 | Arizant Healthcare Inc. | RANGER 90032 |  |  | SW-Labor | MHHS-Southwest |  | Pressure Infuser |  |  | 099-14029 | Southwest | MHHS-Southwest | SW-Labor | Hallway |  |  |  |  | INFUSION PUMPS | Pressure Infuser | PRESSUREINFUSER-Arizant-Ranger 90032 | PRESSUREINFUSER | Ranger 90032 |  |  |  | Arizant | Pressure Infuser |  | PRESSUREINFUSER-Arizant-Ranger 90032 |  | 2/15/20 |  | PRI-A | Not Covered Vendor Only - Biomedical | MHHS-Southwest | [8 empty] | PRESSUREINFUSER | Pressure Infuser | Arizant
NO | YES |  |  |  | 013-16406 | 013-16406 | Arizant Healthcare Inc. | RANGER POWER PACK |  |  | SW-HVI-OR | MHHS-Southwest |  |  |  | 013-16406 | 013-16406 | Southwest | MHHS-Southwest | SW-HVI-OR | CVOR - Anesthesia Workroom | 1/1/20 |  | 1/1/21 |  | POWER SUPPLIES |  | .needs class | [5 empty] | Arizant |  |  |  |  | 2/15/20 |  |  | Not Covered Vendor Only - Biomedical | MHHS-Southwest
NO | YES |  |  |  | 013-16408 | 013-16408 | Arizant Healthcare Inc. | RANGER POWER PACK |  |  | SW-HVI-OR | MHHS-Southwest |  |  |  | 013-16408 | 013-16408 | Southwest | MHHS-Southwest | SW-HVI-OR | SW-HVI-OR | 2/1/20 |  | 2/1/21 |  | POWER SUPPLIES |  | .needs class | [5 empty] | Arizant |  |  |  |  | 2/15/20 |  |  | Not Covered Vendor Only - Biomedical | MHHS-Southwest
NO | YES |  |  |  | 013-16409 | 013-16409 | Arizant Healthcare Inc. | RANGER POWER PACK |  |  | SW-OR | MHHS-Southwest |  |  |  | 013-16409 | 013-16409 | Southwest | MHHS-Southwest | SW-OR | OR Hallway | 12/1/19 |  | 12/1/20 |  | POWER SUPPLIES |  | .needs class | [5 empty] | Arizant |  |  |  |  | 2/15/20 |  |  | Not Covered Vendor Only - Biomedical | MHHS-Southwest
NO | YES |  |  |  | 013-16410 | 013-16410 | Arizant Healthcare Inc. | RANGER POWER PACK |  |  | SW-HVI-OR | MHHS-Southwest |  |  |  | 013-16410 | 013-16410 | Southwest | MHHS-Southwest | SW-HVI-OR | SW-HVI-OR | 1/1/20 |  | 1/1/21 |  | POWER SUPPLIES |  | .needs class | [5 empty] | Arizant |  |  |  |  | 2/15/20 |  |  | Not Covered Vendor Only - Biomedical | MHHS-Southwest
NO | YES |  |  |  | 013-16407 | 013-16407 | Arizant Healthcare Inc. | RANGER POWER PACK |  | 2007 010390 | SW-Labor | MHHS-Southwest |  |  |  | 013-16407 | 013-16407 | Southwest | MHHS-Southwest | SW-Labor | Hallway |  |  |  |  | POWER SUPPLIES |  | .needs class | [5 empty] | Arizant |  |  |  |  | 2/15/20 |  |  | Not Covered Vendor Only - Biomedical | MHHS-Southwest
NO | YES |  |  |  | 013-19319 | 013-19319 | Arizant Healthcare Inc. | RANGER POWER PACK |  |  | SW-HVI-OR | MHHS-Southwest |  |  |  | 013-19319 | 013-19319 | Southwest | MHHS-Southwest | SW-HVI-OR | Hvi or 2 | 2/1/20 |  | 2/1/21 |  | POWER SUPPLIES |  | .needs class | [5 empty] | Arizant |  |  |  |  | 2/15/20 |  |  | Not Covered Vendor Only - Biomedical | MHHS-Southwest
NO | NO | [5 empty] | Arizant Healthcare Inc. | SPOTON 370 |  |  | TMC - MHTMC - NON HOSPITAL-OWNED | MHHS-TMC | [5 empty] | TMC |  | TMC - MHTMC - NON HOSPITAL-OWNED | [5 empty] | PHYSIOLOGIC MONITOR MODULES, TEMPERATURE |  | .needs class | [5 empty] | Arizant | [7 empty] | Covered PM Repair - Radiology, Low End | MHHS-TMC
NO | NO | [5 empty] | Arizant Healthcare Inc. | SPOTON 370 |  |  | TMC - MHTMC - NON HOSPITAL-OWNED | MHHS-TMC | [5 empty] | TMC |  | TMC - MHTMC - NON HOSPITAL-OWNED | [5 empty] | PHYSIOLOGIC MONITOR MODULES, TEMPERATURE |  | .needs class | [5 empty] | Arizant | [7 empty] | Covered PM Repair - Biomedical | MHHS-TMC
NO | NO | [5 empty] | Arizant Healthcare Inc. | SPOTON 370 |  |  | TMC - MHTMC - NON HOSPITAL-OWNED | MHHS-TMC | [5 empty] | TMC |  | TMC - MHTMC - NON HOSPITAL-OWNED | [5 empty] | PHYSIOLOGIC MONITOR MODULES, TEMPERATURE |  | .needs class | [5 empty] | Arizant | [7 empty] | Covered PM Repair - Biomedical | MHHS-TMC
NO | NO | [5 empty] | Arizant Healthcare Inc. | SPOTON 370 |  |  | TMC - MHTMC - NON HOSPITAL-OWNED | MHHS-TMC | [5 empty] | TMC |  | TMC - MHTMC - NON HOSPITAL-OWNED | [5 empty] | PHYSIOLOGIC MONITOR MODULES, TEMPERATURE |  | .needs class | [5 empty] | Arizant | [7 empty] | Covered PM Repair - Biomedical | MHHS-TMC
NO | NO | [5 empty] | Arizant Healthcare Inc. | SPOTON 370 |  |  | TMC - MHTMC - NON HOSPITAL-OWNED | MHHS-TMC | [5 empty] | TMC |  | TMC - MHTMC - NON HOSPITAL-OWNED | [5 empty] | PHYSIOLOGIC MONITOR MODULES, TEMPERATURE |  | .needs class | [5 empty] | Arizant | [7 empty] | Covered PM Repair - Biomedical | MHHS-TMC
NO | NO | [5 empty] | Arizant Healthcare Inc. | SPOTON 370 |  |  | TMC - MHTMC - NON HOSPITAL-OWNED | MHHS-TMC | [5 empty] | TMC |  | TMC - MHTMC - NON HOSPITAL-OWNED | [5 empty] | PHYSIOLOGIC MONITOR MODULES, TEMPERATURE |  | .needs class | [5 empty] | Arizant | [7 empty] | Covered PM Repair - Biomedical | MHHS-TMC
YES | YES | Serial Number 1415 |  |  | 583-01717 | 583-01717 | Arjo Huntleig AB | Wall Mounted Battery Charger |  |  | MEMORIAL CITY - EAST TOWER - IMCU |  |  |  |  | 583-01717 | 583-01717 | West | West | MEMORIAL CITY - EAST TOWER - IMCU | 4E IMCU E4:300.3 Supply
YES | YES |  |  |  | 005-06643 | 005-06643 | Arjo huntleigh | As32312us0111 |  |  | SE - UNIT 2B (ONCOLOGY) |  |  |  |  | 005-06643 | 005-06643 | Southeast | Memorial Hermann Southeast Hospital | SE - UNIT 2B (ONCOLOGY) | Hydro Therapy
NO | YES |  |  |  | 241-02906 | 241-02906 | Arjo Inc |  |  |  | TIRR-Outpatient Clinic |  |  |  |  | 241-02906 | 241-02906 | TM | MHHS-Others | TIRR-Outpatient Clinic | TIRR - OUTPATIENT CLINIC
NO | YES |  |  |  | 041-34397 | 041-34397 | Arjo Inc |  |  | APA1000-US | Mh icu |  |  |  |  | 041-34397 | 041-34397 | West | Memorial Hermann Memorial city medical center | Mh icu | Icu rm 428
NO | YES | [5 empty] | Arjo Inc |  |  | KPA0300 | TIRR-PCU 4 | MHHS-TIRR | [5 empty] | TMC | MHHS-Others | TIRR-PCU 4 |  | 1/11/19 |  |  |  | LIFTS, PATIENT TRANSFER |  | .needs class |  |  |  |  | .needs class | Arjo Inc |  |  |  |  | 3/1/14 | Finished from Script 3/27/2020 12:11:52pm (Central) |  | Covered PM Repair - Biomedical | MHHS-TIRR
NO | YES |  |  |  |  | 241-00627 | Arjo Inc |  |  | SEE0738301 | TIRR-PCU 5 | MHHS-TIRR |  |  |  |  | 241-00627 | TMC | MHHS-Others | TIRR-PCU 5 | TIRR - PCU 5 | 7/1/19 |  |  |  | LIFTS, PATIENT TRANSFER |  | .needs class |  |  |  |  | .needs class | Arjo Inc |  |  |  |  | 3/1/14 |  |  | Covered PM Repair - Biomedical | MHHS-TIRR
YES | YES | Serial Number Cnf |  |  | 099-04984 | 099-04984 | Arjo Inc | CNF |  | CNF | KATY - MED/SURG 5TH FLOOR |  |  |  |  | 099-04984 | 099-04984 | Katy | Memorial Hermann Katy Hospital | KATY - MED/SURG 5TH FLOOR | Equipment Storage W5:160.1 | [6 empty] | .needs class
YES | YES | Serial Number Cnf |  |  | 099-04900 | 099-04900 | Arjo Inc | CNF |  | Cnf | KATY - MED/SURG 6TH FLOOR |  |  |  |  | 099-04900 | 099-04900 | Katy | Memorial Hermann Katy Hospital | KATY - MED/SURG 6TH FLOOR | W6:143.1 clean supply | [6 empty] | .needs class
YES | YES | Serial Number Cnf |  |  | 099-04920 | 099-04920 | Arjo Inc | Cnf |  | Cnf | KATY - MED/SURG 7TH FLOOR |  |  |  |  | 099-04920 | 099-04920 | Katy | Memorial Hermann Katy Hospital | KATY - MED/SURG 7TH FLOOR | W7:144.1 equipment | 2/1/20 | 2/1/20 |  |  |  |  | .needs class
NO | NO |  |  |  | 241-04634 |  | Arjo Inc | CONCERTO |  | (11)190129(21)P0529102 | TIRR - PATIENT CARE UNIT 3 - 2414372 | MHHS-TIRR |  | Showers, Emergency, Portable |  | 241-04634 |  | TMC |  | TIRR - PATIENT CARE UNIT 3 - 2414372 | [5 empty] | LIFTS, PATIENT TRANSFER |  | MISCELLANEOUS-Arjo Inc-CONCERTO | MISCELLANEOUS | CONCERTO |  |  |  | Arjo Inc | Showers, Emergency, Portable |  | MISCELLANEOUS-Arjo Inc-CONCERTO |  |  |  |  | Covered PM Repair - Biomedical | MHHS-TIRR
NO | NO |  |  |  | 241-04635 |  | Arjo Inc | CONCERTO |  | (11)190129(21)P0529103 | TIRR - PATIENT CARE UNIT 3 - 2414372 | MHHS-TIRR |  | Showers, Emergency, Portable |  | 241-04635 |  | TMC |  | TIRR - PATIENT CARE UNIT 3 - 2414372 | [5 empty] | LIFTS, PATIENT TRANSFER |  | MISCELLANEOUS-Arjo Inc-CONCERTO | MISCELLANEOUS | CONCERTO |  |  |  | Arjo Inc | Showers, Emergency, Portable |  | MISCELLANEOUS-Arjo Inc-CONCERTO |  |  |  |  | Covered PM Repair - Biomedical | MHHS-TIRR
NO | YES | [5 empty] | Arjo Inc | MA1100 |  |  | MEMORIAL CITY MOR | MHHS-Mem City | [5 empty] | West | Memorial Hermann Memorial City Medical Center | MEMORIAL CITY MOR | MEMORIAL CITY MOR |  |  |  |  | BATTERIES |  | .needs class | [5 empty] | Arjo Inc | [7 empty] | Clinical Miscellaneous | MHHS-Mem City
NO | NO | [5 empty] | Arjo Inc | MA1100 |  |  | MEMORIAL CITY - OUTPATIENT SURGERY | MHHS-Mem City | [5 empty] | West & Memorial City |  | MEMORIAL CITY - OUTPATIENT SURGERY | [5 empty] | BATTERIES |  | .needs class | [5 empty] | Arjo Inc | [7 empty] | Clinical Miscellaneous | MHHS-Mem City
NO | YES |  |  |  | 133-05152 | 133-05152 | Arjo Inc | MAXI LIFT |  | SEE0723106 | Katy-Med/Surg 6th Floor | MHHS-Katy |  | Lift, Patient Electrical |  | 133-05152 | 133-05152 | Katy | MHHS-Katy | Katy-Med/Surg 6th Floor | W6:160.1 Storage | 10/1/19 | 10/1/20 |  |  | LIFTS, PATIENT TRANSFER | Lift, Patient Electrical | LIFTPATIENTELECTRIC-Arjo Inc-Maxilift | LIFTPATIENTELECTRIC | Maxilift |  |  |  | Arjo Inc | Lift, Patient Electrical |  | LIFTPATIENTELECTRIC-Arjo Inc-Maxilift |  | 11/30/19 |  | LPE-A | Not Covered Vendor Only - Biomedical | MHHS-Katy | [8 empty] | LIFTPATIENTELECTRIC | Lift, Patient Electrical | Arjo Inc
NO | YES |  |  |  |  | 241-00570 | Arjo Inc | MAXI LIFT |  | SEE0735415 | TIRR-PCU 4 | MHHS-TIRR |  | Lift, Patient Electrical |  |  | 241-00570 | TMC | MHHS-Others | TIRR-PCU 4 | TIRR - PCU 4 | 11/1/19 |  | 10/1/20 |  | LIFTS, PATIENT TRANSFER | Lift, Patient Electrical | LIFTPATIENTELECTRIC-Arjo Inc-Maxilift | LIFTPATIENTELECTRIC | Maxilift |  |  |  | Arjo Inc | Lift, Patient Electrical |  | LIFTPATIENTELECTRIC-Arjo Inc-Maxilift |  |  |  | LPE-A | Covered PM Repair - Biomedical | MHHS-TIRR | [8 empty] | LIFTPATIENTELECTRIC | Lift, Patient Electrical | Arjo Inc
NO | YES |  |  |  | 241-02581 | 241-02581 | Arjo Inc | MAXI LIFT |  |  | TIRR-Therapy Gym | MHHS-TIRR |  | Lift, Patient Electrical |  | 241-02581 | 241-02581 | TMC | MHHS-Others | TIRR-Therapy Gym | Reb | 9/1/19 |  |  |  | LIFTS, PATIENT TRANSFER | Lift, Patient Electrical | LIFTPATIENTELECTRIC-Arjo Inc-Maxilift | LIFTPATIENTELECTRIC | Maxilift |  |  |  | Arjo Inc | Lift, Patient Electrical |  | LIFTPATIENTELECTRIC-Arjo Inc-Maxilift |  |  |  | LPE-A | Covered PM Repair - Biomedical | MHHS-TIRR | [8 empty] | LIFTPATIENTELECTRIC | Lift, Patient Electrical | Arjo Inc
NO | YES |  |  |  | 241-05185 |  | Arjo Inc | MAXI LITE |  | KM601091 | TIRR-Therapy Gym | MHHS-TIRR |  | Lift, Patient Electrical |  | 241-05185 |  | TMC | MHHS-Others | TIRR-Therapy Gym | Reb | 9/1/19 |  |  |  | LIFTS, PATIENT TRANSFER | Lift, Patient Electrical | LIFTPATIENTELECTRIC-Arjo Inc-Maxi Lite | LIFTPATIENTELECTRIC | Maxi Lite |  |  |  | Arjo Inc | Lift, Patient Electrical |  | LIFTPATIENTELECTRIC-Arjo Inc-Maxi Lite |  |  |  | LPE-A | Covered PM Repair - Biomedical | MHHS-TIRR | [7 empty] | Lift, Patient Electrical | LIFTPATIENTELECTRIC | Lift, Patient Electrical | Arjo Inc
NO | YES |  |  |  | 029-11845 | 029-11845 | Arjo Inc | MAXI LITE |  | KM60-00366 | Woodlands-ER | MHHS-Woodlands |  | Lift, Patient Electrical |  | 029-11845 | 029-11845 | Woodlands | MHHS-Woodlands | Woodlands-ER |  | 9/1/19 |  | 9/1/20 |  | LIFTS, PATIENT TRANSFER | Lift, Patient Electrical | LIFTPATIENTELECTRIC-Arjo Inc-Maxi Lite | LIFTPATIENTELECTRIC | Maxi Lite |  |  |  | Arjo Inc | Lift, Patient Electrical |  | LIFTPATIENTELECTRIC-Arjo Inc-Maxi Lite |  |  |  | LPE-A | Covered PM Repair - Biomedical | MHHS-Woodlands | [7 empty] | Lift, Patient Electrical | LIFTPATIENTELECTRIC | Lift, Patient Electrical | Arjo Inc
NO | NO |  |  |  | 145-00855 |  | Arjo Inc | MAXI LITE |  |  | PEARLAND - EMERGENCY CENTER | MHHS-Pearland Hospital |  | Lift, Patient Electrical |  | 145-00855 |  | Pearland |  | PEARLAND - EMERGENCY CENTER | [5 empty] | LIFTS, PATIENT TRANSFER |  | LIFTPATIENTELECTRIC-Arjo Inc-Maxi Lite | LIFTPATIENTELECTRIC | Maxi Lite |  |  |  | Arjo Inc | Lift, Patient Electrical |  | LIFTPATIENTELECTRIC-Arjo Inc-Maxi Lite |  |  |  |  | Covered PM Repair - Biomedical | MHHS-Pearland Hospital
NO | YES |  |  |  | 133-05150 | 133-05150 | Arjo Inc | MAXI MOVE |  | SEE0723111 | Katy-Med/Surg 5th Floor | MHHS-Katy |  | Lift, Patient Electrical |  | 133-05150 | 133-05150 | Katy | MHHS-Katy | Katy-Med/Surg 5th Floor | MEDSURG HALLWAY |  |  |  |  | LIFTS, PATIENT TRANSFER | Lift, Patient Electrical | LIFTPATIENTELECTRIC-Arjo Inc-Maxi Move | LIFTPATIENTELECTRIC | Maxi Move |  |  |  | Arjo Inc | Lift, Patient Electrical |  | LIFTPATIENTELECTRIC-Arjo Inc-Maxi Move |  | 1/2/19 |  | LPE-A | Covered PM Repair - Biomedical | MHHS-Katy | [7 empty] | Lift, Patient Electrical | LIFTPATIENTELECTRIC | Lift, Patient Electrical | Arjo Inc
NO | YES |  |  |  | 133-07141 | 133-07141 | Arjo Inc | MAXI MOVE |  | KMC-04337 | Katy-Radiology | MHHS-Katy |  | Lift, Patient Electrical |  | 133-07141 | 133-07141 | Katy | MHHS-Katy | Katy-Radiology | Radiology Hallway by Ultrasound 3 |  |  |  |  | LIFTS, PATIENT TRANSFER | Lift, Patient Electrical | LIFTPATIENTELECTRIC-Arjo Inc-Maxi Move | LIFTPATIENTELECTRIC | Maxi Move |  |  |  | Arjo Inc | Lift, Patient Electrical |  | LIFTPATIENTELECTRIC-Arjo Inc-Maxi Move |  | 4/9/20 |  | LPE-A | Not Covered Vendor Only - Biomedical | MHHS-Katy | [7 empty] | Lift, Patient Electrical | LIFTPATIENTELECTRIC | Lift, Patient Electrical | Arjo Inc
NO | YES |  |  |  | 041-18483 | 041-18483 | Arjo Inc | MAXI MOVE |  |  | Orthopedics | MHHS-Mem City |  | Lift, Patient Electrical |  | 041-18483 | 041-18483 | West | Memorial Hermann - Memorial City | Orthopedics | East 6th Floor Room 108 |  |  |  |  | LIFTS, PATIENT TRANSFER |  | LIFTPATIENTELECTRIC-Arjo Inc-Maxi Move | LIFTPATIENTELECTRIC | Maxi Move |  |  |  | Arjo Inc | Lift, Patient Electrical |  | LIFTPATIENTELECTRIC-Arjo Inc-Maxi Move |  |  |  |  | Covered PM Repair - Biomedical | MHHS-Mem City
NO | YES |  |  |  | 041-18485 | 041-18485 | Arjo Inc | MAXI MOVE |  |  | MEMORIAL CITY - General Surgery | MHHS-Mem City |  | Lift, Patient Electrical |  | 041-18485 | 041-18485 | West |  | MEMORIAL CITY - General Surgery | MEMORIAL CITY - General Surgery main hallway |  |  |  |  | LIFTS, PATIENT TRANSFER |  | LIFTPATIENTELECTRIC-Arjo Inc-Maxi Move | LIFTPATIENTELECTRIC | Maxi Move |  |  |  | Arjo Inc | Lift, Patient Electrical |  | LIFTPATIENTELECTRIC-Arjo Inc-Maxi Move |  |  |  |  | No Coverage Specified | MHHS-Mem City
NO | YES |  |  |  | 041-18486 | 041-18486 | Arjo Inc | MAXI MOVE |  |  | Mh icu | MHHS-Mem City |  | Lift, Patient Electrical |  | 041-18486 | 041-18486 | West | Memorial Hermann Memorial city medical center | Mh icu | Icu rm 401 |  |  |  |  | LIFTS, PATIENT TRANSFER |  | LIFTPATIENTELECTRIC-Arjo Inc-Maxi Move | LIFTPATIENTELECTRIC | Maxi Move |  |  |  | Arjo Inc | Lift, Patient Electrical |  | LIFTPATIENTELECTRIC-Arjo Inc-Maxi Move |  |  |  |  | Covered PM Repair - Biomedical | MHHS-Mem City
NO | YES |  |  |  | 041-18660 | 041-18660 | Arjo Inc | MAXI MOVE |  |  | MEMORIAL CITY - MHT -JHC INPATIENT UNIT | MHHS-Mem City |  | Lift, Patient Electrical |  | 041-18660 | 041-18660 | West | Memorial Hermann - Memorial City | MEMORIAL CITY - MHT -JHC INPATIENT UNIT | MH8 Room 121 Storage |  |  |  |  | LIFTS, PATIENT TRANSFER |  | LIFTPATIENTELECTRIC-Arjo Inc-Maxi Move | LIFTPATIENTELECTRIC | Maxi Move |  |  |  | Arjo Inc | Lift, Patient Electrical |  | LIFTPATIENTELECTRIC-Arjo Inc-Maxi Move |  |  |  |  | Covered PM Repair - Biomedical | MHHS-Mem City
NO | YES |  |  |  | 013-38398 | 013-38398 | Arjo Inc | MAXI MOVE |  |  | SW-Rehab | MHHS-Southwest |  | Lift, Patient Electrical |  | 013-38398 | 013-38398 | Southwest | MHHS-Southwest | SW-Rehab | 8th Floor | 10/1/19 |  | 10/1/20 |  | LIFTS, PATIENT TRANSFER | Lift, Patient Electrical | LIFTPATIENTELECTRIC-Arjo Inc-Maxi Move | LIFTPATIENTELECTRIC | Maxi Move |  |  |  | Arjo Inc | Lift, Patient Electrical |  | LIFTPATIENTELECTRIC-Arjo Inc-Maxi Move |  | 11/7/15 |  | LPE-A | Covered PM Repair - Biomedical | MHHS-Southwest | [7 empty] | Lift, Patient Electrical | LIFTPATIENTELECTRIC | Lift, Patient Electrical | Arjo Inc
NO | YES |  |  |  | 013-36388 | 013-36388 | Arjo Inc | MAXI MOVE |  |  | SW-Telemetry | MHHS-Southwest |  | Lift, Patient Electrical |  | 013-36388 | 013-36388 | Southwest | MHHS-Southwest | SW-Telemetry | Storage room | 11/1/19 |  | 11/1/20 |  | LIFTS, PATIENT TRANSFER | Lift, Patient Electrical | LIFTPATIENTELECTRIC-Arjo Inc-Maxi Move | LIFTPATIENTELECTRIC | Maxi Move |  |  |  | Arjo Inc | Lift, Patient Electrical |  | LIFTPATIENTELECTRIC-Arjo Inc-Maxi Move |  | 11/7/15 |  | LPE-A | Covered PM Repair - Biomedical | MHHS-Southwest | [7 empty] | Lift, Patient Electrical | LIFTPATIENTELECTRIC | Lift, Patient Electrical | Arjo Inc
NO | YES |  |  |  | 013-36389 | 013-36389 | Arjo Inc | MAXI MOVE |  |  | SW-HVI-Noninvasive Cardiology | MHHS-Southwest |  | Lift, Patient Electrical |  | 013-36389 | 013-36389 | Southwest | MHHS-Southwest | SW-HVI-Noninvasive Cardiology | Hallway | 10/1/19 |  | 10/1/20 |  | LIFTS, PATIENT TRANSFER | Lift, Patient Electrical | LIFTPATIENTELECTRIC-Arjo Inc-Maxi Move | LIFTPATIENTELECTRIC | Maxi Move |  |  |  | Arjo Inc | Lift, Patient Electrical |  | LIFTPATIENTELECTRIC-Arjo Inc-Maxi Move |  | 11/7/15 |  | LPE-A | Covered PM Repair - Biomedical | MHHS-Southwest | [7 empty] | Lift, Patient Electrical | LIFTPATIENTELECTRIC | Lift, Patient Electrical | Arjo Inc
NO | YES |  |  |  | 013-36390 | 013-36390 | Arjo Inc | MAXI MOVE |  |  | SW-Rehab | MHHS-Southwest |  | Lift, Patient Electrical |  | 013-36390 | 013-36390 | Southwest | MHHS-Southwest | SW-Rehab | Rm 808 | 3/1/19 |  | 3/1/20 |  | LIFTS, PATIENT TRANSFER | Lift, Patient Electrical | LIFTPATIENTELECTRIC-Arjo Inc-Maxi Move | LIFTPATIENTELECTRIC | Maxi Move |  |  |  | Arjo Inc | Lift, Patient Electrical |  | LIFTPATIENTELECTRIC-Arjo Inc-Maxi Move |  | 11/7/15 |  | LPE-A | Covered PM Repair - Biomedical | MHHS-Southwest | [7 empty] | Lift, Patient Electrical | LIFTPATIENTELECTRIC | Lift, Patient Electrical | Arjo Inc
NO | YES |  |  |  | 013-36391 | 013-36391 | Arjo Inc | MAXI MOVE |  |  | SW-Med/Surg Floors | MHHS-Southwest |  | Lift, Patient Electrical |  | 013-36391 | 013-36391 | Southwest | MHHS-Southwest | SW-Med/Surg Floors | Storage D Wing | 11/1/19 |  | 11/1/20 |  | LIFTS, PATIENT TRANSFER | Lift, Patient Electrical | LIFTPATIENTELECTRIC-Arjo Inc-Maxi Move | LIFTPATIENTELECTRIC | Maxi Move |  |  |  | Arjo Inc | Lift, Patient Electrical |  | LIFTPATIENTELECTRIC-Arjo Inc-Maxi Move |  | 11/10/15 |  | LPE-A | Covered PM Repair - Biomedical | MHHS-Southwest | [7 empty] | Lift, Patient Electrical | LIFTPATIENTELECTRIC | Lift, Patient Electrical | Arjo Inc
NO | YES |  |  |  | 013-36392 | 013-36392 | Arjo Inc | MAXI MOVE |  |  | SW-Med/Surg 6 | MHHS-Southwest |  | Lift, Patient Electrical |  | 013-36392 | 013-36392 | Southwest | MHHS-Southwest | SW-Med/Surg 6 | 6th Lift/Transfer Equipment Room |  |  |  |  | LIFTS, PATIENT TRANSFER | Lift, Patient Electrical | LIFTPATIENTELECTRIC-Arjo Inc-Maxi Move | LIFTPATIENTELECTRIC | Maxi Move |  |  |  | Arjo Inc | Lift, Patient Electrical |  | LIFTPATIENTELECTRIC-Arjo Inc-Maxi Move |  | 11/15/16 |  | LPE-A | Covered PM Repair - Biomedical | MHHS-Southwest | [7 empty] | Lift, Patient Electrical | LIFTPATIENTELECTRIC | Lift, Patient Electrical | Arjo Inc
NO | YES |  |  |  | 013-36393 | 013-36393 | Arjo Inc | MAXI MOVE |  |  | SW-Prof Bldg 1-Same Day Surgery | MHHS-Southwest |  | Lift, Patient Electrical |  | 013-36393 | 013-36393 | Southwest | MHHS-Southwest | SW-Prof Bldg 1-Same Day Surgery | Crash cart | 9/1/19 |  | 9/1/20 |  | LIFTS, PATIENT TRANSFER | Lift, Patient Electrical | LIFTPATIENTELECTRIC-Arjo Inc-Maxi Move | LIFTPATIENTELECTRIC | Maxi Move |  |  |  | Arjo Inc | Lift, Patient Electrical |  | LIFTPATIENTELECTRIC-Arjo Inc-Maxi Move |  | 11/15/16 |  | LPE-A | Covered PM Repair - Biomedical | MHHS-Southwest | [7 empty] | Lift, Patient Electrical | LIFTPATIENTELECTRIC | Lift, Patient Electrical | Arjo Inc
NO | YES |  |  |  | 129-05941 | 129-05941 | Arjo Inc | MAXI MOVE |  |  | Sugar Land-Med/Surg-East 4th | MHHS-Sugarland |  | Lift, Patient Electrical |  | 129-05941 | 129-05941 | Sugar Land | MHHS-Sugarland | Sugar Land-Med/Surg-East 4th |  | 11/1/19 | 11/1/20 |  |  | LIFTS, PATIENT TRANSFER | Lift, Patient Electrical | LIFTPATIENTELECTRIC-Arjo Inc-Maxi Move | LIFTPATIENTELECTRIC | Maxi Move |  |  |  | Arjo Inc | Lift, Patient Electrical |  | LIFTPATIENTELECTRIC-Arjo Inc-Maxi Move |  | 4/9/20 |  | LPE-A | Not Covered Vendor Only - Biomedical | MHHS-Sugarland | [7 empty] | Lift, Patient Electrical | LIFTPATIENTELECTRIC | Lift, Patient Electrical | Arjo Inc
NO | YES |  |  |  | 129-05942 | 129-05942 | Arjo Inc | MAXI MOVE |  |  | SUGAR LAND - MED/SURG - WEST 4TH | MHHS-Sugarland |  | Lift, Patient Electrical |  | 129-05942 | 129-05942 | Sugar Land | Sugar land | SUGAR LAND - MED/SURG - WEST 4TH | Hallway | 7/1/19 |  | 7/1/20 |  | LIFTS, PATIENT TRANSFER | Lift, Patient Electrical | LIFTPATIENTELECTRIC-Arjo Inc-Maxi Move | LIFTPATIENTELECTRIC | Maxi Move |  |  |  | Arjo Inc | Lift, Patient Electrical |  | LIFTPATIENTELECTRIC-Arjo Inc-Maxi Move |  | 5/17/19 |  | LPE-A | Covered PM Repair - Biomedical | MHHS-Sugarland | [7 empty] | Lift, Patient Electrical | LIFTPATIENTELECTRIC | Lift, Patient Electrical | Arjo Inc
NO | YES |  |  |  |  | 241-02131 | Arjo Inc | MAXI MOVE |  | KMC06247 | TIRR-Outpatient Clinic | MHHS-TIRR |  | Lift, Patient Electrical |  |  | 241-02131 | TM | MHHS-Others | TIRR-Outpatient Clinic | TIRR - OUTPATIENT CLINIC | 10/1/19 |  |  |  | LIFTS, PATIENT TRANSFER | Lift, Patient Electrical | LIFTPATIENTELECTRIC-Arjo Inc-Maxi Move | LIFTPATIENTELECTRIC | Maxi Move |  |  |  | Arjo Inc | Lift, Patient Electrical |  | LIFTPATIENTELECTRIC-Arjo Inc-Maxi Move |  | 11/15/16 |  | LPE-A | Covered PM Repair - Biomedical | MHHS-TIRR | [7 empty] | Lift, Patient Electrical | LIFTPATIENTELECTRIC | Lift, Patient Electrical | Arjo Inc
NO | YES |  |  |  | 241-02726 | 241-02726 | Arjo Inc | MAXI MOVE |  |  | TIRR-Therapy Gym | MHHS-TIRR |  | Lift, Patient Electrical |  | 241-02726 | 241-02726 | TMC | MHHS-Others | TIRR-Therapy Gym | Reb | 3/1/19 |  |  |  | LIFTS, PATIENT TRANSFER | Lift, Patient Electrical | LIFTPATIENTELECTRIC-Arjo Inc-Maxi Move | LIFTPATIENTELECTRIC | Maxi Move |  |  |  | Arjo Inc | Lift, Patient Electrical |  | LIFTPATIENTELECTRIC-Arjo Inc-Maxi Move |  | 8/22/17 |  | LPE-A | Covered PM Repair - Biomedical | MHHS-TIRR | [7 empty] | Lift, Patient Electrical | LIFTPATIENTELECTRIC | Lift, Patient Electrical | Arjo Inc
NO | YES |  |  |  | 241-05198 | 241-05198 | Arjo Inc | MAXI MOVE |  |  | TIRR-Patient Care Unit 4-2414374 | MHHS-TIRR |  | Lift, Patient Electrical |  | 241-05198 | 241-05198 | TMC | MHHS-Others | TIRR-Patient Care Unit 4-2414374 | TIRR -PCU 4 | 1/1/19 |  |  |  | LIFTS, PATIENT TRANSFER | Lift, Patient Electrical | LIFTPATIENTELECTRIC-Arjo Inc-Maxi Move | LIFTPATIENTELECTRIC | Maxi Move |  |  |  | Arjo Inc | Lift, Patient Electrical |  | LIFTPATIENTELECTRIC-Arjo Inc-Maxi Move |  | 8/22/17 |  | LPE-A | Covered PM Repair - Biomedical | MHHS-TIRR | [7 empty] | Lift, Patient Electrical | LIFTPATIENTELECTRIC | Lift, Patient Electrical | Arjo Inc
NO | YES |  |  |  | 241-02800 | 241-02800 | Arjo Inc | MAXI MOVE |  |  | TIRR-PCU 3C | MHHS-TIRR |  | Lift, Patient Electrical |  | 241-02800 | 241-02800 | TMC | MHHS-Others | TIRR-PCU 3C | TIRR - PCU 3C | 1/1/19 |  |  |  | LIFTS, PATIENT TRANSFER | Lift, Patient Electrical | LIFTPATIENTELECTRIC-Arjo Inc-Maxi Move | LIFTPATIENTELECTRIC | Maxi Move |  |  |  | Arjo Inc | Lift, Patient Electrical |  | LIFTPATIENTELECTRIC-Arjo Inc-Maxi Move |  | 2/2/20 |  | LPE-A | Not Covered Vendor Only - Biomedical | MHHS-TIRR | [7 empty] | Lift, Patient Electrical | LIFTPATIENTELECTRIC | Lift, Patient Electrical | Arjo Inc
NO | YES |  |  |  | 241-02796 | 241-02796 | Arjo Inc | MAXI MOVE |  |  | TIRR-PCU 4 | MHHS-TIRR |  | Lift, Patient Electrical |  | 241-02796 | 241-02796 | TMC | MHHS-Others | TIRR-PCU 4 | Hallway | 1/1/20 |  | 1/1/21 |  | LIFTS, PATIENT TRANSFER | Lift, Patient Electrical | LIFTPATIENTELECTRIC-Arjo Inc-Maxi Move | LIFTPATIENTELECTRIC | Maxi Move |  |  |  | Arjo Inc | Lift, Patient Electrical |  | LIFTPATIENTELECTRIC-Arjo Inc-Maxi Move |  | 2/2/20 |  | LPE-A | Not Covered Vendor Only - Biomedical | MHHS-TIRR | [7 empty] | Lift, Patient Electrical | LIFTPATIENTELECTRIC | Lift, Patient Electrical | Arjo Inc
NO | YES |  |  |  | 241-02799 | 241-02799 | Arjo Inc | MAXI MOVE |  |  | TIRR-PCU 5 | MHHS-TIRR |  | Lift, Patient Electrical |  | 241-02799 | 241-02799 | TMC | MHHS-Others | TIRR-PCU 5 | TIRR - PCU 5 | 12/1/19 |  | 12/1/20 |  | LIFTS, PATIENT TRANSFER | Lift, Patient Electrical | LIFTPATIENTELECTRIC-Arjo Inc-Maxi Move | LIFTPATIENTELECTRIC | Maxi Move |  |  |  | Arjo Inc | Lift, Patient Electrical |  | LIFTPATIENTELECTRIC-Arjo Inc-Maxi Move |  |  |  | LPE-A | Covered PM Repair - Biomedical | MHHS-TIRR | [7 empty] | Lift, Patient Electrical | LIFTPATIENTELECTRIC | Lift, Patient Electrical | Arjo Inc
NO | YES |  |  |  |  | 241-00568 | Arjo Inc | MAXI MOVE |  | SEE0716294 | TIRR-Patient Care Unit 6-2414378 | MHHS-TIRR |  | Lift, Patient Electrical |  |  | 241-00568 | TMC | MHHS-Others | TIRR-Patient Care Unit 6-2414378 | TIRR - PATIENT CARE UNIT 6- | 12/1/18 |  | 12/1/20 |  | LIFTS, PATIENT TRANSFER | Lift, Patient Electrical | LIFTPATIENTELECTRIC-Arjo Inc-Maxi Move | LIFTPATIENTELECTRIC | Maxi Move |  |  |  | Arjo Inc | Lift, Patient Electrical |  | LIFTPATIENTELECTRIC-Arjo Inc-Maxi Move |  | 2/2/20 |  | LPE-A | Not Covered Vendor Only - Biomedical | MHHS-TIRR | [7 empty] | Lift, Patient Electrical | LIFTPATIENTELECTRIC | Lift, Patient Electrical | Arjo Inc
NO | YES |  |  |  | 241-02797 | 241-02797 | Arjo Inc | MAXI MOVE |  |  | TIRR-PCU 6 | MHHS-TIRR |  | Lift, Patient Electrical |  | 241-02797 | 241-02797 | TMC | MHHS-Others | TIRR-PCU 6 | Hallway | 7/1/19 |  | 7/1/20 |  | LIFTS, PATIENT TRANSFER | Lift, Patient Electrical | LIFTPATIENTELECTRIC-Arjo Inc-Maxi Move | LIFTPATIENTELECTRIC | Maxi Move |  |  |  | Arjo Inc | Lift, Patient Electrical |  | LIFTPATIENTELECTRIC-Arjo Inc-Maxi Move |  | 12/7/20 |  | LPE-A | Not Covered Vendor Only - Biomedical | MHHS-TIRR | [7 empty] | Lift, Patient Electrical | LIFTPATIENTELECTRIC | Lift, Patient Electrical | Arjo Inc
NO | YES |  |  |  | 241-02873 | 241-02873 | Arjo Inc | MAXI MOVE |  |  | TIRR-Radiology | MHHS-TIRR |  | Lift, Patient Electrical |  | 241-02873 | 241-02873 | TMC | MHHS-Others | TIRR-Radiology | TIRR -Radiology | 11/1/19 |  | 1/1/21 |  | LIFTS, PATIENT TRANSFER | Lift, Patient Electrical | LIFTPATIENTELECTRIC-Arjo Inc-Maxi Move | LIFTPATIENTELECTRIC | Maxi Move |  |  |  | Arjo Inc | Lift, Patient Electrical |  | LIFTPATIENTELECTRIC-Arjo Inc-Maxi Move |  | 12/12/20 |  | LPE-A | Not Covered Vendor Only - Biomedical | MHHS-TIRR | [7 empty] | Lift, Patient Electrical | LIFTPATIENTELECTRIC | Lift, Patient Electrical | Arjo Inc
NO | YES |  |  |  | 241-02579 | 241-02579 | Arjo Inc | MAXI MOVE |  |  | TIRR-Therapy Gym | MHHS-TIRR |  | Lift, Patient Electrical |  | 241-02579 | 241-02579 | TMC | MHHS-Others | TIRR-Therapy Gym | Rehab | 11/1/19 |  |  |  | LIFTS, PATIENT TRANSFER | Lift, Patient Electrical | LIFTPATIENTELECTRIC-Arjo Inc-Maxi Move | LIFTPATIENTELECTRIC | Maxi Move |  |  |  | Arjo Inc | Lift, Patient Electrical |  | LIFTPATIENTELECTRIC-Arjo Inc-Maxi Move |  | 12/12/20 |  | LPE-A | Not Covered Vendor Only - Biomedical | MHHS-TIRR | [7 empty] | Lift, Patient Electrical | LIFTPATIENTELECTRIC | Lift, Patient Electrical | Arjo Inc
NO | YES |  |  |  | 241-02580 | 241-02580 | Arjo Inc | MAXI MOVE |  |  | TIRR-Therapy Gym | MHHS-TIRR |  | Lift, Patient Electrical |  | 241-02580 | 241-02580 | TMC | MHHS-Others | TIRR-Therapy Gym | TIRR - PCU 3 | 11/1/19 |  | 11/1/20 |  | LIFTS, PATIENT TRANSFER | Lift, Patient Electrical | LIFTPATIENTELECTRIC-Arjo Inc-Maxi Move | LIFTPATIENTELECTRIC | Maxi Move |  |  |  | Arjo Inc | Lift, Patient Electrical |  | LIFTPATIENTELECTRIC-Arjo Inc-Maxi Move |  | 7/16/18 |  | LPE-A | Covered PM Repair - Biomedical | MHHS-TIRR | [7 empty] | Lift, Patient Electrical | LIFTPATIENTELECTRIC | Lift, Patient Electrical | Arjo Inc
NO | YES |  |  |  | 029-09001 | 029-09001 | Arjo Inc | MAXI MOVE |  |  | TIRR-Woodlands Inpatient | MHHS-TIRR |  | Lift, Patient Electrical |  | 029-09001 | 029-09001 | Woodlands | MHHS-Others | TIRR-Woodlands Inpatient |  | 4/1/19 |  |  |  | LIFTS, PATIENT TRANSFER | Lift, Patient Electrical | LIFTPATIENTELECTRIC-Arjo Inc-Maxi Move | LIFTPATIENTELECTRIC | Maxi Move |  |  |  | Arjo Inc | Lift, Patient Electrical |  | LIFTPATIENTELECTRIC-Arjo Inc-Maxi Move |  | 11/20/19 |  | LPE-A | Not Covered Vendor Only - Biomedical | MHHS-TIRR | [7 empty] | Lift, Patient Electrical | LIFTPATIENTELECTRIC | Lift, Patient Electrical | Arjo Inc
NO | YES |  |  |  | 029-09254 | 029-09 | Arjo Inc | MAXI MOVE |  |  | TIRR-Woodlands Inpatient | MHHS-TIRR |  | Lift, Patient Electrical |  | 029-09254 | 029-09 | Woodlands | MHHS-Others | TIRR-Woodlands Inpatient | PT | 7/1/19 |  | 7/1/20 |  | LIFTS, PATIENT TRANSFER | Lift, Patient Electrical | LIFTPATIENTELECTRIC-Arjo Inc-Maxi Move | LIFTPATIENTELECTRIC | Maxi Move |  |  |  | Arjo Inc | Lift, Patient Electrical |  | LIFTPATIENTELECTRIC-Arjo Inc-Maxi Move |  | 5/22/20 |  | LPE-A | Covered PM Repair - Biomedical | MHHS-TIRR | [7 empty] | Lift, Patient Electrical | LIFTPATIENTELECTRIC | Lift, Patient Electrical | Arjo Inc
NO | YES |  |  |  | 029-10834 | 029-10834 | Arjo Inc | MAXI MOVE |  |  | TIRR-Woodlands Inpatient | MHHS-TIRR |  | Lift, Patient Electrical |  | 029-10834 | 029-10834 | Woodlands | MHHS-Others | TIRR-Woodlands Inpatient |  | 4/1/19 |  |  |  | LIFTS, PATIENT TRANSFER | Lift, Patient Electrical | LIFTPATIENTELECTRIC-Arjo Inc-Maxi Move | LIFTPATIENTELECTRIC | Maxi Move |  |  |  | Arjo Inc | Lift, Patient Electrical |  | LIFTPATIENTELECTRIC-Arjo Inc-Maxi Move |  | 8/15/18 |  | LPE-A | Covered PM Repair - Biomedical | MHHS-TIRR | [7 empty] | Lift, Patient Electrical | LIFTPATIENTELECTRIC | Lift, Patient Electrical | Arjo Inc
NO | YES |  |  |  | 029-10961 | 029-10961 | Arjo Inc | MAXI MOVE |  |  | TIRR-Woodlands Inpatient | MHHS-Woodlands |  | Lift, Patient Electrical |  | 029-10961 | 029-10961 | Woodlands | MHHS-Others | TIRR-Woodlands Inpatient | PT | 6/1/18 |  |  |  | LIFTS, PATIENT TRANSFER | Lift, Patient Electrical | LIFTPATIENTELECTRIC-Arjo Inc-Maxi Move | LIFTPATIENTELECTRIC | Maxi Move |  |  |  | Arjo Inc | Lift, Patient Electrical |  | LIFTPATIENTELECTRIC-Arjo Inc-Maxi Move |  | 5/23/20 |  | LPE-A | Not Covered Vendor Only - Biomedical | MHHS-Woodlands | [7 empty] | Lift, Patient Electrical | LIFTPATIENTELECTRIC | Lift, Patient Electrical | Arjo Inc
NO | YES |  |  |  | 029-32445 | 029-32445 | Arjo Inc | MAXI MOVE |  |  | Woodlands-Neurology | MHHS-Woodlands |  | Lift, Patient Electrical |  | 029-32445 | 029-32445 | Woodlands | MHHS-Woodlands | Woodlands-Neurology | Neuroscience hall cubby | 6/1/19 |  | 6/1/20 |  | LIFTS, PATIENT TRANSFER | Lift, Patient Electrical | LIFTPATIENTELECTRIC-Arjo Inc-Maxi Move | LIFTPATIENTELECTRIC | Maxi Move |  |  |  | Arjo Inc | Lift, Patient Electrical |  | LIFTPATIENTELECTRIC-Arjo Inc-Maxi Move |  | 3/25/20 |  | LPE-A | Covered PM Repair - Biomedical | MHHS-Woodlands | [7 empty] | Lift, Patient Electrical | LIFTPATIENTELECTRIC | Lift, Patient Electrical | Arjo Inc
NO | YES |  |  |  | 029-12384 | 029-12384 | Arjo Inc | MAXI MOVE |  |  | OPID-(WDLS)-Woodlands-430 (Mp3) | MHHS-Woodlands |  | Lift, Patient Electrical |  | 029-12384 | 029-12384 | Woodlands | MHHS-Others | OPID-(WDLS)-Woodlands-430 (Mp3) | Ultrasound 4 | 8/1/18 |  | 8/1/19 |  | LIFTS, PATIENT TRANSFER | Lift, Patient Electrical | LIFTPATIENTELECTRIC-Arjo Inc-Maxi Move | LIFTPATIENTELECTRIC | Maxi Move |  |  |  | Arjo Inc | Lift, Patient Electrical |  | LIFTPATIENTELECTRIC-Arjo Inc-Maxi Move |  | 6/28/20 |  | LPE-A | Covered PM Repair - Biomedical | MHHS-Woodlands | [7 empty] | Lift, Patient Electrical | LIFTPATIENTELECTRIC | Lift, Patient Electrical | Arjo Inc
NO | YES |  |  |  | 029-09336 | 029-09336 | Arjo Inc | MAXI MOVE |  | SEE0706069 | Woodlands-PCU3 | MHHS-Woodlands |  | Lift, Patient Electrical |  | 029-09336 | 029-09336 | Woodlands | MHHS-Woodlands | Woodlands-PCU3 | Equipment Storage | 7/1/19 |  | 7/1/20 |  | LIFTS, PATIENT TRANSFER | Lift, Patient Electrical | LIFTPATIENTELECTRIC-Arjo Inc-Maxi Move | LIFTPATIENTELECTRIC | Maxi Move |  |  |  | Arjo Inc | Lift, Patient Electrical |  | LIFTPATIENTELECTRIC-Arjo Inc-Maxi Move |  | 6/28/20 |  | LPE-A | Covered PM Repair - Biomedical | MHHS-Woodlands | [7 empty] | Lift, Patient Electrical | LIFTPATIENTELECTRIC | Lift, Patient Electrical | Arjo Inc
NO | YES |  |  |  | 029-09363 | 029-09363 | Arjo Inc | MAXI MOVE |  | SEE0645674 | Woodlands-PCU5 | MHHS-Woodlands |  | Lift, Patient Electrical |  | 029-09363 | 029-09363 | Woodlands | MHHS-Woodlands | Woodlands-PCU5 | Hallway | 7/1/19 |  | 7/1/20 |  | LIFTS, PATIENT TRANSFER | Lift, Patient Electrical | LIFTPATIENTELECTRIC-Arjo Inc-Maxi Move | LIFTPATIENTELECTRIC | Maxi Move |  |  |  | Arjo Inc | Lift, Patient Electrical |  | LIFTPATIENTELECTRIC-Arjo Inc-Maxi Move |  | 6/28/20 |  | LPE-A | Covered PM Repair - Biomedical | MHHS-Woodlands | [7 empty] | Lift, Patient Electrical | LIFTPATIENTELECTRIC | Lift, Patient Electrical | Arjo Inc
NO | YES |  |  |  | 029-09366 | 029-09366 | Arjo Inc | MAXI MOVE |  | SEE0645671 | TIRR-Woodlands Inpatient | MHHS-Woodlands |  | Lift, Patient Electrical |  | 029-09366 | 029-09366 | Woodlands | MHHS-Others | TIRR-Woodlands Inpatient | PT | 7/1/19 |  | 7/1/20 |  | LIFTS, PATIENT TRANSFER | Lift, Patient Electrical | LIFTPATIENTELECTRIC-Arjo Inc-Maxi Move | LIFTPATIENTELECTRIC | Maxi Move |  |  |  | Arjo Inc | Lift, Patient Electrical |  | LIFTPATIENTELECTRIC-Arjo Inc-Maxi Move |  |  |  | LPE-A | Covered PM Repair - Biomedical | MHHS-Woodlands | [7 empty] | Lift, Patient Electrical | LIFTPATIENTELECTRIC | Lift, Patient Electrical | Arjo Inc
YES | YES |  |  |  | 029-13528 | 029-13528 | Arjo Inc | Maxi Move |  |  | WOODLANDS - PCU6 |  |  |  |  | 029-13528 | 029-13528 |  |  | WOODLANDS - PCU6 | Storage room | [5 empty] | Lift, Patient Electrical | LIFTPATIENTELECTRIC-Arjo Inc-Maxi Move | [12 empty] | LPE-A | [9 empty] | Lift, Patient Electrical | LIFTPATIENTELECTRIC | Lift, Patient Electrical | Arjo Inc
YES | YES |  |  |  | 241-05199 | 241-05199 | Arjo Inc | MAXI MOVE |  |  | TIRR - PCU 6 |  |  |  |  | 241-05199 | 241-05199 | TMC | TIRR Memorial Hermann | TIRR - PCU 6 | Hallway |  |  |  | New Add |  | Lift, Patient Electrical | LIFTPATIENTELECTRIC-Arjo Inc-Maxi Move | [12 empty] | LPE-A | [9 empty] | Lift, Patient Electrical | LIFTPATIENTELECTRIC | Lift, Patient Electrical | Arjo Inc
YES | YES |  |  |  | 241-01186 | 241-01186 | Arjo Inc | MAXI MOVE |  | GB200429239T | TIRR PCU 5 |  |  |  |  | 241-01186 | 241-01186 | TMC | TIRR Memorial Hermann | TIRR PCU 5 | TIRR -PCU 4 | 1/1/20 |  | 1/1/21 |  |  | Lift, Patient Electrical | LIFTPATIENTELECTRIC-Arjo Inc-Maxi Move | [12 empty] | LPE-A | [9 empty] | Lift, Patient Electrical | LIFTPATIENTELECTRIC | Lift, Patient Electrical | Arjo Inc
YES | YES |  |  |  | 099-13362 | 099-13362 | Arjo Inc | Maxi Move |  |  | ER Treatment 12 |  |  |  |  | 099-13362 | 099-13362 | Southeast | Memorial Hermann Convenient Care Center in League City (League City CCC) | ER Treatment 12 | Triage C1 126 | [5 empty] | Lift, Patient Electrical | LIFTPATIENTELECTRIC-Arjo Inc-Maxi Move | [12 empty] | LPE-A | [9 empty] | Lift, Patient Electrical | LIFTPATIENTELECTRIC | Lift, Patient Electrical | Arjo Inc
YES | YES |  |  |  | 099-13363 | 099-13363 | Arjo Inc | Maxi Move |  |  | ER Treatment 12 |  |  |  |  | 099-13363 | 099-13363 | Southeast | Memorial Hermann Convenient Care Center in League City (League City CCC) | ER Treatment 12 | Triage C1 126 | [5 empty] | Lift, Patient Electrical | LIFTPATIENTELECTRIC-Arjo Inc-Maxi Move | [12 empty] | LPE-A | [9 empty] | Lift, Patient Electrical | LIFTPATIENTELECTRIC | Lift, Patient Electrical | Arjo Inc
NO | YES |  |  |  | 041-21040 | 041-21040 | Arjo Inc | Maxi move |  |  | Neural science |  |  |  |  | 041-21040 | 041-21040 | Memorial city - memorial herman hospital | Memorial city | Neural science | E6423 clean utility
NO | NO |  |  |  | 041-10862 |  | Arjo Inc | MAXI MOVE |  |  | MEMORIAL CITY - CDU | MHHS-Mem City |  | Lift, Patient Electrical |  | 041-10862 |  | West & Memorial City |  | MEMORIAL CITY - CDU | [5 empty] | LIFTS, PATIENT TRANSFER |  | LIFTPATIENTELECTRIC-Arjo Inc-Maxi Move | LIFTPATIENTELECTRIC | Maxi Move |  |  |  | Arjo Inc | Lift, Patient Electrical |  | LIFTPATIENTELECTRIC-Arjo Inc-Maxi Move |  |  |  |  | Covered PM Repair - Biomedical | MHHS-Mem City
NO | NO |  |  |  | 041-18482 |  | Arjo Inc | MAXI MOVE |  |  | MEMORIAL CITY - CENTRAL SUPPLY | MHHS-Mem City |  | Lift, Patient Electrical |  | 041-18482 |  | West & Memorial City |  | MEMORIAL CITY - CENTRAL SUPPLY | [5 empty] | LIFTS, PATIENT TRANSFER |  | LIFTPATIENTELECTRIC-Arjo Inc-Maxi Move | LIFTPATIENTELECTRIC | Maxi Move |  |  |  | Arjo Inc | Lift, Patient Electrical |  | LIFTPATIENTELECTRIC-Arjo Inc-Maxi Move |  |  |  |  | Covered PM Repair - Biomedical | MHHS-Mem City
NO | NO |  |  |  | 041-18484 |  | Arjo Inc | MAXI MOVE |  |  | MEMORIAL CITY - CENTRAL SUPPLY | MHHS-Mem City |  | Lift, Patient Electrical |  | 041-18484 |  | West & Memorial City |  | MEMORIAL CITY - CENTRAL SUPPLY | [5 empty] | LIFTS, PATIENT TRANSFER |  | LIFTPATIENTELECTRIC-Arjo Inc-Maxi Move | LIFTPATIENTELECTRIC | Maxi Move |  |  |  | Arjo Inc | Lift, Patient Electrical |  | LIFTPATIENTELECTRIC-Arjo Inc-Maxi Move |  |  |  |  | Covered PM Repair - Biomedical | MHHS-Mem City
NO | NO |  |  |  | 013-38397 |  | Arjo Inc | MAXI MOVE |  |  | SW - NEUOROLOGY | MHHS-Southwest |  | Lift, Patient Electrical |  | 013-38397 |  | Southwest |  | SW - NEUOROLOGY | [5 empty] | LIFTS, PATIENT TRANSFER |  | LIFTPATIENTELECTRIC-Arjo Inc-Maxi Move | LIFTPATIENTELECTRIC | Maxi Move |  |  |  | Arjo Inc | Lift, Patient Electrical |  | LIFTPATIENTELECTRIC-Arjo Inc-Maxi Move |  |  |  |  | Covered PM Repair - Biomedical | MHHS-Southwest
NO | NO |  |  |  | 241-02650 |  | Arjo Inc | MAXI MOVE |  |  | TIRR - PATIENT CARE UNIT 2-C - 2414368 | MHHS-TIRR |  | Lift, Patient Electrical |  | 241-02650 |  | TMC |  | TIRR - PATIENT CARE UNIT 2-C - 2414368 | [5 empty] | LIFTS, PATIENT TRANSFER |  | LIFTPATIENTELECTRIC-Arjo Inc-Maxi Move | LIFTPATIENTELECTRIC | Maxi Move |  |  |  | Arjo Inc | Lift, Patient Electrical |  | LIFTPATIENTELECTRIC-Arjo Inc-Maxi Move |  |  |  |  | Covered PM Repair - Biomedical | MHHS-TIRR
NO | NO |  |  |  | 241-02798 |  | Arjo Inc | MAXI MOVE |  |  | TIRR - PCU 3 | MHHS-TIRR |  | Lift, Patient Electrical |  | 241-02798 |  | TMC |  | TIRR - PCU 3 | [5 empty] | LIFTS, PATIENT TRANSFER |  | LIFTPATIENTELECTRIC-Arjo Inc-Maxi Move | LIFTPATIENTELECTRIC | Maxi Move |  |  |  | Arjo Inc | Lift, Patient Electrical |  | LIFTPATIENTELECTRIC-Arjo Inc-Maxi Move |  |  |  |  | Covered PM Repair Labor Only - Biomedica | MHHS-TIRR
NO | NO | [5 empty] | Arjo Inc | MAXI MOVE |  | SEE0717158 | TIRR - PCU 6 | MHHS-TIRR |  | Lift, Patient Electrical |  |  |  | TMC |  | TIRR - PCU 6 | [5 empty] | LIFTS, PATIENT TRANSFER |  | LIFTPATIENTELECTRIC-Arjo Inc-Maxi Move | LIFTPATIENTELECTRIC | Maxi Move |  |  |  | Arjo Inc | Lift, Patient Electrical |  | LIFTPATIENTELECTRIC-Arjo Inc-Maxi Move |  |  |  |  | Covered PM Repair - Biomedical | MHHS-TIRR
NO | NO |  |  |  | 241-02087 |  | Arjo Inc | MAXI MOVE |  | KMC-06246 | TIRR - UROLOGY/SPEC PROC (17) | MHHS-TIRR |  | Lift, Patient Electrical |  | 241-02087 |  | TMC |  | TIRR - UROLOGY/SPEC PROC (17) | [5 empty] | LIFTS, PATIENT TRANSFER |  | LIFTPATIENTELECTRIC-Arjo Inc-Maxi Move | LIFTPATIENTELECTRIC | Maxi Move |  |  |  | Arjo Inc | Lift, Patient Electrical |  | LIFTPATIENTELECTRIC-Arjo Inc-Maxi Move |  |  |  |  | Not Covered Vendor Only - Biomedical | MHHS-TIRR
NO | YES |  |  |  | 133-05149 | 133-05149 | Arjo Inc | MAXI MOVE II |  | SEE0723112 | Katy-Med/Surg 7th Floor | MHHS-Katy |  |  |  | 133-05149 | 133-05149 | Katy | MHHS-Katy | Katy-Med/Surg 7th Floor | Hallway | 8/1/19 | 8/1/20 |  |  | LIFTS, PATIENT TRANSFER |  | .needs class | [5 empty] | Arjo Inc |  |  |  |  | 11/12/15 |  |  | Covered PM Repair - Biomedical | MHHS-Katy
NO | YES |  |  |  |  | 241-00344 | Arjo Inc | MAXI MOVE II |  | SEE0651283 | TIRR-Kirby Glenn | MHHS-TIRR |  |  |  |  | 241-00344 | TMC | MHHS-Others | TIRR-Kirby Glenn | Rehab | 10/1/19 |  | 10/1/20 |  | LIFTS, PATIENT TRANSFER |  | .needs class | [5 empty] | Arjo Inc |  |  |  |  | 11/12/15 |  |  | Covered PM Repair - Biomedical | MHHS-TIRR
NO | NO |  |  |  | 133-05151 |  | Arjo Inc | MAXI MOVE II |  | SEE0723109 | KATY - ICU | MHHS-Katy |  |  |  | 133-05151 |  | Katy |  | KATY - ICU | [5 empty] | LIFTS, PATIENT TRANSFER |  | .needs class | [5 empty] | Arjo Inc | [7 empty] | Covered PM Repair - Biomedical | MHHS-Katy
NO | YES |  |  |  | 005-10356 | 005-10356 | Arjo Inc | MAXI MOVE III |  |  | SE - REHAB SERVICES | MHHS-Southeast |  |  |  | 005-10356 | 005-10356 | Southeast | Memorial Hermann Southeast Hospital | SE - REHAB SERVICES |  | 11/1/18 |  |  |  | LIFTS, PATIENT TRANSFER |  | .needs class | [5 empty] | Arjo Inc |  |  |  |  | 11/17/17 |  |  | Not Covered Vendor Only - Biomedical | MHHS-Southeast
NO | YES |  |  |  | 241-05200 | 241-05200 | Arjo Inc | MAXI MOVE III |  |  | TIRR-Patient Care Unit 2-C-2414368 | MHHS-TIRR |  |  |  | 241-05200 | 241-05200 | TMC | MHHS-Others | TIRR-Patient Care Unit 2-C-2414368 | Multi-purpose Room | 1/1/20 |  | 1/1/21 |  | LIFTS, PATIENT TRANSFER |  | .needs class | [5 empty] | Arjo Inc |  |  |  |  | 11/17/17 |  |  | Not Covered Vendor Only - Biomedical | MHHS-TIRR
NO | YES |  |  |  | 241-04210 | 241-04210 | Arjo Inc | MAXI MOVE III |  |  | TIRR-PCU 3 | MHHS-TIRR |  |  |  | 241-04210 | 241-04210 | TMC | MHHS-Others | TIRR-PCU 3 | TIRR - PCU 3 | 1/1/20 |  | 1/1/21 |  | LIFTS, PATIENT TRANSFER |  | .needs class | [5 empty] | Arjo Inc |  |  |  |  | 11/17/17 |  |  | Not Covered Vendor Only - Biomedical | MHHS-TIRR
NO | YES |  |  |  | 241-04653 | 241-04653 | Arjo Inc | MAXI MOVE III |  |  | TIRR-Patient Care Unit 5-2414376 | MHHS-TIRR |  |  |  | 241-04653 | 241-04653 | TMC | MHHS-Others | TIRR-Patient Care Unit 5-2414376 | TIRR - PCU 5 | 1/1/20 |  | 3/1/20 |  | LIFTS, PATIENT TRANSFER |  | .needs class | [5 empty] | Arjo Inc |  |  |  |  | 11/17/17 |  |  | Not Covered Vendor Only - Biomedical | MHHS-TIRR
NO | NO | [5 empty] | Arjo Inc | MAXI MOVE III |  | KMC-0172901729 | GH - MED SURG 6 | MHHS-Greater Heights | [5 empty] | Central & Greater Heights |  | GH - MED SURG 6 | [5 empty] | LIFTS, PATIENT TRANSFER |  | .needs class | [5 empty] | Arjo Inc | [7 empty] | Not Covered Vendor Only - Biomedical | MHHS-Greater Heights
NO | NO |  |  |  | 005-10346 |  | Arjo Inc | MAXI MOVE III |  |  | SE - REHAB SERVICES | MHHS-Southeast |  |  |  | 005-10346 |  | Southeast & Bay Area |  | SE - REHAB SERVICES | [5 empty] | LIFTS, PATIENT TRANSFER |  | .needs class | [5 empty] | Arjo Inc | [7 empty] | Covered PM Repair - Biomedical | MHHS-Southeast
NO | NO |  |  |  | 005-10357 |  | Arjo Inc | MAXI MOVE III |  |  | SE - REHAB SERVICES | MHHS-Southeast |  |  |  | 005-10357 |  | Southeast & Bay Area |  | SE - REHAB SERVICES | [5 empty] | LIFTS, PATIENT TRANSFER |  | .needs class | [5 empty] | Arjo Inc | [7 empty] | Not Covered Vendor Only - Biomedical | MHHS-Southeast
NO | NO |  |  |  | 005-10345 |  | Arjo Inc | MAXI MOVE III |  |  | SE - UNIT 1B (MED/SURG) | MHHS-Southeast |  |  |  | 005-10345 |  | Southeast & Bay Area |  | SE - UNIT 1B (MED/SURG) | [5 empty] | LIFTS, PATIENT TRANSFER |  | .needs class | [5 empty] | Arjo Inc | [7 empty] | Not Covered Vendor Only - Biomedical | MHHS-Southeast
NO | NO |  |  |  | 241-05195 |  | Arjo Inc | MAXI MOVE III |  |  | TIRR - PATIENT CARE UNIT 5 - 2414376 | MHHS-TIRR |  |  |  | 241-05195 |  | TMC |  | TIRR - PATIENT CARE UNIT 5 - 2414376 | [5 empty] | LIFTS, PATIENT TRANSFER |  | .needs class | [5 empty] | Arjo Inc | [7 empty] | Covered PM Repair - Biomedical | MHHS-TIRR
NO | NO |  |  |  | 241-03077 |  | Arjo Inc | MAXI MOVE III |  | KMC-15704 | TIRR - THERAPY GYM | MHHS-TIRR |  |  |  | 241-03077 |  | TMC |  | TIRR - THERAPY GYM | [5 empty] | LIFTS, PATIENT TRANSFER |  | .needs class | [5 empty] | Arjo Inc | [7 empty] | Covered PM Repair - Biomedical | MHHS-TIRR
NO | YES |  |  |  | 145-00125 | 145-00125 | Arjo Inc | MAXI SKY |  |  | Pearland-3N-Med/Surg | MHHS-Pearland Hospital |  | Lift, Patient Electrical |  | 145-00125 | 145-00125 | Pearland | MHHS-Pearland Hospital | Pearland-3N-Med/Surg | Room 312 | 4/1/19 | 4/1/20 |  |  | LIFTS, PATIENT TRANSFER | Lift, Patient Electrical | LIFTPATIENTELECTRIC-Arjo Inc-Maxi Sky | LIFTPATIENTELECTRIC | Maxi Sky |  |  |  | Arjo Inc | Lift, Patient Electrical |  | LIFTPATIENTELECTRIC-Arjo Inc-Maxi Sky |  | 8/22/17 |  | LPE-A | Covered PM Repair - Biomedical | MHHS-Pearland Hospital | [7 empty] | Lift, Patient Electrical | LIFTPATIENTELECTRIC | Lift, Patient Electrical | Arjo Inc
NO | YES |  |  |  | 145-00082 | 145-00082 | Arjo Inc | MAXI SKY |  |  | Pearland-ICU/IMCU | MHHS-Pearland Hospital |  | Lift, Patient Electrical |  | 145-00082 | 145-00082 | Pearland | MHHS-Pearland Hospital | Pearland-ICU/IMCU | Icu 10 | 3/1/19 | 3/1/20 |  |  | LIFTS, PATIENT TRANSFER | Lift, Patient Electrical | LIFTPATIENTELECTRIC-Arjo Inc-Maxi Sky | LIFTPATIENTELECTRIC | Maxi Sky |  |  |  | Arjo Inc | Lift, Patient Electrical |  | LIFTPATIENTELECTRIC-Arjo Inc-Maxi Sky |  | 8/22/17 |  | LPE-A | Covered PM Repair - Biomedical | MHHS-Pearland Hospital | [7 empty] | Lift, Patient Electrical | LIFTPATIENTELECTRIC | Lift, Patient Electrical | Arjo Inc
NO | YES |  |  |  | 145-00083 | 145-00083 | Arjo Inc | MAXI SKY |  |  | Pearland-ICU/IMCU | MHHS-Pearland Hospital |  | Lift, Patient Electrical |  | 145-00083 | 145-00083 | Pearland | MHHS-Pearland Hospital | Pearland-ICU/IMCU | Icu 2 | 5/1/19 | 5/1/20 |  |  | LIFTS, PATIENT TRANSFER | Lift, Patient Electrical | LIFTPATIENTELECTRIC-Arjo Inc-Maxi Sky | LIFTPATIENTELECTRIC | Maxi Sky |  |  |  | Arjo Inc | Lift, Patient Electrical |  | LIFTPATIENTELECTRIC-Arjo Inc-Maxi Sky |  | 8/22/17 |  | LPE-A | Covered PM Repair - Biomedical | MHHS-Pearland Hospital | [7 empty] | Lift, Patient Electrical | LIFTPATIENTELECTRIC | Lift, Patient Electrical | Arjo Inc
NO | YES |  |  |  | 145-00084 | 145-00084 | Arjo Inc | MAXI SKY |  |  | Pearland-ICU/IMCU | MHHS-Pearland Hospital |  | Lift, Patient Electrical |  | 145-00084 | 145-00084 | Pearland | MHHS-Pearland Hospital | Pearland-ICU/IMCU | ICU 7 | 3/1/19 | 3/1/20 |  |  | LIFTS, PATIENT TRANSFER | Lift, Patient Electrical | LIFTPATIENTELECTRIC-Arjo Inc-Maxi Sky | LIFTPATIENTELECTRIC | Maxi Sky |  |  |  | Arjo Inc | Lift, Patient Electrical |  | LIFTPATIENTELECTRIC-Arjo Inc-Maxi Sky |  | 6/1/15 |  | LPE-A | Covered PM Repair - Biomedical | MHHS-Pearland Hospital | [7 empty] | Lift, Patient Electrical | LIFTPATIENTELECTRIC | Lift, Patient Electrical | Arjo Inc
NO | YES |  |  |  | 145-00085 | 145-00085 | Arjo Inc | MAXI SKY |  |  | Pearland-ICU/IMCU | MHHS-Pearland Hospital |  | Lift, Patient Electrical |  | 145-00085 | 145-00085 | Pearland | MHHS-Pearland Hospital | Pearland-ICU/IMCU | Icu 1 | 3/1/19 | 3/1/20 |  |  | LIFTS, PATIENT TRANSFER | Lift, Patient Electrical | LIFTPATIENTELECTRIC-Arjo Inc-Maxi Sky | LIFTPATIENTELECTRIC | Maxi Sky |  |  |  | Arjo Inc | Lift, Patient Electrical |  | LIFTPATIENTELECTRIC-Arjo Inc-Maxi Sky |  | 6/1/15 |  | LPE-A | Covered PM Repair - Biomedical | MHHS-Pearland Hospital | [7 empty] | Lift, Patient Electrical | LIFTPATIENTELECTRIC | Lift, Patient Electrical | Arjo Inc
NO | YES |  |  |  | 145-00086 | 145-00086 | Arjo Inc | MAXI SKY |  |  | Pearland-ICU/IMCU | MHHS-Pearland Hospital |  | Lift, Patient Electrical |  | 145-00086 | 145-00086 | Pearland | MHHS-Pearland Hospital | Pearland-ICU/IMCU | Icu 8 | 3/1/19 | 3/1/20 |  |  | LIFTS, PATIENT TRANSFER | Lift, Patient Electrical | LIFTPATIENTELECTRIC-Arjo Inc-Maxi Sky | LIFTPATIENTELECTRIC | Maxi Sky |  |  |  | Arjo Inc | Lift, Patient Electrical |  | LIFTPATIENTELECTRIC-Arjo Inc-Maxi Sky |  | 6/1/15 |  | LPE-A | Covered PM Repair - Biomedical | MHHS-Pearland Hospital | [7 empty] | Lift, Patient Electrical | LIFTPATIENTELECTRIC | Lift, Patient Electrical | Arjo Inc
NO | YES |  |  |  | 145-00087 | 145-00087 | Arjo Inc | MAXI SKY |  |  | Pearland-ICU/IMCU | MHHS-Pearland Hospital |  | Lift, Patient Electrical |  | 145-00087 | 145-00087 | Pearland | MHHS-Pearland Hospital | Pearland-ICU/IMCU | Icu 5 | 3/1/19 | 3/1/20 |  | Could not take picture | LIFTS, PATIENT TRANSFER | Lift, Patient Electrical | LIFTPATIENTELECTRIC-Arjo Inc-Maxi Sky | LIFTPATIENTELECTRIC | Maxi Sky |  |  |  | Arjo Inc | Lift, Patient Electrical |  | LIFTPATIENTELECTRIC-Arjo Inc-Maxi Sky |  | 6/1/15 |  | LPE-A | Covered PM Repair - Biomedical | MHHS-Pearland Hospital | [7 empty] | Lift, Patient Electrical | LIFTPATIENTELECTRIC | Lift, Patient Electrical | Arjo Inc
NO | YES |  |  |  | 145-00094 | 145-00094 | Arjo Inc | MAXI SKY |  |  | Pearland-ICU/IMCU | MHHS-Pearland Hospital |  | Lift, Patient Electrical |  | 145-00094 | 145-00094 | Pearland | MHHS-Pearland Hospital | Pearland-ICU/IMCU | Icu 3 |  |  |  |  | LIFTS, PATIENT TRANSFER | Lift, Patient Electrical | LIFTPATIENTELECTRIC-Arjo Inc-Maxi Sky | LIFTPATIENTELECTRIC | Maxi Sky |  |  |  | Arjo Inc | Lift, Patient Electrical |  | LIFTPATIENTELECTRIC-Arjo Inc-Maxi Sky |  | 11/19/16 |  | LPE-A | Covered PM Repair - Biomedical | MHHS-Pearland Hospital | [7 empty] | Lift, Patient Electrical | LIFTPATIENTELECTRIC | Lift, Patient Electrical | Arjo Inc
NO | YES |  |  |  | 145-00095 | 145-00095 | Arjo Inc | MAXI SKY |  |  | Pearland-ICU/IMCU | MHHS-Pearland Hospital |  | Lift, Patient Electrical |  | 145-00095 | 145-00095 | Pearland | MHHS-Pearland Hospital | Pearland-ICU/IMCU | Icu 6 | 3/1/19 | 3/1/20 |  |  | LIFTS, PATIENT TRANSFER | Lift, Patient Electrical | LIFTPATIENTELECTRIC-Arjo Inc-Maxi Sky | LIFTPATIENTELECTRIC | Maxi Sky |  |  |  | Arjo Inc | Lift, Patient Electrical |  | LIFTPATIENTELECTRIC-Arjo Inc-Maxi Sky |  | 11/19/16 |  | LPE-A | Covered PM Repair - Biomedical | MHHS-Pearland Hospital | [7 empty] | Lift, Patient Electrical | LIFTPATIENTELECTRIC | Lift, Patient Electrical | Arjo Inc
NO | YES |  |  |  | 145-00127 | 145-00127 | Arjo Inc | MAXI SKY |  |  | Pearland-ICU/IMCU | MHHS-Pearland Hospital |  | Lift, Patient Electrical |  | 145-00127 | 145-00127 | Pearland | MHHS-Pearland Hospital | Pearland-ICU/IMCU | Icu 4 | 3/1/19 | 3/1/20 |  |  | LIFTS, PATIENT TRANSFER | Lift, Patient Electrical | LIFTPATIENTELECTRIC-Arjo Inc-Maxi Sky | LIFTPATIENTELECTRIC | Maxi Sky |  |  |  | Arjo Inc | Lift, Patient Electrical |  | LIFTPATIENTELECTRIC-Arjo Inc-Maxi Sky |  | 11/19/16 |  | LPE-A | Covered PM Repair - Biomedical | MHHS-Pearland Hospital | [7 empty] | Lift, Patient Electrical | LIFTPATIENTELECTRIC | Lift, Patient Electrical | Arjo Inc
NO | YES |  |  |  | 145-00128 | 145-00128 | Arjo Inc | MAXI SKY |  |  | Pearland-ICU/IMCU | MHHS-Pearland Hospital |  | Lift, Patient Electrical |  | 145-00128 | 145-00128 | Pearland | MHHS-Pearland Hospital | Pearland-ICU/IMCU | Icu 9 | 3/1/19 | 3/1/20 |  |  | LIFTS, PATIENT TRANSFER | Lift, Patient Electrical | LIFTPATIENTELECTRIC-Arjo Inc-Maxi Sky | LIFTPATIENTELECTRIC | Maxi Sky |  |  |  | Arjo Inc | Lift, Patient Electrical |  | LIFTPATIENTELECTRIC-Arjo Inc-Maxi Sky |  | 11/19/16 |  | LPE-A | Covered PM Repair - Biomedical | MHHS-Pearland Hospital | [7 empty] | Lift, Patient Electrical | LIFTPATIENTELECTRIC | Lift, Patient Electrical | Arjo Inc
NO | YES |  |  |  | 029-08999 | 029-08999 | Arjo Inc | MAXI SKY |  |  | TIRR-Woodlands Inpatient | MHHS-TIRR |  | Lift, Patient Electrical |  | 029-08999 | 029-08999 | Woodlands | MHHS-Others | TIRR-Woodlands Inpatient | Room 753 | 4/1/19 |  |  |  | LIFTS, PATIENT TRANSFER | Lift, Patient Electrical | LIFTPATIENTELECTRIC-Arjo Inc-Maxi Sky | LIFTPATIENTELECTRIC | Maxi Sky |  |  |  | Arjo Inc | Lift, Patient Electrical |  | LIFTPATIENTELECTRIC-Arjo Inc-Maxi Sky |  | 11/15/16 |  | LPE-A | Covered PM Repair - Biomedical | MHHS-TIRR | [7 empty] | Lift, Patient Electrical | LIFTPATIENTELECTRIC | Lift, Patient Electrical | Arjo Inc
NO | YES |  |  |  | 029-09184 | 029-09184 | Arjo Inc | MAXI SKY |  |  | TIRR-Woodlands Inpatient | MHHS-TIRR |  | Lift, Patient Electrical |  | 029-09184 | 029-09184 | Woodlands | MHHS-Others | TIRR-Woodlands Inpatient | Room 765 | 4/1/19 |  |  |  | LIFTS, PATIENT TRANSFER | Lift, Patient Electrical | LIFTPATIENTELECTRIC-Arjo Inc-Maxi Sky | LIFTPATIENTELECTRIC | Maxi Sky |  |  |  | Arjo Inc | Lift, Patient Electrical |  | LIFTPATIENTELECTRIC-Arjo Inc-Maxi Sky |  | 1/2/21 |  | LPE-A | No Coverage Specified | MHHS-TIRR | [7 empty] | Lift, Patient Electrical | LIFTPATIENTELECTRIC | Lift, Patient Electrical | Arjo Inc
NO | YES |  |  |  | 029-09200 | 029-09200 | Arjo Inc | MAXI SKY |  |  | TIRR-Woodlands Inpatient | MHHS-TIRR |  | Lift, Patient Electrical |  | 029-09200 | 029-09200 | Woodlands | MHHS-Others | TIRR-Woodlands Inpatient | Room 712 | 4/1/19 |  |  |  | LIFTS, PATIENT TRANSFER | Lift, Patient Electrical | LIFTPATIENTELECTRIC-Arjo Inc-Maxi Sky | LIFTPATIENTELECTRIC | Maxi Sky |  |  |  | Arjo Inc | Lift, Patient Electrical |  | LIFTPATIENTELECTRIC-Arjo Inc-Maxi Sky |  | 11/15/16 |  | LPE-A | Covered PM Repair - Biomedical | MHHS-TIRR | [7 empty] | Lift, Patient Electrical | LIFTPATIENTELECTRIC | Lift, Patient Electrical | Arjo Inc
NO | YES |  |  |  | 029-09201 | 029-09201 | Arjo Inc | MAXI SKY |  |  | TIRR-Woodlands Inpatient | MHHS-TIRR |  | Lift, Patient Electrical |  | 029-09201 | 029-09201 | Woodlands | MHHS-Others | TIRR-Woodlands Inpatient | Room 713 | 4/1/19 |  |  |  | LIFTS, PATIENT TRANSFER | Lift, Patient Electrical | LIFTPATIENTELECTRIC-Arjo Inc-Maxi Sky | LIFTPATIENTELECTRIC | Maxi Sky |  |  |  | Arjo Inc | Lift, Patient Electrical |  | LIFTPATIENTELECTRIC-Arjo Inc-Maxi Sky |  | 11/15/16 |  | LPE-A | Covered PM Repair - Biomedical | MHHS-TIRR | [7 empty] | Lift, Patient Electrical | LIFTPATIENTELECTRIC | Lift, Patient Electrical | Arjo Inc
NO | YES |  |  |  | 029-09202 | 029-09202 | Arjo Inc | MAXI SKY |  |  | TIRR-Woodlands Inpatient | MHHS-TIRR |  | Lift, Patient Electrical |  | 029-09202 | 029-09202 | Woodlands | MHHS-Others | TIRR-Woodlands Inpatient | Room 711 | 4/1/19 |  |  |  | LIFTS, PATIENT TRANSFER | Lift, Patient Electrical | LIFTPATIENTELECTRIC-Arjo Inc-Maxi Sky | LIFTPATIENTELECTRIC | Maxi Sky |  |  |  | Arjo Inc | Lift, Patient Electrical |  | LIFTPATIENTELECTRIC-Arjo Inc-Maxi Sky |  | 11/15/16 |  | LPE-A | Covered PM Repair - Biomedical | MHHS-TIRR | [7 empty] | Lift, Patient Electrical | LIFTPATIENTELECTRIC | Lift, Patient Electrical | Arjo Inc
NO | NO |  |  |  | 145-00088 |  | Arjo Inc | MAXI SKY |  |  | PEARLAND - 3N - MED/SURG | MHHS-Pearland Hospital |  | Lift, Patient Electrical |  | 145-00088 |  | Pearland |  | PEARLAND - 3N - MED/SURG | [5 empty] | LIFTS, PATIENT TRANSFER |  | LIFTPATIENTELECTRIC-Arjo Inc-Maxi Sky | LIFTPATIENTELECTRIC | Maxi Sky |  |  |  | Arjo Inc | Lift, Patient Electrical |  | LIFTPATIENTELECTRIC-Arjo Inc-Maxi Sky |  |  |  |  | Covered PM Repair - Biomedical | MHHS-Pearland Hospital
NO | NO |  |  |  | 145-00115 |  | Arjo Inc | MAXI SKY |  |  | PEARLAND - 3N - MED/SURG | MHHS-Pearland Hospital |  | Lift, Patient Electrical |  | 145-00115 |  | Pearland |  | PEARLAND - 3N - MED/SURG | [5 empty] | LIFTS, PATIENT TRANSFER |  | LIFTPATIENTELECTRIC-Arjo Inc-Maxi Sky | LIFTPATIENTELECTRIC | Maxi Sky |  |  |  | Arjo Inc | Lift, Patient Electrical |  | LIFTPATIENTELECTRIC-Arjo Inc-Maxi Sky |  |  |  |  | Covered PM Repair - Biomedical | MHHS-Pearland Hospital
NO | NO |  |  |  | 145-00116 |  | Arjo Inc | MAXI SKY |  |  | PEARLAND - 3N - MED/SURG | MHHS-Pearland Hospital |  | Lift, Patient Electrical |  | 145-00116 |  | Pearland |  | PEARLAND - 3N - MED/SURG | [5 empty] | LIFTS, PATIENT TRANSFER |  | LIFTPATIENTELECTRIC-Arjo Inc-Maxi Sky | LIFTPATIENTELECTRIC | Maxi Sky |  |  |  | Arjo Inc | Lift, Patient Electrical |  | LIFTPATIENTELECTRIC-Arjo Inc-Maxi Sky |  |  |  |  | Covered PM Repair - Biomedical | MHHS-Pearland Hospital
NO | NO |  |  |  | 145-00968 |  | Arjo Inc | MAXI SKY |  |  | PEARLAND - REHAB SERVICES | MHHS-Pearland Hospital |  | Lift, Patient Electrical |  | 145-00968 |  | Pearland |  | PEARLAND - REHAB SERVICES | [5 empty] | LIFTS, PATIENT TRANSFER |  | LIFTPATIENTELECTRIC-Arjo Inc-Maxi Sky | LIFTPATIENTELECTRIC | Maxi Sky |  |  |  | Arjo Inc | Lift, Patient Electrical |  | LIFTPATIENTELECTRIC-Arjo Inc-Maxi Sky |  |  |  |  | Covered PM Repair - Biomedical | MHHS-Pearland Hospital
NO | NO |  |  |  | 029-09000 |  | Arjo Inc | MAXI SKY |  |  | TIRR - WOODLANDS INPATIENT | MHHS-TIRR |  | Lift, Patient Electrical |  | 029-09000 |  | Woodlands |  | TIRR - WOODLANDS INPATIENT | [5 empty] | LIFTS, PATIENT TRANSFER |  | LIFTPATIENTELECTRIC-Arjo Inc-Maxi Sky | LIFTPATIENTELECTRIC | Maxi Sky |  |  |  | Arjo Inc | Lift, Patient Electrical |  | LIFTPATIENTELECTRIC-Arjo Inc-Maxi Sky |  |  |  |  | Covered PM Repair - Biomedical | MHHS-TIRR
NO | NO |  |  |  | 029-09181 |  | Arjo Inc | MAXI SKY |  |  | TIRR - WOODLANDS INPATIENT | MHHS-TIRR |  | Lift, Patient Electrical |  | 029-09181 |  | Woodlands |  | TIRR - WOODLANDS INPATIENT | [5 empty] | LIFTS, PATIENT TRANSFER |  | LIFTPATIENTELECTRIC-Arjo Inc-Maxi Sky | LIFTPATIENTELECTRIC | Maxi Sky |  |  |  | Arjo Inc | Lift, Patient Electrical |  | LIFTPATIENTELECTRIC-Arjo Inc-Maxi Sky |  |  |  |  | Covered PM Repair - Biomedical | MHHS-TIRR
NO | NO |  |  |  | 029-09182 |  | Arjo Inc | MAXI SKY |  |  | TIRR - WOODLANDS INPATIENT | MHHS-TIRR |  | Lift, Patient Electrical |  | 029-09182 |  | Woodlands |  | TIRR - WOODLANDS INPATIENT | [5 empty] | LIFTS, PATIENT TRANSFER |  | LIFTPATIENTELECTRIC-Arjo Inc-Maxi Sky | LIFTPATIENTELECTRIC | Maxi Sky |  |  |  | Arjo Inc | Lift, Patient Electrical |  | LIFTPATIENTELECTRIC-Arjo Inc-Maxi Sky |  |  |  |  | Covered PM Repair - Biomedical | MHHS-TIRR
NO | NO |  |  |  | 029-09183 |  | Arjo Inc | MAXI SKY |  |  | TIRR - WOODLANDS INPATIENT | MHHS-TIRR |  | Lift, Patient Electrical |  | 029-09183 |  | Woodlands |  | TIRR - WOODLANDS INPATIENT | [5 empty] | LIFTS, PATIENT TRANSFER |  | LIFTPATIENTELECTRIC-Arjo Inc-Maxi Sky | LIFTPATIENTELECTRIC | Maxi Sky |  |  |  | Arjo Inc | Lift, Patient Electrical |  | LIFTPATIENTELECTRIC-Arjo Inc-Maxi Sky |  |  |  |  | Covered PM Repair - Biomedical | MHHS-TIRR
NO | NO |  |  |  | 029-09185 |  | Arjo Inc | MAXI SKY |  |  | TIRR - WOODLANDS INPATIENT | MHHS-TIRR |  | Lift, Patient Electrical |  | 029-09185 |  | Woodlands |  | TIRR - WOODLANDS INPATIENT | [5 empty] | LIFTS, PATIENT TRANSFER |  | LIFTPATIENTELECTRIC-Arjo Inc-Maxi Sky | LIFTPATIENTELECTRIC | Maxi Sky |  |  |  | Arjo Inc | Lift, Patient Electrical |  | LIFTPATIENTELECTRIC-Arjo Inc-Maxi Sky |  |  |  |  | Covered PM Repair - Biomedical | MHHS-TIRR
NO | NO |  |  |  | 029-09186 |  | Arjo Inc | MAXI SKY |  |  | TIRR - WOODLANDS INPATIENT | MHHS-TIRR |  | Lift, Patient Electrical |  | 029-09186 |  | Woodlands |  | TIRR - WOODLANDS INPATIENT | [5 empty] | LIFTS, PATIENT TRANSFER |  | LIFTPATIENTELECTRIC-Arjo Inc-Maxi Sky | LIFTPATIENTELECTRIC | Maxi Sky |  |  |  | Arjo Inc | Lift, Patient Electrical |  | LIFTPATIENTELECTRIC-Arjo Inc-Maxi Sky |  |  |  |  | Covered PM Repair - Biomedical | MHHS-TIRR
NO | NO |  |  |  | 029-09257 |  | Arjo Inc | MAXI SKY |  |  | TIRR - WOODLANDS INPATIENT | MHHS-TIRR |  | Lift, Patient Electrical |  | 029-09257 |  | Woodlands |  | TIRR - WOODLANDS INPATIENT | [5 empty] | LIFTS, PATIENT TRANSFER |  | LIFTPATIENTELECTRIC-Arjo Inc-Maxi Sky | LIFTPATIENTELECTRIC | Maxi Sky |  |  |  | Arjo Inc | Lift, Patient Electrical |  | LIFTPATIENTELECTRIC-Arjo Inc-Maxi Sky |  |  |  |  | Covered PM Repair - Biomedical | MHHS-TIRR
NO | NO |  |  |  | 029-09258 |  | Arjo Inc | MAXI SKY |  |  | TIRR - WOODLANDS INPATIENT | MHHS-TIRR |  | Lift, Patient Electrical |  | 029-09258 |  | Woodlands |  | TIRR - WOODLANDS INPATIENT | [5 empty] | LIFTS, PATIENT TRANSFER |  | LIFTPATIENTELECTRIC-Arjo Inc-Maxi Sky | LIFTPATIENTELECTRIC | Maxi Sky |  |  |  | Arjo Inc | Lift, Patient Electrical |  | LIFTPATIENTELECTRIC-Arjo Inc-Maxi Sky |  |  |  |  | Covered PM Repair - Biomedical | MHHS-TIRR
NO | NO |  |  |  | 029-09259 |  | Arjo Inc | MAXI SKY |  |  | TIRR - WOODLANDS INPATIENT | MHHS-TIRR |  | Lift, Patient Electrical |  | 029-09259 |  | Woodlands |  | TIRR - WOODLANDS INPATIENT | [5 empty] | LIFTS, PATIENT TRANSFER |  | LIFTPATIENTELECTRIC-Arjo Inc-Maxi Sky | LIFTPATIENTELECTRIC | Maxi Sky |  |  |  | Arjo Inc | Lift, Patient Electrical |  | LIFTPATIENTELECTRIC-Arjo Inc-Maxi Sky |  |  |  |  | Covered PM Repair - Biomedical | MHHS-TIRR
NO | NO |  |  |  | 029-10837 |  | Arjo Inc | MAXI SKY |  |  | TIRR - WOODLANDS INPATIENT | MHHS-TIRR |  | Lift, Patient Electrical |  | 029-10837 |  | Woodlands |  | TIRR - WOODLANDS INPATIENT | [5 empty] | LIFTS, PATIENT TRANSFER |  | LIFTPATIENTELECTRIC-Arjo Inc-Maxi Sky | LIFTPATIENTELECTRIC | Maxi Sky |  |  |  | Arjo Inc | Lift, Patient Electrical |  | LIFTPATIENTELECTRIC-Arjo Inc-Maxi Sky |  |  |  |  | Covered PM Repair - Biomedical | MHHS-TIRR
NO | NO |  |  |  | 029-10838 |  | Arjo Inc | MAXI SKY |  |  | TIRR - WOODLANDS INPATIENT | MHHS-TIRR |  | Lift, Patient Electrical |  | 029-10838 |  | Woodlands |  | TIRR - WOODLANDS INPATIENT | [5 empty] | LIFTS, PATIENT TRANSFER |  | LIFTPATIENTELECTRIC-Arjo Inc-Maxi Sky | LIFTPATIENTELECTRIC | Maxi Sky |  |  |  | Arjo Inc | Lift, Patient Electrical |  | LIFTPATIENTELECTRIC-Arjo Inc-Maxi Sky |  |  |  |  | Covered PM Repair - Biomedical | MHHS-TIRR
NO | NO |  |  |  | 029-10840 |  | Arjo Inc | MAXI SKY |  |  | TIRR - WOODLANDS INPATIENT | MHHS-TIRR |  | Lift, Patient Electrical |  | 029-10840 |  | Woodlands |  | TIRR - WOODLANDS INPATIENT | [5 empty] | LIFTS, PATIENT TRANSFER |  | LIFTPATIENTELECTRIC-Arjo Inc-Maxi Sky | LIFTPATIENTELECTRIC | Maxi Sky |  |  |  | Arjo Inc | Lift, Patient Electrical |  | LIFTPATIENTELECTRIC-Arjo Inc-Maxi Sky |  |  |  |  | Covered PM Repair - Biomedical | MHHS-TIRR
NO | YES |  |  |  | 029-12567 | 029-12567 | Arjo Inc | MAXI SKY 1000 |  |  | Woodlands-Neurology | MHHS-Woodlands |  | Lift, Patient Electrical |  | 029-12567 | 029-12567 | Woodland memorial hospital | MHHS-Woodlands | Woodlands-Neurology | E443 | 6/1/19 |  | 6/1/20 |  | LIFTS, PATIENT TRANSFER | Lift, Patient Electrical | LIFTPATIENTELECTRIC-Arjo Inc-Maxi Sky 1000 | LIFTPATIENTELECTRIC | Maxi Sky 1000 |  |  |  | Arjo Inc | Lift, Patient Electrical |  | LIFTPATIENTELECTRIC-Arjo Inc-Maxi Sky 1000 |  | 1/2/21 |  | LPE-A | No Coverage Specified | MHHS-Woodlands | [7 empty] | Lift, Patient Electrical | LIFTPATIENTELECTRIC | Lift, Patient Electrical | Arjo Inc
NO | NO |  |  |  | 029-12562 |  | Arjo Inc | MAXI SKY 1000 |  |  | WOODLANDS - NEUROLOGY | MHHS-Woodlands |  | Lift, Patient Electrical |  | 029-12562 |  | Woodlands |  | WOODLANDS - NEUROLOGY | [5 empty] | LIFTS, PATIENT TRANSFER |  | LIFTPATIENTELECTRIC-Arjo Inc-Maxi Sky 1000 | LIFTPATIENTELECTRIC | Maxi Sky 1000 |  |  |  | Arjo Inc | Lift, Patient Electrical |  | LIFTPATIENTELECTRIC-Arjo Inc-Maxi Sky 1000 |  |  |  |  | Covered PM Repair - Biomedical | MHHS-Woodlands
NO | YES |  |  |  | 029-32409 | 029-32409 | Arjo Inc | Maxi Sky 2 |  | NSN | Neuroscience E432 |  |  |  |  | 029-32409 | 029-32409 |  | Memorial Hermann Hospital Woodlands | Neuroscience E432 | Neuroscience | 6/1/19 |  | 6/1/20 |  |  | Lift, Patient Electrical | LIFTPATIENTELECTRIC-Arjo Inc-Maxi Sky 2 | [12 empty] | LPE-A | [9 empty] | Lift, Patient Electrical | LIFTPATIENTELECTRIC | Lift, Patient Electrical | Arjo Inc
NO | YES |  |  |  | 145-00112 | 145-00112 | Arjo Inc | MAXI SKY 600 |  |  | Pearland-3N-Med/Surg | MHHS-Pearland Hospital |  | Lift, Patient Electrical |  | 145-00112 | 145-00112 | Pearland | MHHS-Pearland Hospital | Pearland-3N-Med/Surg | N329 | 4/1/19 | 4/1/20 |  |  | LIFTS, PATIENT TRANSFER | Lift, Patient Electrical | LIFTPATIENTELECTRIC-Arjo Inc-Maxi Sky 600 | LIFTPATIENTELECTRIC | Maxi Sky 600 |  |  |  | Arjo Inc | Lift, Patient Electrical |  | LIFTPATIENTELECTRIC-Arjo Inc-Maxi Sky 600 |  |  |  | LPE-A | Covered PM Repair - Biomedical | MHHS-Pearland Hospital | [7 empty] | Lift, Patient Electrical | LIFTPATIENTELECTRIC | Lift, Patient Electrical | Arjo Inc
YES | YES |  |  |  | 099-03789 | 099-03789 | Arjo Inc | Maxi Sky 600 |  | LD210955659 | Med surg |  |  |  |  | 099-03789 | 099-03789 | Katy | Memorial Hermann Katy Hospital | Med surg | Room 521 |  |  |  | No pm |  | Lift, Patient Electrical | LIFTPATIENTELECTRIC-Arjo Inc-Maxi Sky 600 | [12 empty] | LPE-A | [9 empty] | Lift, Patient Electrical | LIFTPATIENTELECTRIC | Lift, Patient Electrical | Arjo Inc
NO | NO |  |  |  | 145-00126 |  | Arjo Inc | MAXI SKY 600 |  |  | PEARLAND - 4N - MED/SURG | MHHS-Pearland Hospital |  | Lift, Patient Electrical |  | 145-00126 |  | Pearland |  | PEARLAND - 4N - MED/SURG | [5 empty] | LIFTS, PATIENT TRANSFER |  | LIFTPATIENTELECTRIC-Arjo Inc-Maxi Sky 600 | LIFTPATIENTELECTRIC | Maxi Sky 600 |  |  |  | Arjo Inc | Lift, Patient Electrical |  | LIFTPATIENTELECTRIC-Arjo Inc-Maxi Sky 600 |  |  |  |  | Covered PM Repair - Biomedical | MHHS-Pearland Hospital
NO | NO |  |  |  | 241-02724 |  | Arjo Inc | MAXI SKY 600 |  |  | TIRR - PATIENT CARE UNIT 2-C - 2414368 | MHHS-TIRR |  | Lift, Patient Electrical |  | 241-02724 |  | TMC |  | TIRR - PATIENT CARE UNIT 2-C - 2414368 | [5 empty] | LIFTS, PATIENT TRANSFER |  | LIFTPATIENTELECTRIC-Arjo Inc-Maxi Sky 600 | LIFTPATIENTELECTRIC | Maxi Sky 600 |  |  |  | Arjo Inc | Lift, Patient Electrical |  | LIFTPATIENTELECTRIC-Arjo Inc-Maxi Sky 600 |  |  |  |  | Covered PM Repair - Biomedical | MHHS-TIRR
NO | NO |  |  |  | 241-02725 |  | Arjo Inc | MAXI SKY 600 |  |  | TIRR - PATIENT CARE UNIT 2-C - 2414368 | MHHS-TIRR |  | Lift, Patient Electrical |  | 241-02725 |  | TMC |  | TIRR - PATIENT CARE UNIT 2-C - 2414368 | [5 empty] | LIFTS, PATIENT TRANSFER |  | LIFTPATIENTELECTRIC-Arjo Inc-Maxi Sky 600 | LIFTPATIENTELECTRIC | Maxi Sky 600 |  |  |  | Arjo Inc | Lift, Patient Electrical |  | LIFTPATIENTELECTRIC-Arjo Inc-Maxi Sky 600 |  |  |  |  | Covered PM Repair - Biomedical | MHHS-TIRR
NO | NO | [5 empty] | Arjo Inc | MAXI SKY 600 |  | LD071284582 | TIRR - PATIENT CARE UNIT 5 - 2414376 | MHHS-TIRR |  | Lift, Patient Electrical |  |  |  | TMC |  | TIRR - PATIENT CARE UNIT 5 - 2414376 | [5 empty] | LIFTS, PATIENT TRANSFER |  | LIFTPATIENTELECTRIC-Arjo Inc-Maxi Sky 600 | LIFTPATIENTELECTRIC | Maxi Sky 600 |  |  |  | Arjo Inc | Lift, Patient Electrical |  | LIFTPATIENTELECTRIC-Arjo Inc-Maxi Sky 600 |  |  |  |  | Covered PM Repair - Biomedical | MHHS-TIRR
NO | NO | [5 empty] | Arjo Inc | MAXI SKY 600 |  | LD071284566 | TIRR - PATIENT CARE UNIT 5 - 2414376 | MHHS-TIRR |  | Lift, Patient Electrical |  |  |  | TMC |  | TIRR - PATIENT CARE UNIT 5 - 2414376 | [5 empty] | LIFTS, PATIENT TRANSFER |  | LIFTPATIENTELECTRIC-Arjo Inc-Maxi Sky 600 | LIFTPATIENTELECTRIC | Maxi Sky 600 |  |  |  | Arjo Inc | Lift, Patient Electrical |  | LIFTPATIENTELECTRIC-Arjo Inc-Maxi Sky 600 |  |  |  |  | Covered PM Repair - Biomedical | MHHS-TIRR
NO | NO | [5 empty] | Arjo Inc | MAXI SKY 600 |  | LD071284583 | TIRR - PATIENT CARE UNIT 5 - 2414376 | MHHS-TIRR |  | Lift, Patient Electrical |  |  |  | TMC |  | TIRR - PATIENT CARE UNIT 5 - 2414376 | [5 empty] | LIFTS, PATIENT TRANSFER |  | LIFTPATIENTELECTRIC-Arjo Inc-Maxi Sky 600 | LIFTPATIENTELECTRIC | Maxi Sky 600 |  |  |  | Arjo Inc | Lift, Patient Electrical |  | LIFTPATIENTELECTRIC-Arjo Inc-Maxi Sky 600 |  |  |  |  | Covered PM Repair - Biomedical | MHHS-TIRR
NO | NO | [5 empty] | Arjo Inc | MAXI SKY 600 |  | LD391179770 | TIRR - SLEEP LAB | MHHS-TIRR |  | Lift, Patient Electrical |  |  |  | TMC |  | TIRR - SLEEP LAB | [5 empty] | LIFTS, PATIENT TRANSFER |  | LIFTPATIENTELECTRIC-Arjo Inc-Maxi Sky 600 | LIFTPATIENTELECTRIC | Maxi Sky 600 |  |  |  | Arjo Inc | Lift, Patient Electrical |  | LIFTPATIENTELECTRIC-Arjo Inc-Maxi Sky 600 |  |  |  |  | Covered PM Repair - Biomedical | MHHS-TIRR
NO | NO | [5 empty] | Arjo Inc | MAXI SKY 600 |  | LD391179768 | TIRR - SLEEP LAB | MHHS-TIRR |  | Lift, Patient Electrical |  |  |  | TMC |  | TIRR - SLEEP LAB | [5 empty] | LIFTS, PATIENT TRANSFER |  | LIFTPATIENTELECTRIC-Arjo Inc-Maxi Sky 600 | LIFTPATIENTELECTRIC | Maxi Sky 600 |  |  |  | Arjo Inc | Lift, Patient Electrical |  | LIFTPATIENTELECTRIC-Arjo Inc-Maxi Sky 600 |  |  |  |  | Covered PM Repair - Biomedical | MHHS-TIRR
YES | YES |  |  |  | 099-13382 | 099-13382 | Arjo Inc | NDA8200 |  |  | ER |  |  |  |  | 099-13382 | 099-13382 | Southeast | Memorial Hermann Convenient Care Center in League City (League City CCC) | ER | Equipment Room | [5 empty] | Charger, Battery | CHARGERBATTERY-Arjo Inc-NDA8200 | [22 empty] | Charger, Battery | CHARGERBATTERY | Charger, Battery | Arjo Inc
YES | YES |  |  |  | 041-33756 | 041-33756 | Arjo Inc | NDA8200 |  |  | MEMORIAL CITY - CENTRAL SUPPLY |  |  |  |  | 041-33756 | 041-33756 | West | Memorial Hermann Memorial City Medical Center | MEMORIAL CITY - CENTRAL SUPPLY | W1 Central supply
YES | YES | Serial Number 1415 |  |  | 041-33757 | 041-33757 | Arjo Inc | NDA8200 |  |  | MEMORIAL CITY - CENTRAL SUPPLY |  |  |  |  | 041-33757 | 041-33757 | West | Memorial Hermann Memorial City Medical Center | MEMORIAL CITY - CENTRAL SUPPLY | W1 Central supply
NO | YES |  |  |  |  | 241-01177 | Arjo Inc | OPERA |  | GB 2004 29636 T | TIRR-PCU 3C | MHHS-TIRR |  | Lift, Patient Electrical |  |  | 241-01177 | TMC | MHHS-Others | TIRR-PCU 3C | TIRR - PCU 3C | 10/1/19 |  | 10/1/20 |  | LIFTS, PATIENT TRANSFER | Lift, Patient Electrical | LIFTPATIENTELECTRIC-Arjo Inc-Opera | LIFTPATIENTELECTRIC | Opera |  |  |  | Arjo Inc | Lift, Patient Electrical |  | LIFTPATIENTELECTRIC-Arjo Inc-Opera |  | 4/26/17 |  | LPE-A | Covered PM Repair - Biomedical | MHHS-TIRR | [7 empty] | Lift, Patient Electrical | LIFTPATIENTELECTRIC | Lift, Patient Electrical | Arjo Inc
NO | YES |  |  |  | 241-01158 | 241-01158 | Arjo Inc | OPERA |  | GB 2104 30869 T | TIRR-PCU 3C | MHHS-TIRR |  | Lift, Patient Electrical |  | 241-01158 | 241-01158 | TMC | MHHS-Others | TIRR-PCU 3C | TIRR - PCU 3C | 11/1/19 |  | 10/1/20 |  | LIFTS, PATIENT TRANSFER | Lift, Patient Electrical | LIFTPATIENTELECTRIC-Arjo Inc-Opera | LIFTPATIENTELECTRIC | Opera |  |  |  | Arjo Inc | Lift, Patient Electrical |  | LIFTPATIENTELECTRIC-Arjo Inc-Opera |  | 4/26/17 |  | LPE-A | Covered PM Repair - Biomedical | MHHS-TIRR | [7 empty] | Lift, Patient Electrical | LIFTPATIENTELECTRIC | Lift, Patient Electrical | Arjo Inc
NO | NO |  |  |  | 241-02596 |  | Arjo Inc | SARA |  |  | TIRR - PCU 3 | MHHS-TIRR |  |  |  | 241-02596 |  | TMC |  | TIRR - PCU 3 | [5 empty] | LIFTS, PATIENT TRANSFER |  | .needs class | [5 empty] | Arjo Inc | [7 empty] | Covered PM Repair - Biomedical | MHHS-TIRR
NO | YES |  |  |  | 041-18474 | 041-18474 | Arjo Inc | SARA 2000 |  |  | Memorial City-Postpartum-Nursery | MHHS-Mem City |  | Lift, Patient Electrical |  | 041-18474 | 041-18474 | West | MHHS-Mem City | Memorial City-Postpartum-Nursery | Equipment room |  |  |  |  | LIFTS, PATIENT TRANSFER |  | LIFTPATIENTELECTRIC-Arjo Inc-SARA 2000 | LIFTPATIENTELECTRIC | SARA 2000 |  |  |  | Arjo Inc | Lift, Patient Electrical |  | LIFTPATIENTELECTRIC-Arjo Inc-SARA 2000 |  |  |  |  | Covered PM Repair - Biomedical | MHHS-Mem City
NO | NO |  |  |  | 041-18475 |  | Arjo Inc | SARA 2000 |  |  | MEMORIAL CITY - CENTRAL SUPPLY | MHHS-Mem City |  | Lift, Patient Electrical |  | 041-18475 |  | West & Memorial City |  | MEMORIAL CITY - CENTRAL SUPPLY | [5 empty] | LIFTS, PATIENT TRANSFER |  | LIFTPATIENTELECTRIC-Arjo Inc-SARA 2000 | LIFTPATIENTELECTRIC | SARA 2000 |  |  |  | Arjo Inc | Lift, Patient Electrical |  | LIFTPATIENTELECTRIC-Arjo Inc-SARA 2000 |  |  |  |  | Covered PM Repair - Biomedical | MHHS-Mem City
NO | NO |  |  |  | 041-18476 |  | Arjo Inc | SARA 2000 |  |  | MEMORIAL CITY - CENTRAL SUPPLY | MHHS-Mem City |  | Lift, Patient Electrical |  | 041-18476 |  | West & Memorial City |  | MEMORIAL CITY - CENTRAL SUPPLY | [5 empty] | LIFTS, PATIENT TRANSFER |  | LIFTPATIENTELECTRIC-Arjo Inc-SARA 2000 | LIFTPATIENTELECTRIC | SARA 2000 |  |  |  | Arjo Inc | Lift, Patient Electrical |  | LIFTPATIENTELECTRIC-Arjo Inc-SARA 2000 |  |  |  |  | Covered PM Repair - Biomedical | MHHS-Mem City
NO | NO |  |  |  | 041-18477 |  | Arjo Inc | SARA 2000 |  |  | MEMORIAL CITY - CENTRAL SUPPLY | MHHS-Mem City |  | Lift, Patient Electrical |  | 041-18477 |  | West & Memorial City |  | MEMORIAL CITY - CENTRAL SUPPLY | [5 empty] | LIFTS, PATIENT TRANSFER |  | LIFTPATIENTELECTRIC-Arjo Inc-SARA 2000 | LIFTPATIENTELECTRIC | SARA 2000 |  |  |  | Arjo Inc | Lift, Patient Electrical |  | LIFTPATIENTELECTRIC-Arjo Inc-SARA 2000 |  |  |  |  | Covered PM Repair - Biomedical | MHHS-Mem City
NO | NO |  |  |  | 041-18478 |  | Arjo Inc | SARA 2000 |  |  | MEMORIAL CITY - CENTRAL SUPPLY | MHHS-Mem City |  | Lift, Patient Electrical |  | 041-18478 |  | West & Memorial City |  | MEMORIAL CITY - CENTRAL SUPPLY | [5 empty] | LIFTS, PATIENT TRANSFER |  | LIFTPATIENTELECTRIC-Arjo Inc-SARA 2000 | LIFTPATIENTELECTRIC | SARA 2000 |  |  |  | Arjo Inc | Lift, Patient Electrical |  | LIFTPATIENTELECTRIC-Arjo Inc-SARA 2000 |  |  |  |  | Covered PM Repair - Biomedical | MHHS-Mem City
NO | NO |  |  |  | 041-18479 |  | Arjo Inc | SARA 2000 |  | NTB-03331 | MEMORIAL CITY - CENTRAL SUPPLY | MHHS-Mem City |  | Lift, Patient Electrical |  | 041-18479 |  | West & Memorial City |  | MEMORIAL CITY - CENTRAL SUPPLY | [5 empty] | LIFTS, PATIENT TRANSFER |  | LIFTPATIENTELECTRIC-Arjo Inc-SARA 2000 | LIFTPATIENTELECTRIC | SARA 2000 |  |  |  | Arjo Inc | Lift, Patient Electrical |  | LIFTPATIENTELECTRIC-Arjo Inc-SARA 2000 |  |  |  |  | Covered PM Repair - Biomedical | MHHS-Mem City
NO | NO |  |  |  | 041-18480 |  | Arjo Inc | SARA 2000 |  |  | MEMORIAL CITY - CENTRAL SUPPLY | MHHS-Mem City |  | Lift, Patient Electrical |  | 041-18480 |  | West & Memorial City |  | MEMORIAL CITY - CENTRAL SUPPLY | [5 empty] | LIFTS, PATIENT TRANSFER |  | LIFTPATIENTELECTRIC-Arjo Inc-SARA 2000 | LIFTPATIENTELECTRIC | SARA 2000 |  |  |  | Arjo Inc | Lift, Patient Electrical |  | LIFTPATIENTELECTRIC-Arjo Inc-SARA 2000 |  |  |  |  | Covered PM Repair - Biomedical | MHHS-Mem City
NO | YES |  |  |  | 069-43501 | 069-43501 | Arjo Inc | SARA 3000 |  | P0306530 | TMC-Plaza-Cancer Center (Ste 2900) | MHHS-TMC |  | Lift, Patient Electrical |  | 069-43501 | 069-43501 | TMC | MHHS-TMC | TMC-Plaza-Cancer Center (Ste 2900) | Infusion nurse station | 2/1/19 |  |  | PM Not Required | LIFTS, PATIENT TRANSFER |  | LIFTPATIENTELECTRIC-Arjo Inc-SARA 3000 | LIFTPATIENTELECTRIC | SARA 3000 |  |  |  | Arjo Inc | Lift, Patient Electrical |  | LIFTPATIENTELECTRIC-Arjo Inc-SARA 3000 |  |  |  |  | Covered PM Repair - Biomedical | MHHS-TMC
NO | YES |  |  |  | 133-05147 | 133-05147 | Arjo Inc | SARA PLUS |  | SPSN0705U345 | Katy-Med/Surg 5th Floor | MHHS-Katy |  | Lift, Patient Electrical |  | 133-05147 | 133-05147 | Katy | MHHS-Katy | Katy-Med/Surg 5th Floor | Equipment Storage W5:160.1 | 7/1/19 | 7/1/20 |  |  | LIFTS, PATIENT TRANSFER | Lift, Patient Electrical | LIFTPATIENTELECTRIC-Arjo Inc-SARA Plus | LIFTPATIENTELECTRIC | SARA Plus |  |  |  | Arjo Inc | Lift, Patient Electrical |  | LIFTPATIENTELECTRIC-Arjo Inc-SARA Plus |  |  |  | LPE-A | Covered PM Repair - Biomedical | MHHS-Katy | [7 empty] | Lift, Patient Electrical | LIFTPATIENTELECTRIC | Lift, Patient Electrical | Arjo Inc
NO | YES |  |  |  | 133-05146 | 133-05146 | Arjo Inc | SARA PLUS |  | SPSN0705U349 | Katy-Med/Surg 7th Floor | MHHS-Katy |  | Lift, Patient Electrical |  | 133-05146 | 133-05146 | Katy | MHHS-Katy | Katy-Med/Surg 7th Floor | Hallway | 8/1/19 | 8/1/20 |  |  | LIFTS, PATIENT TRANSFER | Lift, Patient Electrical | LIFTPATIENTELECTRIC-Arjo Inc-SARA Plus | LIFTPATIENTELECTRIC | SARA Plus |  |  |  | Arjo Inc | Lift, Patient Electrical |  | LIFTPATIENTELECTRIC-Arjo Inc-SARA Plus |  |  |  | LPE-A | Covered PM Repair - Biomedical | MHHS-Katy | [7 empty] | Lift, Patient Electrical | LIFTPATIENTELECTRIC | Lift, Patient Electrical | Arjo Inc
NO | YES |  |  |  | 041-20681 | 041-20681 | Arjo Inc | SARA PLUS |  | P0397904 | MEMORIAL CITY - MHT -JHC INPATIENT UNIT | MHHS-Mem City |  | Lift, Patient Electrical |  | 041-20681 | 041-20681 | West | Memorial Hermann - Memorial City | MEMORIAL CITY - MHT -JHC INPATIENT UNIT | MH8 Room 406 PT Storage |  |  |  |  | LIFTS, PATIENT TRANSFER |  | LIFTPATIENTELECTRIC-Arjo Inc-SARA Plus | LIFTPATIENTELECTRIC | SARA Plus |  |  |  | Arjo Inc | Lift, Patient Electrical |  | LIFTPATIENTELECTRIC-Arjo Inc-SARA Plus |  |  |  |  | Covered PM Repair - Biomedical | MHHS-Mem City
NO | YES |  |  |  | 005-10349 | 005-10349 | Arjo Inc | SARA PLUS |  | P0311773 | SE - REHAB SERVICES | MHHS-Southeast |  | Lift, Patient Electrical |  | 005-10349 | 005-10349 | Southeast | Memorial Hermann Southeast Hospital | SE - REHAB SERVICES |  | 9/1/18 |  |  |  | LIFTS, PATIENT TRANSFER | Lift, Patient Electrical | LIFTPATIENTELECTRIC-Arjo Inc-SARA Plus | LIFTPATIENTELECTRIC | SARA Plus |  |  |  | Arjo Inc | Lift, Patient Electrical |  | LIFTPATIENTELECTRIC-Arjo Inc-SARA Plus |  |  |  | LPE-A | Covered PM Repair - Biomedical | MHHS-Southeast | [7 empty] | Lift, Patient Electrical | LIFTPATIENTELECTRIC | Lift, Patient Electrical | Arjo Inc
NO | YES |  |  |  | 029-09253 | 029-09253 | Arjo Inc | SARA PLUS |  | P0191794 | TIRR-Woodlands Inpatient | MHHS-TIRR |  | Lift, Patient Electrical |  | 029-09253 | 029-09253 | Woodlands | MHHS-Others | TIRR-Woodlands Inpatient | TIRR |  |  | 3/1/20 |  | LIFTS, PATIENT TRANSFER | Lift, Patient Electrical | LIFTPATIENTELECTRIC-Arjo Inc-SARA Plus | LIFTPATIENTELECTRIC | SARA Plus |  |  |  | Arjo Inc | Lift, Patient Electrical |  | LIFTPATIENTELECTRIC-Arjo Inc-SARA Plus |  |  |  | LPE-A | Covered PM Repair - Biomedical | MHHS-TIRR | [7 empty] | Lift, Patient Electrical | LIFTPATIENTELECTRIC | Lift, Patient Electrical | Arjo Inc
NO | YES |  |  |  | 029-10962 | 029-10962 | Arjo Inc | SARA PLUS |  | P0371402 | Woodlands-PCU5 | MHHS-Woodlands |  | Lift, Patient Electrical |  | 029-10962 | 029-10962 | Woodlands | MHHS-Woodlands | Woodlands-PCU5 | 5th Floor Hallway | 11/1/19 |  | 11/1/20 |  | LIFTS, PATIENT TRANSFER | Lift, Patient Electrical | LIFTPATIENTELECTRIC-Arjo Inc-SARA Plus | LIFTPATIENTELECTRIC | SARA Plus |  |  |  | Arjo Inc | Lift, Patient Electrical |  | LIFTPATIENTELECTRIC-Arjo Inc-SARA Plus |  |  |  | LPE-A | Covered PM Repair - Biomedical | MHHS-Woodlands | [7 empty] | Lift, Patient Electrical | LIFTPATIENTELECTRIC | Lift, Patient Electrical | Arjo Inc
NO | YES |  |  |  | 029-09335 | 029-09335 | Arjo Inc | SARA PLUS |  | SPSN0703U141 | Woodlands-PCU3 | MHHS-Woodlands |  | Lift, Patient Electrical |  | 029-09335 | 029-09335 | Woodlands | MHHS-Woodlands | Woodlands-PCU3 | Equipment Storage | 7/1/19 |  | 6/1/20 |  | LIFTS, PATIENT TRANSFER | Lift, Patient Electrical | LIFTPATIENTELECTRIC-Arjo Inc-SARA Plus | LIFTPATIENTELECTRIC | SARA Plus |  |  |  | Arjo Inc | Lift, Patient Electrical |  | LIFTPATIENTELECTRIC-Arjo Inc-SARA Plus |  |  |  | LPE-A | Covered PM Repair - Biomedical | MHHS-Woodlands | [7 empty] | Lift, Patient Electrical | LIFTPATIENTELECTRIC | Lift, Patient Electrical | Arjo Inc
NO | YES |  |  |  | 029-09337 | 029-09337 | Arjo Inc | SARA PLUS |  | SPSN0810U501 | Woodlands-PCU4 | MHHS-Woodlands |  | Lift, Patient Electrical |  | 029-09337 | 029-09337 | Woodlands | MHHS-Woodlands | Woodlands-PCU4 | Storage room | 10/1/19 |  | 10/1/20 |  | LIFTS, PATIENT TRANSFER | Lift, Patient Electrical | LIFTPATIENTELECTRIC-Arjo Inc-SARA Plus | LIFTPATIENTELECTRIC | SARA Plus |  |  |  | Arjo Inc | Lift, Patient Electrical |  | LIFTPATIENTELECTRIC-Arjo Inc-SARA Plus |  |  |  | LPE-A | Covered PM Repair - Biomedical | MHHS-Woodlands | [7 empty] | Lift, Patient Electrical | LIFTPATIENTELECTRIC | Lift, Patient Electrical | Arjo Inc
NO | YES |  |  |  | 029-09338 | 029-09338 | Arjo Inc | SARA PLUS |  | SPSN0703U143 | Woodlands-PCU4 | MHHS-Woodlands |  | Lift, Patient Electrical |  | 029-09338 | 029-09338 | Woodlands | MHHS-Woodlands | Woodlands-PCU4 | Nurse Station hall | 8/1/19 |  | 8/1/20 |  | LIFTS, PATIENT TRANSFER | Lift, Patient Electrical | LIFTPATIENTELECTRIC-Arjo Inc-SARA Plus | LIFTPATIENTELECTRIC | SARA Plus |  |  |  | Arjo Inc | Lift, Patient Electrical |  | LIFTPATIENTELECTRIC-Arjo Inc-SARA Plus |  |  |  | LPE-A | Covered PM Repair - Biomedical | MHHS-Woodlands | [7 empty] | Lift, Patient Electrical | LIFTPATIENTELECTRIC | Lift, Patient Electrical | Arjo Inc
NO | YES |  |  |  | 029-09365 | 029-09365 | Arjo Inc | SARA PLUS |  | SPSN0703U136 | Woodlands-PCU5 | MHHS-Woodlands |  | Lift, Patient Electrical |  | 029-09365 | 029-09365 | Woodlands | MHHS-Woodlands | Woodlands-PCU5 | Hallway | 7/1/19 |  | 7/1/20 |  | LIFTS, PATIENT TRANSFER | Lift, Patient Electrical | LIFTPATIENTELECTRIC-Arjo Inc-SARA Plus | LIFTPATIENTELECTRIC | SARA Plus |  |  |  | Arjo Inc | Lift, Patient Electrical |  | LIFTPATIENTELECTRIC-Arjo Inc-SARA Plus |  |  |  | LPE-A | Covered PM Repair - Biomedical | MHHS-Woodlands | [7 empty] | Lift, Patient Electrical | LIFTPATIENTELECTRIC | Lift, Patient Electrical | Arjo Inc
YES | YES |  |  |  | 013-38262 | 013-38262 | Arjo Inc | SARA Plus |  | P0192256 | University place Senior |  |  |  |  | 013-38262 | 013-38262 | Southwest | University Place Senior Living | University place Senior | 1st floor nurses station | 8/1/19 | 8/1/20 |  |  |  | Lift, Patient Electrical | LIFTPATIENTELECTRIC-Arjo Inc-SARA Plus | [12 empty] | LPE-A | [9 empty] | Lift, Patient Electrical | LIFTPATIENTELECTRIC | Lift, Patient Electrical | Arjo Inc
YES | YES |  |  |  | 029-13777 | 029-13777 | Arjo Inc | Sara plus |  |  | WOODLANDS - CVICU |  |  |  |  | 029-13777 | 029-13777 |  |  | WOODLANDS - CVICU | [6 empty] | Lift, Patient Electrical | LIFTPATIENTELECTRIC-Arjo Inc-SARA Plus | [12 empty] | LPE-A | [9 empty] | Lift, Patient Electrical | LIFTPATIENTELECTRIC | Lift, Patient Electrical | Arjo Inc
NO | YES |  |  |  | 009-05276 | 009-05276 | Arjo Inc | SARA Plus |  | SEE0704549 | GH-Ortho Joint Center 4N |  |  |  |  | 009-05276 | 009-05276 | Central | MHHS-Greater Heights | GH-Ortho Joint Center 4N | 402A | [5 empty] | Lift, Patient Electrical | LIFTPATIENTELECTRIC-Arjo Inc-SARA Plus | [12 empty] | LPE-A | [9 empty] | Lift, Patient Electrical | LIFTPATIENTELECTRIC | Lift, Patient Electrical | Arjo Inc
YES | YES |  |  |  | 099-10234 | 099-10234 | Arjo Inc | SARA Plus |  |  | SW - Floor 8 |  |  |  |  | 099-10234 | 099-10234 | Southwest | Memorial Hermann Southwest Hospital | SW - Floor 8 | Rm 808 | [5 empty] | Lift, Patient Electrical | LIFTPATIENTELECTRIC-Arjo Inc-SARA Plus | [12 empty] | LPE-A | [9 empty] | Lift, Patient Electrical | LIFTPATIENTELECTRIC | Lift, Patient Electrical | Arjo Inc
NO | NO |  |  |  | 133-05148 |  | Arjo Inc | SARA PLUS |  | SPSN0705U347 | KATY - IMU | MHHS-Katy |  | Lift, Patient Electrical |  | 133-05148 |  | Katy |  | KATY - IMU | [5 empty] | LIFTS, PATIENT TRANSFER |  | LIFTPATIENTELECTRIC-Arjo Inc-SARA Plus | LIFTPATIENTELECTRIC | SARA Plus |  |  |  | Arjo Inc | Lift, Patient Electrical |  | LIFTPATIENTELECTRIC-Arjo Inc-SARA Plus |  |  |  |  | Covered PM Repair - Biomedical | MHHS-Katy
NO | NO |  |  |  | 005-10350 |  | Arjo Inc | SARA PLUS |  | P03117772 | SE - REHAB SERVICES | MHHS-Southeast |  | Lift, Patient Electrical |  | 005-10350 |  | Southeast & Bay Area |  | SE - REHAB SERVICES | [5 empty] | LIFTS, PATIENT TRANSFER |  | LIFTPATIENTELECTRIC-Arjo Inc-SARA Plus | LIFTPATIENTELECTRIC | SARA Plus |  |  |  | Arjo Inc | Lift, Patient Electrical |  | LIFTPATIENTELECTRIC-Arjo Inc-SARA Plus |  |  |  |  | Covered PM Repair - Biomedical | MHHS-Southeast
NO | NO |  |  |  | 013-16377 |  | Arjo Inc | SARA PLUS |  | SPSN08014138 | SW - REHAB | MHHS-Southwest |  | Lift, Patient Electrical |  | 013-16377 |  | Southwest |  | SW - REHAB | [5 empty] | LIFTS, PATIENT TRANSFER |  | LIFTPATIENTELECTRIC-Arjo Inc-SARA Plus | LIFTPATIENTELECTRIC | SARA Plus |  |  |  | Arjo Inc | Lift, Patient Electrical |  | LIFTPATIENTELECTRIC-Arjo Inc-SARA Plus |  |  |  |  | Covered PM Repair - Biomedical | MHHS-Southwest
NO | NO |  |  |  | 029-32412 |  | Arjo Inc | SARA PLUS |  | P0509654 | WOODLANDS - NEUROLOGY | MHHS-Woodlands |  | Lift, Patient Electrical |  | 029-32412 |  | Woodlands |  | WOODLANDS - NEUROLOGY | [5 empty] | LIFTS, PATIENT TRANSFER |  | LIFTPATIENTELECTRIC-Arjo Inc-SARA Plus | LIFTPATIENTELECTRIC | SARA Plus |  |  |  | Arjo Inc | Lift, Patient Electrical |  | LIFTPATIENTELECTRIC-Arjo Inc-SARA Plus |  |  |  |  | Covered PM Repair - Biomedical | MHHS-Woodlands
NO | NO |  |  |  | 029-09364 |  | Arjo Inc | SARA PLUS |  | SPSN0703U144 | WOODLANDS - PCU5 | MHHS-Woodlands |  | Lift, Patient Electrical |  | 029-09364 |  | Woodlands |  | WOODLANDS - PCU5 | [5 empty] | LIFTS, PATIENT TRANSFER |  | LIFTPATIENTELECTRIC-Arjo Inc-SARA Plus | LIFTPATIENTELECTRIC | SARA Plus |  |  |  | Arjo Inc | Lift, Patient Electrical |  | LIFTPATIENTELECTRIC-Arjo Inc-SARA Plus |  |  |  |  | Covered PM Repair - Biomedical | MHHS-Woodlands
NO | YES |  |  |  | 041-18481 | 041-18481 | Arjo Inc | TENOR |  | P0248568 | Memorial City MHT/Med Surg | MHHS-Mem City |  | Lift, Patient Electrical |  | 041-18481 | 041-18481 | West | Memorial Hermann - Memorial City | Memorial City MHT/Med Surg | MH6 418 Dialysis Equipment Storage |  |  |  |  | LIFTS, PATIENT TRANSFER |  | LIFTPATIENTELECTRIC-ArjoHuntleigh-Tenor | LIFTPATIENTELECTRIC | Tenor |  |  |  | Arjo Inc | Lift, Patient Electrical |  | LIFTPATIENTELECTRIC-ArjoHuntleigh-Tenor |  |  |  |  | Not Covered Vendor Only - Biomedical | MHHS-Mem City
NO | YES |  |  |  | 041-19136 | 041-19136 | Arjo Inc | TENOR |  | P0358035 | MEMORIAL CITY - DIGESTIVE DISEASE CENTER | MHHS-Mem City |  | Lift, Patient Electrical |  | 041-19136 | 041-19136 | West | Memorial Hermann Memorial City Medical Center | MEMORIAL CITY - DIGESTIVE DISEASE CENTER | Central Supply |  |  |  |  | LIFTS, PATIENT TRANSFER |  | LIFTPATIENTELECTRIC-ArjoHuntleigh-Tenor | LIFTPATIENTELECTRIC | Tenor |  |  |  | Arjo Inc | Lift, Patient Electrical |  | LIFTPATIENTELECTRIC-ArjoHuntleigh-Tenor |  |  |  |  | Not Covered Vendor Only - Biomedical | MHHS-Mem City
NO | YES |  |  |  | 145-00378 | 145-00378 | Arjo Inc | TENOR |  | P0364220 | Pearland-4N-Med/Surg | MHHS-Pearland Hospital |  | Lift, Patient Electrical |  | 145-00378 | 145-00378 | Pearland | MHHS-Pearland Hospital | Pearland-4N-Med/Surg | Equipment storage | 8/1/18 |  |  |  | LIFTS, PATIENT TRANSFER | Lift, Patient Electrical | LIFTPATIENTELECTRIC-ArjoHuntleigh-Tenor | LIFTPATIENTELECTRIC | Tenor |  |  |  | Arjo Inc | Lift, Patient Electrical |  | LIFTPATIENTELECTRIC-ArjoHuntleigh-Tenor |  | 5/15/20 |  | LPE-A | Not Covered Vendor Only - Biomedical | MHHS-Pearland Hospital | [7 empty] | Lift, Patient Electrical | LIFTPATIENTELECTRIC | Lift, Patient Electrical | Arjo Inc
NO | YES |  |  |  | 029-10963 | 029-10963 | Arjo Inc | TENOR |  | P0357264 | Woodlands-PCU5 | MHHS-Woodlands |  | Lift, Patient Electrical |  | 029-10963 | 029-10963 | Woodlands | MHHS-Woodlands | Woodlands-PCU5 | 5th Floor Hallway | 8/1/19 |  | 8/1/20 |  | LIFTS, PATIENT TRANSFER | Lift, Patient Electrical | LIFTPATIENTELECTRIC-ArjoHuntleigh-Tenor | LIFTPATIENTELECTRIC | Tenor |  |  |  | Arjo Inc | Lift, Patient Electrical |  | LIFTPATIENTELECTRIC-ArjoHuntleigh-Tenor |  | 5/15/20 |  | LPE-A | Not Covered Vendor Only - Biomedical | MHHS-Woodlands | [7 empty] | Lift, Patient Electrical | LIFTPATIENTELECTRIC | Lift, Patient Electrical | Arjo Inc
NO | YES |  |  |  | 029-11846 | 029-11846 | Arjo Inc | TENOR |  | PO389227 | Woodlands-ER | MHHS-Woodlands |  | Lift, Patient Electrical |  | 029-11846 | 029-11846 | Woodlands | MHHS-Woodlands | Woodlands-ER | Storage equipment | 9/1/19 |  | 9/1/20 |  | LIFTS, PATIENT TRANSFER | Lift, Patient Electrical | LIFTPATIENTELECTRIC-ArjoHuntleigh-Tenor | LIFTPATIENTELECTRIC | Tenor |  |  |  | Arjo Inc | Lift, Patient Electrical |  | LIFTPATIENTELECTRIC-ArjoHuntleigh-Tenor |  | 5/15/20 |  | LPE-A | Not Covered Vendor Only - Biomedical | MHHS-Woodlands | [7 empty] | Lift, Patient Electrical | LIFTPATIENTELECTRIC | Lift, Patient Electrical | Arjo Inc
NO | YES |  |  |  | 029-10190 | 029-10190 | Arjo Inc | TENOR |  | TCMWS0703U808 | Woodlands-PCU5 | MHHS-Woodlands |  | Lift, Patient Electrical |  | 029-10190 | 029-10190 | Woodlands | MHHS-Woodlands | Woodlands-PCU5 | 5th Floor Hallway | 11/1/19 |  | 11/1/20 |  | LIFTS, PATIENT TRANSFER | Lift, Patient Electrical | LIFTPATIENTELECTRIC-ArjoHuntleigh-Tenor | LIFTPATIENTELECTRIC | Tenor |  |  |  | Arjo Inc | Lift, Patient Electrical |  | LIFTPATIENTELECTRIC-ArjoHuntleigh-Tenor |  | 5/15/20 |  | LPE-A | Not Covered Vendor Only - Biomedical | MHHS-Woodlands | [7 empty] | Lift, Patient Electrical | LIFTPATIENTELECTRIC | Lift, Patient Electrical | Arjo Inc
NO | YES |  |  |  | 029-32449 | 029-32449 | Arjo Inc | Tenor |  | P0517179 | Woodlands-Neurology |  |  |  |  | 029-32449 | 029-32449 | Woodland memorial hospital | MHHS-Woodlands | Woodlands-Neurology | Neuroscience hallway | 6/1/19 |  | 6/1/20 |  |  | Lift, Patient Electrical | LIFTPATIENTELECTRIC-ArjoHuntleigh-Tenor | [12 empty] | LPE-A | [9 empty] | Lift, Patient Electrical | LIFTPATIENTELECTRIC | Lift, Patient Electrical | Arjo Inc
NO | NO |  |  |  | 009-06278 |  | Arjo Inc | TENOR |  | TCMWS0809U186 | GH - GENERAL SURGERY 3 SOUTH | MHHS-Greater Heights |  | Lift, Patient Electrical |  | 009-06278 |  | Central & Greater Heights |  | GH - GENERAL SURGERY 3 SOUTH | [5 empty] | LIFTS, PATIENT TRANSFER |  | LIFTPATIENTELECTRIC-ArjoHuntleigh-Tenor | LIFTPATIENTELECTRIC | Tenor |  |  |  | Arjo Inc | Lift, Patient Electrical |  | LIFTPATIENTELECTRIC-ArjoHuntleigh-Tenor |  |  |  |  | Not Covered Vendor Only - Biomedical | MHHS-Greater Heights
NO | NO |  |  |  | 005-10347 |  | Arjo Inc | TENOR |  | PO309585 | SE - EMERGENCY CENTER | MHHS-Southeast |  | Lift, Patient Electrical |  | 005-10347 |  | Southeast & Bay Area |  | SE - EMERGENCY CENTER | [5 empty] | LIFTS, PATIENT TRANSFER |  | LIFTPATIENTELECTRIC-ArjoHuntleigh-Tenor | LIFTPATIENTELECTRIC | Tenor |  |  |  | Arjo Inc | Lift, Patient Electrical |  | LIFTPATIENTELECTRIC-ArjoHuntleigh-Tenor |  |  |  |  | Not Covered Vendor Only - Biomedical | MHHS-Southeast
NO | NO |  |  |  | 005-10348 |  | Arjo Inc | TENOR |  | P0304366 | SE - ICU | MHHS-Southeast |  | Lift, Patient Electrical |  | 005-10348 |  | Southeast & Bay Area |  | SE - ICU | [5 empty] | LIFTS, PATIENT TRANSFER |  | LIFTPATIENTELECTRIC-ArjoHuntleigh-Tenor | LIFTPATIENTELECTRIC | Tenor |  |  |  | Arjo Inc | Lift, Patient Electrical |  | LIFTPATIENTELECTRIC-ArjoHuntleigh-Tenor |  |  |  |  | Not Covered Vendor Only - Biomedical | MHHS-Southeast
NO | NO | [5 empty] | Arjo Inc | Unknown |  |  | TIRR - THERAPY GYM | MHHS-TIRR | [5 empty] | TMC |  | TIRR - THERAPY GYM | [5 empty] | LIFTS, PATIENT TRANSFER |  | .needs class |  |  |  |  | .needs class | Arjo Inc | [7 empty] | Covered PM Repair - Biomedical | MHHS-TIRR
NO | YES |  |  |  | 009-03006 | 009-03006 | Arjo Inc | WALKER |  | SEE0323380 | GH-Cardiac Rehab | MHHS-Greater Heights |  | Lift, Patient Electrical |  | 009-03006 | 009-03006 | Central | MHHS-Greater Heights | GH-Cardiac Rehab | Gym | 7/1/19 |  | 6/1/20 |  | LIFTS, PATIENT TRANSFER | Lift, Patient Electrical | LIFTPATIENTELECTRIC-Arjo Inc-Walker | LIFTPATIENTELECTRIC | Walker |  |  |  | Arjo Inc | Lift, Patient Electrical |  | LIFTPATIENTELECTRIC-Arjo Inc-Walker |  | 11/30/20 |  | LPE-A | Not Covered Vendor Only - Biomedical | MHHS-Greater Heights | [7 empty] | Lift, Patient Electrical | LIFTPATIENTELECTRIC | Lift, Patient Electrical | Arjo Inc
YES | YES |  |  |  |  | 029-13534 | Arjo Inc | Walker |  |  | TIRR - WOODLANDS INPATIENT | [5 empty] | 029-13534 | Woodlands | Memorial Hermann The Woodlands Medical Center | TIRR - WOODLANDS INPATIENT | TIRR | [5 empty] | Lift, Patient Electrical | LIFTPATIENTELECTRIC-Arjo Inc-Walker | [12 empty] | LPE-A | [9 empty] | Lift, Patient Electrical | LIFTPATIENTELECTRIC | Lift, Patient Electrical | Arjo Inc
NO | NO |  |  |  | 241-02649 |  | ArjoHuntleigh | CAREVO |  |  | TIRR - PATIENT CARE UNIT 2-C - 2414368 | MHHS-TIRR |  |  |  | 241-02649 |  | TMC |  | TIRR - PATIENT CARE UNIT 2-C - 2414368 | [5 empty] | STRETCHERS |  | .needs class | [5 empty] | Arjo Inc | [7 empty] | Covered PM Repair - Biomedical | MHHS-TIRR
NO | NO | [5 empty] | ArjoHuntleigh | CAREVO |  | P0368638 | TIRR - PATIENT CARE UNIT 3-C - 2414370 | MHHS-TIRR | [5 empty] | TMC |  | TIRR - PATIENT CARE UNIT 3-C - 2414370 | [5 empty] | STRETCHERS |  | .needs class | [5 empty] | Arjo Inc | [7 empty] | Covered PM Repair - Biomedical | MHHS-TIRR
NO | NO | [5 empty] | ArjoHuntleigh | CAREVO |  | P0370612 | TIRR - PATIENT CARE UNIT 3-C - 2414370 | MHHS-TIRR | [5 empty] | TMC |  | TIRR - PATIENT CARE UNIT 3-C - 2414370 | [5 empty] | STRETCHERS |  | .needs class | [5 empty] | Arjo Inc | [7 empty] | Covered PM Repair - Biomedical | MHHS-TIRR
NO | NO | [5 empty] | ArjoHuntleigh | CAREVO |  | P0370608 | TIRR - PATIENT CARE UNIT 6 - 2414378 | MHHS-TIRR | [5 empty] | TMC |  | TIRR - PATIENT CARE UNIT 6 - 2414378 | [5 empty] | STRETCHERS |  | .needs class | [5 empty] | Arjo Inc | [7 empty] | Covered PM Repair - Biomedical | MHHS-TIRR
NO | NO |  |  |  | 241-02776 |  | ArjoHuntleigh | CAREVO |  | P0278315 | TIRR - PCU 6 | MHHS-TIRR |  |  |  | 241-02776 |  | TMC |  | TIRR - PCU 6 | [5 empty] | STRETCHERS |  | .needs class | [5 empty] | Arjo Inc | [7 empty] | Covered PM Repair - Biomedical | MHHS-TIRR
NO | YES |  |  |  | 151-02509 | 151-02509 | ArjoHuntleigh | MAXI AIR |  | NSN | CY-ER | MHHS-Cypress |  | Pump, Air Mattress |  | 151-02509 | 151-02509 | Northwest | MHHS-Cypress | CY-ER | ER Storage Room | 5/1/19 | 5/1/20 |  |  | LIFTS, PATIENT TRANSFER | Pump, Air Mattress | PUMPAIRMATTRESS-ArjoHuntleigh-Maxi Air | PUMPAIRMATTRESS | Maxi Air |  |  |  | Arjo Inc | Pump, Air Mattress |  | PUMPAIRMATTRESS-ArjoHuntleigh-Maxi Air |  |  |  |  | Covered PM Repair - Biomedical | MHHS-Cypress | [8 empty] | PUMPAIRMATTRESS | Pump, Air Mattress | Arjo Inc
NO | YES |  |  |  | 151-02930 | 151-02930 | ArjoHuntleigh | MAXI AIR |  | NSN | CY-ER | MHHS-Cypress |  | Pump, Air Mattress |  | 151-02930 | 151-02930 | Northwest | MHHS-Cypress | CY-ER | Equipment storage | 5/1/19 | 5/1/20 |  |  | LIFTS, PATIENT TRANSFER | Pump, Air Mattress | PUMPAIRMATTRESS-ArjoHuntleigh-Maxi Air | PUMPAIRMATTRESS | Maxi Air |  |  |  | Arjo Inc | Pump, Air Mattress |  | PUMPAIRMATTRESS-ArjoHuntleigh-Maxi Air |  | 11/19/16 |  |  | Covered PM Repair - Biomedical | MHHS-Cypress | [8 empty] | PUMPAIRMATTRESS | Pump, Air Mattress | Arjo Inc
NO | YES |  |  |  | 151-02639 | 151-02639 | ArjoHuntleigh | MAXI AIR |  | NSN | CY - MEDSURG | MHHS-Cypress |  | Pump, Air Mattress |  | 151-02639 | 151-02639 | Northwest | Cypress | CY - MEDSURG | Storage room 223 | 5/1/19 | 5/1/20 |  |  | LIFTS, PATIENT TRANSFER | Pump, Air Mattress | PUMPAIRMATTRESS-ArjoHuntleigh-Maxi Air | PUMPAIRMATTRESS | Maxi Air |  |  |  | Arjo Inc | Pump, Air Mattress |  | PUMPAIRMATTRESS-ArjoHuntleigh-Maxi Air |  | 9/15/17 |  |  | Covered PM Repair - Biomedical | MHHS-Cypress | [8 empty] | PUMPAIRMATTRESS | Pump, Air Mattress | Arjo Inc
NO | YES |  |  |  | 151-02477 | 151-02477 | ArjoHuntleigh | MAXI AIR |  | NSN | CY-OR | MHHS-Cypress |  | Pump, Air Mattress |  | 151-02477 | 151-02477 | Northwest | MHHS-Cypress | CY-OR | Rm 235 OR storage | 9/1/19 |  |  | Cnf pm | LIFTS, PATIENT TRANSFER | Pump, Air Mattress | PUMPAIRMATTRESS-ArjoHuntleigh-Maxi Air | PUMPAIRMATTRESS | Maxi Air |  |  |  | Arjo Inc | Pump, Air Mattress |  | PUMPAIRMATTRESS-ArjoHuntleigh-Maxi Air |  |  |  |  | Covered PM Repair - Biomedical | MHHS-Cypress | [8 empty] | PUMPAIRMATTRESS | Pump, Air Mattress | Arjo Inc
NO | YES |  |  |  | 009-33324 | 009-33324 | ArjoHuntleigh | MAXI AIR |  | NSN | GH-OR | MHHS-Greater Heights |  | Pump, Air Mattress |  | 009-33324 | 009-33324 | Central | MHHS-Greater Heights | GH-OR | Equipment storage |  |  |  |  | LIFTS, PATIENT TRANSFER | Pump, Air Mattress | PUMPAIRMATTRESS-ArjoHuntleigh-Maxi Air | PUMPAIRMATTRESS | Maxi Air |  |  |  | Arjo Inc | Pump, Air Mattress |  | PUMPAIRMATTRESS-ArjoHuntleigh-Maxi Air |  |  |  |  | Covered PM Repair - Biomedical | MHHS-Greater Heights | [8 empty] | PUMPAIRMATTRESS | Pump, Air Mattress | Arjo Inc
NO | YES |  |  |  | 009-33323 | 009-33323 | ArjoHuntleigh | MAXI AIR |  | NSN | GH-Radiology | MHHS-Greater Heights |  | Pump, Air Mattress |  | 009-33323 | 009-33323 | Central | MHHS-Greater Heights | GH-Radiology | CT Scan | 4/1/19 |  | 4/1/20 |  | LIFTS, PATIENT TRANSFER | Pump, Air Mattress | PUMPAIRMATTRESS-ArjoHuntleigh-Maxi Air | PUMPAIRMATTRESS | Maxi Air |  |  |  | Arjo Inc | Pump, Air Mattress |  | PUMPAIRMATTRESS-ArjoHuntleigh-Maxi Air |  | 1/29/14 |  |  | Covered PM Repair - Biomedical | MHHS-Greater Heights | [8 empty] | PUMPAIRMATTRESS | Pump, Air Mattress | Arjo Inc
NO | YES |  |  |  | 129-31331 | 129-31331 | ArjoHuntleigh | MAXI MOVE KMBB40SU2FUS |  |  | East 5 | MHHS-Sugarland |  |  |  | 129-31331 | 129-31331 | Sugar Land | Memorial Hermann Sugar Land Hospital | East 5 | [5 empty] | LIFTS, PATIENT TRANSFER |  | .needs class | [5 empty] | Arjo Inc |  |  |  |  | 11/7/15 |  |  | Covered PM Repair - Biomedical | MHHS-Sugarland
NO | YES |  |  |  | 129-06922 | 129-06922 | ArjoHuntleigh | MAXI MOVE KMBB4OLU2FUS |  |  | SUGAR LAND - MED/SURG - EAST 4TH | MHHS-Sugarland |  |  |  | 129-06922 | 129-06922 | Sugar Land |  | SUGAR LAND - MED/SURG - EAST 4TH |  | 1/1/19 |  |  |  | LIFTS, PATIENT TRANSFER |  | .needs class | [5 empty] | Arjo Inc |  |  |  |  | 11/7/15 |  |  | Covered PM Repair - Biomedical | MHHS-Sugarland
NO | NO |  |  |  | 029-09439 |  | ArjoHuntleigh | MAXI MOVE KMBB4PLX2FUS |  | SEE0706051 | WOODLANDS - RADIOLOGY | MHHS-Woodlands |  |  |  | 029-09439 |  | Woodlands |  | WOODLANDS - RADIOLOGY | [5 empty] | LIFTS, PATIENT TRANSFER |  | .needs class | [5 empty] | Arjo Inc | [7 empty] | Covered PM Repair - Biomedical | MHHS-Woodlands
NO | YES |  |  |  | 009-33596 | 009-33596 | ArjoHuntleigh | MAXI SKY 2 PLUS |  |  | GH-Ortho Joint Center 4N | MHHS-Greater Heights |  |  |  | 009-33596 | 009-33596 | Central | MHHS-Greater Heights | GH-Ortho Joint Center 4N | [5 empty] | LIFTS, PATIENT TRANSFER |  | .needs class | [5 empty] | Arjo Inc | [7 empty] | Covered PM Repair - Biomedical | MHHS-Greater Heights
NO | YES |  |  |  | 009-33597 | 009-33597 | ArjoHuntleigh | MAXI SKY 2 PLUS |  |  | GH-Ortho Joint Center 4N | MHHS-Greater Heights |  |  |  | 009-33597 | 009-33597 | Central | MHHS-Greater Heights | GH-Ortho Joint Center 4N | Hall | 12/1/19 |  | 12/1/20 |  | LIFTS, PATIENT TRANSFER |  | .needs class | [5 empty] | Arjo Inc | [7 empty] | Covered PM Repair - Biomedical | MHHS-Greater Heights
NO | YES |  |  |  | 029-12561 | 029-12561 | ArjoHuntleigh | MAXI SKY 2 PLUS |  |  | Woodlands-Neurology | MHHS-Woodlands |  |  |  | 029-12561 | 029-12561 | Woodland memorial hospital | MHHS-Woodlands | Woodlands-Neurology | E434 | 6/1/19 |  | 6/1/20 |  | LIFTS, PATIENT TRANSFER |  | .needs class | [5 empty] | Arjo Inc |  |  |  |  | 5/10/17 |  |  | Covered PM Repair - Biomedical | MHHS-Woodlands
NO | YES |  |  |  | 029-12563 | 029-12563 | ArjoHuntleigh | MAXI SKY 2 PLUS |  |  | Woodlands-Neurology | MHHS-Woodlands |  |  |  | 029-12563 | 029-12563 | Woodlands | MHHS-Woodlands | Woodlands-Neurology | Neuroscience 436 | 6/1/19 |  | 6/1/20 |  | LIFTS, PATIENT TRANSFER |  | .needs class | [5 empty] | Arjo Inc |  |  |  |  | 5/10/17 |  |  | Covered PM Repair - Biomedical | MHHS-Woodlands
NO | YES |  |  |  | 029-12565 | 029-12565 | ArjoHuntleigh | MAXI SKY 2 PLUS |  |  | Woodlands-Neurology | MHHS-Woodlands |  |  |  | 029-12565 | 029-12565 | Woodland memorial hospital | MHHS-Woodlands | Woodlands-Neurology | E441 | 6/1/19 |  | 6/1/20 |  | LIFTS, PATIENT TRANSFER |  | .needs class | [5 empty] | Arjo Inc |  |  |  |  | 7/2/19 |  |  | Covered PM Repair - Biomedical | MHHS-Woodlands
NO | YES |  |  |  | 029-12566 | 029-12566 | ArjoHuntleigh | MAXI SKY 2 PLUS |  |  | Woodlands-Neurology | MHHS-Woodlands |  |  |  | 029-12566 | 029-12566 | Woodland memorial hospital | MHHS-Woodlands | Woodlands-Neurology | E442 | 6/1/19 |  | 6/1/20 |  | LIFTS, PATIENT TRANSFER |  | .needs class | [5 empty] | Arjo Inc |  |  |  |  | 7/2/19 |  |  | Covered PM Repair - Biomedical | MHHS-Woodlands
NO | YES |  |  |  | 029-12570 | 029-12570 | ArjoHuntleigh | MAXI SKY 2 PLUS |  |  | ICU | MHHS-Woodlands |  |  |  | 029-12570 | 029-12570 | Woodlands | Memorial Hermann Hospital Woodlands | ICU | ICU E444 | 6/1/19 |  | 6/1/20 |  | LIFTS, PATIENT TRANSFER |  | .needs class | [5 empty] | Arjo Inc |  |  |  |  | 5/10/17 |  |  | Covered PM Repair - Biomedical | MHHS-Woodlands
NO | YES |  |  |  | 029-12571 | 029-12571 | ArjoHuntleigh | MAXI SKY 2 PLUS |  |  | Woodlands-Neurology | MHHS-Woodlands |  |  |  | 029-12571 | 029-12571 | Woodlands | MHHS-Woodlands | Woodlands-Neurology | ICU E445 | 6/1/19 |  | 6/1/20 |  | LIFTS, PATIENT TRANSFER |  | .needs class | [5 empty] | Arjo Inc |  |  |  |  | 5/10/17 |  |  | Covered PM Repair - Biomedical | MHHS-Woodlands
NO | YES |  |  |  | 029-12574 | 029-12574 | ArjoHuntleigh | MAXI SKY 2 PLUS |  |  | Woodlands-ICU | MHHS-Woodlands |  |  |  | 029-12574 | 029-12574 | Woodlands | MHHS-Woodlands | Woodlands-ICU | ICU | 6/1/19 |  | 6/1/20 |  | LIFTS, PATIENT TRANSFER |  | .needs class | [5 empty] | Arjo Inc |  |  |  |  | 5/10/17 |  |  | Covered PM Repair - Biomedical | MHHS-Woodlands
NO | YES |  |  |  | 029-12596 | 029-12596 | ArjoHuntleigh | MAXI SKY 2 PLUS |  |  | Woodlands-Neurology | MHHS-Woodlands |  |  |  | 029-12596 | 029-12596 | Woodlands | MHHS-Woodlands | Woodlands-Neurology | Neurosciance E453 | 6/1/19 |  | 6/1/20 |  | LIFTS, PATIENT TRANSFER |  | .needs class | [5 empty] | Arjo Inc |  |  |  |  | 11/7/15 |  |  | Covered PM Repair - Biomedical | MHHS-Woodlands
NO | YES |  |  |  | 029-12602 | 029-12602 | ArjoHuntleigh | MAXI SKY 2 PLUS |  |  | Woodlands-Neurology | MHHS-Woodlands |  |  |  | 029-12602 | 029-12602 | Woodlands | MHHS-Woodlands | Woodlands-Neurology | Neuroscience E455 | 6/1/19 |  | 6/1/20 |  | LIFTS, PATIENT TRANSFER |  | .needs class | [5 empty] | Arjo Inc |  |  |  |  | 11/7/15 |  |  | Covered PM Repair - Biomedical | MHHS-Woodlands
YES | YES | Serial Number CNL |  |  | 029-12557 | 029-12557 | ArjoHuntleigh | MAXI SKY 2 PLUS |  | CNL | Neuroscience |  |  |  |  | 029-12557 | 029-12557 | Woodlands | Memorial Hermann Hospital Woodlands | Neuroscience | Neuroscience E431 | 6/1/19 |  | 6/1/20
YES | YES | Serial Number CNL |  |  | 029-12559 | 029-12559 | ArjoHuntleigh | MAXI SKY 2 PLUS |  | CNL | Neuroscience |  |  |  |  | 029-12559 | 029-12559 | Woodlands | Memorial Hermann Hospital Woodlands | Neuroscience | Neuroscience E431 | 6/1/19 |  | 6/1/20
NO | NO |  |  |  | 000-03836 |  | ArjoHuntleigh | MAXI SKY 2 PLUS |  | KTBB4BSU2WW | OPID - (TMC) - UPPER KIRBY - 467 | MHHS-OPID |  |  |  | 000-03836 |  | TMC |  | OPID - (TMC) - UPPER KIRBY - 467 | [5 empty] | LIFTS, PATIENT TRANSFER |  | .needs class | [5 empty] | Arjo Inc | [7 empty] | Covered PM Repair - Biomedical | MHHS-OPID
NO | NO |  |  |  | 029-12560 |  | ArjoHuntleigh | MAXI SKY 2 PLUS |  |  | WOODLANDS - NEUROLOGY | MHHS-Woodlands |  |  |  | 029-12560 |  | Woodlands |  | WOODLANDS - NEUROLOGY | [5 empty] | LIFTS, PATIENT TRANSFER |  | .needs class | [5 empty] | Arjo Inc | [7 empty] | Covered PM Repair - Biomedical | MHHS-Woodlands
NO | NO |  |  |  | 029-12589 |  | ArjoHuntleigh | MAXI SKY 2 PLUS |  |  | WOODLANDS - NEUROLOGY | MHHS-Woodlands |  |  |  | 029-12589 |  | Woodlands |  | WOODLANDS - NEUROLOGY | [5 empty] | LIFTS, PATIENT TRANSFER |  | .needs class | [5 empty] | Arjo Inc | [7 empty] | Covered PM Repair - Biomedical | MHHS-Woodlands
NO | NO |  |  |  | 029-12600 |  | ArjoHuntleigh | MAXI SKY 2 PLUS |  |  | WOODLANDS - NEUROLOGY | MHHS-Woodlands |  |  |  | 029-12600 |  | Woodlands |  | WOODLANDS - NEUROLOGY | [5 empty] | LIFTS, PATIENT TRANSFER |  | .needs class | [5 empty] | Arjo Inc | [7 empty] | Covered PM Repair - Biomedical | MHHS-Woodlands
YES | YES | Serial Number Cnf |  |  | 041-33791 | 041-33791 | Arjohuntleigh | NDA 8200 |  | CNF | MEMORIAL CITY - MHT - MED/SURG 6 |  |  |  |  | 041-33791 | 041-33791 | West | Memorial Hermann Memorial City Medical Center | MEMORIAL CITY - MHT - MED/SURG 6 | MEMORIAL CITY - MHT - MED/SURG 6 314 Equipment Storage |  |  |  | No pm sticker
YES | YES | Serial Number Cnf |  |  | 041-33792 | 041-33792 | Arjohuntleigh | NDA 8200 |  | CNF | MEMORIAL CITY - MHT - MED/SURG 6 |  |  |  |  | 041-33792 | 041-33792 | West | Memorial Hermann Memorial City Medical Center | MEMORIAL CITY - MHT - MED/SURG 6 | MEMORIAL CITY - MHT - MED/SURG 6 314 Equipment Storage |  |  |  | No pm sticker
NO | NO |  |  |  | 241-05176 |  | ArjoHuntleigh | SARA STEDY NTB2000 |  |  | TIRR - PATIENT CARE UNIT 2-C - 2414368 | MHHS-TIRR |  |  |  | 241-05176 |  | TMC |  | TIRR - PATIENT CARE UNIT 2-C - 2414368 | [5 empty] | LIFTS, PATIENT TRANSFER |  | .needs class | [5 empty] | Arjo Inc | [7 empty] | Covered PM Repair - Biomedical | MHHS-TIRR
NO | NO |  |  |  | 241-05174 |  | ArjoHuntleigh | SARA STEDY NTB2000 |  |  | TIRR - PCU 4 | MHHS-TIRR |  |  |  | 241-05174 |  | TMC |  | TIRR - PCU 4 | [5 empty] | LIFTS, PATIENT TRANSFER |  | .needs class | [5 empty] | Arjo Inc | [7 empty] | Covered PM Repair - Biomedical | MHHS-TIRR
NO | NO |  |  |  | 241-05175 |  | ArjoHuntleigh | SARA STEDY NTB2000 |  |  | TIRR - PCU 4 | MHHS-TIRR |  |  |  | 241-05175 |  | TMC |  | TIRR - PCU 4 | [5 empty] | LIFTS, PATIENT TRANSFER |  | .needs class | [5 empty] | Arjo Inc | [7 empty] | Covered PM Repair - Biomedical | MHHS-TIRR
NO | NO |  |  |  | 241-05189 |  | ArjoHuntleigh | SARA STEDY NTB2000 |  |  | TIRR - PCU 6 | MHHS-TIRR |  |  |  | 241-05189 |  | TMC |  | TIRR - PCU 6 | [5 empty] | LIFTS, PATIENT TRANSFER |  | .needs class | [5 empty] | Arjo Inc | [7 empty] | Covered PM Repair - Biomedical | MHHS-TIRR
YES | YES |  |  |  | 041-33788 | 041-33788 | Arjohuntleigh | Spl3024 |  | WCH07130017 | Memorial City - Joint Center |  |  |  |  | 041-33788 | 041-33788 | West | Memorial Hermann Memorial City Medical Center | Memorial City - Joint Center | Memorial City - Joint Center MH8 406 Storage PT Supply |  |  |  | No pm sticker
YES | YES | Serial Number Cnf |  |  | 041-33789 | 041-33789 | Arjohuntleigh | Spl3024 |  | CNF | Memorial City - Joint Center |  |  |  |  | 041-33789 | 041-33789 | West | Memorial Hermann Memorial City Medical Center | Memorial City - Joint Center | Memorial City - Joint Center MH8 406 Storage PT Supply |  |  |  | No pm sticker
YES | YES | Serial Number 1415 |  |  | 041-33835 | 041-33835 | ArjoHuntleigh AB | Wall Mounted Battery Charger |  |  | Memorial City- General Surgery |  |  |  |  | 041-33835 | 041-33835 | West | Memorial City-Memorial Hermann Hospital | Memorial City- General Surgery | Hallway
NO | NO |  |  |  | 041-10865 |  | Arkray, Inc. | AUTION MAX AX-4280 |  |  | MEMORIAL CITY - LABORATORY | MHHS-Mem City |  |  |  | 041-10865 |  | West & Memorial City |  | MEMORIAL CITY - LABORATORY | [5 empty] | ANALYZERS, LABORATORY, URINE |  | .needs class |  |  |  |  | .needs class | ARKRAY | [7 empty] | Covered PM Repair - Lab Analyzers/Anesth | MHHS-Mem City
NO | NO |  |  |  | 241-00486 |  | ARMEDICA | AM-100 |  |  | SMR - (TMC) - GREENWAY PLAZA | MHHS-SMR |  |  |  | 241-00486 |  | TMC |  | SMR - (TMC) - GREENWAY PLAZA | [5 empty] | TABLES, EXAMINATION/TREATMENT |  | .needs class |  |  |  |  | .needs class | Armedica Mfg Corp | [7 empty] | Covered PM Repair - Biomedical | MHHS-SMR
NO | NO |  |  |  | 241-00491 |  | ARMEDICA | AM-100 |  |  | SMR - (TMC) - GREENWAY PLAZA | MHHS-SMR |  |  |  | 241-00491 |  | TMC |  | SMR - (TMC) - GREENWAY PLAZA | [5 empty] | TABLES, EXAMINATION/TREATMENT |  | .needs class |  |  |  |  | .needs class | Armedica Mfg Corp | [7 empty] | Covered PM Repair - Biomedical | MHHS-SMR
NO | YES |  |  |  | 005-10635 | 005-10635 | ARMEDICA | AM-250 |  | xb002927 | SMR - (SE) - SOUTHEAST (MP1) | MHHS-SMR |  | Table, Exam |  | 005-10635 | 005-10635 | Southeast | Memorial Hermann Sports Medicine | SMR - (SE) - SOUTHEAST (MP1) | Main Gym | 11/1/18 |  |  |  | TABLES, EXAMINATION/TREATMENT | Table, Exam | TABLEEXAM-Armedica Mfg Corp-AM-250 | TABLEEXAM | AM-250 |  |  |  | Armedica Mfg Corp | Table, Exam |  | TABLEEXAM-Armedica Mfg Corp-AM-250 |  | 4/19/16 |  |  | Covered PM Repair - Biomedical | MHHS-SMR | [8 empty] | TABLEEXAM | Table, Exam | Armedica Mfg Corp
NO | NO |  |  |  | 013-36853 |  | ARMEDICA | AM-340 |  |  | SMR - (SW) - SOUTHWEST (MP3) | MHHS-SMR |  | Table, Exam |  | 013-36853 |  | Southwest |  | SMR - (SW) - SOUTHWEST (MP3) | [5 empty] | TABLES, EXAMINATION/TREATMENT |  | TABLEEXAM-Armedica Mfg Corp-AM-340 | TABLEEXAM | AM-340 |  |  |  | Armedica Mfg Corp | Table, Exam |  | TABLEEXAM-Armedica Mfg Corp-AM-340 |  |  |  |  | Covered PM Repair - Biomedical | MHHS-SMR
NO | YES |  |  |  | 041-14103 | 041-14103 | ARMEDICA | AM-350 |  |  | SMR - (MC) - BASEBALL USA | MHHS-SMR |  | Table, Exam |  | 041-14103 | 041-14103 | West | Memorial Hermann Sports Medicine | SMR - (MC) - BASEBALL USA | Gym Floor | 6/1/18 |  |  |  | TABLES, EXAMINATION/TREATMENT | Table, Exam | TABLEEXAM-Armedica Mfg Corp-AM-350 | TABLEEXAM | AM-350 |  |  |  | Armedica Mfg Corp | Table, Exam |  | TABLEEXAM-Armedica Mfg Corp-AM-350 |  | 4/19/16 |  |  | Covered PM Repair - Biomedical | MHHS-SMR | [8 empty] | TABLEEXAM | Table, Exam | Armedica Mfg Corp
NO | YES |  |  |  | 029-06038 | 029-06038 | ARMEDICA | AM-350 |  |  | SMR-(WDLS)-Conroe North | MHHS-SMR |  | Table, Exam |  | 029-06038 | 029-06038 | Woodlands | MHHS-Others | SMR-(WDLS)-Conroe North | Sports medicine | 4/1/18 |  | 2/1/19 |  | TABLES, EXAMINATION/TREATMENT | Table, Exam | TABLEEXAM-Armedica Mfg Corp-AM-350 | TABLEEXAM | AM-350 |  |  |  | Armedica Mfg Corp | Table, Exam |  | TABLEEXAM-Armedica Mfg Corp-AM-350 |  | 4/19/16 |  |  | Covered PM Repair - Biomedical | MHHS-SMR | [8 empty] | TABLEEXAM | Table, Exam | Armedica Mfg Corp
NO | NO |  |  |  | 000-03723 |  | ARMEDICA | AM-350 |  |  | SMR - (NE) - FALL CREEK | MHHS-SMR |  | Table, Exam |  | 000-03723 |  | Katy |  | SMR - (NE) - FALL CREEK | [5 empty] | TABLES, EXAMINATION/TREATMENT |  | TABLEEXAM-Armedica Mfg Corp-AM-350 | TABLEEXAM | AM-350 |  |  |  | Armedica Mfg Corp | Table, Exam |  | TABLEEXAM-Armedica Mfg Corp-AM-350 |  |  |  |  | Covered PM Repair - Biomedical | MHHS-SMR
NO | NO |  |  |  | 000-03679 |  | ARMEDICA | AM-350 |  |  | SMR - (NE) - KINGWOOD WEST | MHHS-SMR |  | Table, Exam |  | 000-03679 |  | Katy |  | SMR - (NE) - KINGWOOD WEST | [5 empty] | TABLES, EXAMINATION/TREATMENT |  | TABLEEXAM-Armedica Mfg Corp-AM-350 | TABLEEXAM | AM-350 |  |  |  | Armedica Mfg Corp | Table, Exam |  | TABLEEXAM-Armedica Mfg Corp-AM-350 |  |  |  |  | Covered PM Repair - Biomedical | MHHS-SMR
NO | NO |  |  |  | 000-03693 |  | ARMEDICA | AM-350 |  |  | SMR - (NE) - KINGWOOD WEST | MHHS-SMR |  | Table, Exam |  | 000-03693 |  | Katy |  | SMR - (NE) - KINGWOOD WEST | [5 empty] | TABLES, EXAMINATION/TREATMENT |  | TABLEEXAM-Armedica Mfg Corp-AM-350 | TABLEEXAM | AM-350 |  |  |  | Armedica Mfg Corp | Table, Exam |  | TABLEEXAM-Armedica Mfg Corp-AM-350 |  |  |  |  | Covered PM Repair - Biomedical | MHHS-SMR
NO | YES |  |  |  | 000-03314 | 000-03314 | ARMEDICA | AM-353 |  |  | Sports Medicine - Town and Country | MHHS-SMR |  |  |  | 000-03314 | 000-03314 | West | Memorial Hermann Sports Medicine | Sports Medicine - Town and Country | Treatment Room 2 | 6/1/18 |  |  | No PM Required Sticker | TABLES, EXAMINATION/TREATMENT |  | .needs class |  |  |  |  | .needs class | Armedica Mfg Corp |  |  |  |  | 4/19/16 |  |  | Covered PM Repair - Biomedical | MHHS-SMR
NO | YES |  |  |  | 005-08579 | 005-08579 | ARMEDICA | AM-368 |  |  | SMR - (SE) - SOUTHEAST (MP1) | MHHS-SMR |  | Table, Exam |  | 005-08579 | 005-08579 | Southeast | Memorial Hermann Sports Medicine | SMR - (SE) - SOUTHEAST (MP1) | Gym Floor | 11/1/18 |  |  |  | TABLES, EXAMINATION/TREATMENT | Table, Exam | TABLEEXAM-Armedica Mfg Corp-AM-368 | TABLEEXAM | AM-368 |  |  |  | Armedica Mfg Corp | Table, Exam |  | TABLEEXAM-Armedica Mfg Corp-AM-368 |  | 4/19/16 |  |  | Covered PM Repair - Biomedical | MHHS-SMR | [8 empty] | TABLEEXAM | Table, Exam | Armedica Mfg Corp
NO | YES |  |  |  | 129-06385 | 129-06385 | ARMEDICA | AM-400 |  |  | SMR - (STX) - RBJ - RICHMOND | MHHS-SMR |  | Table, Traction |  | 129-06385 | 129-06385 | South | Sports med | SMR - (STX) - RBJ - RICHMOND | Sports med | 3/1/19 | 3/1/20 |  |  | TABLES, EXAMINATION/TREATMENT | Table, Traction | TABLETRACTION-Armedica Mfg Corp-AM-400 | TABLETRACTION | AM-400 |  |  |  | Armedica Mfg Corp | Table, Traction |  | TABLETRACTION-Armedica Mfg Corp-AM-400 |  | 4/19/16 |  |  | Covered PM Repair - Biomedical | MHHS-SMR | [8 empty] | TABLETRACTION | Table, Traction | Armedica Mfg Corp
NO | YES |  |  |  | 133-02377 | 133-02377 | ARMEDICA | AM-450 |  |  | SMR-(KY)-Katy (Mp2) | MHHS-SMR |  | Table, Traction |  | 133-02377 | 133-02377 | Katy | MHHS-Others | SMR-(KY)-Katy (Mp2) | Treatment 2 | 1/1/19 |  |  |  | TABLES, EXAMINATION/TREATMENT | Table, Traction | TABLETRACTION-Armedica Mfg Corp-AM-450 | TABLETRACTION | AM-450 |  |  |  | Armedica Mfg Corp | Table, Traction |  | TABLETRACTION-Armedica Mfg Corp-AM-450 |  | 11/27/15 |  |  | Covered PM Repair - Biomedical | MHHS-SMR | [8 empty] | TABLETRACTION | Table, Traction | Armedica Mfg Corp
NO | YES |  |  |  | 929-01458 | 929-01458 | ARMEDICA | AM-640 |  |  | TIRR-Op-Woodlands (Mp2, Ste 200) | MHHS-TIRR |  | Table, Exam |  | 929-01458 | 929-01458 | Woodlands | MHHS-Others | TIRR-Op-Woodlands (Mp2, Ste 200) | MP2 suite 270 | 8/1/18 |  |  |  | TABLES, EXAMINATION/TREATMENT | Table, Exam | TABLEEXAM-Armedica Mfg Corp-AM-640 | TABLEEXAM | AM-640 |  |  |  | Armedica Mfg Corp | Table, Exam |  | TABLEEXAM-Armedica Mfg Corp-AM-640 |  |  |  |  | Covered PM Repair - Biomedical | MHHS-TIRR | [8 empty] | TABLEEXAM | Table, Exam | Armedica Mfg Corp
NO | NO | [5 empty] | ARMEDICA | AM-640 |  |  | TIRR - THERAPY GYM | MHHS-TIRR |  | Table, Exam |  |  |  | TMC |  | TIRR - THERAPY GYM | [5 empty] | TABLES, EXAMINATION/TREATMENT |  | TABLEEXAM-Armedica Mfg Corp-AM-640 | TABLEEXAM | AM-640 |  |  |  | Armedica Mfg Corp | Table, Exam |  | TABLEEXAM-Armedica Mfg Corp-AM-640 |  |  |  |  | Covered PM Repair - Biomedical | MHHS-TIRR
NO | NO |  |  |  | 145-00642 |  | ARMEDICA | AM-641 |  |  | PEARLAND - REHAB SERVICES | MHHS-Pearland Hospital |  |  |  | 145-00642 |  | Pearland |  | PEARLAND - REHAB SERVICES | [5 empty] | TABLES, EXAMINATION/TREATMENT, NON-ELECTRIC |  | .needs class |  |  |  |  | .needs class | Armedica Mfg Corp | [7 empty] | Covered PM Repair - Biomedical | MHHS-Pearland Hospital
NO | YES |  |  |  | 005-08523 | 005-08523 | ARMEDICA | AM-700 |  |  | SMR - (SE) - SOUTHEAST (620 | MHHS-SMR |  | Bars, Parallel |  | 005-08523 | 005-08523 | Southeast | Memorial Hermann Sports Medicine | SMR - (SE) - SOUTHEAST (620 | Sports |  |  |  |  | EXERCISERS, PARALLEL BARS | Bars, Parallel | PARALLELBARS-Armedica Mfg Corp-AM-700 | PARALLELBARS | AM-700 |  |  |  | Armedica Mfg Corp | Bars, Parallel |  | PARALLELBARS-Armedica Mfg Corp-AM-700 |  |  |  |  | Covered PM Repair - Biomedical | MHHS-SMR | [8 empty] | PARALLELBARS | Bars, Parallel | Armedica Mfg Corp
NO | YES |  |  |  | 009-08332 | 009-08332 | ARMEDICA | PERFORMA MAT PLATFORM |  |  | GH-Therapy Services | MHHS-Greater Heights |  |  |  | 009-08332 | 009-08332 | Central & Greater Heights | MHHS-Greater Heights | GH-Therapy Services | 2nd floor | 8/1/19 |  | 8/1/20 |  | TABLES, EXAMINATION/TREATMENT |  | .needs class | [5 empty] | Armedica Mfg Corp | [7 empty] | Covered PM Repair - Biomedical | MHHS-Greater Heights
NO | YES |  |  |  |  | 241-01746 | ARMEDICA | PERFORMA MAT PLATFORM |  |  | TIRR-Outpatient Clinic | MHHS-TIRR |  |  |  |  | 241-01746 | TM | MHHS-Others | TIRR-Outpatient Clinic | TIRR - OUTPATIENT CLINIC | 9/1/18 |  |  |  | TABLES, EXAMINATION/TREATMENT |  | .needs class | [5 empty] | Armedica Mfg Corp |  |  |  |  | 9/20/14 |  |  | Covered PM Repair - Biomedical | MHHS-TIRR
NO | YES |  |  |  | 241-01745 | 241-01745 | ARMEDICA | PERFORMA MAT PLATFORM |  |  | TIRR-Outpatient Clinic | MHHS-TIRR |  |  |  | 241-01745 | 241-01745 | TM | MHHS-Others | TIRR-Outpatient Clinic | TIRR - OUTPATIENT CLINIC | 9/1/18 |  |  |  | TABLES, EXAMINATION/TREATMENT |  | .needs class | [5 empty] | Armedica Mfg Corp |  |  |  |  | 11/20/13 |  |  | Covered PM Repair - Biomedical | MHHS-TIRR
NO | YES |  |  |  |  | 241-01889 | ARMEDICA | PERFORMA MAT PLATFORM |  |  | TIRR-Therapy Gym | MHHS-TIRR |  |  |  |  | 241-01889 | TMC | MHHS-Others | TIRR-Therapy Gym | Reb | 9/1/18 |  |  |  | TABLES, EXAMINATION/TREATMENT |  | .needs class | [5 empty] | Armedica Mfg Corp |  |  |  |  | 10/24/19 |  |  | Covered PM Repair - Biomedical | MHHS-TIRR
NO | YES |  |  |  | 241-01871 |  | ARMEDICA | PERFORMA MAT PLATFORM |  |  | TIRR-Therapy Gym | MHHS-TIRR |  |  |  | 241-01871 |  | TMC | MHHS-Others | TIRR-Therapy Gym | Rehab | 10/1/19 |  |  |  | TABLES, EXAMINATION/TREATMENT |  | .needs class | [5 empty] | Armedica Mfg Corp | [7 empty] | Covered PM Repair - Biomedical | MHHS-TIRR
NO | NO |  |  |  | 009-08329 |  | ARMEDICA | PERFORMA MAT PLATFORM |  |  | GH - THERAPY SERVICES | MHHS-Greater Heights |  |  |  | 009-08329 |  | Central & Greater Heights |  | GH - THERAPY SERVICES | [5 empty] | TABLES, EXAMINATION/TREATMENT |  | .needs class | [5 empty] | Armedica Mfg Corp | [7 empty] | Covered PM Repair - Biomedical | MHHS-Greater Heights
NO | NO |  |  |  | 009-08335 |  | ARMEDICA | PERFORMA MAT PLATFORM |  |  | GH - THERAPY SERVICES | MHHS-Greater Heights |  |  |  | 009-08335 |  | Central & Greater Heights |  | GH - THERAPY SERVICES | [5 empty] | TABLES, EXAMINATION/TREATMENT |  | .needs class | [5 empty] | Armedica Mfg Corp | [7 empty] | Covered PM Repair - Biomedical | MHHS-Greater Heights
NO | NO |  |  |  | 241-02540 |  | ARMEDICA | PERFORMA MAT PLATFORM |  |  | TIRR - KIRBY GLENN | MHHS-TIRR |  |  |  | 241-02540 |  | TMC |  | TIRR - KIRBY GLENN | [5 empty] | TABLES, EXAMINATION/TREATMENT |  | .needs class | [5 empty] | Armedica Mfg Corp | [7 empty] | Covered PM Repair - Biomedical | MHHS-TIRR
NO | NO | [5 empty] | ARMEDICA | PERFORMA MAT PLATFORM |  |  | TIRR - THERAPY GYM | MHHS-TIRR | [5 empty] | TMC |  | TIRR - THERAPY GYM | [5 empty] | TABLES, EXAMINATION/TREATMENT |  | .needs class | [5 empty] | Armedica Mfg Corp | [7 empty] | Covered PM Repair - Biomedical | MHHS-TIRR
YES | YES |  |  |  | 009-34100 | 009-34100 | Armedica Mfg Corp |  |  |  | TIIR |  |  |  |  | 009-34100 | 009-34100 | Central | Memorial Hermann Greater Heights Hospital | TIIR | Gym | 7/1/18 |  | 7/1/19
YES | YES |  |  |  | 099-08040 | 099-08040 | Armedica Mfg Corp |  |  |  | TIIR |  |  |  |  | 099-08040 | 099-08040 | Central | Memorial Hermann Greater Heights Hospital | TIIR | Gym
YES | YES |  |  |  | 005-33084 | 005-33084 | Armedica Mfg Corp | AM-640 |  |  | Pedi Rehab |  |  |  |  | 005-33084 | 005-33084 | Woodlands | MH MP 2 | Pedi Rehab | 5th Floor |  |  |  | ?- |  | Table, Exam | TABLEEXAM-Armedica Mfg Corp-AM-640 | [22 empty] | Table, Exam | TABLEEXAM | Table, Exam | Armedica Mfg Corp
NO | YES |  |  |  | 013-08864 | 013-08864 | Armstrong Medical Industries Inc | 2014A |  |  | SW-Endoscopy | MHHS-Southwest |  | Aspirator (Suction Pump) |  | 013-08864 | 013-08864 | Memorial Hermann Hospital - Southwest | MHHS-Southwest | SW-Endoscopy | Endo Pacu | 12/1/19 |  |  |  | ASPIRATORS | Aspirator (Suction Pump) | ASPIRATORSUCTPUMP-SSCOR-2014A | ASPIRATORSUCTPUMP | 2014A |  |  |  | SSCOR | Aspirator (Suction Pump) |  |  | ASPIRATORSUCTPUMP-SSCOR-2014A |  |  |  | Covered PM Repair - Biomedical | MHHS-Southwest | [8 empty] | ASPIRATORSUCTPUMP | Aspirator (Suction Pump) | SSCOR
NO | YES |  |  |  | 013-37501 | 013-37501 | Armstrong Medical Industries Inc | 2014A |  |  | SW-Endoscopy | MHHS-Southwest |  | Aspirator (Suction Pump) |  | 013-37501 | 013-37501 | Southwest | MHHS-Southwest | SW-Endoscopy | Soiled utility room |  |  |  |  | ASPIRATORS | Aspirator (Suction Pump) | ASPIRATORSUCTPUMP-SSCOR-2014A | ASPIRATORSUCTPUMP | 2014A |  |  |  | SSCOR | Aspirator (Suction Pump) |  |  | ASPIRATORSUCTPUMP-SSCOR-2014A |  |  |  | Covered PM Repair - Biomedical | MHHS-Southwest | [8 empty] | ASPIRATORSUCTPUMP | Aspirator (Suction Pump) | SSCOR
NO | YES | [5 empty] | Armstrong Medical Industries Inc | 2014A |  |  | SW-HVI-Cardiac Rehab | MHHS-Southwest |  | Aspirator (Suction Pump) |  |  |  | Southwest | MHHS-Southwest | SW-HVI-Cardiac Rehab |  | 12/13/19 |  |  |  | ASPIRATORS | Aspirator (Suction Pump) | ASPIRATORSUCTPUMP-SSCOR-2014A | ASPIRATORSUCTPUMP | 2014A |  |  |  | SSCOR | Aspirator (Suction Pump) |  |  | ASPIRATORSUCTPUMP-SSCOR-2014A |  | Finished from Script 3/27/2020 12:11:52pm (Central) |  | Covered PM Repair - Biomedical | MHHS-Southwest | [8 empty] | ASPIRATORSUCTPUMP | Aspirator (Suction Pump) | SSCOR
NO | YES |  |  |  |  | 013-07011 | Armstrong Medical Industries Inc | 2014A |  |  | SW-HVI-CV ICU | MHHS-Southwest |  | Aspirator (Suction Pump) |  |  | 013-07011 | Southwest | MHHS-Southwest | SW-HVI-CV ICU | L |  |  |  |  | ASPIRATORS | Aspirator (Suction Pump) | ASPIRATORSUCTPUMP-SSCOR-2014A | ASPIRATORSUCTPUMP | 2014A |  |  |  | SSCOR | Aspirator (Suction Pump) |  |  | ASPIRATORSUCTPUMP-SSCOR-2014A |  |  |  | Covered PM Repair - Biomedical | MHHS-Southwest | [8 empty] | ASPIRATORSUCTPUMP | Aspirator (Suction Pump) | SSCOR
NO | YES |  |  |  | 013-38688 | 013-38688 | Armstrong Medical Industries Inc | 2014A |  |  | SW-Preop | MHHS-Southwest |  | Aspirator (Suction Pump) |  | 013-38688 | 013-38688 | Southwest | MHHS-Southwest | SW-Preop | Crash cart | 11/1/19 |  | 11/1/20 |  | ASPIRATORS | Aspirator (Suction Pump) | ASPIRATORSUCTPUMP-SSCOR-2014A | ASPIRATORSUCTPUMP | 2014A |  |  |  | SSCOR | Aspirator (Suction Pump) |  |  | ASPIRATORSUCTPUMP-SSCOR-2014A |  |  |  | Covered PM Repair - Biomedical | MHHS-Southwest | [8 empty] | ASPIRATORSUCTPUMP | Aspirator (Suction Pump) | SSCOR
NO | YES | [5 empty] | Armstrong Medical Industries Inc | 2014A |  |  | Floor 1 | MHHS-Southwest |  | Aspirator (Suction Pump) |  |  |  | Southwest | Memorial Hermann Southwest Hospital | Floor 1 | Floor 1 | 4/1/19 |  |  |  | ASPIRATORS | Aspirator (Suction Pump) | ASPIRATORSUCTPUMP-SSCOR-2014A | ASPIRATORSUCTPUMP | 2014A |  |  |  | SSCOR | Aspirator (Suction Pump) |  |  | ASPIRATORSUCTPUMP-SSCOR-2014A |  |  |  | Covered PM Repair - Biomedical | MHHS-Southwest | [8 empty] | ASPIRATORSUCTPUMP | Aspirator (Suction Pump) | SSCOR
YES | YES |  |  |  | 013-02567 | 013-02567 | Armstrong Medical Industries Inc | 2014A |  |  | SW - NICU |  |  |  |  | 013-02567 | 013-02567 | Southwest | Memorial Hermann Southwest Hospital | SW - NICU | Nicu hallway
NO | NO |  |  |  | 013-02754 |  | Armstrong Medical Industries Inc | 2014A |  |  | SW - NURSERY | MHHS-Southwest |  | Aspirator (Suction Pump) |  | 013-02754 |  | Southwest |  | SW - NURSERY | [5 empty] | ASPIRATORS |  | ASPIRATORSUCTPUMP-SSCOR-2014A | ASPIRATORSUCTPUMP | 2014A |  |  |  | SSCOR | Aspirator (Suction Pump) |  |  | ASPIRATORSUCTPUMP-SSCOR-2014A |  |  |  | Covered PM Repair - Biomedical | MHHS-Southwest
NO | NO | [5 empty] | Armstrong Medical Industries Inc | 2014A |  |  | SW - OR | MHHS-Southwest |  | Aspirator (Suction Pump) |  |  |  | Southwest |  | SW - OR | [5 empty] | ASPIRATORS |  | ASPIRATORSUCTPUMP-SSCOR-2014A | ASPIRATORSUCTPUMP | 2014A |  |  |  | SSCOR | Aspirator (Suction Pump) |  |  | ASPIRATORSUCTPUMP-SSCOR-2014A |  |  |  | Covered PM Repair - Biomedical | MHHS-Southwest
NO | NO | [5 empty] | Armstrong Medical Industries Inc | 2014A |  |  | SW - PREOP | MHHS-Southwest |  | Aspirator (Suction Pump) |  |  |  | Southwest |  | SW - PREOP | [5 empty] | ASPIRATORS |  | ASPIRATORSUCTPUMP-SSCOR-2014A | ASPIRATORSUCTPUMP | 2014A |  |  |  | SSCOR | Aspirator (Suction Pump) |  |  | ASPIRATORSUCTPUMP-SSCOR-2014A |  |  |  | Covered PM Repair - Biomedical | MHHS-Southwest
NO | YES |  |  |  | 133-09785 | 133-09785 | Armstrong Medical Industries Inc |  |  | M32249 | Katy-Med/Surg 7th Floor | MHHS-Katy |  | Aspirator (Suction Pump) |  | 133-09785 | 133-09785 | Katy | MHHS-Katy | Katy-Med/Surg 7th Floor | Hallway crash cart | 9/1/19 | 9/1/20 |  |  | ASPIRATORS | Aspirator (Suction Pump) | ASPIRATORSUCTPUMP-SSCOR-2314 | ASPIRATORSUCTPUMP |  |  |  |  | SSCOR | Aspirator (Suction Pump) |  |  | ASPIRATORSUCTPUMP-SSCOR-2314 |  |  |  | Not Covered Vendor Only - Lab Ana/Anes | MHHS-Katy | [8 empty] | ASPIRATORSUCTPUMP | Aspirator (Suction Pump) | SSCOR
NO | YES |  |  |  | 133-09786 | 133-09786 | Armstrong Medical Industries Inc |  |  | M32467 | Katy-Postpartum-2W | MHHS-Katy |  | Aspirator (Suction Pump) |  | 133-09786 | 133-09786 | Katy | MHHS-Katy | Katy-Postpartum-2W | Hallway crash cart | 9/1/19 | 9/1/20 |  |  | ASPIRATORS | Aspirator (Suction Pump) | ASPIRATORSUCTPUMP-SSCOR-2314 | ASPIRATORSUCTPUMP |  |  |  |  | SSCOR | Aspirator (Suction Pump) |  |  | ASPIRATORSUCTPUMP-SSCOR-2314 | 8/1/17 |  |  | Not Covered Vendor Only - Biomedical | MHHS-Katy | [8 empty] | ASPIRATORSUCTPUMP | Aspirator (Suction Pump) | SSCOR
NO | YES |  |  |  | 142-07902 | 142-07902 | Armstrong Medical Industries Inc |  |  | M35516 | NE-3 West Tower | MHHS-Northeast |  | Aspirator (Suction Pump) |  | 142-07902 | 142-07902 | Katy | MHHS-Northeast | NE-3 West Tower | Hall | 10/1/19 | 10/1/20 |  |  | ASPIRATORS | Aspirator (Suction Pump) | ASPIRATORSUCTPUMP-SSCOR-2314 | ASPIRATORSUCTPUMP |  |  |  |  | SSCOR | Aspirator (Suction Pump) |  |  | ASPIRATORSUCTPUMP-SSCOR-2314 |  |  |  | Covered PM Repair - Biomedical | MHHS-Northeast | [8 empty] | ASPIRATORSUCTPUMP | Aspirator (Suction Pump) | SSCOR
NO | YES |  |  |  | 142-07946 | 142-07946 | Armstrong Medical Industries Inc |  |  | M35515 | NE-4 West Tower | MHHS-Northeast |  | Aspirator (Suction Pump) |  | 142-07946 | 142-07946 | Katy | MHHS-Northeast | NE-4 West Tower | 4 West | 10/1/19 | 10/1/20 |  |  | ASPIRATORS | Aspirator (Suction Pump) | ASPIRATORSUCTPUMP-SSCOR-2314 | ASPIRATORSUCTPUMP |  |  |  |  | SSCOR | Aspirator (Suction Pump) |  |  | ASPIRATORSUCTPUMP-SSCOR-2314 |  |  |  | Covered PM Repair - Biomedical | MHHS-Northeast | [8 empty] | ASPIRATORSUCTPUMP | Aspirator (Suction Pump) | SSCOR
NO | YES |  |  |  | 145-00742 | 145-00742 | Armstrong Medical Industries Inc |  |  | M30005 | Pearland-Med/Surg | MHHS-Pearland Hospital |  | Aspirator (Suction Pump) |  | 145-00742 | 145-00742 | Pearland | MHHS-Pearland Hospital | Pearland-Med/Surg | Cart | 6/1/19 | 6/1/20 |  |  | ASPIRATORS | Aspirator (Suction Pump) | ASPIRATORSUCTPUMP-SSCOR-2314 | ASPIRATORSUCTPUMP |  |  |  |  | SSCOR | Aspirator (Suction Pump) |  |  | ASPIRATORSUCTPUMP-SSCOR-2314 | 8/1/17 |  |  | Not Covered Vendor Only - Biomedical | MHHS-Pearland Hospital | [8 empty] | ASPIRATORSUCTPUMP | Aspirator (Suction Pump) | SSCOR
NO | YES |  |  |  | 013-19993 | 013-19993 | Armstrong Medical Industries Inc |  |  | M38620 | SW-ICU-Neuro & Stroke | MHHS-Southwest |  | Aspirator (Suction Pump) |  | 013-19993 | 013-19993 | Southwest | MHHS-Southwest | SW-ICU-Neuro & Stroke | Nurses Station | 9/1/19 |  | 9/1/20 |  | ASPIRATORS | Aspirator (Suction Pump) | ASPIRATORSUCTPUMP-SSCOR-2314 | ASPIRATORSUCTPUMP |  |  |  |  | SSCOR | Aspirator (Suction Pump) |  |  | ASPIRATORSUCTPUMP-SSCOR-2314 | 1/31/18 |  |  | Covered PM Repair - Biomedical | MHHS-Southwest | [8 empty] | ASPIRATORSUCTPUMP | Aspirator (Suction Pump) | SSCOR
NO | YES |  |  |  | 013-38861 | 013-38861 | Armstrong Medical Industries Inc |  |  | M34396 | Cardio Vascular | MHHS-Southwest |  | Aspirator (Suction Pump) |  | 013-38861 | 013-38861 | Southwest | Memorial Hermann Heart | Cardio Vascular | Sleep Lab | 3/1/19 |  |  |  | ASPIRATORS | Aspirator (Suction Pump) | ASPIRATORSUCTPUMP-SSCOR-2314 | ASPIRATORSUCTPUMP |  |  |  |  | SSCOR | Aspirator (Suction Pump) |  |  | ASPIRATORSUCTPUMP-SSCOR-2314 | 1/31/18 |  |  | Covered PM Repair - Biomedical | MHHS-Southwest | [8 empty] | ASPIRATORSUCTPUMP | Aspirator (Suction Pump) | SSCOR
NO | YES |  |  |  | 129-07179 | 129-07179 | Armstrong Medical Industries Inc |  |  | M31067 | Sugar Land-ICU | MHHS-Sugarland |  | Aspirator (Suction Pump) |  | 129-07179 | 129-07179 | Sugar Land | MHHS-Sugarland | Sugar Land-ICU | 4 East | 11/1/19 |  | 11/1/20 |  | ASPIRATORS | Aspirator (Suction Pump) | ASPIRATORSUCTPUMP-SSCOR-2314 | ASPIRATORSUCTPUMP |  |  |  |  | SSCOR | Aspirator (Suction Pump) |  |  | ASPIRATORSUCTPUMP-SSCOR-2314 | 8/1/17 |  |  | Not Covered Vendor Only - Biomedical | MHHS-Sugarland | [8 empty] | ASPIRATORSUCTPUMP | Aspirator (Suction Pump) | SSCOR
NO | YES |  |  |  | 129-07269 | 129-07269 | Armstrong Medical Industries Inc |  |  | M31070 | Sugar Land-ICU | MHHS-Sugarland |  | Aspirator (Suction Pump) |  | 129-07269 | 129-07269 | Sugar Land | MHHS-Sugarland | Sugar Land-ICU |  | 11/1/19 | 11/1/20 |  |  | ASPIRATORS | Aspirator (Suction Pump) | ASPIRATORSUCTPUMP-SSCOR-2314 | ASPIRATORSUCTPUMP |  |  |  |  | SSCOR | Aspirator (Suction Pump) |  |  | ASPIRATORSUCTPUMP-SSCOR-2314 | 8/1/17 |  |  | Not Covered Vendor Only - Biomedical | MHHS-Sugarland | [8 empty] | ASPIRATORSUCTPUMP | Aspirator (Suction Pump) | SSCOR
NO | YES |  |  |  | 129-07422 | 129-07422 | Armstrong Medical Industries Inc |  |  | M33253 | Sugar Land-Pedi IMU | MHHS-Sugarland |  | Aspirator (Suction Pump) |  | 129-07422 | 129-07422 | Sugar Land | MHHS-Sugarland | Sugar Land-Pedi IMU | PEDI IMU | 11/1/19 |  | 11/1/20 |  | ASPIRATORS | Aspirator (Suction Pump) | ASPIRATORSUCTPUMP-SSCOR-2314 | ASPIRATORSUCTPUMP |  |  |  |  | SSCOR | Aspirator (Suction Pump) |  |  | ASPIRATORSUCTPUMP-SSCOR-2314 | 8/1/17 |  |  | Not Covered Vendor Only - Biomedical | MHHS-Sugarland | [8 empty] | ASPIRATORSUCTPUMP | Aspirator (Suction Pump) | SSCOR
NO | NO |  |  |  | 142-07890 |  | Armstrong Medical Industries Inc |  |  | M35506 | NE - 2 WEST TOWER | MHHS-Northeast |  | Aspirator (Suction Pump) |  | 142-07890 |  | Katy |  | NE - 2 WEST TOWER | [5 empty] | ASPIRATORS |  | ASPIRATORSUCTPUMP-SSCOR-2314 | ASPIRATORSUCTPUMP |  |  |  |  | SSCOR | Aspirator (Suction Pump) |  |  | ASPIRATORSUCTPUMP-SSCOR-2314 |  |  |  | Covered PM Repair - Biomedical | MHHS-Northeast
NO | NO | [5 empty] | Armstrong Medical Industries Inc |  |  | M29778 | NE - CLINICAL DECISION UNIT | MHHS-Northeast |  | Aspirator (Suction Pump) |  |  |  | Katy |  | NE - CLINICAL DECISION UNIT | [5 empty] | ASPIRATORS |  | ASPIRATORSUCTPUMP-SSCOR-2314 | ASPIRATORSUCTPUMP |  |  |  |  | SSCOR | Aspirator (Suction Pump) |  |  | ASPIRATORSUCTPUMP-SSCOR-2314 |  |  |  | Covered PM Repair - Biomedical | MHHS-Northeast
NO | NO | [5 empty] | Armstrong Medical Industries Inc |  |  | M29785 | NE - CLINICAL DECISION UNIT | MHHS-Northeast |  | Aspirator (Suction Pump) |  |  |  | Katy |  | NE - CLINICAL DECISION UNIT | [5 empty] | ASPIRATORS |  | ASPIRATORSUCTPUMP-SSCOR-2314 | ASPIRATORSUCTPUMP |  |  |  |  | SSCOR | Aspirator (Suction Pump) |  |  | ASPIRATORSUCTPUMP-SSCOR-2314 |  |  |  | Covered PM Repair - Biomedical | MHHS-Northeast
YES | YES |  |  |  | 009-02001 | 009-02001 | Armstrong Medical Industries Inc | 3014A |  |  | Biomed Shop |  |  |  |  | 009-02001 | 009-02001 | Katy | Katy | Biomed Shop | Biomed Shop |  | 2/1/20
NO | YES | [5 empty] | Armstrong Medical Industries Inc | S-SCORT |  |  | SW-HVI-CV ICU | MHHS-Southwest | [5 empty] | Southwest | MHHS-Southwest | SW-HVI-CV ICU | Rm 204 | 1/1/20 |  | 1/1/21 |  | ASPIRATORS |  | .needs class | [5 empty] | Armstrong Med Ind | [7 empty] | Covered PM Repair - Biomedical | MHHS-Southwest
NO | YES |  |  |  | 129-04171 | 129-04171 | Armstrong Medical Industries Inc | S-SCORT |  | M17968 | Operating Room | MHHS-Sugarland |  |  |  | 129-04171 | 129-04171 | Sugar Land | Memorial Hermann Sugar Land Hospital | Operating Room |  | 12/1/19 |  |  |  | ASPIRATORS |  | .needs class | [5 empty] | Armstrong Med Ind | [7 empty] | Covered PM Repair - Biomedical | MHHS-Sugarland
NO | YES |  |  |  | 129-06878 | 129-06878 | Armstrong Medical Industries Inc | S-SCORT |  | CDR0287 | OPID - (SL) - SUGAR LAND - 449 (MP1) | MHHS-Sugarland |  |  |  | 129-06878 | 129-06878 | Sugar Land |  | OPID - (SL) - SUGAR LAND - 449 (MP1) | Hall | 2/1/20 |  | 2/1/21 |  | ASPIRATORS |  | .needs class | [5 empty] | Armstrong Med Ind | [7 empty] | Covered PM Repair - Biomedical | MHHS-Sugarland
YES | YES |  |  |  | 069-48532 | 069-48532 | Armstrong Medical Industries Inc | S-SCORT DUET |  | M39164 | Serfan 8th floor med surge |  |  |  |  | 069-48532 | 069-48532 | TMC | Memorial Hermman Texas Medical Center | Serfan 8th floor med surge | Nurse station
NO | NO |  |  |  | 013-36275 |  | Array Corporation |  |  |  | SW - CENTRAL SUPPLY | MHHS-Southwest |  |  |  | 013-36275 |  | Southwest |  | SW - CENTRAL SUPPLY | [5 empty] | DIGITIZERS, FILM |  | .needs class |  |  |  |  | .needs class | [8 empty] | Covered PM Repair - Biomedical | MHHS-Southwest
YES | YES |  |  |  | 029-12167 | 029-12167 | Artel | PCS-2 |  | 7-10114 | SP CCC - (SL) - BLOOD BANK |  |  |  |  | 029-12167 | 029-12167 | Sugar Land |  | SP CCC - (SL) - BLOOD BANK |  |  |  |  | No pm |  | Calibrators, Pipette | TESTEQUIP-Artel-PCS-2 | [12 empty] | TEST-A | [9 empty] | Test Equipment | TESTEQUIP | Calibrators, Pipette | Artel
YES | YES |  |  |  | 151-04654 | 151-04654 | Arthrex Inc | APS II |  |  | CY - OR |  |  |  |  | 151-04654 | 151-04654 | Northwest | Memorial Hermann Cypress Hospital | CY - OR | Storage 211 | 12/1/18 | 12/1/19 |  |  |  | Controller | CONTROLLER-Arthrex Inc-APS II | [22 empty] | Controller | CONTROLLER | Controller | Arthrex Inc
YES | YES |  |  |  | 133-31025 | 133-31025 | Arthrex Inc | AR-1600M |  | 5365/4833 | SUGAR LAND - OR |  |  |  |  | 133-31025 | 133-31025 | Sugar Land |  | SUGAR LAND - OR |  |  |  |  | No pm
NO | YES |  |  |  | 009-10103 | 009-10103 | Arthrex Inc | AR-3200T SYNERGY CONSOLE |  | DAF0039 | GH-OR | MHHS-Greater Heights |  |  |  | 009-10103 | 009-10103 | Central | MHHS-Greater Heights | GH-OR | Equipment storage | 6/1/19 |  | 6/1/20 |  | ENDOSCOPIC EQUIPMENT, VIDEO PROCESSOR | Computer, Data Management | COMPUTERDATAMANAGEMENT-Arthrex Inc-AR-3200-1007 |  |  |  |  | COMPUTERDATAMANAGEMENT-Arthrex Inc-AR-3200-1007 | Arthrex Inc |  |  |  |  | 12/1/16 |  |  | Covered PM Repair - Biomedical | MHHS-Greater Heights | [8 empty] | COMPUTERDATAMANAGEMENT | Computer, Data Management | Arthrex Inc
NO | YES |  |  |  | 009-10107 | 009-10107 | Arthrex Inc | AR-3200T SYNERGY CONSOLE |  | DAF0066 | GH-OR Endoscopy | MHHS-Greater Heights |  |  |  | 009-10107 | 009-10107 | Central | MHHS-Greater Heights | GH-OR Endoscopy | OR | 6/1/19 |  | 6/1/20 |  | ENDOSCOPIC EQUIPMENT, VIDEO PROCESSOR | Computer, Data Management | COMPUTERDATAMANAGEMENT-Arthrex Inc-AR-3200-1007 |  |  |  |  | COMPUTERDATAMANAGEMENT-Arthrex Inc-AR-3200-1007 | Arthrex Inc | [7 empty] | Not Covered Vendor Only - Biomedical | MHHS-Greater Heights | [8 empty] | COMPUTERDATAMANAGEMENT | Computer, Data Management | Arthrex Inc
NO | NO |  |  |  | 009-10111 |  | Arthrex Inc | AR-3200T SYNERGY CONSOLE |  | DAF0065 | GH - OR | MHHS-Greater Heights |  |  |  | 009-10111 |  | Central & Greater Heights |  | GH - OR | [5 empty] | ENDOSCOPIC EQUIPMENT, VIDEO PROCESSOR |  | COMPUTERDATAMANAGEMENT-Arthrex Inc-AR-3200-1007 |  |  |  |  | COMPUTERDATAMANAGEMENT-Arthrex Inc-AR-3200-1007 | Arthrex Inc | [7 empty] | Not Covered Vendor Only - Biomedical | MHHS-Greater Heights
NO | YES |  |  |  | 009-10104 | 009-10104 | Arthrex Inc | AR-3250-2606 |  | AN011536002135 | GH-OR | MHHS-Greater Heights |  |  |  | 009-10104 | 009-10104 | Central | MHHS-Greater Heights | GH-OR | Equipment storage | 6/1/19 |  | 6/1/20 |  | MONITORS, VIDEO |  | .needs class |  |  |  |  | .needs class | Arthrex Inc | [7 empty] | Covered PM Repair - Biomedical | MHHS-Greater Heights
NO | YES |  |  |  | 009-10108 | 009-10108 | Arthrex Inc | AR-3250-2606 |  | AN011537001640 | GH-OR Endoscopy | MHHS-Greater Heights |  |  |  | 009-10108 | 009-10108 | Central | MHHS-Greater Heights | GH-OR Endoscopy | OR | 6/1/19 |  | 6/1/20 |  | MONITORS, VIDEO |  | .needs class |  |  |  |  | .needs class | Arthrex Inc |  |  |  |  | 10/1/13 |  |  | Covered PM Repair - Respiratory/Steriliz | MHHS-Greater Heights
NO | YES | Asset Tag 009-10112 |  |  | 009-10112 | 009-10112 | Arthrex Inc | AR-3250-2606 |  | AN011537002166 | GH-OR | MHHS-Greater Heights |  |  |  | 009-10112 | 009-10112 | Central & Greater Heights | MHHS-Greater Heights | GH-OR |  | 6/11/19 |  |  |  | MONITORS, VIDEO |  | .needs class |  |  |  |  | .needs class | Arthrex Inc | [5 empty] | Finished from Script 3/27/2020 12:11:52pm (Central) |  | Covered PM Repair - Respiratory/Steriliz | MHHS-Greater Heights
NO | YES |  |  |  | 009-09746 | 009-09746 | Arthrex Inc | AR-6480 |  | NX6722TL | GH-OR | MHHS-Greater Heights |  | Irrigation/Aspiration Unit |  | 009-09746 | 009-09746 | Central | MHHS-Greater Heights | GH-OR | Equipment storage | 6/1/19 |  | 6/1/20 |  | IRRIGATION/DISTENTION SYSTEMS | Irrigation/Aspiration Unit | IRRIGATIONASPNUNIT-Arthrex Inc-AR-6480 | IRRIGATIONASPNUNIT | AR-6480 |  |  |  | Arthrex Inc | Irrigation/Aspiration Unit |  | IRRIGATIONASPNUNIT-Arthrex Inc-AR-6480 |  | 12/1/16 |  | IAU-SA | Covered PM Repair - Biomedical | MHHS-Greater Heights | [7 empty] | Irrigation/Aspiration Unit | IRRIGATIONASPNUNIT | Irrigation/Aspiration Unit | Arthrex Inc
NO | YES |  |  |  | 009-09747 | 009-09747 | Arthrex Inc | AR-6480 |  | NX6719TL | GH-OR Endoscopy | MHHS-Greater Heights |  | Irrigation/Aspiration Unit |  | 009-09747 | 009-09747 | Central | MHHS-Greater Heights | GH-OR Endoscopy | OR | 6/1/19 |  | 6/1/20 |  | IRRIGATION/DISTENTION SYSTEMS | Irrigation/Aspiration Unit | IRRIGATIONASPNUNIT-Arthrex Inc-AR-6480 | IRRIGATIONASPNUNIT | AR-6480 |  |  |  | Arthrex Inc | Irrigation/Aspiration Unit |  | IRRIGATIONASPNUNIT-Arthrex Inc-AR-6480 |  | 12/1/16 |  | IAU-SA | Covered PM Repair - Biomedical | MHHS-Greater Heights | [7 empty] | Irrigation/Aspiration Unit | IRRIGATIONASPNUNIT | Irrigation/Aspiration Unit | Arthrex Inc
NO | YES |  |  |  | 009-10347 | 009-10347 | Arthrex Inc | AR-6480 |  | NX9704VG | GH-OR Endoscopy | MHHS-Greater Heights |  | Irrigation/Aspiration Unit |  | 009-10347 | 009-10347 | Central | MHHS-Greater Heights | GH-OR Endoscopy | OR | 6/1/19 |  | 6/1/20 |  | IRRIGATION/DISTENTION SYSTEMS | Irrigation/Aspiration Unit | IRRIGATIONASPNUNIT-Arthrex Inc-AR-6480 | IRRIGATIONASPNUNIT | AR-6480 |  |  |  | Arthrex Inc | Irrigation/Aspiration Unit |  | IRRIGATIONASPNUNIT-Arthrex Inc-AR-6480 |  | 12/1/16 |  | IAU-SA | Covered PM Repair - Biomedical | MHHS-Greater Heights | [7 empty] | Irrigation/Aspiration Unit | IRRIGATIONASPNUNIT | Irrigation/Aspiration Unit | Arthrex Inc
NO | YES |  |  |  | 929-00974 | 929-00974 | Arthrex Inc | AR-6480 |  | N12706K17 | GH-OR | MHHS Orthopedic & Spine |  | Irrigation/Aspiration Unit |  | 929-00974 | 929-00974 | Central | MHHS-Greater Heights | GH-OR | OR 6 | 8/1/19 |  | 8/1/20 |  | IRRIGATION/DISTENTION SYSTEMS | Irrigation/Aspiration Unit | IRRIGATIONASPNUNIT-Arthrex Inc-AR-6480 | IRRIGATIONASPNUNIT | AR-6480 |  |  |  | Arthrex Inc | Irrigation/Aspiration Unit |  | IRRIGATIONASPNUNIT-Arthrex Inc-AR-6480 |  |  | MHOSH Inventory Dec 2019 into 2020 - Copy.xls - Already Verified | IAU-SA | Covered PM Repair - Biomedical | MHHS Orthopedic & Spine | [7 empty] | Irrigation/Aspiration Unit | IRRIGATIONASPNUNIT | Irrigation/Aspiration Unit | Arthrex Inc
NO | YES |  |  |  | 145-00514 | 145-00514 | Arthrex Inc | AR-6480 |  | NX4688SJ | Pearland-OR | MHHS-Pearland Hospital |  | Irrigation/Aspiration Unit |  | 145-00514 | 145-00514 | Pearland | MHHS-Pearland Hospital | Pearland-OR |  | 9/1/19 | 9/1/20 |  |  | IRRIGATION/DISTENTION SYSTEMS | Irrigation/Aspiration Unit | IRRIGATIONASPNUNIT-Arthrex Inc-AR-6480 | IRRIGATIONASPNUNIT | AR-6480 |  |  |  | Arthrex Inc | Irrigation/Aspiration Unit |  | IRRIGATIONASPNUNIT-Arthrex Inc-AR-6480 |  |  |  | IAU-SA | Covered PM Repair - Respiratory/Steriliz | MHHS-Pearland Hospital | [7 empty] | Irrigation/Aspiration Unit | IRRIGATIONASPNUNIT | Irrigation/Aspiration Unit | Arthrex Inc
NO | YES |  |  |  | 145-01322 | 145-01322 | Arthrex Inc | AR-6480 |  | N13345C18 | Pearland-OR | MHHS-Pearland Hospital |  | Irrigation/Aspiration Unit |  | 145-01322 | 145-01322 | Pearland | MHHS-Pearland Hospital | Pearland-OR | O.R. Pack syorage 207 | 9/1/19 | 9/1/20 |  |  | IRRIGATION/DISTENTION SYSTEMS | Irrigation/Aspiration Unit | IRRIGATIONASPNUNIT-Arthrex Inc-AR-6480 | IRRIGATIONASPNUNIT | AR-6480 |  |  |  | Arthrex Inc | Irrigation/Aspiration Unit |  | IRRIGATIONASPNUNIT-Arthrex Inc-AR-6480 |  |  |  | IAU-SA | Covered PM Repair - Respiratory/Steriliz | MHHS-Pearland Hospital | [7 empty] | Irrigation/Aspiration Unit | IRRIGATIONASPNUNIT | Irrigation/Aspiration Unit | Arthrex Inc
NO | YES |  |  |  | 005-34275 | 005-34275 | Arthrex Inc | AR-6480 |  | NX7702UG | SE-OR | MHHS-Southeast |  | Irrigation/Aspiration Unit |  | 005-34275 | 005-34275 | Southeast | MHHS-Southeast | SE-OR | OR - Clean Supply | 4/1/19 |  | 4/1/20 |  | IRRIGATION/DISTENTION SYSTEMS | Irrigation/Aspiration Unit | IRRIGATIONASPNUNIT-Arthrex Inc-AR-6480 | IRRIGATIONASPNUNIT | AR-6480 |  |  |  | Arthrex Inc | Irrigation/Aspiration Unit |  | IRRIGATIONASPNUNIT-Arthrex Inc-AR-6480 |  |  |  | IAU-SA | Covered PM Repair - Respiratory/Steriliz | MHHS-Southeast | [7 empty] | Irrigation/Aspiration Unit | IRRIGATIONASPNUNIT | Irrigation/Aspiration Unit | Arthrex Inc
NO | YES |  |  |  | 129-05758 | 129-05758 | Arthrex Inc | AR-6480 |  | NX3824SB | Sugar Land-OR | MHHS-Sugarland |  | Irrigation/Aspiration Unit |  | 129-05758 | 129-05758 | Sugar Land | MHHS-Sugarland | Sugar Land-OR | W2 300.5 | 9/1/19 |  |  |  | IRRIGATION/DISTENTION SYSTEMS | Irrigation/Aspiration Unit | IRRIGATIONASPNUNIT-Arthrex Inc-AR-6480 | IRRIGATIONASPNUNIT | AR-6480 |  |  |  | Arthrex Inc | Irrigation/Aspiration Unit |  | IRRIGATIONASPNUNIT-Arthrex Inc-AR-6480 |  | 12/1/16 |  | IAU-SA | Covered PM Repair - Biomedical | MHHS-Sugarland | [7 empty] | Irrigation/Aspiration Unit | IRRIGATIONASPNUNIT | Irrigation/Aspiration Unit | Arthrex Inc
NO | YES |  |  |  | 129-05836 | 129-05836 | Arthrex Inc | AR-6480 |  | NX20552PI | Sugar Land-OR | MHHS-Sugarland |  | Irrigation/Aspiration Unit |  | 129-05836 | 129-05836 | Sugar Land | MHHS-Sugarland | Sugar Land-OR | W2 300.5 | 2/1/19 |  |  |  | IRRIGATION/DISTENTION SYSTEMS | Irrigation/Aspiration Unit | IRRIGATIONASPNUNIT-Arthrex Inc-AR-6480 | IRRIGATIONASPNUNIT | AR-6480 |  |  |  | Arthrex Inc | Irrigation/Aspiration Unit |  | IRRIGATIONASPNUNIT-Arthrex Inc-AR-6480 |  | 12/1/16 |  | IAU-SA | Covered PM Repair - Biomedical | MHHS-Sugarland | [7 empty] | Irrigation/Aspiration Unit | IRRIGATIONASPNUNIT | Irrigation/Aspiration Unit | Arthrex Inc
NO | YES |  |  |  | 129-05837 | 129-05837 | Arthrex Inc | AR-6480 |  | NX3348RH | Sugar Land-OR | MHHS-Sugarland |  | Irrigation/Aspiration Unit |  | 129-05837 | 129-05837 | Sugar Land | MHHS-Sugarland | Sugar Land-OR | W2 300.5 | 8/1/19 |  |  | Crack on top | IRRIGATION/DISTENTION SYSTEMS | Irrigation/Aspiration Unit | IRRIGATIONASPNUNIT-Arthrex Inc-AR-6480 | IRRIGATIONASPNUNIT | AR-6480 |  |  |  | Arthrex Inc | Irrigation/Aspiration Unit |  | IRRIGATIONASPNUNIT-Arthrex Inc-AR-6480 |  |  |  | IAU-SA | Covered PM Repair - Respiratory/Steriliz | MHHS-Sugarland | [7 empty] | Irrigation/Aspiration Unit | IRRIGATIONASPNUNIT | Irrigation/Aspiration Unit | Arthrex Inc
NO | YES |  |  |  | 129-07946 | 129-07946 | Arthrex Inc | AR-6480 |  | N13048B18 | Sugar Land-OR | MHHS-Sugarland |  | Irrigation/Aspiration Unit |  | 129-07946 | 129-07946 | Sugar Land | MHHS-Sugarland | Sugar Land-OR | Equipment Storage W2 300.5 | 10/1/19 |  |  |  | IRRIGATION/DISTENTION SYSTEMS | Irrigation/Aspiration Unit | IRRIGATIONASPNUNIT-Arthrex Inc-AR-6480 | IRRIGATIONASPNUNIT | AR-6480 |  |  |  | Arthrex Inc | Irrigation/Aspiration Unit |  | IRRIGATIONASPNUNIT-Arthrex Inc-AR-6480 |  |  |  | IAU-SA | Covered PM Repair - Biomedical | MHHS-Sugarland | [7 empty] | Irrigation/Aspiration Unit | IRRIGATIONASPNUNIT | Irrigation/Aspiration Unit | Arthrex Inc
NO | NO |  |  |  | 145-00516 |  | Arthrex Inc | AR-6480 |  | NX467SJ | PEARLAND - OR | MHHS-Pearland Hospital |  | Irrigation/Aspiration Unit |  | 145-00516 |  | Pearland |  | PEARLAND - OR | [5 empty] | IRRIGATION/DISTENTION SYSTEMS |  | IRRIGATIONASPNUNIT-Arthrex Inc-AR-6480 | IRRIGATIONASPNUNIT | AR-6480 |  |  |  | Arthrex Inc | Irrigation/Aspiration Unit |  | IRRIGATIONASPNUNIT-Arthrex Inc-AR-6480 |  |  |  |  | Covered PM Repair - Biomedical | MHHS-Pearland Hospital
NO | NO |  |  |  | 129-05805 |  | Arthrex Inc | AR-6480 |  | NX1866PE | SUGAR LAND - OR | MHHS-Sugarland |  | Irrigation/Aspiration Unit |  | 129-05805 |  | Sugar Land |  | SUGAR LAND - OR | [5 empty] | IRRIGATION/DISTENTION SYSTEMS |  | IRRIGATIONASPNUNIT-Arthrex Inc-AR-6480 | IRRIGATIONASPNUNIT | AR-6480 |  |  |  | Arthrex Inc | Irrigation/Aspiration Unit |  | IRRIGATIONASPNUNIT-Arthrex Inc-AR-6480 |  |  |  |  | Covered PM Repair - Biomedical | MHHS-Sugarland
NO | NO |  |  |  | 069-40982 |  | Arthrex Inc | AR-6480 |  | NX8242UI | TMC - OR - PEDI OR (2R) | MHHS-TMC |  | Irrigation/Aspiration Unit |  | 069-40982 |  | TMC |  | TMC - OR - PEDI OR (2R) | [5 empty] | IRRIGATION/DISTENTION SYSTEMS |  | IRRIGATIONASPNUNIT-Arthrex Inc-AR-6480 | IRRIGATIONASPNUNIT | AR-6480 |  |  |  | Arthrex Inc | Irrigation/Aspiration Unit |  | IRRIGATIONASPNUNIT-Arthrex Inc-AR-6480 |  |  |  |  | Covered PM Repair - Respiratory/Steriliz | MHHS-TMC
NO | YES |  |  |  |  | 099-02489 | Arthrex Inc | AR-8300 |  |  | NE-OR | MHHS-Northeast |  | Electrosurgical Unit |  |  | 099-02489 | Katy | MHHS-Northeast | NE-OR | Or storage | 6/1/19 | 6/1/20 |  |  | ARTHROSCOPIC SHAVER SYSTEMS | Electrosurgical Unit | ELECTROSURGICALUNIT-Arthrex Inc-AR8300 | ELECTROSURGICALUNIT | AR8300 |  |  |  | Arthrex Inc | Electrosurgical Unit |  | ELECTROSURGICALUNIT-Arthrex Inc-AR8300 |  |  |  | ESU-SA | Covered PM Repair - Respiratory/Steriliz | MHHS-Northeast | [8 empty] | ELECTROSURGICALUNIT | Electrosurgical Unit | Arthrex Inc
NO | YES |  |  |  | 142-05790 | 142-05790 | Arthrex Inc | AR-8300 |  |  | NE-OR | MHHS-Northeast |  | Electrosurgical Unit |  | 142-05790 | 142-05790 | Katy | MHHS-Northeast | NE-OR | Storage | 6/1/19 | 6/1/20 |  |  | ARTHROSCOPIC SHAVER SYSTEMS | Electrosurgical Unit | ELECTROSURGICALUNIT-Arthrex Inc-AR8300 | ELECTROSURGICALUNIT | AR8300 |  |  |  | Arthrex Inc | Electrosurgical Unit |  | ELECTROSURGICALUNIT-Arthrex Inc-AR8300 |  | 8/1/19 |  | ESU-SA | Covered PM Repair - Respiratory/Steriliz | MHHS-Northeast | [8 empty] | ELECTROSURGICALUNIT | Electrosurgical Unit | Arthrex Inc
NO | YES |  |  |  | 009-09876 | 009-09876 | Arthrex Inc | AR-8305 |  | NX2483UC | GH-OR Endoscopy | MHHS-Greater Heights |  | Shaver System Control Unit |  | 009-09876 | 009-09876 | Central | MHHS-Greater Heights | GH-OR Endoscopy | OR | 6/1/19 |  | 6/1/20 |  | ARTHROSCOPIC SHAVER SYSTEMS | Shaver System Control Unit | SHAVERSYSCONTROLUNIT-Arthrex Inc-AR-8305 | SHAVERSYSCONTROLUNIT | AR-8305 |  |  |  | Arthrex Inc | Shaver System Control Unit |  | SHAVERSYSCONTROLUNIT-Arthrex Inc-AR-8305 |  | 8/1/19 |  |  | Covered PM Repair - Respiratory/Steriliz | MHHS-Greater Heights | [7 empty] | Shaver System Control Unit | SHAVERSYSCONTROLUNIT | Shaver System Control Unit | Arthrex Inc
NO | YES |  |  |  | 009-10348 | 009-10348 | Arthrex Inc | AR-8305 |  | NX4267VC | GH-OR Endoscopy | MHHS-Greater Heights |  | Shaver System Control Unit |  | 009-10348 | 009-10348 | Central | MHHS-Greater Heights | GH-OR Endoscopy | OR | 6/1/19 |  | 6/1/20 |  | ARTHROSCOPIC SHAVER SYSTEMS | Shaver System Control Unit | SHAVERSYSCONTROLUNIT-Arthrex Inc-AR-8305 | SHAVERSYSCONTROLUNIT | AR-8305 |  |  |  | Arthrex Inc | Shaver System Control Unit |  | SHAVERSYSCONTROLUNIT-Arthrex Inc-AR-8305 |  | 8/1/19 |  |  | Covered PM Repair - Respiratory/Steriliz | MHHS-Greater Heights | [7 empty] | Shaver System Control Unit | SHAVERSYSCONTROLUNIT | Shaver System Control Unit | Arthrex Inc
NO | YES |  |  |  | 929-00968 | 929-00968 | Arthrex Inc | AR-8305 |  | EAA180335 | GH-OR | MHHS Orthopedic & Spine |  | Shaver System Control Unit |  | 929-00968 | 929-00968 | Central | MHHS-Greater Heights | GH-OR | OR 7 | 3/1/19 |  | 9/1/20 |  | ARTHROSCOPIC SHAVER SYSTEMS | Shaver System Control Unit | SHAVERSYSCONTROLUNIT-Arthrex Inc-AR-8305 | SHAVERSYSCONTROLUNIT | AR-8305 |  |  |  | Arthrex Inc | Shaver System Control Unit |  | SHAVERSYSCONTROLUNIT-Arthrex Inc-AR-8305 |  | 8/1/19 | MHOSH Inventory Dec 2019 into 2020 - Copy.xls - Already Verified |  | Covered PM Repair - Respiratory/Steriliz | MHHS Orthopedic & Spine | [7 empty] | Shaver System Control Unit | SHAVERSYSCONTROLUNIT | Shaver System Control Unit | Arthrex Inc
NO | YES |  |  |  | 929-00969 | 929-00969 | Arthrex Inc | AR-8305 |  | EAA180328 | GH-OR | MHHS Orthopedic & Spine |  | Shaver System Control Unit |  | 929-00969 | 929-00969 | Central | MHHS-Greater Heights | GH-OR | OR 9 | 3/1/20 |  | 9/1/20 |  | ARTHROSCOPIC SHAVER SYSTEMS | Shaver System Control Unit | SHAVERSYSCONTROLUNIT-Arthrex Inc-AR-8305 | SHAVERSYSCONTROLUNIT | AR-8305 |  |  |  | Arthrex Inc | Shaver System Control Unit |  | SHAVERSYSCONTROLUNIT-Arthrex Inc-AR-8305 |  | 8/1/19 | MHOSH Inventory Dec 2019 into 2020 - Copy.xls - Already Verified |  | Covered PM Repair - Respiratory/Steriliz | MHHS Orthopedic & Spine | [7 empty] | Shaver System Control Unit | SHAVERSYSCONTROLUNIT | Shaver System Control Unit | Arthrex Inc
NO | YES |  |  |  | 929-00970 | 929-00970 | Arthrex Inc | AR-8305 |  | EAA180339 | MHOSH-OR | MHHS Orthopedic & Spine |  | Shaver System Control Unit |  | 929-00970 | 929-00970 | Central | MHHS-Orthopedic & Spine | MHOSH-OR | MHOSH - OR | 3/1/19 |  | 9/1/20 |  | ARTHROSCOPIC SHAVER SYSTEMS | Shaver System Control Unit | SHAVERSYSCONTROLUNIT-Arthrex Inc-AR-8305 | SHAVERSYSCONTROLUNIT | AR-8305 |  |  |  | Arthrex Inc | Shaver System Control Unit |  | SHAVERSYSCONTROLUNIT-Arthrex Inc-AR-8305 |  | 8/1/19 | MHOSH Inventory Dec 2019 into 2020 - Copy.xls - Already Verified |  | Covered PM Repair - Respiratory/Steriliz | MHHS Orthopedic & Spine | [7 empty] | Shaver System Control Unit | SHAVERSYSCONTROLUNIT | Shaver System Control Unit | Arthrex Inc
NO | YES |  |  |  | 145-01321 | 145-01321 | Arthrex Inc | AR-8305 |  | EAD180230 | Pearland-OR | MHHS-Pearland Hospital |  | Shaver System Control Unit |  | 145-01321 | 145-01321 | Pearland | MHHS-Pearland Hospital | Pearland-OR | O.R. Pack syorage 207 | 9/1/19 | 9/1/20 |  |  | ARTHROSCOPIC SHAVER SYSTEMS | Shaver System Control Unit | SHAVERSYSCONTROLUNIT-Arthrex Inc-AR-8305 | SHAVERSYSCONTROLUNIT | AR-8305 |  |  |  | Arthrex Inc | Shaver System Control Unit |  | SHAVERSYSCONTROLUNIT-Arthrex Inc-AR-8305 |  | 8/1/19 |  |  | Covered PM Repair - Respiratory/Steriliz | MHHS-Pearland Hospital | [7 empty] | Shaver System Control Unit | SHAVERSYSCONTROLUNIT | Shaver System Control Unit | Arthrex Inc
NO | YES |  |  |  | 129-06535 | 129-06535 | Arthrex Inc | AR-8305 |  | NX2659UD | Sugar Land-OR | MHHS-Sugarland |  | Shaver System Control Unit |  | 129-06535 | 129-06535 | Sugar Land | MHHS-Sugarland | Sugar Land-OR | W2 300.5 | 8/1/19 |  |  |  | ARTHROSCOPIC SHAVER SYSTEMS | Shaver System Control Unit | SHAVERSYSCONTROLUNIT-Arthrex Inc-AR-8305 | SHAVERSYSCONTROLUNIT | AR-8305 |  |  |  | Arthrex Inc | Shaver System Control Unit |  | SHAVERSYSCONTROLUNIT-Arthrex Inc-AR-8305 |  | 8/1/19 |  |  | Covered PM Repair - Respiratory/Steriliz | MHHS-Sugarland | [7 empty] | Shaver System Control Unit | SHAVERSYSCONTROLUNIT | Shaver System Control Unit | Arthrex Inc
NO | YES |  |  |  | 129-06537 | 129-06537 | Arthrex Inc | AR-8305 |  | NX0648TB | Sugar Land-OR | MHHS-Sugarland |  | Shaver System Control Unit |  | 129-06537 | 129-06537 | Sugar Land | MHHS-Sugarland | Sugar Land-OR | W2 300.5 | 7/1/18 |  |  |  | ARTHROSCOPIC SHAVER SYSTEMS | Shaver System Control Unit | SHAVERSYSCONTROLUNIT-Arthrex Inc-AR-8305 | SHAVERSYSCONTROLUNIT | AR-8305 |  |  |  | Arthrex Inc | Shaver System Control Unit |  | SHAVERSYSCONTROLUNIT-Arthrex Inc-AR-8305 |  | 8/1/19 |  |  | Covered PM Repair - Respiratory/Steriliz | MHHS-Sugarland | [7 empty] | Shaver System Control Unit | SHAVERSYSCONTROLUNIT | Shaver System Control Unit | Arthrex Inc
YES | YES |  |  |  | 029-13160 | 029-13160 | Arthrex Inc | AR-8305 |  | EAL180258 | WOODLANDS - OR |  |  |  |  | 029-13160 | 029-13160 | woodlands |  | WOODLANDS - OR | Storage | [5 empty] | Shaver System Control Unit | SHAVERSYSCONTROLUNIT-Arthrex Inc-AR-8305 | [22 empty] | Shaver System Control Unit | SHAVERSYSCONTROLUNIT | Shaver System Control Unit | Arthrex Inc
NO | NO |  |  |  | 145-00515 |  | Arthrex Inc | AR-8305 |  | NX2723UD | PEARLAND - OR | MHHS-Pearland Hospital |  | Shaver System Control Unit |  | 145-00515 |  | Pearland |  | PEARLAND - OR | [5 empty] | ARTHROSCOPIC SHAVER SYSTEMS |  | SHAVERSYSCONTROLUNIT-Arthrex Inc-AR-8305 | SHAVERSYSCONTROLUNIT | AR-8305 |  |  |  | Arthrex Inc | Shaver System Control Unit |  | SHAVERSYSCONTROLUNIT-Arthrex Inc-AR-8305 |  |  |  |  | Covered PM Repair - Respiratory/Steriliz | MHHS-Pearland Hospital
NO | YES |  |  |  | 929-00971 | 929-00971 | Arthrex Inc | AR-9800 |  | CM5363A18 | GH-OR | MHHS Orthopedic & Spine |  | Electrosurgical Unit |  | 929-00971 | 929-00971 | Central | MHHS-Greater Heights | GH-OR | OR 7 | 3/1/19 |  | 9/1/20 |  | RADIOFREQUENCY THERAPY SYSTEMS, TISSUE ABLATION | Electrosurgical Unit | ELECTROSURGICALUNIT-Arthrex Inc-AR-9800 | ELECTROSURGICALUNIT | AR-9800 |  |  |  | Arthrex Inc | Electrosurgical Unit |  | ELECTROSURGICALUNIT-Arthrex Inc-AR-9800 |  | 8/1/19 | MHOSH Inventory Dec 2019 into 2020 - Copy.xls - Already Verified | ESU-SA | Covered PM Repair - Respiratory/Steriliz | MHHS Orthopedic & Spine | [7 empty] | Electrosurgical Unit | ELECTROSURGICALUNIT | Electrosurgical Unit | Arthrex Inc
NO | YES |  |  |  | 929-00972 | 929-00972 | Arthrex Inc | AR-9800 |  | CM5366A18 | MHOSH-4th Floor | MHHS Orthopedic & Spine |  | Electrosurgical Unit |  | 929-00972 | 929-00972 | Central | MHHS-Orthopedic & Spine | MHOSH-4th Floor |  | 3/1/20 |  | 3/1/21 |  | RADIOFREQUENCY THERAPY SYSTEMS, TISSUE ABLATION | Electrosurgical Unit | ELECTROSURGICALUNIT-Arthrex Inc-AR-9800 | ELECTROSURGICALUNIT | AR-9800 |  |  |  | Arthrex Inc | Electrosurgical Unit |  | ELECTROSURGICALUNIT-Arthrex Inc-AR-9800 |  | 8/1/19 | MHOSH Inventory Dec 2019 into 2020 - Copy.xls - Already Verified | ESU-SA | Covered PM Repair - Respiratory/Steriliz | MHHS Orthopedic & Spine | [7 empty] | Electrosurgical Unit | ELECTROSURGICALUNIT | Electrosurgical Unit | Arthrex Inc
NO | YES |  |  |  | 929-00973 | 929-00973 | Arthrex Inc | AR-9800 |  | CM5354A18 | MHOSH-4th Floor | MHHS Orthopedic & Spine |  | Electrosurgical Unit |  | 929-00973 | 929-00973 | Central | MHHS-Orthopedic & Spine | MHOSH-4th Floor |  | 3/1/20 |  | 3/1/21 |  | RADIOFREQUENCY THERAPY SYSTEMS, TISSUE ABLATION | Electrosurgical Unit | ELECTROSURGICALUNIT-Arthrex Inc-AR-9800 | ELECTROSURGICALUNIT | AR-9800 |  |  |  | Arthrex Inc | Electrosurgical Unit |  | ELECTROSURGICALUNIT-Arthrex Inc-AR-9800 |  | 7/6/18 | MHOSH Inventory Dec 2019 into 2020 - Copy.xls - Already Verified | ESU-SA | Covered PM Repair - Respiratory/Steriliz | MHHS Orthopedic & Spine | [7 empty] | Electrosurgical Unit | ELECTROSURGICALUNIT | Electrosurgical Unit | Arthrex Inc
NO | YES |  |  |  | 929-00997 | 929-00997 | Arthrex Inc | AR-9800 |  | CM6556F18 | MHOSH-4th Floor | MHHS Orthopedic & Spine |  | Electrosurgical Unit |  | 929-00997 | 929-00997 | Central | MHHS-Orthopedic & Spine | MHOSH-4th Floor | RM437 | 3/1/19 |  | 3/1/20 |  | RADIOFREQUENCY THERAPY SYSTEMS, TISSUE ABLATION | Electrosurgical Unit | ELECTROSURGICALUNIT-Arthrex Inc-AR-9800 | ELECTROSURGICALUNIT | AR-9800 |  |  |  | Arthrex Inc | Electrosurgical Unit |  | ELECTROSURGICALUNIT-Arthrex Inc-AR-9800 |  | 8/1/19 | MHOSH Inventory Dec 2019 into 2020 - Copy.xls - Already Verified | ESU-SA | Covered PM Repair - Respiratory/Steriliz | MHHS Orthopedic & Spine | [7 empty] | Electrosurgical Unit | ELECTROSURGICALUNIT | Electrosurgical Unit | Arthrex Inc
NO | YES |  |  |  | 929-00999 | 929-00999 | Arthrex Inc | AR-9800 |  | CM6547F18 | MHOSH-OR | MHHS Orthopedic & Spine |  | Electrosurgical Unit |  | 929-00999 | 929-00999 | Central & Greater Heights | MHHS-Orthopedic & Spine | MHOSH-OR |  | 3/6/19 |  |  |  | RADIOFREQUENCY THERAPY SYSTEMS, TISSUE ABLATION | Electrosurgical Unit | ELECTROSURGICALUNIT-Arthrex Inc-AR-9800 | ELECTROSURGICALUNIT | AR-9800 |  |  |  | Arthrex Inc | Electrosurgical Unit |  | ELECTROSURGICALUNIT-Arthrex Inc-AR-9800 |  | 8/1/19 | MHOSH Inventory Dec 2019 into 2020 - Copy.xls - Newly Verified | ESU-SA | Covered PM Repair - Respiratory/Steriliz | MHHS Orthopedic & Spine | [7 empty] | Electrosurgical Unit | ELECTROSURGICALUNIT | Electrosurgical Unit | Arthrex Inc
NO | YES |  |  |  |  | 142-01737 | Arthrex Inc | CONTINUOUS WAVE III |  | nx3212ni | NE-OR | MHHS-Northeast |  | Irrigator, Lavage |  |  | 142-01737 | Katy | MHHS-Northeast | NE-OR | Or storage | 1/1/19 | 1/1/20 |  |  | IRRIGATION/DISTENTION SYSTEMS | Irrigator, Lavage | IRRIGATORLAVAGE-Arthrex Inc-Continuous WaveIII | IRRIGATORLAVAGE | Continuous WaveIII |  |  |  | Arthrex Inc | Irrigator, Lavage |  | IRRIGATORLAVAGE-Arthrex Inc-Continuous WaveIII |  | 1/1/12 |  | IL-A | Covered PM Repair - Biomedical | MHHS-Northeast | [8 empty] | IRRIGATORLAVAGE | Irrigator, Lavage | Arthrex Inc
NO | NO | [5 empty] | Arthrex Inc | CONTINUOUS WAVE III |  | nx3211ni | NE - OR | MHHS-Northeast |  | Irrigator, Lavage |  |  |  | Katy |  | NE - OR | [5 empty] | IRRIGATION/DISTENTION SYSTEMS |  | IRRIGATORLAVAGE-Arthrex Inc-Continuous WaveIII | IRRIGATORLAVAGE | Continuous WaveIII |  |  |  | Arthrex Inc | Irrigator, Lavage |  | IRRIGATORLAVAGE-Arthrex Inc-Continuous WaveIII |  |  |  |  | Covered PM Repair - Biomedical | MHHS-Northeast
NO | YES |  |  |  | 041-16201 | 041-16201 | Arthrex Inc | DUALWAVE |  | NX3533RK | MEMORIAL CITY - MHT - JHC OR | MHHS-Mem City |  | Irrigation/Aspiration Unit |  | 041-16201 | 041-16201 | West | Memorial Hermann - Memorial City | MEMORIAL CITY - MHT - JHC OR | MH11 Room 503.1 |  |  |  |  | IRRIGATION/DISTENTION SYSTEMS |  | IRRIGATIONASPNUNIT-Arthrex Inc-DualWave | IRRIGATIONASPNUNIT | DualWave |  |  |  | Arthrex Inc | Irrigation/Aspiration Unit |  | IRRIGATIONASPNUNIT-Arthrex Inc-DualWave |  |  |  |  | Covered PM Repair - Biomedical | MHHS-Mem City
NO | YES |  |  |  | 041-32463 | 041-32463 | Arthrex Inc | DUALWAVE |  | NX3753SB | MEMORIAL CITY - MHT - JHC OR | MHHS-Mem City |  | Irrigation/Aspiration Unit |  | 041-32463 | 041-32463 | West | Memorial Hermann Memorial City Medical Center | MEMORIAL CITY - MHT - JHC OR | MEMORIAL CITY - MHT - JHC OR |  |  |  |  | IRRIGATION/DISTENTION SYSTEMS |  | IRRIGATIONASPNUNIT-Arthrex Inc-DualWave | IRRIGATIONASPNUNIT | DualWave |  |  |  | Arthrex Inc | Irrigation/Aspiration Unit |  | IRRIGATIONASPNUNIT-Arthrex Inc-DualWave |  |  |  |  | Covered PM Repair - Biomedical | MHHS-Mem City
NO | YES |  |  |  | 925-01182 | 925-01182 | Arthrex Inc | DUALWAVE |  | NX5935TF | GH-OR | MHHS Orthopedic & Spine |  | Irrigation/Aspiration Unit |  | 925-01182 | 925-01182 | Central | MHHS-Greater Heights | GH-OR | OR 7 | 8/1/19 |  | 8/1/20 |  | IRRIGATION/DISTENTION SYSTEMS | Irrigation/Aspiration Unit | IRRIGATIONASPNUNIT-Arthrex Inc-DualWave | IRRIGATIONASPNUNIT | DualWave |  |  |  | Arthrex Inc | Irrigation/Aspiration Unit |  | IRRIGATIONASPNUNIT-Arthrex Inc-DualWave |  |  | MHOSH Inventory Dec 2019 into 2020 - Copy.xls - Already Verified | IAU-SA | Covered PM Repair - Radiology, Low End | MHHS Orthopedic & Spine | [7 empty] | Irrigation/Aspiration Unit | IRRIGATIONASPNUNIT | Irrigation/Aspiration Unit | Arthrex Inc
NO | YES |  |  |  | 929-00929 | 929-00929 | Arthrex Inc | DUALWAVE |  | N10486K16 | GH-OR | MHHS Orthopedic & Spine |  | Irrigation/Aspiration Unit |  | 929-00929 | 929-00929 | Central | MHHS-Greater Heights | GH-OR | OR 9 | 8/1/19 |  | 8/1/20 |  | IRRIGATION/DISTENTION SYSTEMS | Irrigation/Aspiration Unit | IRRIGATIONASPNUNIT-Arthrex Inc-DualWave | IRRIGATIONASPNUNIT | DualWave |  |  |  | Arthrex Inc | Irrigation/Aspiration Unit |  | IRRIGATIONASPNUNIT-Arthrex Inc-DualWave |  | 11/6/15 | MHOSH Inventory Dec 2019 into 2020 - Copy.xls - Already Verified | IAU-SA | Covered PM Repair - Biomedical | MHHS Orthopedic & Spine | [7 empty] | Irrigation/Aspiration Unit | IRRIGATIONASPNUNIT | Irrigation/Aspiration Unit | Arthrex Inc
NO | YES |  |  |  | 929-00930 | 929-00930 | Arthrex Inc | DUALWAVE |  | NX7710UG | MHOSH-OR | MHHS Orthopedic & Spine |  | Irrigation/Aspiration Unit |  | 929-00930 | 929-00930 | Central & Greater Heights | MHHS-Orthopedic & Spine | MHOSH-OR |  | 8/8/19 |  |  |  | IRRIGATION/DISTENTION SYSTEMS | Irrigation/Aspiration Unit | IRRIGATIONASPNUNIT-Arthrex Inc-DualWave | IRRIGATIONASPNUNIT | DualWave |  |  |  | Arthrex Inc | Irrigation/Aspiration Unit |  | IRRIGATIONASPNUNIT-Arthrex Inc-DualWave |  |  | MHOSH Inventory Dec 2019 into 2020 - Copy.xls - Newly Verified | IAU-SA | Covered PM Repair - Biomedical | MHHS Orthopedic & Spine | [7 empty] | Irrigation/Aspiration Unit | IRRIGATIONASPNUNIT | Irrigation/Aspiration Unit | Arthrex Inc
NO | YES |  |  |  | 929-01039 | 929-01039 | Arthrex Inc | DUALWAVE |  | NX8373UK | MHOSH-OR | MHHS Orthopedic & Spine |  | Irrigation/Aspiration Unit |  | 929-01039 | 929-01039 | Central & Greater Heights | MHHS-Orthopedic & Spine | MHOSH-OR |  | 8/8/19 |  |  |  | IRRIGATION/DISTENTION SYSTEMS | Irrigation/Aspiration Unit | IRRIGATIONASPNUNIT-Arthrex Inc-DualWave | IRRIGATIONASPNUNIT | DualWave |  |  |  | Arthrex Inc | Irrigation/Aspiration Unit |  | IRRIGATIONASPNUNIT-Arthrex Inc-DualWave |  |  | MHOSH Inventory Dec 2019 into 2020 - Copy.xls - Newly Verified | IAU-SA | Covered PM Repair - Biomedical | MHHS Orthopedic & Spine | [7 empty] | Irrigation/Aspiration Unit | IRRIGATIONASPNUNIT | Irrigation/Aspiration Unit | Arthrex Inc
NO | YES |  |  |  | 142-05789 | 142-05789 | Arthrex Inc | DUALWAVE |  | NX4091SD | NE-OR | MHHS-Northeast |  | Irrigation/Aspiration Unit |  | 142-05789 | 142-05789 | Katy | MHHS-Northeast | NE-OR | Storage | 1/1/19 | 1/1/20 |  |  | IRRIGATION/DISTENTION SYSTEMS | Irrigation/Aspiration Unit | IRRIGATIONASPNUNIT-Arthrex Inc-DualWave | IRRIGATIONASPNUNIT | DualWave |  |  |  | Arthrex Inc | Irrigation/Aspiration Unit |  | IRRIGATIONASPNUNIT-Arthrex Inc-DualWave |  | 11/21/19 |  | IAU-SA | Covered PM Repair - Biomedical | MHHS-Northeast | [7 empty] | Irrigation/Aspiration Unit | IRRIGATIONASPNUNIT | Irrigation/Aspiration Unit | Arthrex Inc
NO | YES |  |  |  | 005-34272 | 005-34272 | Arthrex Inc | DUALWAVE |  | NX8372UK | SE-OR | MHHS-Southeast |  | Irrigation/Aspiration Unit |  | 005-34272 | 005-34272 | Southeast | MHHS-Southeast | SE-OR | OR - Clean Supply | 4/1/19 |  | 4/1/20 |  | IRRIGATION/DISTENTION SYSTEMS | Irrigation/Aspiration Unit | IRRIGATIONASPNUNIT-Arthrex Inc-DualWave | IRRIGATIONASPNUNIT | DualWave |  |  |  | Arthrex Inc | Irrigation/Aspiration Unit |  | IRRIGATIONASPNUNIT-Arthrex Inc-DualWave |  |  |  | IAU-SA | Covered PM Repair - Biomedical | MHHS-Southeast | [7 empty] | Irrigation/Aspiration Unit | IRRIGATIONASPNUNIT | Irrigation/Aspiration Unit | Arthrex Inc
NO | YES |  |  |  |  | 151-04758 | Arthrex Inc | DualWave |  | NX5295TA | CY-OR | [5 empty] | 151-04758 | Northwest | MHHS-Cypress | CY-OR | OR 8 | 8/1/19 | 8/1/20 |  |  |  | Irrigation/Aspiration Unit | IRRIGATIONASPNUNIT-Arthrex Inc-DualWave | [12 empty] | IAU-SA | [9 empty] | Irrigation/Aspiration Unit | IRRIGATIONASPNUNIT | Irrigation/Aspiration Unit | Arthrex Inc
YES | YES |  |  |  | 151-04653 | 151-04653 | Arthrex Inc | DualWave |  | NX3212RF | CY - OR |  |  |  |  | 151-04653 | 151-04653 | Northwest | Memorial Hermann Cypress Hospital | CY - OR | Storage 211 |  |  |  | Cnf pm |  | Irrigation/Aspiration Unit | IRRIGATIONASPNUNIT-Arthrex Inc-DualWave | [12 empty] | IAU-SA | [9 empty] | Irrigation/Aspiration Unit | IRRIGATIONASPNUNIT | Irrigation/Aspiration Unit | Arthrex Inc
YES | YES |  |  |  | 099-07739 | 099-07739 | Arthrex Inc | DualWave |  | NX8374UK | SE - OR |  |  |  |  | 099-07739 | 099-07739 | Southeast | Memorial Hermann Southeast Hospital | SE - OR | Hallway | [5 empty] | Irrigation/Aspiration Unit | IRRIGATIONASPNUNIT-Arthrex Inc-DualWave | [12 empty] | IAU-SA | [9 empty] | Irrigation/Aspiration Unit | IRRIGATIONASPNUNIT | Irrigation/Aspiration Unit | Arthrex Inc
YES | YES |  |  |  | 005-33294 | 005-33294 | Arthrex Inc | Synergy HD3 |  | 005-33294 | SUGAR LAND - OR |  |  |  |  | 005-33294 | 005-33294 | Sugar Land | Memorial Hermann Sugar Land Hospital | SUGAR LAND - OR | OR 6 | [5 empty] | Processor, Video | PROCVID-Arthrex Inc-Synergy HD3 | [22 empty] | Processor, Video | PROCVID | Processor, Video | Arthrex Inc
NO | YES |  |  |  | 009-33680 | 009-33680 | Arthrex Inc | SYNERGY HD3 CAMERA HEAD |  | BAC0001 | GH-OR Endoscopy | MHHS-Greater Heights |  |  |  | 009-33680 | 009-33680 | Central | MHHS-Greater Heights | GH-OR Endoscopy | OR | 2/1/19 |  | 2/1/20 |  | CAMERAS |  | .needs class | [5 empty] | Arthrex Inc | [7 empty] | Covered PM Repair - Biomedical | MHHS-Greater Heights
NO | NO |  |  |  | 142-05788 |  | Arthrex Inc | SYNERGY HD3 CAMERA HEAD |  | HAC-0006 | NE - OR | MHHS-Northeast |  |  |  | 142-05788 |  | Katy |  | NE - OR | [5 empty] | CAMERAS |  | .needs class | [5 empty] | Arthrex Inc | [7 empty] | Not Covered Vendor Only - Biomedical | MHHS-Northeast
NO | NO |  |  |  | 142-05793 |  | Arthrex Inc | SYNERGY HD3 CAMERA HEAD |  | HAC-0009 | NE - OR | MHHS-Northeast |  |  |  | 142-05793 |  | Katy |  | NE - OR | [5 empty] | CAMERAS |  | .needs class | [5 empty] | Arthrex Inc | [7 empty] | Not Covered Vendor Only - Biomedical | MHHS-Northeast
NO | YES |  |  |  | 925-01668 | 925-01668 | Arthrex Inc | SYNERGY HD3 CONSOLE |  | DAE180027 | GH-OR | MHHS Orthopedic & Spine |  |  |  | 925-01668 | 925-01668 | Central | MHHS-Greater Heights | GH-OR | OR 7 | 7/1/19 |  | 7/1/20 |  | LIGHT SOURCES, FIBEROPTIC |  | .needs class | [5 empty] | Arthrex Inc | [5 empty] | MHOSH Inventory Dec 2019 into 2020 - Copy.xls - Already Verified |  | Covered PM Repair - Biomedical | MHHS Orthopedic & Spine
NO | YES |  |  |  | 925-01669 | 925-01669 | Arthrex Inc | SYNERGY HD3 CONSOLE |  | DAE180026 | MHOSH-OR | MHHS Orthopedic & Spine |  |  |  | 925-01669 | 925-01669 | Central | MHHS-Orthopedic & Spine | MHOSH-OR | MHOSH - OR | 7/1/19 |  | 7/1/20 |  | LIGHT SOURCES, FIBEROPTIC |  | .needs class | [5 empty] | Arthrex Inc | [5 empty] | MHOSH Inventory Dec 2019 into 2020 - Copy.xls - Already Verified |  | Covered PM Repair - Biomedical | MHHS Orthopedic & Spine
NO | YES |  |  |  | 925-01670 | 925-01670 | Arthrex Inc | SYNERGY HD3 CONSOLE |  | DAE180028 | GH-OR | MHHS Orthopedic & Spine |  |  |  | 925-01670 | 925-01670 | Central | MHHS-Greater Heights | GH-OR | MHOSH | 7/1/19 |  | 7/1/20 |  | LIGHT SOURCES, FIBEROPTIC |  | .needs class | [5 empty] | Arthrex Inc | [5 empty] | MHOSH Inventory Dec 2019 into 2020 - Copy.xls - Already Verified |  | Covered PM Repair - Biomedical | MHHS Orthopedic & Spine
NO | YES |  |  |  | 925-01671 | 925-01671 | Arthrex Inc | SYNERGY HD3 CONSOLE |  | DAE180007 | MHOSH-OR | MHHS Orthopedic & Spine |  |  |  | 925-01671 | 925-01671 | Central & Greater Heights | MHHS-Orthopedic & Spine | MHOSH-OR |  | 7/17/19 |  |  |  | LIGHT SOURCES, FIBEROPTIC |  | .needs class | [5 empty] | Arthrex Inc |  |  |  |  | 4/8/14 | MHOSH Inventory Dec 2019 into 2020 - Copy.xls - Newly Verified |  | Covered PM Repair - Biomedical | MHHS Orthopedic & Spine
NO | YES |  |  |  | 925-01672 | 925-01672 | Arthrex Inc | SYNERGY HD3 CONSOLE |  | DAE180025 | MHOSH-OR | MHHS Orthopedic & Spine |  |  |  | 925-01672 | 925-01672 | Central & Greater Heights | MHHS-Orthopedic & Spine | MHOSH-OR |  | 7/17/19 |  |  |  | LIGHT SOURCES, FIBEROPTIC |  | .needs class | [5 empty] | Arthrex Inc |  |  |  |  | 4/8/14 | MHOSH Inventory Dec 2019 into 2020 - Copy.xls - Newly Verified |  | Covered PM Repair - Biomedical | MHHS Orthopedic & Spine
NO | YES |  |  |  | 925-01776 | 925-01776 | Arthrex Inc | SYNERGY HD3 CONSOLE |  | DAA190019 | GH-OR | MHHS Orthopedic & Spine |  |  |  | 925-01776 | 925-01776 | Central | MHHS-Greater Heights | GH-OR | OR 6 | 7/1/19 |  | 7/1/20 |  | LIGHT SOURCES, FIBEROPTIC |  | .needs class | [5 empty] | Arthrex Inc | [5 empty] | MHOSH Inventory Dec 2019 into 2020 - Copy.xls - Already Verified |  | Covered PM Repair - Biomedical | MHHS Orthopedic & Spine
NO | YES |  |  |  | 129-05659 | 129-05659 | Arthrex Inc | SYNERGY HD3 CONSOLE |  | EAD-0063 | Sugar Land-OR | MHHS-Sugarland |  |  |  | 129-05659 | 129-05659 | Sugar Land | MHHS-Sugarland | Sugar Land-OR | OR 1 | 7/1/19 |  | 7/1/20 |  | LIGHT SOURCES, FIBEROPTIC |  | .needs class | [5 empty] | Arthrex Inc |  |  |  |  | 4/8/14 |  |  | Covered PM Repair - Biomedical | MHHS-Sugarland
NO | YES |  |  |  | 129-05703 | 129-05703 | Arthrex Inc | SYNERGY HD3 CONSOLE |  | EAD 0103 | 3 East | MHHS-Sugarland |  |  |  | 129-05703 | 129-05703 | Sugar Land | Memorial Hermann Sugar land Hospital | 3 East | Back hallway | 8/1/19 |  | 8/1/20 |  | LIGHT SOURCES, FIBEROPTIC |  | .needs class | [5 empty] | Arthrex Inc |  |  |  |  | 4/8/14 |  |  | Covered PM Repair - Biomedical | MHHS-Sugarland
NO | YES |  |  |  | 129-05706 | 129-05706 | Arthrex Inc | SYNERGY HD3 CONSOLE |  | EAD 0095 | Sugar Land-OR | MHHS-Sugarland |  |  |  | 129-05706 | 129-05706 | Sugar Land | MHHS-Sugarland | Sugar Land-OR | OR | 7/1/19 |  | 7/1/20 |  | LIGHT SOURCES, FIBEROPTIC |  | .needs class | [5 empty] | Arthrex Inc | [7 empty] | Covered PM Repair - Biomedical | MHHS-Sugarland
NO | YES |  |  |  | 129-05708 | 129-05708 | Arthrex Inc | SYNERGY HD3 CONSOLE |  | EAD 1015 | Sugar Land-OR | MHHS-Sugarland |  |  |  | 129-05708 | 129-05708 | Sugar Land | MHHS-Sugarland | Sugar Land-OR |  | 8/1/19 | 8/1/20 |  |  | LIGHT SOURCES, FIBEROPTIC |  | .needs class | [5 empty] | Arthrex Inc |  |  |  |  | 4/8/14 |  |  | Covered PM Repair - Biomedical | MHHS-Sugarland
NO | YES |  |  |  | 129-05729 | 129-05729 | Arthrex Inc | SYNERGY HD3 CONSOLE |  | EAD 0061 | Sugar Land-OR | MHHS-Sugarland |  |  |  | 129-05729 | 129-05729 | Sugar Land | MHHS-Sugarland | Sugar Land-OR | OR | 7/1/19 |  | 7/1/20 |  | LIGHT SOURCES, FIBEROPTIC |  | .needs class | [5 empty] | Arthrex Inc | [7 empty] | Covered PM Repair - Biomedical | MHHS-Sugarland
NO | YES |  |  |  | 129-05731 | 129-05731 | Arthrex Inc | SYNERGY HD3 CONSOLE |  | EAD 0104 | Sugar Land-OR | MHHS-Sugarland |  |  |  | 129-05731 | 129-05731 | Sugar Land | MHHS-Sugarland | Sugar Land-OR | OR 2 | 7/1/19 |  | 7/1/20 |  | LIGHT SOURCES, FIBEROPTIC |  | .needs class | [5 empty] | Arthrex Inc |  |  |  |  | 4/1/14 |  |  | Covered PM Repair - Biomedical | MHHS-Sugarland
NO | YES |  |  |  | 129-05735 | 129-05735 | Arthrex Inc | SYNERGY HD3 CONSOLE |  | EAD 0094 | Sugar Land-OR | MHHS-Sugarland |  |  |  | 129-05735 | 129-05735 | Sugar Land | MHHS-Sugarland | Sugar Land-OR | OR 4 | 7/1/19 |  |  |  | LIGHT SOURCES, FIBEROPTIC |  | .needs class | [5 empty] | Arthrex Inc | [7 empty] | Covered PM Repair - Biomedical | MHHS-Sugarland
NO | YES |  |  |  | 009-10073 | 009-10073 | Arthrex Inc | SYNERGY RESECTION |  | NX0241SJ | GH-OR | MHHS-Greater Heights |  |  |  | 009-10073 | 009-10073 | Central | MHHS-Greater Heights | GH-OR | Equipment storage | 6/1/19 |  | 6/1/20 |  | ARTHROSCOPIC SHAVER SYSTEMS |  | .needs class | [5 empty] | Arthrex Inc | [7 empty] | Covered PM Repair - Biomedical | MHHS-Greater Heights
NO | YES |  |  |  | 929-00996 | 929-00996 | Arthrex Inc | SYNERGY RESECTION |  | EAG180115 | MHOSH-OR | MHHS Orthopedic & Spine |  |  |  | 929-00996 | 929-00996 | Central & Greater Heights | MHHS-Orthopedic & Spine | MHOSH-OR |  | 9/5/19 |  |  |  | ARTHROSCOPIC SHAVER SYSTEMS |  | .needs class | [5 empty] | Arthrex Inc | [5 empty] | MHOSH Inventory Dec 2019 into 2020 - Copy.xls - Newly Verified |  | Rounds - Fixed | MHHS Orthopedic & Spine
NO | YES |  |  |  | 929-00998 | 929-00998 | Arthrex Inc | SYNERGY RESECTION |  | EAG180117 | MHOSH-OR | MHHS Orthopedic & Spine |  |  |  | 929-00998 | 929-00998 | Central & Greater Heights | MHHS-Orthopedic & Spine | MHOSH-OR |  | 9/5/19 |  |  |  | ARTHROSCOPIC SHAVER SYSTEMS |  | .needs class | [5 empty] | Arthrex Inc |  |  |  |  | 5/3/17 | MHOSH Inventory Dec 2019 into 2020 - Copy.xls - Newly Verified |  | Covered PM Repair - Biomedical | MHHS Orthopedic & Spine
YES | YES |  |  |  | 151-04755 | 151-04755 | Arthrex Inc | Synergy Resection |  | EAM150031 | CY - OR |  |  |  |  | 151-04755 | 151-04755 | Northwest | Memorial Hermann Cypress Hospital | CY - OR | OR 8 | 12/1/18 | 12/1/19
YES | YES |  |  |  | 151-04651 | 151-04651 | Arthrex Inc | Synergy RF |  | CM6585F18 | CY - OR |  |  |  |  | 151-04651 | 151-04651 | Northwest | Memorial Hermann Cypress Hospital | CY - OR | Storage 211 | 12/1/18 | 12/1/19
YES | YES |  |  |  | 151-04652 | 151-04652 | Arthrex Inc | Synergy RF |  | NX3517UI | CY - OR |  |  |  |  | 151-04652 | 151-04652 | Northwest | Memorial Hermann Cypress Hospital | CY - OR | Storage 211 | 12/1/18 | 12/1/19
NO | YES |  |  |  | 925-01777 | 925-01777 | Arthrex Inc | SYNERGY UHD4 |  | DAA190018 | GH-OR | MHHS Orthopedic & Spine |  | Processor, Video |  | 925-01777 | 925-01777 | Central | MHHS-Greater Heights | GH-OR | OR 5 | 7/1/19 |  | 7/1/20 |  | MONITORS, VIDEO | Processor, Video | PROCVID-Arthrex Inc-SynergyUHD4 | PROCVID | SynergyUHD4 |  |  |  | Arthrex Inc | Processor, Video |  | PROCVID-Arthrex Inc-SynergyUHD4 |  | 2/1/17 | MHOSH Inventory Dec 2019 into 2020 - Copy.xls - Already Verified |  | Covered PM Repair - Biomedical | MHHS Orthopedic & Spine | [8 empty] | PROCVID | Processor, Video | Arthrex Inc
NO | YES |  |  |  | 145-00140 | 145-00140 | ArthroCare Corp |  |  | VR0H0006L0 | Pearland-OR | MHHS-Pearland Hospital |  | Irrigation/Aspiration Unit |  | 145-00140 | 145-00140 | Pearland | MHHS-Pearland Hospital | Pearland-OR | O.R. Pack syorage 207 | 7/1/19 | 7/1/20 |  |  | IRRIGATION/DISTENTION SYSTEMS | Irrigation/Aspiration Unit | IRRIGATIONASPNUNIT-ArthroCare-10101 | IRRIGATIONASPNUNIT |  |  |  |  | ArthroCare | Irrigation/Aspiration Unit |  | IRRIGATIONASPNUNIT-ArthroCare-10101 |  |  |  | IAU-SA | Covered PM Repair - Biomedical | MHHS-Pearland Hospital | [8 empty] | IRRIGATIONASPNUNIT | Irrigation/Aspiration Unit | ArthroCare
NO | YES |  |  |  | 145-00812 | 145-00812 | ArthroCare Corp |  |  | VR0H0006PZ | Pearland-OR | MHHS-Pearland Hospital |  | Irrigation/Aspiration Unit |  | 145-00812 | 145-00812 | Pearland | MHHS-Pearland Hospital | Pearland-OR | O.R. Pack syorage 207 | 7/1/19 | 7/1/20 |  |  | IRRIGATION/DISTENTION SYSTEMS | Irrigation/Aspiration Unit | IRRIGATIONASPNUNIT-ArthroCare-10101 | IRRIGATIONASPNUNIT |  |  |  |  | ArthroCare | Irrigation/Aspiration Unit |  | IRRIGATIONASPNUNIT-ArthroCare-10101 |  | 8/30/20 |  | IAU-SA | Not Covered Vendor Only - Biomedical | MHHS-Pearland Hospital | [8 empty] | IRRIGATIONASPNUNIT | Irrigation/Aspiration Unit | ArthroCare
NO | YES |  |  |  | 005-33846 | 005-33846 | ArthroCare Corp |  |  | VR0H000GLC | SE-OR | MHHS-Southeast |  | Irrigation/Aspiration Unit |  | 005-33846 | 005-33846 | Southeast | MHHS-Southeast | SE-OR |  | 5/1/19 |  |  |  | IRRIGATION/DISTENTION SYSTEMS |  | IRRIGATIONASPNUNIT-ArthroCare-10101 | IRRIGATIONASPNUNIT |  |  |  |  | ArthroCare | Irrigation/Aspiration Unit |  | IRRIGATIONASPNUNIT-ArthroCare-10101 |  |  |  |  | Covered PM Repair - Biomedical | MHHS-Southeast
NO | NO | [5 empty] | ArthroCare Corp | 11155-01 |  | C1131 | MEMORIAL CITY - OUTPATIENT SURGERY | MHHS-Mem City | [5 empty] | West & Memorial City |  | MEMORIAL CITY - OUTPATIENT SURGERY | [5 empty] | ELECTROSURGICAL UNITS |  | ELECTROSURGICALUNIT-ArthroCare-Coblator II |  |  |  |  | ELECTROSURGICALUNIT-ArthroCare-Coblator II | ArthroCare | [7 empty] | Covered PM Repair - Biomedical | MHHS-Mem City
NO | YES |  |  |  | 041-19046 | 041-19046 | ArthroCare Corp |  |  | P01119 | Memorial City-Outpatient Surgery | MHHS-Mem City |  | Irrigation/Aspiration Unit |  | 041-19046 | 041-19046 | West | Memorial Hermann Memorial City Medical Center | Memorial City-Outpatient Surgery | W1 300.80 Storage |  |  |  |  | IRRIGATION/DISTENTION SYSTEMS |  | IRRIGATIONASPNUNIT-ArthroCare-20924 | IRRIGATIONASPNUNIT |  |  |  |  | ArthroCare | Irrigation/Aspiration Unit |  | IRRIGATIONASPNUNIT-ArthroCare-20924 |  |  |  |  | Covered PM Repair - Biomedical | MHHS-Mem City
NO | YES |  |  |  | 069-28913 | 069-28913 | ArthroCare Corp |  |  | P01336 | OR | MHHS-TMC |  | Irrigation/Aspiration Unit |  | 069-28913 | 069-28913 | TMC | Memorial Hermann-Texas Medical Center | OR | Pedi Storage Room | 7/1/19 |  |  |  | IRRIGATION/DISTENTION SYSTEMS |  | IRRIGATIONASPNUNIT-ArthroCare-20924 | IRRIGATIONASPNUNIT |  |  |  |  | ArthroCare | Irrigation/Aspiration Unit |  | IRRIGATIONASPNUNIT-ArthroCare-20924 |  | 2/20/16 |  |  | Covered PM Repair - Biomedical | MHHS-TMC
NO | YES |  |  |  | 069-41858 | 069-41858 | ArthroCare Corp |  |  | P01219 | TMC-OR-Robertson (2R) | MHHS-TMC |  | Irrigation/Aspiration Unit |  | 069-41858 | 069-41858 | TMC | MHHS-TMC | TMC-OR-Robertson (2R) | Pedi Storage Room | 6/1/19 |  |  |  | IRRIGATION/DISTENTION SYSTEMS |  | IRRIGATIONASPNUNIT-ArthroCare-20924 | IRRIGATIONASPNUNIT |  |  |  |  | ArthroCare | Irrigation/Aspiration Unit |  | IRRIGATIONASPNUNIT-ArthroCare-20924 |  | 2/20/16 |  |  | Covered PM Repair - Biomedical | MHHS-TMC
NO | NO |  |  |  | 069-42191 |  | ArthroCare Corp |  |  | P01270 | TMC - OR - HERMANN (2HP) | MHHS-TMC |  | Irrigation/Aspiration Unit |  | 069-42191 |  | TMC |  | TMC - OR - HERMANN (2HP) | [5 empty] | IRRIGATION/DISTENTION SYSTEMS |  | IRRIGATIONASPNUNIT-ArthroCare-20924 | IRRIGATIONASPNUNIT |  |  |  |  | ArthroCare | Irrigation/Aspiration Unit |  | IRRIGATIONASPNUNIT-ArthroCare-20924 |  |  |  |  | Covered PM Repair - Biomedical | MHHS-TMC
NO | YES |  |  |  | 133-05104 | 133-05104 | ArthroCare Corp | 8000E |  | C4347 | Katy-OR | MHHS-Katy |  | Controller |  | 133-05104 | 133-05104 | Katy | MHHS-Katy | Katy-OR | OR - Equipment | 8/1/19 | 2/1/20 |  |  | ELECTROSURGICAL UNITS | Controller | CONTROLLER-ArthroCare-8000E | CONTROLLER | 8000E |  |  |  | ArthroCare | Controller |  | CONTROLLER-ArthroCare-8000E |  | 11/3/15 |  |  | Covered PM Repair - Lab Analyzers/Anesth | MHHS-Katy | [8 empty] | CONTROLLER | Controller | ArthroCare
NO | YES |  |  |  | 005-04777 | 005-04777 | ArthroCare Corp | 8000E |  | C5896 | SE-OR | MHHS-Southeast |  | Controller |  | 005-04777 | 005-04777 | Southeast | MHHS-Southeast | SE-OR |  | 8/1/19 |  |  |  | ELECTROSURGICAL UNITS |  | CONTROLLER-ArthroCare-8000E | CONTROLLER | 8000E |  |  |  | ArthroCare | Controller |  | CONTROLLER-ArthroCare-8000E |  | 7/15/15 |  |  | Covered PM Repair - Lab Analyzers/Anesth | MHHS-Southeast
NO | YES |  |  |  | 013-10711 | 013-10711 | ArthroCare Corp | 8000E |  | C1912 | SW-OR | MHHS-Southwest |  | Controller |  | 013-10711 | 013-10711 | Southwest | MHHS-Southwest | SW-OR | Or core | 9/1/19 |  | 9/1/20 |  | ELECTROSURGICAL UNITS | Controller | CONTROLLER-ArthroCare-8000E | CONTROLLER | 8000E |  |  |  | ArthroCare | Controller |  | CONTROLLER-ArthroCare-8000E |  | 7/15/15 |  |  | Covered PM Repair - Lab Analyzers/Anesth | MHHS-Southwest | [8 empty] | CONTROLLER | Controller | ArthroCare
NO | YES |  |  |  | 013-10712 | 013-10712 | ArthroCare Corp | 8000E |  | C1711 | SW-OR | MHHS-Southwest |  | Controller |  | 013-10712 | 013-10712 | Southwest | MHHS-Southwest | SW-OR | Or 14 | 9/1/19 |  | 9/1/20 |  | ELECTROSURGICAL UNITS | Controller | CONTROLLER-ArthroCare-8000E | CONTROLLER | 8000E |  |  |  | ArthroCare | Controller |  | CONTROLLER-ArthroCare-8000E |  | 7/15/15 |  |  | Covered PM Repair - Lab Analyzers/Anesth | MHHS-Southwest | [8 empty] | CONTROLLER | Controller | ArthroCare
NO | YES |  |  |  | 069-42192 | 069-42192 | ArthroCare Corp | 8000E |  | CA0Q000470 | TMC-OR-Robertson (2R) | MHHS-TMC |  | Controller |  | 069-42192 | 069-42192 | TMC | MHHS-TMC | TMC-OR-Robertson (2R) | TMC - OR - ROBERTSON (2R) | 11/1/19 |  | 7/1/20 |  | ELECTROSURGICAL UNITS |  | CONTROLLER-ArthroCare-8000E | CONTROLLER | 8000E |  |  |  | ArthroCare | Controller |  | CONTROLLER-ArthroCare-8000E |  | 7/15/15 |  |  | Covered PM Repair - Lab Analyzers/Anesth | MHHS-TMC
NO | NO |  |  |  | 069-40665 |  | ArthroCare Corp | COBLATOR |  | C12075 | TMC - OR - ROBERTSON (2R) | MHHS-TMC |  |  |  | 069-40665 |  | TMC |  | TMC - OR - ROBERTSON (2R) | [5 empty] | ELECTROSURGICAL UNITS |  | .needs class | [5 empty] | ArthroCare | [7 empty] | Covered PM Repair - Biomedical | MHHS-TMC
NO | YES |  |  |  | 151-03421 | 151-03421 | ArthroCare Corp | COBLATOR II |  | VR0H000C8G | CY-OR | MHHS-Cypress |  | Radiofrequency Therapy System |  | 151-03421 | 151-03421 | Northwest | MHHS-Cypress | CY-OR | Or storage | 9/1/19 | 9/1/20 |  |  | ELECTROSURGICAL UNITS |  | RFTHERAPY-ArthroCare-Coblator II | RFTHERAPY | Coblator II |  |  |  | ArthroCare | Radiofrequency Therapy System |  | RFTHERAPY-ArthroCare-Coblator II |  |  |  |  | Covered PM Repair - Biomedical | MHHS-Cypress
NO | YES |  |  |  | 009-09497 | 009-09497 | ArthroCare Corp | COBLATOR II |  | C3361 | GH-OR | MHHS-Greater Heights |  | Radiofrequency Therapy System |  | 009-09497 | 009-09497 | Central Greater Heights | MHHS-Greater Heights | GH-OR | Room 6 | 6/1/19 |  | 12/1/19 |  | ELECTROSURGICAL UNITS |  | RFTHERAPY-ArthroCare-Coblator II | RFTHERAPY | Coblator II |  |  |  | ArthroCare | Radiofrequency Therapy System |  | RFTHERAPY-ArthroCare-Coblator II |  | 11/3/20 |  |  | No Coverage Specified | MHHS-Greater Heights
NO | YES |  |  |  | 041-20623 | 041-20623 | ArthroCare Corp | COBLATOR II |  | C10076 | East Tower OR | MHHS-Mem City |  | Radiofrequency Therapy System |  | 041-20623 | 041-20623 | West | Memorial Hermann - Memorial City | East Tower OR | E2 Room 300 Equipment Storage |  |  |  |  | ELECTROSURGICAL UNITS |  | RFTHERAPY-ArthroCare-Coblator II | RFTHERAPY | Coblator II |  |  |  | ArthroCare | Radiofrequency Therapy System |  | RFTHERAPY-ArthroCare-Coblator II |  |  |  |  | No Coverage Specified | MHHS-Mem City
NO | YES |  |  |  | 041-16870 | 041-16870 | ArthroCare Corp | COBLATOR II |  | C10977 | MEMORIAL CITY - Outpatient Surgery | MHHS-Mem City |  | Radiofrequency Therapy System |  | 041-16870 | 041-16870 | West | Memorial Hermann Memorial City Medical Center | MEMORIAL CITY - Outpatient Surgery | W1 Case Cart Staging Area |  |  |  |  | ELECTROSURGICAL UNITS |  | RFTHERAPY-ArthroCare-Coblator II | RFTHERAPY | Coblator II |  |  |  | ArthroCare | Radiofrequency Therapy System |  | RFTHERAPY-ArthroCare-Coblator II |  |  |  |  | No Coverage Specified | MHHS-Mem City
NO | YES |  |  |  | 145-00188 | 145-00188 | ArthroCare Corp | COBLATOR II |  | CA0Q000482 | Pearland-OR | MHHS-Pearland Hospital |  | Radiofrequency Therapy System |  | 145-00188 | 145-00188 | Pearland | MHHS-Pearland Hospital | Pearland-OR | O.R. Pack syorage 207 | 9/1/19 | 3/1/20 |  |  | ELECTROSURGICAL UNITS |  | RFTHERAPY-ArthroCare-Coblator II | RFTHERAPY | Coblator II |  |  |  | ArthroCare | Radiofrequency Therapy System |  | RFTHERAPY-ArthroCare-Coblator II |  |  |  |  | Covered PM Repair - Biomedical | MHHS-Pearland Hospital
NO | YES |  |  |  | 005-10103 | 005-10103 | ArthroCare Corp | COBLATOR II |  | C6137 | SE-OR | MHHS-Southeast |  | Radiofrequency Therapy System |  | 005-10103 | 005-10103 | Southeast | MHHS-Southeast | SE-OR | Clean supply | 3/1/19 |  |  |  | ELECTROSURGICAL UNITS |  | RFTHERAPY-ArthroCare-Coblator II | RFTHERAPY | Coblator II |  |  |  | ArthroCare | Radiofrequency Therapy System |  | RFTHERAPY-ArthroCare-Coblator II |  | 11/3/20 |  |  | No Coverage Specified | MHHS-Southeast
NO | YES |  |  |  | 129-04778 | 129-04778 | ArthroCare Corp | COBLATOR II |  | C10574 | Operating Room | MHHS-Sugarland |  | Radiofrequency Therapy System |  | 129-04778 | 129-04778 | Sugar Land | Memorial Hermann Sugar Land Hospital | Operating Room | Equipment Storage W2 300.5 | 4/1/19 | 10/1/19 |  |  | ELECTROSURGICAL UNITS |  | RFTHERAPY-ArthroCare-Coblator II | RFTHERAPY | Coblator II |  |  |  | ArthroCare | Radiofrequency Therapy System |  | RFTHERAPY-ArthroCare-Coblator II |  | 11/3/20 |  |  | No Coverage Specified | MHHS-Sugarland
NO | YES |  |  |  | 069-42193 | 069-42193 | ArthroCare Corp | COBLATOR II |  | VR0H00078P | OR | MHHS-TMC |  | Radiofrequency Therapy System |  | 069-42193 | 069-42193 | TMC | Memorial Hermann-Texas Medical Center | OR | Pedi Storage Room |  |  |  |  | ELECTROSURGICAL UNITS |  | RFTHERAPY-ArthroCare-Coblator II | RFTHERAPY | Coblator II |  |  |  | ArthroCare | Radiofrequency Therapy System |  | RFTHERAPY-ArthroCare-Coblator II |  |  |  |  | Covered PM Repair - Biomedical | MHHS-TMC
NO | YES |  |  |  |  | 069-35015 | ArthroCare Corp | COBLATOR II |  | c11236 | TMC-OR-Hermann (2Hp) | MHHS-TMC |  | Radiofrequency Therapy System |  |  | 069-35015 | TMC | MHHS-TMC | TMC-OR-Hermann (2Hp) | TMC OR HERMANN (2HP) | 12/1/19 |  | 6/1/20 |  | ELECTROSURGICAL UNITS |  | RFTHERAPY-ArthroCare-Coblator II | RFTHERAPY | Coblator II |  |  |  | ArthroCare | Radiofrequency Therapy System |  | RFTHERAPY-ArthroCare-Coblator II |  | 7/19/15 |  |  | Covered PM Repair - Biomedical | MHHS-TMC
NO | YES |  |  |  | 069-28911 | 069-28911 | ArthroCare Corp | COBLATOR II |  | CA0Q000453 | TMC-OR-Robertson (2R) | MHHS-TMC |  | Radiofrequency Therapy System |  | 069-28911 | 069-28911 | TMC | MHHS-TMC | TMC-OR-Robertson (2R) | Pedi Storage Room | 11/1/19 |  |  |  | ELECTROSURGICAL UNITS |  | RFTHERAPY-ArthroCare-Coblator II | RFTHERAPY | Coblator II |  |  |  | ArthroCare | Radiofrequency Therapy System |  | RFTHERAPY-ArthroCare-Coblator II |  |  |  |  | Covered PM Repair - Biomedical | MHHS-TMC
NO | YES |  |  |  | 069-28912 | 069-28912 | ArthroCare Corp | COBLATOR II |  | VR0H00078Z | TMC-OR-Robertson (2R) | MHHS-TMC |  | Radiofrequency Therapy System |  | 069-28912 | 069-28912 | TMC | MHHS-TMC | TMC-OR-Robertson (2R) | Pedi Storage Room | 11/1/19 |  |  |  | ELECTROSURGICAL UNITS |  | RFTHERAPY-ArthroCare-Coblator II | RFTHERAPY | Coblator II |  |  |  | ArthroCare | Radiofrequency Therapy System |  | RFTHERAPY-ArthroCare-Coblator II |  | 11/3/20 |  |  | No Coverage Specified | MHHS-TMC
NO | YES |  |  |  | 069-43851 | 069-43851 | ArthroCare Corp | COBLATOR II |  | FV-05074 | TMC-OR-Hermann (2Hp) | MHHS-TMC |  | Radiofrequency Therapy System |  | 069-43851 | 069-43851 | TMC | MHHS-TMC | TMC-OR-Hermann (2Hp) | TMC OR HERMANN (2HP) | 12/1/19 |  | 12/1/20 |  | ELECTROSURGICAL UNITS |  | RFTHERAPY-ArthroCare-Coblator II | RFTHERAPY | Coblator II |  |  |  | ArthroCare | Radiofrequency Therapy System |  | RFTHERAPY-ArthroCare-Coblator II |  | 11/3/20 |  |  | No Coverage Specified | MHHS-TMC
NO | YES |  |  |  | 029-11102 | 029-11102 | ArthroCare Corp | COBLATOR II |  | C12226 | Woodlands-OR | MHHS-Woodlands |  | Radiofrequency Therapy System |  | 029-11102 | 029-11102 | Woodlands | MHHS-Woodlands | Woodlands-OR | Equipment Storage | 7/1/19 |  | 7/1/20 |  | ELECTROSURGICAL UNITS |  | RFTHERAPY-ArthroCare-Coblator II | RFTHERAPY | Coblator II |  |  |  | ArthroCare | Radiofrequency Therapy System |  | RFTHERAPY-ArthroCare-Coblator II |  | 11/3/20 |  |  | No Coverage Specified | MHHS-Woodlands
NO | YES |  |  |  | 029-11103 | 029-11103 | ArthroCare Corp | COBLATOR II |  | C10732 | Woodlands-OR | MHHS-Woodlands |  | Radiofrequency Therapy System |  | 029-11103 | 029-11103 | Woodlands | MHHS-Woodlands | Woodlands-OR | Equipment Storage | 7/1/19 |  | 7/1/20 |  | ELECTROSURGICAL UNITS |  | RFTHERAPY-ArthroCare-Coblator II | RFTHERAPY | Coblator II |  |  |  | ArthroCare | Radiofrequency Therapy System |  | RFTHERAPY-ArthroCare-Coblator II |  |  |  |  | Covered PM Repair - Biomedical | MHHS-Woodlands
NO | YES |  |  |  | 029-11104 | 029-11104 | ArthroCare Corp | COBLATOR II |  | C10085 | Woodlands-OR | MHHS-Woodlands |  | Radiofrequency Therapy System |  | 029-11104 | 029-11104 | Woodlands | MHHS-Woodlands | Woodlands-OR | Equipment Storage | 7/1/19 |  | 7/1/20 |  | ELECTROSURGICAL UNITS |  | RFTHERAPY-ArthroCare-Coblator II | RFTHERAPY | Coblator II |  |  |  | ArthroCare | Radiofrequency Therapy System |  | RFTHERAPY-ArthroCare-Coblator II |  |  |  |  | Covered PM Repair - Biomedical | MHHS-Woodlands
NO | NO | [5 empty] | ArthroCare Corp | COBLATOR II |  | RF8000E | MEMORIAL CITY - OUTPATIENT SURGERY | MHHS-Mem City |  | Radiofrequency Therapy System |  |  |  | West & Memorial City |  | MEMORIAL CITY - OUTPATIENT SURGERY | [5 empty] | ELECTROSURGICAL UNITS |  | RFTHERAPY-ArthroCare-Coblator II | RFTHERAPY | Coblator II |  |  |  | ArthroCare | Radiofrequency Therapy System |  | RFTHERAPY-ArthroCare-Coblator II |  |  |  |  | No Coverage Specified | MHHS-Mem City
NO | NO | [5 empty] | ArthroCare Corp | COBLATOR II |  | c8625 | TMC - OR - PEDI OR (2R) | MHHS-TMC |  | Radiofrequency Therapy System |  |  |  | TMC |  | TMC - OR - PEDI OR (2R) | [5 empty] | ELECTROSURGICAL UNITS |  | RFTHERAPY-ArthroCare-Coblator II | RFTHERAPY | Coblator II |  |  |  | ArthroCare | Radiofrequency Therapy System |  | RFTHERAPY-ArthroCare-Coblator II |  |  |  |  | Covered PM Repair - Biomedical | MHHS-TMC
NO | NO | [5 empty] | ArthroCare Corp | COBLATOR II |  | FV14104 | TMC - OR - ROBERTSON (2R) | MHHS-TMC |  | Radiofrequency Therapy System |  |  |  | TMC |  | TMC - OR - ROBERTSON (2R) | [5 empty] | ELECTROSURGICAL UNITS |  | RFTHERAPY-ArthroCare-Coblator II | RFTHERAPY | Coblator II |  |  |  | ArthroCare | Radiofrequency Therapy System |  | RFTHERAPY-ArthroCare-Coblator II |  |  |  |  | No Coverage Specified | MHHS-TMC
NO | YES |  |  |  | 005-34279 | 005-34279 | ArthroCare Corp | COBLATOR II FLOW CONTROL VALVE |  | FV10495 | SE-OR | MHHS-Southeast |  |  |  | 005-34279 | 005-34279 | Southeast | MHHS-Southeast | SE-OR | Clean supply | 12/1/19 |  |  |  | ELECTROSURGICAL UNITS |  | .needs class | [5 empty] | ArthroCare | [7 empty] | Covered PM Repair - Biomedical | MHHS-Southeast
NO | YES |  |  |  | 029-03025 | 029-03025 | ArthroCare Corp | COBLATOR II FLOW CONTROL VALVE |  | FV02916 | Woodlands-OR | MHHS-Woodlands |  |  |  | 029-03025 | 029-03025 | Woodlands | MHHS-Woodlands | Woodlands-OR | Equipment Storage | 7/1/19 |  | 1/1/20 |  | ELECTROSURGICAL UNITS |  | .needs class | [5 empty] | ArthroCare | [7 empty] | Covered PM Repair - Biomedical | MHHS-Woodlands
NO | YES |  |  |  | 029-10076 | 029-10076 | ArthroCare Corp | COBLATOR II FLOW CONTROL VALVE |  | VR0H0006M7 | Woodlands-OR | MHHS-Woodlands |  |  |  | 029-10076 | 029-10076 | Woodlands | MHHS-Woodlands | Woodlands-OR | Equipment Storage | 7/1/19 |  | 1/1/20 |  | ELECTROSURGICAL UNITS |  | .needs class | [5 empty] | ArthroCare | [7 empty] | Covered PM Repair - Biomedical | MHHS-Woodlands
NO | YES | Serial Number FV02896 |  |  |  |  | ArthroCare Corp | EA1004-00 |  | FV02896 | Woodlands-OR | MHHS-Woodlands | [5 empty] | Woodlands | MHHS-Woodlands | Woodlands-OR |  | 11/1/19 |  |  |  | INSUFFLATORS |  | .needs class | [5 empty] | ArthroCare | [5 empty] | Finished from Script 3/27/2020 12:11:52pm (Central) |  | Covered PM Repair - Biomedical | MHHS-Woodlands
NO | YES |  |  |  | 009-10329 | 009-10329 | ArthroCare Corp | QUANTUM 2 |  | QR0Q000D2Y | GH-OR Endoscopy | MHHS-Greater Heights |  | Electrosurgical Unit |  | 009-10329 | 009-10329 | Central | MHHS-Greater Heights | GH-OR Endoscopy | OR | 12/1/19 |  | 12/1/20 |  | ELECTROSURGICAL UNITS | Electrosurgical Unit | ELECTROSURGICALUNIT-ArthroCare-Quantum 2 | ELECTROSURGICALUNIT | Quantum 2 |  |  |  | ArthroCare | Electrosurgical Unit |  | ELECTROSURGICALUNIT-ArthroCare-Quantum 2 |  |  |  | ESU-SA | Covered PM Repair - Biomedical | MHHS-Greater Heights | [8 empty] | ELECTROSURGICALUNIT | Electrosurgical Unit | ArthroCare
NO | YES |  |  |  | 041-32039 | 041-32039 | ArthroCare Corp | QUANTUM 2 |  | b06956 | MEMORIAL CITY - Orthopedic Surgery | MHHS-Mem City |  | Electrosurgical Unit |  | 041-32039 | 041-32039 | West | Memorial Hermann Memorial City Medical Center | MEMORIAL CITY - Orthopedic Surgery | Memorial City - Orthopedic Surgery Hallway |  |  |  | No pm required | ELECTROSURGICAL UNITS |  | ELECTROSURGICALUNIT-ArthroCare-Quantum 2 | ELECTROSURGICALUNIT | Quantum 2 |  |  |  | ArthroCare | Electrosurgical Unit |  | ELECTROSURGICALUNIT-ArthroCare-Quantum 2 |  |  |  |  | Covered PM Repair - Biomedical | MHHS-Mem City
NO | YES |  |  |  | 041-32573 | 041-32573 | ArthroCare Corp | QUANTUM 2 |  | QR0Q0003NC | MEMORIAL CITY - Orthopedic Surgery | MHHS-Mem City |  | Electrosurgical Unit |  | 041-32573 | 041-32573 | West | Memorial Hermann Memorial City Medical Center | MEMORIAL CITY - Orthopedic Surgery | Memorial City - Orthopedic Surgery Hallway |  |  |  | No pm sticker | ELECTROSURGICAL UNITS |  | ELECTROSURGICALUNIT-ArthroCare-Quantum 2 | ELECTROSURGICALUNIT | Quantum 2 |  |  |  | ArthroCare | Electrosurgical Unit |  | ELECTROSURGICALUNIT-ArthroCare-Quantum 2 |  |  |  |  | Covered PM Repair - Biomedical | MHHS-Mem City
NO | YES |  |  |  | 041-16108 | 041-16108 | ArthroCare Corp | QUANTUM 2 |  | B02169 | MEMORIAL CITY - MHT - JHC OR | MHHS-Mem City |  | Electrosurgical Unit |  | 041-16108 | 041-16108 | West | Memorial Hermann Memorial City Medical Center | MEMORIAL CITY - MHT - JHC OR | MEMORIAL CITY - MHT - JHC OR |  |  |  |  | ELECTROSURGICAL UNITS |  | ELECTROSURGICALUNIT-ArthroCare-Quantum 2 | ELECTROSURGICALUNIT | Quantum 2 |  |  |  | ArthroCare | Electrosurgical Unit |  | ELECTROSURGICALUNIT-ArthroCare-Quantum 2 |  |  |  |  | Covered PM Repair - Biomedical | MHHS-Mem City
NO | YES |  |  |  |  | 041-17537 | ArthroCare Corp | QUANTUM 2 |  | B09549 | MEMORIAL CITY - Orthopedic Surgery | MHHS-Mem City |  | Electrosurgical Unit |  |  | 041-17537 | West | Memorial Hermann Memorial City Medical Center | MEMORIAL CITY - Orthopedic Surgery | Memorial City - Orthopedic Surgery Hallway |  |  |  | No pm sticker | ELECTROSURGICAL UNITS |  | ELECTROSURGICALUNIT-ArthroCare-Quantum 2 | ELECTROSURGICALUNIT | Quantum 2 |  |  |  | ArthroCare | Electrosurgical Unit |  | ELECTROSURGICALUNIT-ArthroCare-Quantum 2 |  |  |  |  | Covered PM Repair - Biomedical | MHHS-Mem City
NO | YES |  |  |  |  | 041-17535 | ArthroCare Corp | QUANTUM 2 |  | B04621 | MEMORIAL CITY - OUTPATIENT SURGERY | MHHS-Mem City |  | Electrosurgical Unit |  |  | 041-17535 | West | West | MEMORIAL CITY - OUTPATIENT SURGERY | MH11:504.1 Equipment Storage |  |  |  |  | ELECTROSURGICAL UNITS |  | ELECTROSURGICALUNIT-ArthroCare-Quantum 2 | ELECTROSURGICALUNIT | Quantum 2 |  |  |  | ArthroCare | Electrosurgical Unit |  | ELECTROSURGICALUNIT-ArthroCare-Quantum 2 |  |  |  |  | Covered PM Repair - Biomedical | MHHS-Mem City
NO | YES |  |  |  |  | 099-00774 | ArthroCare Corp | QUANTUM 2 |  | QC0P0002TY | NE-OR | MHHS-Northeast |  | Electrosurgical Unit |  |  | 099-00774 | Katy | MHHS-Northeast | NE-OR | Or storage | 4/1/15 | 4/1/16 |  |  | ELECTROSURGICAL UNITS | Electrosurgical Unit | ELECTROSURGICALUNIT-ArthroCare-Quantum 2 | ELECTROSURGICALUNIT | Quantum 2 |  |  |  | ArthroCare | Electrosurgical Unit |  | ELECTROSURGICALUNIT-ArthroCare-Quantum 2 |  |  |  | ESU-SA | Covered PM Repair - Biomedical | MHHS-Northeast | [8 empty] | ELECTROSURGICALUNIT | Electrosurgical Unit | ArthroCare
NO | YES | [5 empty] | ArthroCare Corp | QUANTUM 2 |  | QCOP0002TX | NE-OR | MHHS-Northeast |  | Electrosurgical Unit |  |  |  | Katy | MHHS-Northeast | NE-OR | Storage | 4/1/19 | 4/1/20 |  |  | ELECTROSURGICAL UNITS | Electrosurgical Unit | ELECTROSURGICALUNIT-ArthroCare-Quantum 2 | ELECTROSURGICALUNIT | Quantum 2 |  |  |  | ArthroCare | Electrosurgical Unit |  | ELECTROSURGICALUNIT-ArthroCare-Quantum 2 |  |  |  | ESU-SA | Covered PM Repair - Biomedical | MHHS-Northeast | [8 empty] | ELECTROSURGICALUNIT | Electrosurgical Unit | ArthroCare
NO | YES |  |  |  | 013-20026 | 013-20026 | ArthroCare Corp | QUANTUM 2 |  | B07192 | SW-OR | MHHS-Southwest |  | Electrosurgical Unit |  | 013-20026 | 013-20026 | Southwest | MHHS-Southwest | SW-OR | OR 9 | 7/1/18 |  |  |  | ELECTROSURGICAL UNITS | Electrosurgical Unit | ELECTROSURGICALUNIT-ArthroCare-Quantum 2 | ELECTROSURGICALUNIT | Quantum 2 |  |  |  | ArthroCare | Electrosurgical Unit |  | ELECTROSURGICALUNIT-ArthroCare-Quantum 2 |  |  |  | ESU-SA | Covered PM Repair - Biomedical | MHHS-Southwest | [8 empty] | ELECTROSURGICALUNIT | Electrosurgical Unit | ArthroCare
NO | YES |  |  |  | 013-20027 | 013-20027 | ArthroCare Corp | QUANTUM 2 |  | B07463 | SW-OR | MHHS-Southwest |  | Electrosurgical Unit |  | 013-20027 | 013-20027 | Southwest | MHHS-Southwest | SW-OR | OR 9 | 7/1/18 |  |  |  | ELECTROSURGICAL UNITS | Electrosurgical Unit | ELECTROSURGICALUNIT-ArthroCare-Quantum 2 | ELECTROSURGICALUNIT | Quantum 2 |  |  |  | ArthroCare | Electrosurgical Unit |  | ELECTROSURGICALUNIT-ArthroCare-Quantum 2 |  |  |  | ESU-SA | Covered PM Repair - Biomedical | MHHS-Southwest | [8 empty] | ELECTROSURGICALUNIT | Electrosurgical Unit | ArthroCare
NO | YES |  |  |  | 013-20028 | 013-20028 | ArthroCare Corp | QUANTUM 2 |  | B07464 | SW-OR | MHHS-Southwest |  | Electrosurgical Unit |  | 013-20028 | 013-20028 | Southwest | MHHS-Southwest | SW-OR | OR 9 | 7/1/18 |  |  |  | ELECTROSURGICAL UNITS | Electrosurgical Unit | ELECTROSURGICALUNIT-ArthroCare-Quantum 2 | ELECTROSURGICALUNIT | Quantum 2 |  |  |  | ArthroCare | Electrosurgical Unit |  | ELECTROSURGICALUNIT-ArthroCare-Quantum 2 |  |  |  | ESU-SA | Covered PM Repair - Biomedical | MHHS-Southwest | [8 empty] | ELECTROSURGICALUNIT | Electrosurgical Unit | ArthroCare
NO | YES |  |  |  | 013-20029 | 013-20029 | ArthroCare Corp | QUANTUM 2 |  | B07465 | SW-OR | MHHS-Southwest |  | Electrosurgical Unit |  | 013-20029 | 013-20029 | Southwest | MHHS-Southwest | SW-OR | OR 9 | 7/1/18 |  |  |  | ELECTROSURGICAL UNITS | Electrosurgical Unit | ELECTROSURGICALUNIT-ArthroCare-Quantum 2 | ELECTROSURGICALUNIT | Quantum 2 |  |  |  | ArthroCare | Electrosurgical Unit |  | ELECTROSURGICALUNIT-ArthroCare-Quantum 2 |  |  |  | ESU-SA | Covered PM Repair - Biomedical | MHHS-Southwest | [8 empty] | ELECTROSURGICALUNIT | Electrosurgical Unit | ArthroCare
NO | YES |  |  |  | 129-03200 | 129-03200 | ArthroCare Corp | QUANTUM 2 |  | B07762 | Sugar Land-OR | MHHS-Sugarland |  | Electrosurgical Unit |  | 129-03200 | 129-03200 | Sugar Land | MHHS-Sugarland | Sugar Land-OR | W2 300.5 | 1/1/17 |  |  |  | ELECTROSURGICAL UNITS | Electrosurgical Unit | ELECTROSURGICALUNIT-ArthroCare-Quantum 2 | ELECTROSURGICALUNIT | Quantum 2 |  |  |  | ArthroCare | Electrosurgical Unit |  | ELECTROSURGICALUNIT-ArthroCare-Quantum 2 |  |  |  | ESU-SA | Covered PM Repair - Biomedical | MHHS-Sugarland | [8 empty] | ELECTROSURGICALUNIT | Electrosurgical Unit | ArthroCare
NO | YES |  |  |  | 129-07441 | 129-07441 | ArthroCare Corp | QUANTUM 2 |  | QR0Q000CNT | Sugar Land-OR | MHHS-Sugarland |  | Electrosurgical Unit |  | 129-07441 | 129-07441 | Sugar Land | MHHS-Sugarland | Sugar Land-OR | W2 300.5 | 2/1/19 |  |  | Damaged membrane | ELECTROSURGICAL UNITS | Electrosurgical Unit | ELECTROSURGICALUNIT-ArthroCare-Quantum 2 | ELECTROSURGICALUNIT | Quantum 2 |  |  |  | ArthroCare | Electrosurgical Unit |  | ELECTROSURGICALUNIT-ArthroCare-Quantum 2 |  |  |  | ESU-SA | Covered PM Repair - Biomedical | MHHS-Sugarland | [8 empty] | ELECTROSURGICALUNIT | Electrosurgical Unit | ArthroCare
NO | YES |  |  |  | 129-07443 | 129-07443 | ArthroCare Corp | QUANTUM 2 |  | QR0Q000CPC | Sugar Land-OR | MHHS-Sugarland |  | Electrosurgical Unit |  | 129-07443 | 129-07443 | Sugar Land | MHHS-Sugarland | Sugar Land-OR | W2 300.5 | 9/1/18 |  |  |  | ELECTROSURGICAL UNITS | Electrosurgical Unit | ELECTROSURGICALUNIT-ArthroCare-Quantum 2 | ELECTROSURGICALUNIT | Quantum 2 |  |  |  | ArthroCare | Electrosurgical Unit |  | ELECTROSURGICALUNIT-ArthroCare-Quantum 2 |  |  |  | ESU-SA | Covered PM Repair - Biomedical | MHHS-Sugarland | [8 empty] | ELECTROSURGICALUNIT | Electrosurgical Unit | ArthroCare
NO | YES |  |  |  | 069-42654 | 069-42654 | ArthroCare Corp | QUANTUM 2 |  | QC0P0004VY | TMC-OR-Robertson (2R) | MHHS-TMC |  | Electrosurgical Unit |  | 069-42654 | 069-42654 | TMC | MHHS-TMC | TMC-OR-Robertson (2R) | Pedi Storage Room | 11/1/19 |  |  |  | ELECTROSURGICAL UNITS |  | ELECTROSURGICALUNIT-ArthroCare-Quantum 2 | ELECTROSURGICALUNIT | Quantum 2 |  |  |  | ArthroCare | Electrosurgical Unit |  | ELECTROSURGICALUNIT-ArthroCare-Quantum 2 |  |  |  |  | Covered PM Repair - Biomedical | MHHS-TMC
NO | NO |  |  |  | 129-03201 |  | ArthroCare Corp | QUANTUM 2 |  | B07763 | SUGAR LAND - OR | MHHS-Sugarland |  | Electrosurgical Unit |  | 129-03201 |  | Sugar Land |  | SUGAR LAND - OR | [5 empty] | ELECTROSURGICAL UNITS |  | ELECTROSURGICALUNIT-ArthroCare-Quantum 2 | ELECTROSURGICALUNIT | Quantum 2 |  |  |  | ArthroCare | Electrosurgical Unit |  | ELECTROSURGICALUNIT-ArthroCare-Quantum 2 |  |  |  |  | Covered PM Repair - Biomedical | MHHS-Sugarland
NO | YES |  |  |  | 009-10330 | 009-10330 | ArthroCare Corp | QUANTUM RF-12000 |  | QR0Q00D24 | GH-OR | MHHS-Greater Heights |  |  |  | 009-10330 | 009-10330 | Central | MHHS-Greater Heights | GH-OR | Equipment storage | 12/1/19 |  | 6/1/20 |  | ELECTROSURGICAL UNITS |  | .needs class | [5 empty] | ArthroCare |  |  |  |  | 12/4/13 |  |  | Covered PM Repair - Biomedical | MHHS-Greater Heights
NO | YES |  |  |  | 009-33426 | 009-33426 | ArthroCare Corp | QUANTUM RF-12000 |  | B11184 | GH-OR | MHHS-Greater Heights |  |  |  | 009-33426 | 009-33426 | Central & Greater Heights | MHHS-Greater Heights | GH-OR | Storage room | 6/1/19 |  | 7/1/20 |  | ELECTROSURGICAL UNITS |  | .needs class | [5 empty] | ArthroCare |  |  |  |  | 5/9/17 |  |  | Covered PM Repair - Biomedical | MHHS-Greater Heights
NO | YES |  |  |  | 925-01175 | 925-01175 | ArthroCare Corp | QUANTUM RF-8000S |  | QCOP0004YC | MHOSH-OR | MHHS Orthopedic & Spine |  |  |  | 925-01175 | 925-01175 | Central & Greater Heights | MHHS-Orthopedic & Spine | MHOSH-OR |  | 1/21/19 |  |  |  | ELECTROSURGICAL UNITS |  | .needs class | [5 empty] | ArthroCare |  |  |  |  | 5/9/17 | MHOSH Inventory Dec 2019 into 2020 - Copy.xls - Newly Verified |  | Covered PM Repair - Biomedical | MHHS Orthopedic & Spine
NO | YES |  |  |  | 925-01181 | 925-01181 | ArthroCare Corp | QUANTUM RF-8000S |  | QR0Q0002TN | MHOSH-OR | MHHS Orthopedic & Spine |  |  |  | 925-01181 | 925-01181 | Central & Greater Heights | MHHS-Orthopedic & Spine | MHOSH-OR |  | 1/21/19 |  |  |  | ELECTROSURGICAL UNITS |  | .needs class | [5 empty] | ArthroCare |  |  |  |  | 5/9/17 | MHOSH Inventory Dec 2019 into 2020 - Copy.xls - Newly Verified |  | Covered PM Repair - Biomedical | MHHS Orthopedic & Spine
YES | YES |  |  |  | FV08748 | FV08748 | Arthrocare Corporation |  |  | FV08748 | OR East Building |  |  |  |  | FV08748 | FV08748 | West | Memorial Hermann - Memorial City | OR East Building | E2 Room 300 Storage Equipment Room
YES | YES |  |  |  | 041-34461 | 041-34461 | Arthrocare Corporation | Coblatiin System |  | YAOH000BCM | MEMORIAL CITY - MHT - JHC OR |  |  |  |  | 041-34461 | 041-34461 | West | Memorial Hermann - Memorial City | MEMORIAL CITY - MHT - JHC OR | MH11 Room 503.1
NO | YES | Serial Number FV02896 |  |  | 029-02993 | 029-02993 | Arthrocare Corporation | Coblator II |  | FV02896 | Woodlands-OR |  |  |  |  | 029-02993 | 029-02993 | Woodlands | MHHS-Woodlands | Woodlands-OR | Equipment Storage | 11/1/19 |  | 5/1/20
YES | YES |  |  |  | 005-04001 | 005-04001 | Arthrocare Corporation | Coblator II |  | C3153 | SE - OR |  |  |  |  | 005-04001 | 005-04001 | Southeast | Memorial Hermann Southeast Hospital | SE - OR
YES | YES |  |  |  | 099-06686 | 099-06686 | Arthrocare Corporation | Coblator II |  | FV06288 | SE - BiOmed shop |  |  |  |  | 099-06686 | 099-06686 | Southeast | Memorial Hermann Southeast Hospital | SE - BiOmed shop | Biomed shop
YES | YES |  |  |  | 005-09767 | 005-09767 | Arthrocare Corporation | Coblator II |  | FV03480 | SE - UNIT 2B (ONCOLOGY) |  |  |  |  | 005-09767 | 005-09767 | Southeast | Memorial Hermann Southeast Hospital | SE - UNIT 2B (ONCOLOGY) | Biomed
YES | YES |  |  |  | 151-04211 | 151-04211 | Arthrocare Corporation | Coblator II |  | FV10708 | MEMORIAL CITY - Outpatient Surgery |  |  |  |  | 151-04211 | 151-04211 | West | Memorial Hermann Memorial City Medical Center | MEMORIAL CITY - Outpatient Surgery | W1 Case Cart Staging Area
YES | YES |  |  |  | 041-34413 | 041-34413 | Arthrocare Corporation | Coblator II |  | FV02154 | Memorial City-Outpatient Surgery |  |  |  |  | 041-34413 | 041-34413 | West | Memorial Hermann Memorial City Medical Center | Memorial City-Outpatient Surgery | W1 300.80 Storage
YES | YES |  |  |  | FV02137 | FV02137 | Arthrocare Corporation | Coblator II |  | FV02137 | Memorial City-Outpatient Surgery |  |  |  |  | FV02137 | FV02137 | West | Memorial Hermann Memorial City Medical Center | Memorial City-Outpatient Surgery | W1 300.80 Storage
YES | YES |  |  |  | 041-11048 | 041-11048 | Arthrocare Corporation | RF8000E |  | C8504 | Memorial City-Outpatient Surgery |  |  |  |  | 041-11048 | 041-11048 | West | Memorial Hermann Memorial City Medical Center | Memorial City-Outpatient Surgery | W1 300.80 Storage
YES | YES |  |  |  | 041-07963 | 041-07963 | Arthrocare Corporation | RF8000E |  | C1131 | Memorial City-Outpatient Surgery |  |  |  |  | 041-07963 | 041-07963 | West | Memorial Hermann Memorial City Medical Center | Memorial City-Outpatient Surgery | W1 300.80 Storage
YES | YES |  |  |  | 099-04941 | 099-04941 | Ascom | Telligence |  |  | KATY - MED/SURG 6TH FLOOR |  |  |  |  | 099-04941 | 099-04941 | Katy | Memorial Hermann Katy Hospital | KATY - MED/SURG 6TH FLOOR | Nurses station crash cart |  | 2/1/20 |  |  |  | System, Nurse Call | SYSNURSECALL-GE-Telligence | [22 empty] | System, Nurse Call | SYSNURSECALL | System, Nurse Call | Ascom
YES | YES |  |  |  | 099-03649 | 099-03649 | Ascom North America | Telligence |  |  | Observation 5th floor |  |  |  |  | 099-03649 | 099-03649 | Katy | Memorial Hermann Katy Hospital | Observation 5th floor | Nurses station | [5 empty] | System, Nurse Call | SYSNURSECALL-GE-Telligence | [23 empty] | SYSNURSECALL | System, Nurse Call | GE
YES | YES | Serial Number Nsf |  |  | 133-06312 | 133-06312 | Ascom North America | Telligence |  | Nsf | 5th floor observation |  |  |  |  | 133-06312 | 133-06312 | Katy | Memorial Hermann Katy Hospital | 5th floor observation | Rm 509 | 2/1/20 |  |  |  |  | System, Nurse Call | SYSNURSECALL-GE-Telligence | [23 empty] | SYSNURSECALL | System, Nurse Call | GE
YES | YES | Serial Number Cnf |  |  | 133-06325 | 133-06325 | Ascom North America | Telligence |  | CNF | KATY - MED/SURG 5TH FLOOR |  |  |  |  | 133-06325 | 133-06325 | Katy | Memorial Hermann Katy Hospital | KATY - MED/SURG 5TH FLOOR | [6 empty] | System, Nurse Call | SYSNURSECALL-GE-Telligence | [23 empty] | SYSNURSECALL | System, Nurse Call | GE
YES | YES | Serial Number Cnf |  |  | 133-06262 | 133-06262 | Ascom North America | Telligence |  | CNF | KATY - MED/SURG 6th |  |  |  |  | 133-06262 | 133-06262 | Katy | Memorial Hermann Katy Hospital | KATY - MED/SURG 6th | [6 empty] | System, Nurse Call | SYSNURSECALL-GE-Telligence | [23 empty] | SYSNURSECALL | System, Nurse Call | GE
YES | YES | Serial Number Cnf |  |  | 099-03316 | 099-03316 | Ascom North America | Telligence |  | CNF | KATY - MED/SURG 6th |  |  |  |  | 099-03316 | 099-03316 | Katy | Memorial Hermann Katy Hospital | KATY - MED/SURG 6th |  |  |  |  | Wall station in 607 |  | System, Nurse Call | SYSNURSECALL-GE-Telligence | [23 empty] | SYSNURSECALL | System, Nurse Call | GE
YES | YES |  |  |  | 099-03790 | 099-03790 | Ascom North America | Telligence |  |  | Med surg |  |  |  |  | 099-03790 | 099-03790 | Katy | Memorial Hermann Katy Hospital | Med surg | Room 608 | [5 empty] | System, Nurse Call | SYSNURSECALL-GE-Telligence | [23 empty] | SYSNURSECALL | System, Nurse Call | GE
YES | YES | Serial Number Cnf |  |  | 133-06261 | 133-06261 | Ascom North America | Telligence |  | Cnf | KATY - MED/SURG 6TH FLOOR |  |  |  |  | 133-06261 | 133-06261 | Katy | Memorial Hermann Katy Hospital | KATY - MED/SURG 6TH FLOOR | Room 605 | [5 empty] | System, Nurse Call | SYSNURSECALL-GE-Telligence | [23 empty] | SYSNURSECALL | System, Nurse Call | GE
YES | YES | Serial Number Cnf |  |  | 133-06270 | 133-06270 | Ascom North America | Telligence |  | CNF | KATY - MED/SURG 6th |  |  |  |  | 133-06270 | 133-06270 | Katy | Memorial Hermann Katy Hospital | KATY - MED/SURG 6th |  | 2/1/20 |  |  | Wall station in 611 |  | System, Nurse Call | SYSNURSECALL-GE-Telligence | [23 empty] | SYSNURSECALL | System, Nurse Call | GE
YES | YES | Serial Number Cnf |  |  | 133-06271 | 133-06271 | Ascom North America | Telligence |  | Cnf | Med surg |  |  |  |  | 133-06271 | 133-06271 | Katy | Memorial Hermann Katy Hospital | Med surg | Room 612 | [5 empty] | System, Nurse Call | SYSNURSECALL-GE-Telligence | [23 empty] | SYSNURSECALL | System, Nurse Call | GE
YES | YES | Serial Number Cnf |  |  | 133-06250 | 133-06250 | Ascom North America | Telligence |  | CNF | KATY - NURSE CALL |  |  |  |  | 133-06250 | 133-06250 | Katy | Memorial Hermann Katy Hospital | KATY - NURSE CALL | ISD | 2/1/20 |  |  | Telligence gateway server |  | System, Nurse Call | SYSNURSECALL-GE-Telligence | [23 empty] | SYSNURSECALL | System, Nurse Call | GE
YES | YES | Serial Number Cnf |  |  | 133-06249 | 133-06249 | Ascom North America | Telligence |  | CNF | KATY - NURSE CALL |  |  |  |  | 133-06249 | 133-06249 | Katy | Memorial Hermann Katy Hospital | KATY - NURSE CALL | ISD 6th floor | 2/1/20 |  |  | Telligence station gateway |  | System, Nurse Call | SYSNURSECALL-GE-Telligence | [23 empty] | SYSNURSECALL | System, Nurse Call | GE
YES | YES | Serial Number Cnf |  |  | 133-06251 | 133-06251 | Ascom North America | Telligence |  | CNF | KATY - NURSE CALL |  |  |  |  | 133-06251 | 133-06251 | Katy | Memorial Hermann Katy Hospital | KATY - NURSE CALL | ISD 6th floor | 2/1/20 |  |  | Telligence station gateway |  | System, Nurse Call | SYSNURSECALL-GE-Telligence | [23 empty] | SYSNURSECALL | System, Nurse Call | GE
YES | YES | Serial Number Cnf |  |  | 099-03272 | 099-03272 | Ascom North America | Telligence |  | CNF | KATY - NURSE CALL |  |  |  |  | 099-03272 | 099-03272 | Katy | Memorial Hermann Katy Hospital | KATY - NURSE CALL | ISD 6th floor | 2/1/20 |  |  | Telligence station gateway |  | System, Nurse Call | SYSNURSECALL-GE-Telligence | [23 empty] | SYSNURSECALL | System, Nurse Call | GE
YES | YES | Serial Number Cnf |  |  | 099-03273 | 099-03273 | Ascom North America | Telligence |  | CNF | KATY - NURSE CALL |  |  |  |  | 099-03273 | 099-03273 | Katy | Memorial Hermann Katy Hospital | KATY - NURSE CALL | ISD 6th floor | 2/1/20 |  |  | Telligence station gateway |  | System, Nurse Call | SYSNURSECALL-GE-Telligence | [23 empty] | SYSNURSECALL | System, Nurse Call | GE
YES | YES |  |  |  | 099-02106 | 099-02106 | Ascom North America | Telligence |  | 3302975-02 | 4th floor |  |  |  |  | 099-02106 | 099-02106 | Katy | Katy | 4th floor | 4th floor | 2/1/20 |  |  | No pm |  | System, Nurse Call | SYSNURSECALL-GE-Telligence | [23 empty] | SYSNURSECALL | System, Nurse Call | GE
YES | YES |  |  |  | 142-07430 | 142-07430 | ASP | Evo Tech |  |  | NE - Endoscopy |  |  |  |  | 142-07430 | 142-07430 | Katy | Memorial Hermann Northeast Hospital | NE - Endoscopy | Procedure room 2 |  |  |  | Are we covering those?
YES | YES |  |  |  | 099-01380 | 099-01380 | ASP | Evo Tech |  |  | NE - Endoscopy |  |  |  |  | 099-01380 | 099-01380 | Katy | Memorial Hermann Northeast Hospital | NE - Endoscopy | Procedure room 2
YES | YES |  |  |  | 099-00051 | 099-00051 | ASP Johnson and Johnson | Velocity |  |  | NE - OR |  |  |  |  | 099-00051 | 099-00051 | Katy | Memorial Hermann Northeast Hospital | NE - OR | SPD
NO | YES |  |  |  | 029-05119 | 029-05119 | Aspect Medical Systems Inc | BIS A-2000 |  | C026200 | Woodlands-OR |  |  |  |  | 029-05119 | 029-05119 | Woodlands | MHHS-Woodlands | Woodlands-OR | WOODLAND OR | 7/1/18 |  | 7/1/19
YES | YES |  |  |  | 005-04845 | 005-04845 | Aspect Medical Systems Inc | BIS A-2000 |  | C023893 | SE - OR |  |  |  |  | 005-04845 | 005-04845 | Southeast | Memorial Hermann Southeast Hospital | SE - OR | Hallway | 3/1/18 |  | 3/1/19
YES | YES |  |  |  | 005-04275 | 005-04275 | Aspect Medical Systems Inc | BIS A-2000 |  | C019724 | SE - OR |  |  |  |  | 005-04275 | 005-04275 | Southeast | Memorial Hermann Southeast Hospital | SE - OR | Hallway | 3/1/18 |  | 3/1/19
YES | YES |  |  |  | 005-04281 | 005-04281 | Aspect Medical Systems Inc | BIS A-2000 |  | C019742 | SE - OR |  |  |  |  | 005-04281 | 005-04281 | Southeast | Memorial Hermann Southeast Hospital | SE - OR | Hallway | 1/1/18 |  | 1/1/19
YES | YES |  |  |  | 099-07527 | 099-07527 | Aspect Medical Systems Inc | BIS XP |  | DX19272 | SE - OR |  |  |  |  | 099-07527 | 099-07527 | Southeast | Memorial Hermann Southeast Hospital | SE - OR | Hallway |  |  |  | No pm
YES | YES |  |  |  | 099-08984 | 099-08984 | Aspect Medical Systems Inc | Sterrad Velocity |  |  | OR |  |  |  |  | 099-08984 | 099-08984 | Central | Joint Center - Orthopedic and Spine Hospital | OR | Decontamination clean side
NO | YES | [5 empty] | ASPECT MEDICAL SYSTEMS INC. | A-2000 |  | CO20876 | MHOSH-OR | MHHS Orthopedic & Spine | [5 empty] | Central & Greater Heights | MHHS-Orthopedic & Spine | MHOSH-OR |  | 3/21/19 |  |  |  | MONITORS, BEDSIDE, ELECTROENCEPHALOGRAPHIC, SPECTR | Monitor, Bispectral Index | MONITORBISPECTRALINDEX-Aspect Med-BIS A-2000 |  |  |  |  | MONITORBISPECTRALINDEX-Aspect Med-BIS A-2000 | Aspect Med Sys | [5 empty] | MHOSH Inventory Dec 2019 into 2020 - Copy.xls - Newly Verified |  | Covered PM Repair - Biomedical | MHHS Orthopedic & Spine | [8 empty] | MONITORBISPECTRALINDEX | Monitor, Bispectral Index | Aspect Med Sys
NO | YES | [5 empty] | ASPECT MEDICAL SYSTEMS INC. | A-2000 |  | C018520 | MHOSH-OR | MHHS Orthopedic & Spine | [5 empty] | Central & Greater Heights | MHHS-Orthopedic & Spine | MHOSH-OR |  | 3/20/19 |  |  |  | MONITORS, BEDSIDE, ELECTROENCEPHALOGRAPHIC, SPECTR | Monitor, Bispectral Index | MONITORBISPECTRALINDEX-Aspect Med-BIS A-2000 |  |  |  |  | MONITORBISPECTRALINDEX-Aspect Med-BIS A-2000 | Aspect Med Sys |  |  |  |  | 4/19/17 | MHOSH Inventory Dec 2019 into 2020 - Copy.xls - Newly Verified |  | Covered PM Repair - Biomedical | MHHS Orthopedic & Spine | [8 empty] | MONITORBISPECTRALINDEX | Monitor, Bispectral Index | Aspect Med Sys
NO | YES |  |  |  | 925-01184 | 925-01184 | ASPECT MEDICAL SYSTEMS INC. | A-2000 |  | C016030 | GH-OR | MHHS Orthopedic & Spine |  |  |  | 925-01184 | 925-01184 | Central | MHHS-Greater Heights | GH-OR | OR 1 | 3/1/19 |  |  |  | MONITORS, BEDSIDE, ELECTROENCEPHALOGRAPHIC, SPECTR | Monitor, Bispectral Index | MONITORBISPECTRALINDEX-Aspect Med-BIS A-2000 |  |  |  |  | MONITORBISPECTRALINDEX-Aspect Med-BIS A-2000 | Aspect Med Sys |  |  |  |  | 3/26/20 | MHOSH Inventory Dec 2019 into 2020 - Copy.xls - Already Verified |  | Not Covered Vendor Only - Biomedical | MHHS Orthopedic & Spine | [8 empty] | MONITORBISPECTRALINDEX | Monitor, Bispectral Index | Aspect Med Sys
NO | YES |  |  |  | 925-01185 | 925-01185 | ASPECT MEDICAL SYSTEMS INC. | A-2000 |  | C023635 | MHOSH-OR | MHHS Orthopedic & Spine |  |  |  | 925-01185 | 925-01185 | Central | MHHS-Orthopedic & Spine | MHOSH-OR | MHOSH - OR |  |  |  |  | MONITORS, BEDSIDE, ELECTROENCEPHALOGRAPHIC, SPECTR | Monitor, Bispectral Index | MONITORBISPECTRALINDEX-Aspect Med-BIS A-2000 |  |  |  |  | MONITORBISPECTRALINDEX-Aspect Med-BIS A-2000 | Aspect Med Sys |  |  |  |  | 8/18/16 | MHOSH Inventory Dec 2019 into 2020 - Copy.xls - Already Verified |  | Covered PM Repair - Biomedical | MHHS Orthopedic & Spine | [8 empty] | MONITORBISPECTRALINDEX | Monitor, Bispectral Index | Aspect Med Sys
NO | YES |  |  |  | 925-01186 | 925-01186 | ASPECT MEDICAL SYSTEMS INC. | A-2000 |  | C09373 | MHOSH-OR | MHHS Orthopedic & Spine |  |  |  | 925-01186 | 925-01186 | Central | MHHS-Orthopedic & Spine | MHOSH-OR | MHOSH - OR | 3/1/18 |  | 9/1/18 |  | MONITORS, BEDSIDE, ELECTROENCEPHALOGRAPHIC, SPECTR | Monitor, Bispectral Index | MONITORBISPECTRALINDEX-Aspect Med-BIS A-2000 |  |  |  |  | MONITORBISPECTRALINDEX-Aspect Med-BIS A-2000 | Aspect Med Sys | [5 empty] | MHOSH Inventory Dec 2019 into 2020 - Copy.xls - Already Verified |  | Covered PM Repair - Biomedical | MHHS Orthopedic & Spine | [8 empty] | MONITORBISPECTRALINDEX | Monitor, Bispectral Index | Aspect Med Sys
NO | YES |  |  |  | 929-00907 | 929-00907 | ASPECT MEDICAL SYSTEMS INC. | A-2000 |  | C08355 | MHOSH-OR | MHHS Orthopedic & Spine |  |  |  | 929-00907 | 929-00907 | Central | MHHS-Orthopedic & Spine | MHOSH-OR | MHOSH - OR |  |  |  |  | MONITORS, BEDSIDE, ELECTROENCEPHALOGRAPHIC, SPECTR | Monitor, Bispectral Index | MONITORBISPECTRALINDEX-Aspect Med-BIS A-2000 |  |  |  |  | MONITORBISPECTRALINDEX-Aspect Med-BIS A-2000 | Aspect Med Sys |  |  |  |  | 8/25/16 | MHOSH Inventory Dec 2019 into 2020 - Copy.xls - Already Verified |  | Covered PM Repair - Biomedical | MHHS Orthopedic & Spine | [8 empty] | MONITORBISPECTRALINDEX | Monitor, Bispectral Index | Aspect Med Sys
NO | YES |  |  |  | 099-06348 | 099-06348 | ASPECT MEDICAL SYSTEMS INC. | A-2000 |  | C023818 | (null) | MHHS-Southeast |  |  |  | 099-06348 | 099-06348 | (null) | MHHS-Southeast | (null) | (null) |  |  |  | (null) | MONITORS, BEDSIDE, ELECTROENCEPHALOGRAPHIC, SPECTR |  | MONITORBISPECTRALINDEX-Aspect Med-BIS A-2000 |  |  |  |  | MONITORBISPECTRALINDEX-Aspect Med-BIS A-2000 | Aspect Med Sys |  |  |  |  | 8/17/18 |  |  | Covered PM Repair - Biomedical | MHHS-Southeast
NO | YES |  |  |  | 005-04274 | 005-04274 | ASPECT MEDICAL SYSTEMS INC. | A-2000 |  | C019746 | SE-Labor & Delivery | MHHS-Southeast |  |  |  | 005-04274 | 005-04274 | Southeast | MHHS-Southeast | SE-Labor & Delivery | Or 1 | 3/1/20 |  | 3/1/21 |  | MONITORS, BEDSIDE, ELECTROENCEPHALOGRAPHIC, SPECTR |  | MONITORBISPECTRALINDEX-Aspect Med-BIS A-2000 |  |  |  |  | MONITORBISPECTRALINDEX-Aspect Med-BIS A-2000 | Aspect Med Sys |  |  |  |  | 2/7/15 |  |  | Covered PM Repair - Biomedical | MHHS-Southeast
NO | YES |  |  |  | 005-04278 | 005-04278 | ASPECT MEDICAL SYSTEMS INC. | A-2000 |  | C019722 | SE-Labor & Delivery | MHHS-Southeast |  |  |  | 005-04278 | 005-04278 | Southeast | MHHS-Southeast | SE-Labor & Delivery | Delivery OR 2 | 7/1/19 |  | 7/1/20 |  | MONITORS, BEDSIDE, ELECTROENCEPHALOGRAPHIC, SPECTR |  | MONITORBISPECTRALINDEX-Aspect Med-BIS A-2000 |  |  |  |  | MONITORBISPECTRALINDEX-Aspect Med-BIS A-2000 | Aspect Med Sys |  |  |  |  | 5/24/20 |  |  | Not Covered Vendor Only - Biomedical | MHHS-Southeast
NO | YES |  |  |  | 005-04283 | 005-04283 | ASPECT MEDICAL SYSTEMS INC. | A-2000 |  | C019719 | SE-Esophageal Disease Center | MHHS-Southeast |  |  |  | 005-04283 | 005-04283 | Southeast | MHHS-Southeast | SE-Esophageal Disease Center | Procedure 5 | 12/1/18 |  | 12/1/19 |  | MONITORS, BEDSIDE, ELECTROENCEPHALOGRAPHIC, SPECTR |  | MONITORBISPECTRALINDEX-Aspect Med-BIS A-2000 |  |  |  |  | MONITORBISPECTRALINDEX-Aspect Med-BIS A-2000 | Aspect Med Sys |  |  |  |  | 8/1/13 |  |  | Covered PM Repair - Biomedical | MHHS-Southeast
NO | YES |  |  |  | 005-04272 | 005-04272 | ASPECT MEDICAL SYSTEMS INC. | A-2000 |  | C019743 | SE-OR | MHHS-Southeast |  |  |  | 005-04272 | 005-04272 | Southeast & Bay Area | MHHS-Southeast | SE-OR | OR3 | 4/1/19 |  | 4/1/20 |  | MONITORS, BEDSIDE, ELECTROENCEPHALOGRAPHIC, SPECTR |  | MONITORBISPECTRALINDEX-Aspect Med-BIS A-2000 |  |  |  |  | MONITORBISPECTRALINDEX-Aspect Med-BIS A-2000 | Aspect Med Sys | [7 empty] | Covered PM Repair - Biomedical | MHHS-Southeast
NO | YES |  |  |  | 005-04273 | 005-04273 | ASPECT MEDICAL SYSTEMS INC. | A-2000 |  | C019750 | SE-Cath Lab | MHHS-Southeast |  |  |  | 005-04273 | 005-04273 | Southeast & Bay Area | MHHS-Southeast | SE-Cath Lab | OR8 | 4/1/19 |  | 4/1/20 |  | MONITORS, BEDSIDE, ELECTROENCEPHALOGRAPHIC, SPECTR |  | MONITORBISPECTRALINDEX-Aspect Med-BIS A-2000 |  |  |  |  | MONITORBISPECTRALINDEX-Aspect Med-BIS A-2000 | Aspect Med Sys |  |  |  |  | 2/1/18 |  |  | Covered PM Repair - Biomedical | MHHS-Southeast
NO | YES |  |  |  | 005-04276 | 005-04276 | ASPECT MEDICAL SYSTEMS INC. | A-2000 |  | C019721 | SE-OR | MHHS-Southeast |  |  |  | 005-04276 | 005-04276 | Southeast | MHHS-Southeast | SE-OR | Hallway |  |  |  | No pm | MONITORS, BEDSIDE, ELECTROENCEPHALOGRAPHIC, SPECTR |  | MONITORBISPECTRALINDEX-Aspect Med-BIS A-2000 |  |  |  |  | MONITORBISPECTRALINDEX-Aspect Med-BIS A-2000 | Aspect Med Sys |  |  |  |  | 2/16/16 |  |  | Covered PM Repair - Biomedical | MHHS-Southeast
NO | YES |  |  |  | 005-04277 | 005-04277 | ASPECT MEDICAL SYSTEMS INC. | A-2000 |  | C019760 | SE-OR | MHHS-Southeast |  |  |  | 005-04277 | 005-04277 | Southeast | MHHS-Southeast | SE-OR | SE -OR | 4/1/19 |  | 4/1/20 |  | MONITORS, BEDSIDE, ELECTROENCEPHALOGRAPHIC, SPECTR |  | MONITORBISPECTRALINDEX-Aspect Med-BIS A-2000 |  |  |  |  | MONITORBISPECTRALINDEX-Aspect Med-BIS A-2000 | Aspect Med Sys | [7 empty] | Covered PM Repair - Biomedical | MHHS-Southeast
NO | YES |  |  |  | 005-04279 | 005-04279 | ASPECT MEDICAL SYSTEMS INC. | A-2000 |  | C019704 | SE-OR | MHHS-Southeast |  |  |  | 005-04279 | 005-04279 | Southeast | MHHS-Southeast | SE-OR | OR4 | 4/1/19 |  | 4/1/20 |  | MONITORS, BEDSIDE, ELECTROENCEPHALOGRAPHIC, SPECTR |  | MONITORBISPECTRALINDEX-Aspect Med-BIS A-2000 |  |  |  |  | MONITORBISPECTRALINDEX-Aspect Med-BIS A-2000 | Aspect Med Sys | [7 empty] | Covered PM Repair - Biomedical | MHHS-Southeast
NO | YES |  |  |  | 005-04280 | 005-04280 | ASPECT MEDICAL SYSTEMS INC. | A-2000 |  | C019747 | SE-OR-Anesthesia | MHHS-Southeast |  |  |  | 005-04280 | 005-04280 | Southeast | MHHS-Southeast | SE-OR-Anesthesia | OR 7 | 4/1/20 |  | 4/1/21 |  | MONITORS, BEDSIDE, ELECTROENCEPHALOGRAPHIC, SPECTR |  | MONITORBISPECTRALINDEX-Aspect Med-BIS A-2000 |  |  |  |  | MONITORBISPECTRALINDEX-Aspect Med-BIS A-2000 | Aspect Med Sys |  |  |  |  | 8/16/27 |  |  | Covered PM Repair - Biomedical | MHHS-Southeast
NO | YES |  |  |  | 005-04282 | 005-04282 | ASPECT MEDICAL SYSTEMS INC. | A-2000 |  | C019717 | SE-OR | MHHS-Southeast |  |  |  | 005-04282 | 005-04282 | Southeast | MHHS-Southeast | SE-OR | SE - OR | 1/1/20 |  | 1/1/21 |  | MONITORS, BEDSIDE, ELECTROENCEPHALOGRAPHIC, SPECTR |  | MONITORBISPECTRALINDEX-Aspect Med-BIS A-2000 |  |  |  |  | MONITORBISPECTRALINDEX-Aspect Med-BIS A-2000 | Aspect Med Sys | [7 empty] | Covered PM Repair - Biomedical | MHHS-Southeast
NO | YES |  |  |  | 005-04846 | 005-04846 | ASPECT MEDICAL SYSTEMS INC. | A-2000 |  | c023634 | SE-OR | MHHS-Southeast |  |  |  | 005-04846 | 005-04846 | Southeast | MHHS-Southeast | SE-OR | SE -OR | 2/1/20 |  | 2/1/21 |  | MONITORS, BEDSIDE, ELECTROENCEPHALOGRAPHIC, SPECTR |  | MONITORBISPECTRALINDEX-Aspect Med-BIS A-2000 |  |  |  |  | MONITORBISPECTRALINDEX-Aspect Med-BIS A-2000 | Aspect Med Sys | [7 empty] | Covered PM Repair - Biomedical | MHHS-Southeast
NO | YES |  |  |  |  | 029-05118 | ASPECT MEDICAL SYSTEMS INC. | A-2000 |  | C026225 | Woodlands-OR | MHHS-Woodlands |  |  |  |  | 029-05118 | Woodlands | MHHS-Woodlands | Woodlands-OR | OR | 1/1/18 |  | 11/1/19 |  | MONITORS, BEDSIDE, ELECTROENCEPHALOGRAPHIC, SPECTR | Monitor, Bispectral Index | MONITORBISPECTRALINDEX-Aspect Med-BIS A-2000 |  |  |  |  | MONITORBISPECTRALINDEX-Aspect Med-BIS A-2000 | Aspect Med Sys | [7 empty] | Covered PM Repair - Biomedical | MHHS-Woodlands | [8 empty] | MONITORBISPECTRALINDEX | Monitor, Bispectral Index | Aspect Med Sys
YES | YES |  |  |  | 925-00628 | 925-00628 | ASPECT MEDICAL SYSTEMS INC. | A-2000 |  | C05677 | MHOSH - OR |  |  |  |  | 925-00628 | 925-00628 | Central | Memorial Hermann Greater Heights Hospital | MHOSH - OR | MHOSH - OR | 3/1/15 |  | 3/1/16
NO | NO | [5 empty] | ASPECT MEDICAL SYSTEMS INC. | A-2000 |  | c023526 | MEMORIAL CITY - MOR | MHHS-Mem City | [5 empty] | West & Memorial City |  | MEMORIAL CITY - MOR | [5 empty] | MONITORS, BEDSIDE, ELECTROENCEPHALOGRAPHIC, SPECTR |  | MONITORBISPECTRALINDEX-Aspect Med-BIS A-2000 |  |  |  |  | MONITORBISPECTRALINDEX-Aspect Med-BIS A-2000 | Aspect Med Sys | [7 empty] | Covered PM Repair - Biomedical | MHHS-Mem City
NO | NO | [5 empty] | ASPECT MEDICAL SYSTEMS INC. | A-2000 |  | C022590 | TMC - CHILDRENS - PICU (9HP) | MHHS-TMC | [5 empty] | TMC |  | TMC - CHILDRENS - PICU (9HP) | [5 empty] | MONITORS, BEDSIDE, ELECTROENCEPHALOGRAPHIC, SPECTR |  | MONITORBISPECTRALINDEX-Aspect Med-BIS A-2000 |  |  |  |  | MONITORBISPECTRALINDEX-Aspect Med-BIS A-2000 | Aspect Med Sys | [7 empty] | Covered PM Repair - Biomedical | MHHS-TMC
NO | NO | [5 empty] | ASPECT MEDICAL SYSTEMS INC. | A-2000 |  | C016614 | TMC - OR - ANESTHESIA (OLD) | MHHS-TMC | [5 empty] | TMC |  | TMC - OR - ANESTHESIA (OLD) | [5 empty] | MONITORS, BEDSIDE, ELECTROENCEPHALOGRAPHIC, SPECTR |  | MONITORBISPECTRALINDEX-Aspect Med-BIS A-2000 |  |  |  |  | MONITORBISPECTRALINDEX-Aspect Med-BIS A-2000 | Aspect Med Sys | [7 empty] | Covered PM Repair - Biomedical | MHHS-TMC
NO | YES |  |  |  | 005-33884 | 005-33884 | ASPECT MEDICAL SYSTEMS INC. | BIS VISTA |  | VT52152 | SE-OR | MHHS-Southeast |  | Monitor, Bispectral Index |  | 005-33884 | 005-33884 | Southeast | MHHS-Southeast | SE-OR | OR 1 | 1/1/20 |  | 1/1/21 |  | MONITORS, BEDSIDE, ELECTROENCEPHALOGRAPHIC, SPECTR |  | MONITORBISPECTRALINDEX-Aspect Medl-BIS Vista | MONITORBISPECTRALINDEX | BIS Vista |  |  |  | Aspect Med Sys | Monitor, Bispectral Index |  | MONITORBISPECTRALINDEX-Aspect Medl-BIS Vista |  | 11/1/20 |  |  | Not Covered Vendor Only - Biomedical | MHHS-Southeast
NO | NO |  |  |  | 069-44422 |  | ASPECT MEDICAL SYSTEMS INC. | BIS VISTA |  | VT48991 | TMC - OR - ANESTHESIA (2HP) | MHHS-TMC |  | Monitor, Bispectral Index |  | 069-44422 |  | TMC |  | TMC - OR - ANESTHESIA (2HP) | [5 empty] | MONITORS, BEDSIDE, ELECTROENCEPHALOGRAPHIC, SPECTR |  | MONITORBISPECTRALINDEX-Aspect Medl-BIS Vista | MONITORBISPECTRALINDEX | BIS Vista |  |  |  | Aspect Med Sys | Monitor, Bispectral Index |  | MONITORBISPECTRALINDEX-Aspect Medl-BIS Vista |  |  |  |  | Not Covered Vendor Only - Biomedical | MHHS-TMC
NO | YES |  |  |  | 013-15526 | 013-15526 | ASPECT MEDICAL SYSTEMS INC. | VISTA MONITOR |  | VT04548 | SW-HVI-OR | MHHS-Southwest |  |  |  | 013-15526 | 013-15526 | Southwest | MHHS-Southwest | SW-HVI-OR | SW-HVI-OR | 5/1/19 |  | 5/1/20 |  | ELECTROENCEPHALOGRAPHS |  | .needs class | [5 empty] | Aspect Med Sys | [7 empty] | Covered PM Repair - Biomedical | MHHS-Southwest
NO | YES |  |  |  | 013-15531 | 013-15531 | ASPECT MEDICAL SYSTEMS INC. | VISTA MONITOR |  | VT04560 | SW-HVI-OR | MHHS-Southwest |  |  |  | 013-15531 | 013-15531 | Southwest | MHHS-Southwest | SW-HVI-OR | CVOR1 | 5/1/19 |  | 5/1/20 |  | ELECTROENCEPHALOGRAPHS |  | .needs class | [5 empty] | Aspect Med Sys | [7 empty] | Covered PM Repair - Biomedical | MHHS-Southwest
NO | YES |  |  |  | 013-15549 | 013-15549 | ASPECT MEDICAL SYSTEMS INC. | VISTA MONITOR |  | VT04678 | SW-HVI-OR | MHHS-Southwest |  |  |  | 013-15549 | 013-15549 | Southwest | MHHS-Southwest | SW-HVI-OR | Hvi or 2 | 5/1/19 |  | 5/1/20 |  | ELECTROENCEPHALOGRAPHS |  | .needs class | [5 empty] | Aspect Med Sys | [7 empty] | Covered PM Repair - Biomedical | MHHS-Southwest
NO | YES |  |  |  | 013-14233 | 013-14233 | ASPECT MEDICAL SYSTEMS INC. | VISTA MONITOR |  | VT04707 | SW-OR | MHHS-Southwest |  |  |  | 013-14233 | 013-14233 | Southwest | MHHS-Southwest | SW-OR | OR | 5/1/19 |  | 5/1/20 |  | ELECTROENCEPHALOGRAPHS |  | .needs class | [5 empty] | Aspect Med Sys | [7 empty] | Covered PM Repair - Biomedical | MHHS-Southwest
NO | YES |  |  |  | 013-15528 | 013-15528 | ASPECT MEDICAL SYSTEMS INC. | VISTA MONITOR |  | VT04551 | SW-HVI-OR | MHHS-Southwest |  |  |  | 013-15528 | 013-15528 | Southwest | MHHS-Southwest | SW-HVI-OR | SW - HVI - OR | 2/1/19 |  | 2/1/20 |  | ELECTROENCEPHALOGRAPHS |  | .needs class | [5 empty] | Aspect Med Sys | [7 empty] | Covered PM Repair - Biomedical | MHHS-Southwest
NO | YES |  |  |  | 013-15529 | 013-15529 | ASPECT MEDICAL SYSTEMS INC. | VISTA MONITOR |  | VT04555 | SW-OR | MHHS-Southwest |  |  |  | 013-15529 | 013-15529 | Southwest | MHHS-Southwest | SW-OR | OR | 5/1/19 |  | 5/1/20 |  | ELECTROENCEPHALOGRAPHS |  | .needs class | [5 empty] | Aspect Med Sys | [7 empty] | Covered PM Repair - Biomedical | MHHS-Southwest
NO | YES |  |  |  | 013-15530 | 013-15530 | ASPECT MEDICAL SYSTEMS INC. | VISTA MONITOR |  | VT04556 | SW-OR | MHHS-Southwest |  |  |  | 013-15530 | 013-15530 | Southwest | MHHS-Southwest | SW-OR | OR 21 | 5/1/19 | 5/1/20 | 3/1/20 |  | ELECTROENCEPHALOGRAPHS |  | .needs class | [5 empty] | Aspect Med Sys | [7 empty] | Covered PM Repair - Biomedical | MHHS-Southwest
NO | YES |  |  |  | 013-15532 | 013-15532 | ASPECT MEDICAL SYSTEMS INC. | VISTA MONITOR |  | VT04566 | SW-OR | MHHS-Southwest |  |  |  | 013-15532 | 013-15532 | Southwest | MHHS-Southwest | SW-OR | OR15 | 5/1/19 |  | 5/1/20 |  | ELECTROENCEPHALOGRAPHS |  | .needs class | [5 empty] | Aspect Med Sys | [7 empty] | Covered PM Repair - Biomedical | MHHS-Southwest
NO | YES |  |  |  | 013-15533 | 013-15533 | ASPECT MEDICAL SYSTEMS INC. | VISTA MONITOR |  | VT04570 | SW-OR | MHHS-Southwest |  |  |  | 013-15533 | 013-15533 | Southwest | MHHS-Southwest | SW-OR | OR7 | 5/1/19 |  | 5/1/20 |  | ELECTROENCEPHALOGRAPHS |  | .needs class | [5 empty] | Aspect Med Sys | [7 empty] | Covered PM Repair - Biomedical | MHHS-Southwest
NO | YES |  |  |  | 013-15535 | 013-15535 | ASPECT MEDICAL SYSTEMS INC. | VISTA MONITOR |  | VT04614 | SW-OR | MHHS-Southwest |  |  |  | 013-15535 | 013-15535 | Southwest | MHHS-Southwest | SW-OR | OR | 5/1/19 |  | 5/1/20 |  | ELECTROENCEPHALOGRAPHS |  | .needs class | [5 empty] | Aspect Med Sys | [7 empty] | Covered PM Repair - Biomedical | MHHS-Southwest
NO | YES |  |  |  | 013-15536 | 013-15536 | ASPECT MEDICAL SYSTEMS INC. | VISTA MONITOR |  | VT04615 | SW-OR | MHHS-Southwest |  |  |  | 013-15536 | 013-15536 | Southwest | MHHS-Southwest | SW-OR | OR 27 | 5/1/19 |  | 5/1/20 |  | ELECTROENCEPHALOGRAPHS |  | .needs class | [5 empty] | Aspect Med Sys | [7 empty] | Covered PM Repair - Biomedical | MHHS-Southwest
NO | YES |  |  |  | 013-15537 | 013-15537 | ASPECT MEDICAL SYSTEMS INC. | VISTA MONITOR |  | VT04620 | SW-OR | MHHS-Southwest |  |  |  | 013-15537 | 013-15537 | Southwest | MHHS-Southwest | SW-OR | SW - OR | 5/1/19 |  | 5/1/20 |  | ELECTROENCEPHALOGRAPHS |  | .needs class | [5 empty] | Aspect Med Sys | [7 empty] | Covered PM Repair - Biomedical | MHHS-Southwest
NO | YES |  |  |  | 013-15538 | 013-15538 | ASPECT MEDICAL SYSTEMS INC. | VISTA MONITOR |  | VT04624 | SW-OR | MHHS-Southwest |  |  |  | 013-15538 | 013-15538 | Southwest | MHHS-Southwest | SW-OR | Or 26 | 5/1/19 |  | 5/1/20 |  | ELECTROENCEPHALOGRAPHS |  | .needs class | [5 empty] | Aspect Med Sys | [7 empty] | Covered PM Repair - Biomedical | MHHS-Southwest
NO | YES |  |  |  | 013-15540 | 013-15540 | ASPECT MEDICAL SYSTEMS INC. | VISTA MONITOR |  | VT04635 | SW-OR | MHHS-Southwest |  |  |  | 013-15540 | 013-15540 | Southwest | MHHS-Southwest | SW-OR | OR 10 | 5/1/19 |  | 5/1/20 |  | ELECTROENCEPHALOGRAPHS |  | .needs class | [5 empty] | Aspect Med Sys |  |  |  |  | 4/3/17 |  |  | Covered PM Repair - Biomedical | MHHS-Southwest
NO | YES |  |  |  | 013-15541 | 013-15541 | ASPECT MEDICAL SYSTEMS INC. | VISTA MONITOR |  | VT04638 | SW-HVI-OR | MHHS-Southwest |  |  |  | 013-15541 | 013-15541 | Southwest | MHHS-Southwest | SW-HVI-OR | SW-HVI-OR | 8/1/19 |  | 8/1/20 |  | ELECTROENCEPHALOGRAPHS |  | .needs class | [5 empty] | Aspect Med Sys | [7 empty] | Covered PM Repair - Biomedical | MHHS-Southwest
NO | YES |  |  |  | 013-15543 | 013-15543 | ASPECT MEDICAL SYSTEMS INC. | VISTA MONITOR |  | VT04658 | SW-OR | MHHS-Southwest |  |  |  | 013-15543 | 013-15543 | Southwest | MHHS-Southwest | SW-OR | OR 8 | 5/1/19 |  | 5/1/20 |  | ELECTROENCEPHALOGRAPHS |  | .needs class | [5 empty] | Aspect Med Sys | [7 empty] | Covered PM Repair - Biomedical | MHHS-Southwest
NO | YES |  |  |  | 013-15544 | 013-15544 | ASPECT MEDICAL SYSTEMS INC. | VISTA MONITOR |  | VT04660 | SW-OR | MHHS-Southwest |  |  |  | 013-15544 | 013-15544 | Southwest | MHHS-Southwest | SW-OR | Or 24 | 5/1/19 |  | 5/1/20 |  | ELECTROENCEPHALOGRAPHS |  | .needs class | [5 empty] | Aspect Med Sys | [7 empty] | Covered PM Repair - Biomedical | MHHS-Southwest
NO | YES |  |  |  | 013-15545 | 013-15545 | ASPECT MEDICAL SYSTEMS INC. | VISTA MONITOR |  | VT04664 | SW-OR | MHHS-Southwest |  |  |  | 013-15545 | 013-15545 | Southwest | MHHS-Southwest | SW-OR | OR 10 | 5/1/19 |  | 5/1/20 |  | ELECTROENCEPHALOGRAPHS |  | .needs class | [5 empty] | Aspect Med Sys | [7 empty] | Covered PM Repair - Biomedical | MHHS-Southwest
NO | YES |  |  |  | 013-15547 | 013-15547 | ASPECT MEDICAL SYSTEMS INC. | VISTA MONITOR |  | VT04672 | SW-OR | MHHS-Southwest |  |  |  | 013-15547 | 013-15547 | Southwest | MHHS-Southwest | SW-OR | OR | 5/1/19 |  | 5/1/20 |  | ELECTROENCEPHALOGRAPHS |  | .needs class | [5 empty] | Aspect Med Sys | [7 empty] | Covered PM Repair - Biomedical | MHHS-Southwest
NO | YES |  |  |  | 013-15548 | 013-15548 | ASPECT MEDICAL SYSTEMS INC. | VISTA MONITOR |  | VT04675 | SW-OR | MHHS-Southwest |  |  |  | 013-15548 | 013-15548 | Southwest | MHHS-Southwest | SW-OR | OR 2 | 5/1/19 |  | 5/1/20 |  | ELECTROENCEPHALOGRAPHS |  | .needs class | [5 empty] | Aspect Med Sys | [7 empty] | Covered PM Repair - Biomedical | MHHS-Southwest
NO | YES |  |  |  | 013-15550 | 013-15550 | ASPECT MEDICAL SYSTEMS INC. | VISTA MONITOR |  | VT04682 | SW-OR | MHHS-Southwest |  |  |  | 013-15550 | 013-15550 | Southwest | MHHS-Southwest | SW-OR | OR6 | 5/1/19 |  | 5/1/20 |  | ELECTROENCEPHALOGRAPHS |  | .needs class | [5 empty] | Aspect Med Sys | [7 empty] | Covered PM Repair - Biomedical | MHHS-Southwest
NO | NO |  |  |  | 013-15534 |  | ASPECT MEDICAL SYSTEMS INC. | VISTA MONITOR |  | VT04612 | SW - OR | MHHS-Southwest |  |  |  | 013-15534 |  | Southwest |  | SW - OR | [5 empty] | ELECTROENCEPHALOGRAPHS |  | .needs class | [5 empty] | Aspect Med Sys | [7 empty] | Covered PM Repair - Biomedical | MHHS-Southwest
NO | NO |  |  |  | 013-15539 |  | ASPECT MEDICAL SYSTEMS INC. | VISTA MONITOR |  | VT04634 | SW - OR | MHHS-Southwest |  |  |  | 013-15539 |  | Southwest |  | SW - OR | [5 empty] | ELECTROENCEPHALOGRAPHS |  | .needs class | [5 empty] | Aspect Med Sys | [7 empty] | Covered PM Repair - Biomedical | MHHS-Southwest
NO | NO |  |  |  | 0136-15546 |  | ASPECT MEDICAL SYSTEMS INC. | VISTA MONITOR |  | VT04665 | SW - OR | MHHS-Southwest |  |  |  | 0136-15546 |  | Southwest |  | SW - OR | [5 empty] | ELECTROENCEPHALOGRAPHS |  | .needs class | [5 empty] | Aspect Med Sys | [7 empty] | Covered PM Repair - Biomedical | MHHS-Southwest
NO | NO | [5 empty] | ASPECT MEDICAL SYSTEMS INC. | VISTA MONITOR |  | VT04656 | SW - OR | MHHS-Southwest | [5 empty] | Southwest |  | SW - OR | [5 empty] | ELECTROENCEPHALOGRAPHS |  | .needs class | [5 empty] | Aspect Med Sys | [7 empty] | Covered PM Repair - Biomedical | MHHS-Southwest
YES | YES |  |  |  | 133-07104 | 133-07104 | Assy Computer | Easylink |  | DC1645516 | KATY - LABORATORY |  |  |  |  | 133-07104 | 133-07104 | Katy | Memorial Hermann Katy Hospital | KATY - LABORATORY | Lab Storage
YES | YES |  |  |  | 009-33093 | 009-33093 | Astrodyne TDI | TDI Power |  | TDH1837-10821 | GH-Respiratory |  |  |  |  | 009-33093 | 009-33093 | GH-Respiratory | GH-respiratory | GH-Respiratory
YES | YES |  |  |  | 009-33092 | 009-33092 | Astrodyne TDI | TDI Power |  | TDH1837-10924 | GH-Respiratory |  |  |  |  | 009-33092 | 009-33092 | GH-Respiratory | GH-respiratory | GH-Respiratory
YES | YES |  |  |  | 009-33110 | 009-33110 | Astrodyne TDI | TDI Power |  | TDC1831-00876 | GH - RESPIRATORY |  |  |  |  | 009-33110 | 009-33110 | Central | Central | GH - RESPIRATORY | Respiratory
YES | YES |  |  |  | 009-33109 | 009-33109 | Astrodyne TDI | TDI Power |  | TDC1831-00908 | GH - RESPIRATORY |  |  |  |  | 009-33109 | 009-33109 | Central | Central | GH - RESPIRATORY | Respiratory
NO | NO |  |  |  | 069-43771 |  | Astute Medical | ASTUTE140 |  |  | TMC - LABORATORY - CHEMISTRY (1R) | MHHS-TMC |  |  |  | 069-43771 |  | TMC |  | TMC - LABORATORY - CHEMISTRY (1R) | [5 empty] | ANALYZERS, LABORATORY, URINE |  | .needs class |  |  |  |  | .needs class | [8 empty] | Not Covered Vendor Only - Biomedical | MHHS-TMC
NO | NO |  |  |  | 069-43772 |  | Astute Medical | ASTUTE140 |  |  | TMC - LABORATORY - CHEMISTRY (1R) | MHHS-TMC |  |  |  | 069-43772 |  | TMC |  | TMC - LABORATORY - CHEMISTRY (1R) | [5 empty] | ANALYZERS, LABORATORY, URINE |  | .needs class |  |  |  |  | .needs class | [8 empty] | Not Covered Vendor Only - Biomedical | MHHS-TMC
YES | YES |  |  |  | 099-01069 | 099-01069 | ASUS Computer | ASUSPRO |  | K1LMQS046211 | NE - OR |  |  |  |  | 099-01069 | 099-01069 | Katy | Memorial Hermann Northeast Hospital | NE - OR | OR Storage
YES | YES |  |  |  | 099-01070 | 099-01070 | ASUS Computer | ASUSPRO |  | J9LMQS044744 | NE - OR |  |  |  |  | 099-01070 | 099-01070 | Katy | Memorial Hermann Northeast Hospital | NE - OR | OR Storage
NO | YES | Serial Number 400-418320 |  |  | 069-35423 | 069-35423 | ASUS Computer | Draw#3524506 |  | 400-418320 | Tmc-or-cvor |  |  |  |  | 069-35423 | 069-35423 | TMC | Memorial Hermann-Texas Medical Center | Tmc-or-cvor | Or 5
YES | YES |  |  |  | 099-04799 | 099-04799 | ASUS Computer | PA248Q |  | 02LMQS012632 | PEARLAND - LABORATORY - MAIN |  |  |  |  | 099-04799 | 099-04799 | Pearland | Memorial Hermann Pearland Hospital | PEARLAND - LABORATORY - MAIN | Speciman Processing
YES | YES |  |  |  | 009-34248 | 009-34248 | ASUS Computer | VH328 |  | CBLMTF160024 | ICU D |  |  |  |  | 009-34248 | 009-34248 | Southwest | Memorial Hermann Southwest Hospital | ICU D | Nurse Station
YES | YES |  |  |  | 099-00237 | 099-00237 | Aten | CS84U |  | Z3D9-011AF-0327 | KATY - OR |  |  |  |  | 099-00237 | 099-00237 | Katy | Katy | KATY - OR | Bio med shop |  |  |  | No pm
YES | YES |  |  |  | 099-00236 | 099-00236 | Aten | CS84U |  | A1F5-433A0-0084 | KATY - OR |  |  |  |  | 099-00236 | 099-00236 | Katy | Katy | KATY - OR | Bio med shop |  |  |  | No pm
YES | YES |  |  |  | 129-31366 | 129-31366 | Atlanta BioMedical Corp |  |  |  | SUGAR LAND - OR |  |  |  |  | 129-31366 | 129-31366 | Sugar Land |  | SUGAR LAND - OR |  |  |  |  | No pm |  | Pump, Infusion, Syringe | PUMPFOODENTERAL-Atlanta BioMedical Corp-4100 | [12 empty] | PUI-A | [9 empty] | Pump, Infusion, Syringe | PUMPINFUSIONSYRINGE | Pump, Infusion, Syringe | Atlanta BioMedical Corp
YES | YES |  |  |  | 129-31367 | 129-31367 | Atlanta BioMedical Corp |  |  |  | SUGAR LAND - OR |  |  |  |  | 129-31367 | 129-31367 | Sugar Land |  | SUGAR LAND - OR |  | 1/1/20 | 2/1/21 |  |  |  | Pump, Infusion, Syringe | PUMPFOODENTERAL-Atlanta BioMedical Corp-4100 | [12 empty] | PUI-A | [9 empty] | Pump, Infusion, Syringe | PUMPINFUSIONSYRINGE | Pump, Infusion, Syringe | Atlanta BioMedical Corp
YES | YES |  |  |  | 129-31371 | 129-31371 | Atlanta BioMedical Corp |  |  |  | Sugar Land Endo |  |  |  |  | 129-31371 | 129-31371 | Sugar Land | Memorial Hermann Sugar Land Hospital | Sugar Land Endo | Procedure Room 2 | [5 empty] | Pump, Infusion, Syringe | PUMPFOODENTERAL-Atlanta BioMedical Corp-4100 | [12 empty] | PUI-A | [9 empty] | Pump, Infusion, Syringe | PUMPINFUSIONSYRINGE | Pump, Infusion, Syringe | Atlanta BioMedical Corp
YES | YES |  |  |  | 099-05331 | 099-05331 | Atlantico System | Captus 3000 |  | CNV-744 | Memorial Hermann- Texas Medica Center Robertson Radiology |  |  |  |  | 099-05331 | 099-05331 |  | TCM | Memorial Hermann- Texas Medica Center Robertson Radiology | Exam Room |  |  |  | No PM Sticker
NO | NO |  |  |  | 029-09404 |  | Atmos | ATMOS CAM 31DV |  | 200001289-103631-2013-03 | WOODLANDS - DIABETES EDUCATION | MHHS-Woodlands |  |  |  | 029-09404 |  | Woodlands |  | WOODLANDS - DIABETES EDUCATION | [5 empty] | ENDOSCOPIC EQUIPMENT, VIDEO PROCESSOR |  | .needs class |  |  |  |  | .needs class | ATMOS | [7 empty] | Not Covered Vendor Only - Biomedical | MHHS-Woodlands
NO | NO |  |  |  | 241-02243 |  | Atmos | ENDO-STROBOSCOPE L |  | 170034373-075820 | TIRR - UROLOGY/SPEC PROC (17) | MHHS-TIRR |  |  |  | 241-02243 |  | TMC |  | TIRR - UROLOGY/SPEC PROC (17) | [5 empty] | LIGHT SOURCES, FIBEROPTIC |  | .needs class | [5 empty] | ATMOS | [7 empty] | Covered PM Repair - Biomedical | MHHS-TIRR
YES | YES |  |  |  | 074-04864 | 074-04864 | AtriCure Inc | ASCB2 |  | 61410235-0030-014 | TMC - OR - CVOR (7HVI) |  |  |  |  | 074-04864 | 074-04864 | TMC | Memorial Hermann Heart | TMC - OR - CVOR (7HVI) | Sterile Core
NO | YES |  |  |  | 005-11801 | 005-11801 | AtriCure Inc | ASU Switch Matrix |  | 040616-007 | SE-OR |  |  |  |  | 005-11801 | 005-11801 | Southeast | MHHS-Southeast | SE-OR |  | 4/1/20 |  | 4/1/20
NO | YES |  |  |  | 005-11802 | 005-11802 | AtriCure Inc | ASU2-115 |  | 040618-008 | SE-OR |  |  |  |  | 005-11802 | 005-11802 | Southeast | MHHS-Southeast | SE-OR | [6 empty] | Radiofrequency Therapy System | RFTHERAPY-AtriCure Inc-ASU2-115 | [22 empty] | Radiofrequency Therapy System | RFTHERAPY | Radiofrequency Therapy System | AtriCure Inc
YES | YES |  |  |  | 074-04546 | 074-04546 | AtriCure Inc | CryoICE BOX |  | 48027-01 | TMC - OR - CVOR (7HVI) |  |  |  |  | 074-04546 | 074-04546 | TMC | Memorial Hermann Heart | TMC - OR - CVOR (7HVI) | Sterile Core
YES | YES |  |  |  | 099-07489 | 099-07489 | AtriCure Inc | cryoICE BOX |  |  | SE - OR |  |  |  |  | 099-07489 | 099-07489 | Southeast | Memorial Hermann Southeast Hospital | SE - OR |  |  |  | 4/1/20
NO | YES | [5 empty] | ATRICURE, INC | ASB3 |  | 020608-022 | GH-OR | MHHS-Greater Heights |  | Radiofrequency Therapy System |  |  |  | Central & Greater Heights | MHHS-Greater Heights | GH-OR | Storage room | 6/1/19 |  | 7/1/20 |  | RADIOFREQUENCY THERAPY SYSTEMS, TISSUE ABLATION | Radiofrequency Therapy System | RFTHERAPY-AtriCure Inc-ASB3 | RFTHERAPY | ASB3 |  |  |  | AtriCure Inc | Radiofrequency Therapy System |  | RFTHERAPY-AtriCure Inc-ASB3 |  | 4/29/17 |  |  | Covered PM Repair - Biomedical | MHHS-Greater Heights | [8 empty] | RFTHERAPY | Radiofrequency Therapy System | AtriCure Inc
NO | YES |  |  |  | 074-04545 | 074-04545 | ATRICURE, INC | ASB3 |  | 050907-00 | TMC-OR-CVOR (7Hvi) | MHHS-TMC |  | Radiofrequency Therapy System |  | 074-04545 | 074-04545 | TMC | MHHS-TMC | TMC-OR-CVOR (7Hvi) | Sterile Core | 3/1/20 |  | 3/1/21 |  | RADIOFREQUENCY THERAPY SYSTEMS, TISSUE ABLATION | Radiofrequency Therapy System | RFTHERAPY-AtriCure Inc-ASB3 | RFTHERAPY | ASB3 |  |  |  | AtriCure Inc | Radiofrequency Therapy System |  | RFTHERAPY-AtriCure Inc-ASB3 |  | 10/1/17 |  |  | Covered PM Repair - Biomedical | MHHS-TMC | [8 empty] | RFTHERAPY | Radiofrequency Therapy System | AtriCure Inc
NO | YES |  |  |  | 074-05010 | 074-05010 | ATRICURE, INC | ASB3 |  | 100313-026 | TMC-OR-Hermann (2Hp) | MHHS-TMC |  | Radiofrequency Therapy System |  | 074-05010 | 074-05010 | TMC | MHHS-TMC | TMC-OR-Hermann (2Hp) | Equipment room | 3/1/20 |  | 9/1/20 |  | RADIOFREQUENCY THERAPY SYSTEMS, TISSUE ABLATION | Radiofrequency Therapy System | RFTHERAPY-AtriCure Inc-ASB3 | RFTHERAPY | ASB3 |  |  |  | AtriCure Inc | Radiofrequency Therapy System |  | RFTHERAPY-AtriCure Inc-ASB3 |  |  |  |  | Covered PM Repair - Biomedical | MHHS-TMC | [8 empty] | RFTHERAPY | Radiofrequency Therapy System | AtriCure Inc
NO | NO |  |  |  | 013-15196 |  | ATRICURE, INC | ASB3 |  | 091107-021 | SW - HVI - OR | MHHS-Southwest |  | Radiofrequency Therapy System |  | 013-15196 |  | Southwest |  | SW - HVI - OR | [5 empty] | RADIOFREQUENCY THERAPY SYSTEMS, TISSUE ABLATION |  | RFTHERAPY-AtriCure Inc-ASB3 | RFTHERAPY | ASB3 |  |  |  | AtriCure Inc | Radiofrequency Therapy System |  | RFTHERAPY-AtriCure Inc-ASB3 |  |  |  |  | Not Covered Vendor Only - Biomedical | MHHS-Southwest
NO | NO | [5 empty] | ATRICURE, INC | ASB3 |  | 011509-013 | WOODLANDS - OR | MHHS-Woodlands |  | Radiofrequency Therapy System |  |  |  | Woodlands |  | WOODLANDS - OR | [5 empty] | RADIOFREQUENCY THERAPY SYSTEMS, TISSUE ABLATION |  | RFTHERAPY-AtriCure Inc-ASB3 | RFTHERAPY | ASB3 |  |  |  | AtriCure Inc | Radiofrequency Therapy System |  | RFTHERAPY-AtriCure Inc-ASB3 |  |  |  |  | Not Covered Vendor Only - Biomedical | MHHS-Woodlands
NO | YES | [5 empty] | ATRICURE, INC | ASU2 |  | 022306-006 | GH-OR | MHHS-Greater Heights | [5 empty] | Central & Greater Heights | MHHS-Greater Heights | GH-OR | Storage room | 8/1/19 |  | 8/1/20 |  | ELECTROSURGICAL UNITS | Radiofrequency Therapy System | RFTHERAPY-AtriCure Inc-ASU2-115 |  |  |  |  | RFTHERAPY-AtriCure Inc-ASU2-115 | AtriCure Inc |  |  |  |  | 1/1/20 |  |  | Not Covered Vendor Only - Biomedical | MHHS-Greater Heights | [8 empty] | RFTHERAPY | Radiofrequency Therapy System | AtriCure Inc
NO | YES |  |  |  | 074-04544 | 074-04544 | ATRICURE, INC | ASU2 |  | 073012-011 | TMC-OR-CVOR (7Hvi) | MHHS-TMC |  |  |  | 074-04544 | 074-04544 | TMC | MHHS-TMC | TMC-OR-CVOR (7Hvi) | Sterile Core | 3/1/20 |  | 3/1/21 |  | ELECTROSURGICAL UNITS | Radiofrequency Therapy System | RFTHERAPY-AtriCure Inc-ASU2-115 |  |  |  |  | RFTHERAPY-AtriCure Inc-ASU2-115 | AtriCure Inc |  |  |  |  | 1/1/20 |  |  | Not Covered Vendor Only - Biomedical | MHHS-TMC | [8 empty] | RFTHERAPY | Radiofrequency Therapy System | AtriCure Inc
NO | YES |  |  |  | 074-05009 | 074-05009 | ATRICURE, INC | ASU2 |  | 030415-016 | TMC-OR-Hermann (2Hp) | MHHS-TMC |  |  |  | 074-05009 | 074-05009 | TMC | MHHS-TMC | TMC-OR-Hermann (2Hp) | Equipment room | 3/1/20 |  | 9/1/20 |  | ELECTROSURGICAL UNITS | Radiofrequency Therapy System | RFTHERAPY-AtriCure Inc-ASU2-115 |  |  |  |  | RFTHERAPY-AtriCure Inc-ASU2-115 | AtriCure Inc |  |  |  |  | 1/1/20 |  |  | Not Covered Vendor Only - Biomedical | MHHS-TMC | [8 empty] | RFTHERAPY | Radiofrequency Therapy System | AtriCure Inc
NO | NO | [5 empty] | ATRICURE, INC | ASU2 |  | 102308-005 | WOODLANDS - OR | MHHS-Woodlands | [5 empty] | Woodlands |  | WOODLANDS - OR | [5 empty] | ELECTROSURGICAL UNITS |  | RFTHERAPY-AtriCure Inc-ASU2-115 |  |  |  |  | RFTHERAPY-AtriCure Inc-ASU2-115 | AtriCure Inc | [7 empty] | Not Covered Vendor Only - Biomedical | MHHS-Woodlands
NO | YES |  |  |  | 013-19285 | 013-19285 | ATRICURE, INC | CCS-200 |  | 27290-2 | SW-OR | MHHS-Southwest |  | Cryosurgical Unit |  | 013-19285 | 013-19285 | Southwest | MHHS-Southwest | SW-OR | OR7 | 10/1/19 |  | 4/1/20 |  | CRYOSURGICAL UNITS | Cryosurgical Unit | CRYOSURGICALUNIT-CooperSurgical-CCS-200 | CRYOSURGICALUNIT | CCS-200 |  |  |  | CooperSurgical | Cryosurgical Unit |  |  | CRYOSURGICALUNIT-CooperSurgical-CCS-200 | 5/25/18 |  |  | Covered PM Repair - Biomedical | MHHS-Southwest | [8 empty] | CRYOSURGICALUNIT | Cryosurgical Unit | CooperSurgical
NO | NO |  |  |  | 86416-05 |  | ATRICURE, INC | CRYOICE BOX V6 |  | 86416-05 | SE - OR | MHHS-Southeast |  | Cryosurgical Unit |  | 86416-05 |  | Southeast & Bay Area |  | SE - OR | [5 empty] | CRYOSURGICAL UNITS |  | CRYOSURGICALUNIT-AtriCure Inc-cryoICE BOX V6 | CRYOSURGICALUNIT | cryoICE BOX V6 |  |  |  | AtriCure Inc | Cryosurgical Unit |  | CRYOSURGICALUNIT-AtriCure Inc-cryoICE BOX V6 |  |  |  |  | Covered PM Repair - Biomedical | MHHS-Southeast
NO | NO |  |  |  | 013-36615 |  | ATRICURE, INC | CRYOICE BOX V6 |  | 52169-02 | SW - HVI - OR | MHHS-Southwest |  | Cryosurgical Unit |  | 013-36615 |  | Southwest |  | SW - HVI - OR | [5 empty] | CRYOSURGICAL UNITS |  | CRYOSURGICALUNIT-AtriCure Inc-cryoICE BOX V6 | CRYOSURGICALUNIT | cryoICE BOX V6 |  |  |  | AtriCure Inc | Cryosurgical Unit |  | CRYOSURGICALUNIT-AtriCure Inc-cryoICE BOX V6 |  |  |  |  | Covered PM Repair - Biomedical | MHHS-Southwest
NO | NO |  |  |  | 029-10393 |  | ATRICURE, INC | CRYOICE BOX V6 |  | 62220-02 | WOODLANDS - OR | MHHS-Woodlands |  | Cryosurgical Unit |  | 029-10393 |  | Woodlands |  | WOODLANDS - OR | [5 empty] | CRYOSURGICAL UNITS |  | CRYOSURGICALUNIT-AtriCure Inc-cryoICE BOX V6 | CRYOSURGICALUNIT | cryoICE BOX V6 |  |  |  | AtriCure Inc | Cryosurgical Unit |  | CRYOSURGICALUNIT-AtriCure Inc-cryoICE BOX V6 |  |  |  |  | Covered PM Repair - Biomedical | MHHS-Woodlands
YES | YES |  |  |  | 133-06164 | 133-06164 | Atrix International Inc | Express Vac |  | P10079 | Biomed |  |  |  |  | 133-06164 | 133-06164 | Katy | Memorial Hermann Katy Hospital | Biomed | Biomed Shop
NO | NO | [5 empty] | AudioLinks | UNKNOWN |  |  | SW - NURSERY | MHHS-Southwest | [5 empty] | Southwest |  | SW - NURSERY | [5 empty] | IMAGE STORAGE DEVICES, SERVER |  | .needs class |  |  |  |  | .needs class | [8 empty] | Covered PM Repair - Biomedical | MHHS-Southwest
NO | YES |  |  |  | 013-38693 | 013-38693 | AUGUSTINE MEDICAL | RANGER 245 |  |  | SW-HVI-OR | MHHS-Southwest |  | Warmer, Blood/Fluid |  | 013-38693 | 013-38693 | Southwest | MHHS-Southwest | SW-HVI-OR | SW-HVI-OR | 8/1/19 |  | 8/1/20 |  | WARMING UNITS, BLOOD/INTRAVENOUS SOLUTION | Warmer, Blood/Fluid | WARMERBLOODFLUID-3M-Ranger 245 | WARMERBLOODFLUID | Ranger 245 |  |  |  | 3M | Warmer, Blood/Fluid |  |  | WARMERBLOODFLUID-3M-Ranger 245 | 9/14/19 |  | WBF-SA | Covered PM Repair - Biomedical | MHHS-Southwest | [8 empty] | WARMERBLOODFLUID | Warmer, Blood/Fluid | 3M
YES | YES |  |  |  | 925-01208 | 925-01208 | Avanti Products | VF306 |  | A52625030631372500100 | MH MG - (SW) - BELLAIRE CENTER |  |  |  |  | 925-01208 | 925-01208 | Southwest | MH Bellaire Center | MH MG - (SW) - BELLAIRE CENTER | Exam 9
NO | YES |  |  |  | 000-05071 | 000-05071 | Avanti Products | VF306 |  | A52625030631880100123 | SMR - (SE) - LEAGUE CITY CCC |  |  |  |  | 000-05071 | 000-05071 | Southeast | MHHS-Others | SMR - (SE) - LEAGUE CITY CCC | Rehab and sport medicine
NO | YES |  |  |  | 069-40494 | 069-40494 | Avanti Products, Inc. | EC15W-2 |  | A990700311 | SMR-(TMC)-Ironman [MHMP-16Flr] | MHHS-SMR |  | Refrigerator, Kitchen |  | 069-40494 | 069-40494 | TMC | MHHS-Others | SMR-(TMC)-Ironman [MHMP-16Flr] | Ironman |  |  |  |  | REFRIGERATORS, LABORATORY | Refrigerator, Kitchen | REFRIGERATORKITCHEN-Avanti Prod-EC15W-2 | REFRIGERATORKITCHEN | EC15W-2 |  |  |  | Avanti Prod | Refrigerator, Kitchen |  | REFRIGERATORKITCHEN-Avanti Prod-EC15W-2 |  | 7/1/16 |  |  | Covered PM Repair - Radiology, Low End | MHHS-SMR | [8 empty] | REFRIGERATORKITCHEN | Refrigerator, Kitchen | Avanti Prod
NO | YES |  |  |  | 009-10774 | 009-10774 | Avanti Products, Inc. | VF306 |  | A52625030631670400192 | SMR-(GH)-Greater Heights CCC | MHHS-SMR |  | Freezer, Laboratory |  | 009-10774 | 009-10774 | Central | MHHS-Others | SMR-(GH)-Greater Heights CCC | Gym Floor | 4/1/19 | 4/1/20 |  |  | REFRIGERATORS, PHARMACY | Freezer, Laboratory | FREEZERLAB-Avanti Prod-VF306 | FREEZERLAB | VF306 |  |  |  | Avanti Prod | Freezer, Laboratory |  | FREEZERLAB-Avanti Prod-VF306 |  | 8/7/18 |  | FL-A | Covered PM Repair - Biomedical | MHHS-SMR | [8 empty] | FREEZERLAB | Freezer, Laboratory | Avanti Prod
NO | YES |  |  |  | 005-12429 | 005-12429 | Avanti Products, Inc. | VF306 |  | A5265030631732000071 | SMR - (MC) - WILLOWBROOK | MHHS-SMR |  | Freezer, Laboratory |  | 005-12429 | 005-12429 | West | Willowbrook | SMR - (MC) - WILLOWBROOK |  | 3/1/18 |  |  |  | REFRIGERATORS, PHARMACY | Freezer, Laboratory | FREEZERLAB-Avanti Prod-VF306 | FREEZERLAB | VF306 |  |  |  | Avanti Prod | Freezer, Laboratory |  | FREEZERLAB-Avanti Prod-VF306 |  | 4/4/17 |  | FL-A | Covered PM Repair - Biomedical | MHHS-SMR | [8 empty] | FREEZERLAB | Freezer, Laboratory | Avanti Prod
NO | YES |  |  |  | 000-03832 | 000-03832 | Avanti Products, Inc. | VF306 |  | A52625030631810300066 | MH MG-(NE)-Kingwood CCC-Timeshare | MHHS-SMR |  | Freezer, Laboratory |  | 000-03832 | 000-03832 | Katy | MHHS-MG | MH MG-(NE)-Kingwood CCC-Timeshare | Rehab |  |  |  |  | REFRIGERATORS, PHARMACY | Freezer, Laboratory | FREEZERLAB-Avanti Prod-VF306 | FREEZERLAB | VF306 |  |  |  | Avanti Prod | Freezer, Laboratory |  | FREEZERLAB-Avanti Prod-VF306 |  |  |  | FL-A | Covered PM Repair - Biomedical | MHHS-SMR | [8 empty] | FREEZERLAB | Freezer, Laboratory | Avanti Prod
NO | YES |  |  |  | 000-03875 | 000-03875 | Avanti Products, Inc. | VF306 |  | A52625030631830100238 | SMR - (NE) - KINGWOOD WEST | MHHS-SMR |  | Freezer, Laboratory |  | 000-03875 | 000-03875 | Katy | Kingwood West Sports Medicine | SMR - (NE) - KINGWOOD WEST | Kingwood West Sports Medicine |  |  |  |  | REFRIGERATORS, PHARMACY |  | FREEZERLAB-Avanti Prod-VF306 | FREEZERLAB | VF306 |  |  |  | Avanti Prod | Freezer, Laboratory |  | FREEZERLAB-Avanti Prod-VF306 |  |  |  |  | Covered PM Repair - Biomedical | MHHS-SMR
NO | YES |  |  |  | 005-11752 | 005-11752 | Avanti Products, Inc. | VF306 |  | A52625030631670400121 | SMR - (SE) - CLEAR LAKE (WEBSTER) | MHHS-SMR |  | Freezer, Laboratory |  | 005-11752 | 005-11752 | Southeast |  | SMR - (SE) - CLEAR LAKE (WEBSTER) |  | 2/1/19 |  |  |  | REFRIGERATORS, PHARMACY | Freezer, Laboratory | FREEZERLAB-Avanti Prod-VF306 | FREEZERLAB | VF306 |  |  |  | Avanti Prod | Freezer, Laboratory |  | FREEZERLAB-Avanti Prod-VF306 |  |  |  | FL-A | Covered PM Repair - Biomedical | MHHS-SMR | [8 empty] | FREEZERLAB | Freezer, Laboratory | Avanti Prod
NO | NO |  |  |  | 929-01021 |  | Avanti Products, Inc. | VF306 |  | A52625030631513000045 | SMR - (MHOSH) - BELLAIRE | MHHS-SMR |  | Freezer, Laboratory |  | 929-01021 |  | Central & Greater Heights |  | SMR - (MHOSH) - BELLAIRE | [5 empty] | REFRIGERATORS, PHARMACY |  | FREEZERLAB-Avanti Prod-VF306 | FREEZERLAB | VF306 |  |  |  | Avanti Prod | Freezer, Laboratory |  | FREEZERLAB-Avanti Prod-VF306 |  |  |  |  | Covered PM Repair - Biomedical | MHHS-SMR
NO | NO |  |  |  | 005-33572 |  | Avanti Products, Inc. | VF306 |  | A52625030631732000022 | SMR - (NE) - ATASCOCITA | MHHS-SMR |  | Freezer, Laboratory |  | 005-33572 |  | Katy |  | SMR - (NE) - ATASCOCITA | [5 empty] | REFRIGERATORS, PHARMACY |  | FREEZERLAB-Avanti Prod-VF306 | FREEZERLAB | VF306 |  |  |  | Avanti Prod | Freezer, Laboratory |  | FREEZERLAB-Avanti Prod-VF306 |  |  |  |  | Covered PM Repair - Biomedical | MHHS-SMR
NO | NO |  |  |  | 005-33596 |  | Avanti Products, Inc. | VF306 |  | A52625030631810300125 | SMR - (SE) - EAST HOUSTON | MHHS-SMR |  | Freezer, Laboratory |  | 005-33596 |  | Southeast & Bay Area |  | SMR - (SE) - EAST HOUSTON | [5 empty] | REFRIGERATORS, PHARMACY |  | FREEZERLAB-Avanti Prod-VF306 | FREEZERLAB | VF306 |  |  |  | Avanti Prod | Freezer, Laboratory |  | FREEZERLAB-Avanti Prod-VF306 |  |  |  |  | Covered PM Repair - Biomedical | MHHS-SMR
NO | YES |  |  |  | 041-17721 | 041-17721 | Avanti Products, Inc. | VM302W-1 |  | A478253021211B0700242 | SMR - (MC) - TOWN | MHHS-SMR |  | Refrigerator, Kitchen |  | 041-17721 | 041-17721 | West | Memorial Hermann Sports Medicine | SMR - (MC) - TOWN | Storage Room | 6/1/18 |  |  | No PM Required Sticker | FREEZERS, LABORATORY | Refrigerator, Kitchen | REFRIGERATORKITCHEN-Avanti Prod-VM302W-1 | REFRIGERATORKITCHEN | VM302W-1 |  |  |  | Avanti Prod | Refrigerator, Kitchen |  | REFRIGERATORKITCHEN-Avanti Prod-VM302W-1 |  |  |  |  | Covered PM Repair - Biomedical | MHHS-SMR | [8 empty] | REFRIGERATORKITCHEN | Refrigerator, Kitchen | Avanti Prod
NO | YES |  |  |  | 029-10187 | 029-10187 | Avanti Products, Inc. | VM302W-1 |  | A478253021211A1000799 | SMR - (STX) - RBJ - RICHMOND | MHHS-SMR |  | Refrigerator, Kitchen |  | 029-10187 | 029-10187 | South | Richmond Sports Medicine and Rehabilitation | SMR - (STX) - RBJ - RICHMOND | Rehab |  |  |  |  | FREEZERS, LABORATORY | Refrigerator, Kitchen | REFRIGERATORKITCHEN-Avanti Prod-VM302W-1 | REFRIGERATORKITCHEN | VM302W-1 |  |  |  | Avanti Prod | Refrigerator, Kitchen |  | REFRIGERATORKITCHEN-Avanti Prod-VM302W-1 |  |  |  |  | Covered PM Repair - Biomedical | MHHS-SMR | [8 empty] | REFRIGERATORKITCHEN | Refrigerator, Kitchen | Avanti Prod
NO | YES |  |  |  | 029-10188 | 029-10188 | Avanti Products, Inc. | VM302W-1 |  | A478253021211C0500252 | SMR - (STX) - RBJ - RICHMOND | MHHS-SMR |  | Refrigerator, Kitchen |  | 029-10188 | 029-10188 | South | Sports med | SMR - (STX) - RBJ - RICHMOND | Sports med | 3/1/19 | 3/1/20 |  |  | FREEZERS, LABORATORY | Refrigerator, Kitchen | REFRIGERATORKITCHEN-Avanti Prod-VM302W-1 | REFRIGERATORKITCHEN | VM302W-1 |  |  |  | Avanti Prod | Refrigerator, Kitchen |  | REFRIGERATORKITCHEN-Avanti Prod-VM302W-1 |  |  |  |  | Covered PM Repair - Biomedical | MHHS-SMR | [8 empty] | REFRIGERATORKITCHEN | Refrigerator, Kitchen | Avanti Prod
NO | NO | [5 empty] | Avanti Products, Inc. | VM302W-1 |  | A47825302121A100032 | SMR - (MC) - P&RC | MHHS-SMR |  | Refrigerator, Kitchen |  |  |  | West & Memorial City |  | SMR - (MC) - P&RC | [5 empty] | FREEZERS, LABORATORY |  | REFRIGERATORKITCHEN-Avanti Prod-VM302W-1 | REFRIGERATORKITCHEN | VM302W-1 |  |  |  | Avanti Prod | Refrigerator, Kitchen |  | REFRIGERATORKITCHEN-Avanti Prod-VM302W-1 |  |  |  |  | Covered PM Repair - Biomedical | MHHS-SMR
NO | NO |  |  |  | 129-04739 |  | Avanti Products, Inc. | VM302W-1 |  | 478253021211A1000674 | SMR - (SL) - WILLIAMS TRACE | MHHS-SMR |  | Refrigerator, Kitchen |  | 129-04739 |  | Sugar Land |  | SMR - (SL) - WILLIAMS TRACE | [5 empty] | FREEZERS, LABORATORY |  | REFRIGERATORKITCHEN-Avanti Prod-VM302W-1 | REFRIGERATORKITCHEN | VM302W-1 |  |  |  | Avanti Prod | Refrigerator, Kitchen |  | REFRIGERATORKITCHEN-Avanti Prod-VM302W-1 |  |  |  |  | Covered PM Repair - Biomedical | MHHS-SMR
NO | YES |  |  |  | 129-04173 | 129-04173 | Avantis Medical Systems, Inc. | THIRDEYE RETROSCOPE |  | VP0051R | SUGAR LAND - ENDOSCOPY | MHHS-Sugarland |  | Colonoscope |  | 129-04173 | 129-04173 | Sugar Land | Memorial Hermann Sugar Land Hospital | SUGAR LAND - ENDOSCOPY | Clean supply room | 6/1/18 |  | 6/1/19 |  | ENDOSCOPIC EQUIPMENT, VIDEO PROCESSOR | Colonoscope | COLONOSCOPE-AvantiMedicalSys-ThirdEye Retroscope | COLONOSCOPE | ThirdEye Retroscope |  |  |  | AvantisMedicalSys | Colonoscope |  | COLONOSCOPE-AvantiMedicalSys-ThirdEye Retroscope |  | 4/1/18 |  |  | Covered PM Repair - Biomedical | MHHS-Sugarland | [8 empty] | COLONOSCOPE | Colonoscope | AvantisMedicalSys
NO | YES |  |  |  | 069-44241 | 069-44241 | Avasure, Inc. | AVA-M-0101-W |  |  | 5j neuro | MHHS-TMC |  |  |  | 069-44241 | 069-44241 | TMC | Memorial Hermann-tmc | 5j neuro | 452j | 7/1/17 |  | 7/1/18 | PM Past Due | CAMERAS |  | .needs class |  |  |  |  | .needs class | AvaSure |  |  |  |  | 6/7/13 |  |  | Covered PM Repair - Biomedical | MHHS-TMC
NO | YES |  |  |  | 069-44248 | 069-44248 | Avasure, Inc. | AVA-M-0101-W |  |  | TMC-MHTMC-Central Supply | MHHS-TMC |  |  |  | 069-44248 | 069-44248 | TMC | MHHS-TMC | TMC-MHTMC-Central Supply |  | 8/1/17 |  |  |  | CAMERAS |  | .needs class |  |  |  |  | .needs class | AvaSure |  |  |  |  | 4/30/19 |  |  | Covered PM Repair - Biomedical | MHHS-TMC
NO | NO |  |  |  | 069-44236 |  | Avasure, Inc. | AVA-M-0101-W |  |  | TMC - MHTMC - CENTRAL SUPPLY | MHHS-TMC |  |  |  | 069-44236 |  | TMC |  | TMC - MHTMC - CENTRAL SUPPLY | [5 empty] | CAMERAS |  | .needs class |  |  |  |  | .needs class | AvaSure | [7 empty] | Covered PM Repair - Biomedical | MHHS-TMC
NO | NO |  |  |  | 069-44237 |  | Avasure, Inc. | AVA-M-0101-W |  |  | TMC - MHTMC - CENTRAL SUPPLY | MHHS-TMC |  |  |  | 069-44237 |  | TMC |  | TMC - MHTMC - CENTRAL SUPPLY | [5 empty] | CAMERAS |  | .needs class |  |  |  |  | .needs class | AvaSure | [7 empty] | Covered PM Repair - Biomedical | MHHS-TMC
NO | NO |  |  |  | 069-44238 |  | Avasure, Inc. | AVA-M-0101-W |  |  | TMC - MHTMC - CENTRAL SUPPLY | MHHS-TMC |  |  |  | 069-44238 |  | TMC |  | TMC - MHTMC - CENTRAL SUPPLY | [5 empty] | CAMERAS |  | .needs class |  |  |  |  | .needs class | AvaSure | [7 empty] | Covered PM Repair - Biomedical | MHHS-TMC
NO | NO |  |  |  | 069-44239 |  | Avasure, Inc. | AVA-M-0101-W |  |  | TMC - MHTMC - CENTRAL SUPPLY | MHHS-TMC |  |  |  | 069-44239 |  | TMC |  | TMC - MHTMC - CENTRAL SUPPLY | [5 empty] | CAMERAS |  | .needs class |  |  |  |  | .needs class | AvaSure | [7 empty] | Covered PM Repair - Biomedical | MHHS-TMC
NO | NO |  |  |  | 069-44240 |  | Avasure, Inc. | AVA-M-0101-W |  |  | TMC - MHTMC - CENTRAL SUPPLY | MHHS-TMC |  |  |  | 069-44240 |  | TMC |  | TMC - MHTMC - CENTRAL SUPPLY | [5 empty] | CAMERAS |  | .needs class |  |  |  |  | .needs class | AvaSure | [7 empty] | Covered PM Repair - Biomedical | MHHS-TMC
NO | NO |  |  |  | 069-44242 |  | Avasure, Inc. | AVA-M-0101-W |  |  | TMC - MHTMC - CENTRAL SUPPLY | MHHS-TMC |  |  |  | 069-44242 |  | TMC |  | TMC - MHTMC - CENTRAL SUPPLY | [5 empty] | CAMERAS |  | .needs class |  |  |  |  | .needs class | AvaSure | [7 empty] | Not Covered Vendor Only - Biomedical | MHHS-TMC
NO | NO |  |  |  | 069-44243 |  | Avasure, Inc. | AVA-M-0101-W |  |  | TMC - MHTMC - CENTRAL SUPPLY | MHHS-TMC |  |  |  | 069-44243 |  | TMC |  | TMC - MHTMC - CENTRAL SUPPLY | [5 empty] | CAMERAS |  | .needs class |  |  |  |  | .needs class | AvaSure | [7 empty] | Not Covered Vendor Only - Biomedical | MHHS-TMC
NO | NO |  |  |  | 069-44245 |  | Avasure, Inc. | AVA-M-0101-W |  |  | TMC - MHTMC - CENTRAL SUPPLY | MHHS-TMC |  |  |  | 069-44245 |  | TMC |  | TMC - MHTMC - CENTRAL SUPPLY | [5 empty] | CAMERAS |  | .needs class |  |  |  |  | .needs class | AvaSure | [7 empty] | Not Covered Vendor Only - Biomedical | MHHS-TMC
NO | NO |  |  |  | 069-44246 |  | Avasure, Inc. | AVA-M-0101-W |  |  | TMC - MHTMC - CENTRAL SUPPLY | MHHS-TMC |  |  |  | 069-44246 |  | TMC |  | TMC - MHTMC - CENTRAL SUPPLY | [5 empty] | CAMERAS |  | .needs class |  |  |  |  | .needs class | AvaSure | [7 empty] | Not Covered Vendor Only - Biomedical | MHHS-TMC
NO | NO |  |  |  | 069-44247 |  | Avasure, Inc. | AVA-M-0101-W |  |  | TMC - MHTMC - CENTRAL SUPPLY | MHHS-TMC |  |  |  | 069-44247 |  | TMC |  | TMC - MHTMC - CENTRAL SUPPLY | [5 empty] | CAMERAS |  | .needs class |  |  |  |  | .needs class | AvaSure | [7 empty] | Covered PM Repair - Biomedical | MHHS-TMC
NO | NO |  |  |  | 069-44249 |  | Avasure, Inc. | AVA-M-0101-W |  |  | TMC - MHTMC - CENTRAL SUPPLY | MHHS-TMC |  |  |  | 069-44249 |  | TMC |  | TMC - MHTMC - CENTRAL SUPPLY | [5 empty] | CAMERAS |  | .needs class |  |  |  |  | .needs class | AvaSure | [7 empty] | Covered PM Repair - Biomedical | MHHS-TMC
NO | YES |  |  |  | 041-18994 | 041-18994 | Avasure, Inc. | AVASYS TELESITTER |  |  | Central Supply | MHHS-Mem City |  |  |  | 041-18994 | 041-18994 | West | Memorial City - Memorial Hermann Hospital | Central Supply | Central Supply |  |  |  | No PM sticker | CAMERAS |  | SYSTEMVIDEO-AvaSure-AvaSys |  |  |  |  | SYSTEMVIDEO-AvaSure-AvaSys | AvaSure | [7 empty] | Not Covered Vendor Only - Biomedical | MHHS-Mem City
NO | YES |  |  |  | 041-20797 | 041-20797 | Avasure, Inc. | AVASYS TELESITTER |  |  | Central Supply | MHHS-Mem City |  |  |  | 041-20797 | 041-20797 | West | Memorial City - Memorial Hermann Hospital | Central Supply | Central Supply |  |  |  | No PM sticker | CAMERAS |  | SYSTEMVIDEO-AvaSure-AvaSys |  |  |  |  | SYSTEMVIDEO-AvaSure-AvaSys | AvaSure | [7 empty] | Not Covered Vendor Only - Biomedical | MHHS-Mem City
NO | YES |  |  |  | 041-20803 | 041-20803 | Avasure, Inc. | AVASYS TELESITTER |  |  | MEMORIAL CITY - DIGESTIVE DISEASE CENTER | MHHS-Mem City |  |  |  | 041-20803 | 041-20803 | West | Memorial Hermann Memorial City Medical Center | MEMORIAL CITY - DIGESTIVE DISEASE CENTER | Central Supply |  |  |  | No pm sticker | CAMERAS |  | SYSTEMVIDEO-AvaSure-AvaSys |  |  |  |  | SYSTEMVIDEO-AvaSure-AvaSys | AvaSure | [7 empty] | No Coverage Specified | MHHS-Mem City
NO | YES |  |  |  | 069-38233 | 069-38233 | Avasure, Inc. | AVASYS TELESITTER |  |  | Central Monitoring | MHHS-TMC |  |  |  | 069-38233 | 069-38233 | TMC | Memorial Hermann-Texas Medical Center | Central Monitoring | Central Monitoring | 7/1/16 |  |  |  | CAMERAS | System, Video | SYSTEMVIDEO-AvaSure-AvaSys |  |  |  |  | SYSTEMVIDEO-AvaSure-AvaSys | AvaSure |  |  |  |  | 11/11/20 |  |  | Not Covered Vendor Only - Biomedical | MHHS-TMC | [8 empty] | SYSTEMVIDEO | System, Video | AvaSure
NO | NO |  |  |  | 041-18987 |  | Avasure, Inc. | AVASYS TELESITTER |  |  | MEMORIAL CITY - ASSET 360 | MHHS-Mem City |  |  |  | 041-18987 |  | West & Memorial City |  | MEMORIAL CITY - ASSET 360 | [5 empty] | CAMERAS |  | SYSTEMVIDEO-AvaSure-AvaSys |  |  |  |  | SYSTEMVIDEO-AvaSure-AvaSys | AvaSure | [7 empty] | Not Covered Vendor Only - Biomedical | MHHS-Mem City
NO | NO |  |  |  | 041-18988 |  | Avasure, Inc. | AVASYS TELESITTER |  |  | MEMORIAL CITY - ASSET 360 | MHHS-Mem City |  |  |  | 041-18988 |  | West & Memorial City |  | MEMORIAL CITY - ASSET 360 | [5 empty] | CAMERAS |  | SYSTEMVIDEO-AvaSure-AvaSys |  |  |  |  | SYSTEMVIDEO-AvaSure-AvaSys | AvaSure | [7 empty] | Not Covered Vendor Only - Biomedical | MHHS-Mem City
NO | NO |  |  |  | 041-18989 |  | Avasure, Inc. | AVASYS TELESITTER |  |  | MEMORIAL CITY - ASSET 360 | MHHS-Mem City |  |  |  | 041-18989 |  | West & Memorial City |  | MEMORIAL CITY - ASSET 360 | [5 empty] | CAMERAS |  | SYSTEMVIDEO-AvaSure-AvaSys |  |  |  |  | SYSTEMVIDEO-AvaSure-AvaSys | AvaSure | [7 empty] | Not Covered Vendor Only - Biomedical | MHHS-Mem City
NO | NO |  |  |  | 041-18990 |  | Avasure, Inc. | AVASYS TELESITTER |  |  | MEMORIAL CITY - ASSET 360 | MHHS-Mem City |  |  |  | 041-18990 |  | West & Memorial City |  | MEMORIAL CITY - ASSET 360 | [5 empty] | CAMERAS |  | SYSTEMVIDEO-AvaSure-AvaSys |  |  |  |  | SYSTEMVIDEO-AvaSure-AvaSys | AvaSure | [7 empty] | Not Covered Vendor Only - Biomedical | MHHS-Mem City
NO | NO |  |  |  | 041-18991 |  | Avasure, Inc. | AVASYS TELESITTER |  |  | MEMORIAL CITY - ASSET 360 | MHHS-Mem City |  |  |  | 041-18991 |  | West & Memorial City |  | MEMORIAL CITY - ASSET 360 | [5 empty] | CAMERAS |  | SYSTEMVIDEO-AvaSure-AvaSys |  |  |  |  | SYSTEMVIDEO-AvaSure-AvaSys | AvaSure | [7 empty] | Not Covered Vendor Only - Biomedical | MHHS-Mem City
NO | NO |  |  |  | 041-18992 |  | Avasure, Inc. | AVASYS TELESITTER |  |  | MEMORIAL CITY - ASSET 360 | MHHS-Mem City |  |  |  | 041-18992 |  | West & Memorial City |  | MEMORIAL CITY - ASSET 360 | [5 empty] | CAMERAS |  | SYSTEMVIDEO-AvaSure-AvaSys |  |  |  |  | SYSTEMVIDEO-AvaSure-AvaSys | AvaSure | [7 empty] | Not Covered Vendor Only - Biomedical | MHHS-Mem City
NO | NO |  |  |  | 041-18993 |  | Avasure, Inc. | AVASYS TELESITTER |  |  | MEMORIAL CITY - ASSET 360 | MHHS-Mem City |  |  |  | 041-18993 |  | West & Memorial City |  | MEMORIAL CITY - ASSET 360 | [5 empty] | CAMERAS |  | SYSTEMVIDEO-AvaSure-AvaSys |  |  |  |  | SYSTEMVIDEO-AvaSure-AvaSys | AvaSure | [7 empty] | Not Covered Vendor Only - Biomedical | MHHS-Mem City
NO | NO |  |  |  | 041-18995 |  | Avasure, Inc. | AVASYS TELESITTER |  |  | MEMORIAL CITY - ASSET 360 | MHHS-Mem City |  |  |  | 041-18995 |  | West & Memorial City |  | MEMORIAL CITY - ASSET 360 | [5 empty] | CAMERAS |  | SYSTEMVIDEO-AvaSure-AvaSys |  |  |  |  | SYSTEMVIDEO-AvaSure-AvaSys | AvaSure | [7 empty] | Not Covered Vendor Only - Biomedical | MHHS-Mem City
NO | NO |  |  |  | 041-18996 |  | Avasure, Inc. | AVASYS TELESITTER |  |  | MEMORIAL CITY - ASSET 360 | MHHS-Mem City |  |  |  | 041-18996 |  | West & Memorial City |  | MEMORIAL CITY - ASSET 360 | [5 empty] | CAMERAS |  | SYSTEMVIDEO-AvaSure-AvaSys |  |  |  |  | SYSTEMVIDEO-AvaSure-AvaSys | AvaSure | [7 empty] | Not Covered Vendor Only - Biomedical | MHHS-Mem City
NO | NO |  |  |  | 041-20798 |  | Avasure, Inc. | AVASYS TELESITTER |  |  | MEMORIAL CITY - ASSET 360 | MHHS-Mem City |  |  |  | 041-20798 |  | West & Memorial City |  | MEMORIAL CITY - ASSET 360 | [5 empty] | CAMERAS |  | SYSTEMVIDEO-AvaSure-AvaSys |  |  |  |  | SYSTEMVIDEO-AvaSure-AvaSys | AvaSure | [7 empty] | Not Covered Vendor Only - Biomedical | MHHS-Mem City
NO | NO |  |  |  | 041-20799 |  | Avasure, Inc. | AVASYS TELESITTER |  |  | MEMORIAL CITY - ASSET 360 | MHHS-Mem City |  |  |  | 041-20799 |  | West & Memorial City |  | MEMORIAL CITY - ASSET 360 | [5 empty] | CAMERAS |  | SYSTEMVIDEO-AvaSure-AvaSys |  |  |  |  | SYSTEMVIDEO-AvaSure-AvaSys | AvaSure | [7 empty] | Not Covered Vendor Only - Biomedical | MHHS-Mem City
NO | NO |  |  |  | 041-20801 |  | Avasure, Inc. | AVASYS TELESITTER |  |  | MEMORIAL CITY - ASSET 360 | MHHS-Mem City |  |  |  | 041-20801 |  | West & Memorial City |  | MEMORIAL CITY - ASSET 360 | [5 empty] | CAMERAS |  | SYSTEMVIDEO-AvaSure-AvaSys |  |  |  |  | SYSTEMVIDEO-AvaSure-AvaSys | AvaSure | [7 empty] | No Coverage Specified | MHHS-Mem City
NO | NO |  |  |  | 041-32027 |  | Avasure, Inc. | AVASYS TELESITTER |  |  | MEMORIAL CITY - ASSET 360 | MHHS-Mem City |  |  |  | 041-32027 |  | West & Memorial City |  | MEMORIAL CITY - ASSET 360 | [5 empty] | CAMERAS |  | SYSTEMVIDEO-AvaSure-AvaSys |  |  |  |  | SYSTEMVIDEO-AvaSure-AvaSys | AvaSure | [7 empty] | No Coverage Specified | MHHS-Mem City
NO | NO | [5 empty] | Avasure, Inc. | AVASYS TELESITTER |  |  | TIRR - CENTRAL SUPPLY | MHHS-TIRR | [5 empty] | TMC |  | TIRR - CENTRAL SUPPLY | [5 empty] | CAMERAS |  | SYSTEMVIDEO-AvaSure-AvaSys |  |  |  |  | SYSTEMVIDEO-AvaSure-AvaSys | AvaSure | [7 empty] | No Coverage Specified | MHHS-TIRR
NO | NO | [5 empty] | Avasure, Inc. | AVASYS TELESITTER |  |  | TIRR - CENTRAL SUPPLY | MHHS-TIRR | [5 empty] | TMC |  | TIRR - CENTRAL SUPPLY | [5 empty] | CAMERAS |  | SYSTEMVIDEO-AvaSure-AvaSys |  |  |  |  | SYSTEMVIDEO-AvaSure-AvaSys | AvaSure | [7 empty] | Not Covered Vendor Only - Biomedical | MHHS-TIRR
NO | NO | [5 empty] | Avasure, Inc. | AVASYS TELESITTER |  |  | TIRR - CENTRAL SUPPLY | MHHS-TIRR | [5 empty] | TMC |  | TIRR - CENTRAL SUPPLY | [5 empty] | CAMERAS |  | SYSTEMVIDEO-AvaSure-AvaSys |  |  |  |  | SYSTEMVIDEO-AvaSure-AvaSys | AvaSure | [7 empty] | Not Covered Vendor Only - Biomedical | MHHS-TIRR
NO | NO | [5 empty] | Avasure, Inc. | AVASYS TELESITTER |  |  | TIRR - CENTRAL SUPPLY | MHHS-TIRR | [5 empty] | TMC |  | TIRR - CENTRAL SUPPLY | [5 empty] | CAMERAS |  | SYSTEMVIDEO-AvaSure-AvaSys |  |  |  |  | SYSTEMVIDEO-AvaSure-AvaSys | AvaSure | [7 empty] | Not Covered Vendor Only - Biomedical | MHHS-TIRR
NO | NO |  |  |  | 241-02733 |  | Avasure, Inc. | AVASYS TELESITTER |  |  | TIRR - CENTRAL SUPPLY | MHHS-TIRR |  |  |  | 241-02733 |  | TMC |  | TIRR - CENTRAL SUPPLY | [5 empty] | CAMERAS |  | SYSTEMVIDEO-AvaSure-AvaSys |  |  |  |  | SYSTEMVIDEO-AvaSure-AvaSys | AvaSure | [7 empty] | Not Covered Vendor Only - Biomedical | MHHS-TIRR
NO | NO |  |  |  | 241-02734 |  | Avasure, Inc. | AVASYS TELESITTER |  |  | TIRR - CENTRAL SUPPLY | MHHS-TIRR |  |  |  | 241-02734 |  | TMC |  | TIRR - CENTRAL SUPPLY | [5 empty] | CAMERAS |  | SYSTEMVIDEO-AvaSure-AvaSys |  |  |  |  | SYSTEMVIDEO-AvaSure-AvaSys | AvaSure | [7 empty] | Not Covered Vendor Only - Biomedical | MHHS-TIRR
NO | NO |  |  |  | 241-02735 |  | Avasure, Inc. | AVASYS TELESITTER |  |  | TIRR - CENTRAL SUPPLY | MHHS-TIRR |  |  |  | 241-02735 |  | TMC |  | TIRR - CENTRAL SUPPLY | [5 empty] | CAMERAS |  | SYSTEMVIDEO-AvaSure-AvaSys |  |  |  |  | SYSTEMVIDEO-AvaSure-AvaSys | AvaSure | [7 empty] | Not Covered Vendor Only - Biomedical | MHHS-TIRR
NO | NO |  |  |  | 241-02736 |  | Avasure, Inc. | AVASYS TELESITTER |  |  | TIRR - CENTRAL SUPPLY | MHHS-TIRR |  |  |  | 241-02736 |  | TMC |  | TIRR - CENTRAL SUPPLY | [5 empty] | CAMERAS |  | SYSTEMVIDEO-AvaSure-AvaSys |  |  |  |  | SYSTEMVIDEO-AvaSure-AvaSys | AvaSure | [7 empty] | Not Covered Vendor Only - Biomedical | MHHS-TIRR
NO | NO |  |  |  | 241-02981 |  | Avasure, Inc. | AVASYS TELESITTER |  |  | TIRR - CENTRAL SUPPLY | MHHS-TIRR |  |  |  | 241-02981 |  | TMC |  | TIRR - CENTRAL SUPPLY | [5 empty] | CAMERAS |  | SYSTEMVIDEO-AvaSure-AvaSys |  |  |  |  | SYSTEMVIDEO-AvaSure-AvaSys | AvaSure | [7 empty] | Not Covered Vendor Only - Biomedical | MHHS-TIRR
NO | NO |  |  |  | 241-02786 |  | Avasure, Inc. | AVASYS TELESITTER |  |  | TIRR - PCU 6 | MHHS-TIRR |  |  |  | 241-02786 |  | TMC |  | TIRR - PCU 6 | [5 empty] | CAMERAS |  | SYSTEMVIDEO-AvaSure-AvaSys |  |  |  |  | SYSTEMVIDEO-AvaSure-AvaSys | AvaSure | [7 empty] | Not Covered Vendor Only - Biomedical | MHHS-TIRR
NO | NO |  |  |  | 241-02787 |  | Avasure, Inc. | AVASYS TELESITTER |  |  | TIRR - PCU 6 | MHHS-TIRR |  |  |  | 241-02787 |  | TMC |  | TIRR - PCU 6 | [5 empty] | CAMERAS |  | SYSTEMVIDEO-AvaSure-AvaSys |  |  |  |  | SYSTEMVIDEO-AvaSure-AvaSys | AvaSure | [7 empty] | Not Covered Vendor Only - Biomedical | MHHS-TIRR
NO | NO |  |  |  | 241-02788 |  | Avasure, Inc. | AVASYS TELESITTER |  |  | TIRR - PCU 6 | MHHS-TIRR |  |  |  | 241-02788 |  | TMC |  | TIRR - PCU 6 | [5 empty] | CAMERAS |  | SYSTEMVIDEO-AvaSure-AvaSys |  |  |  |  | SYSTEMVIDEO-AvaSure-AvaSys | AvaSure | [7 empty] | Not Covered Vendor Only - Biomedical | MHHS-TIRR
NO | NO |  |  |  | 241-02789 |  | Avasure, Inc. | AVASYS TELESITTER |  |  | TIRR - PCU 6 | MHHS-TIRR |  |  |  | 241-02789 |  | TMC |  | TIRR - PCU 6 | [5 empty] | CAMERAS |  | SYSTEMVIDEO-AvaSure-AvaSys |  |  |  |  | SYSTEMVIDEO-AvaSure-AvaSys | AvaSure | [7 empty] | Not Covered Vendor Only - Biomedical | MHHS-TIRR
NO | NO |  |  |  | 241-02790 |  | Avasure, Inc. | AVASYS TELESITTER |  |  | TIRR - PCU 6 | MHHS-TIRR |  |  |  | 241-02790 |  | TMC |  | TIRR - PCU 6 | [5 empty] | CAMERAS |  | SYSTEMVIDEO-AvaSure-AvaSys |  |  |  |  | SYSTEMVIDEO-AvaSure-AvaSys | AvaSure | [7 empty] | Not Covered Vendor Only - Biomedical | MHHS-TIRR
NO | NO |  |  |  | 241-03313 |  | Avasure, Inc. | AVASYS TELESITTER |  |  | TIRR - PCU 6 | MHHS-TIRR |  |  |  | 241-03313 |  | TMC |  | TIRR - PCU 6 | [5 empty] | CAMERAS |  | SYSTEMVIDEO-AvaSure-AvaSys |  |  |  |  | SYSTEMVIDEO-AvaSure-AvaSys | AvaSure | [7 empty] | Not Covered Vendor Only - Biomedical | MHHS-TIRR
NO | NO |  |  |  | 241-03314 |  | Avasure, Inc. | AVASYS TELESITTER |  |  | TIRR - PCU 6 | MHHS-TIRR |  |  |  | 241-03314 |  | TMC |  | TIRR - PCU 6 | [5 empty] | CAMERAS |  | SYSTEMVIDEO-AvaSure-AvaSys |  |  |  |  | SYSTEMVIDEO-AvaSure-AvaSys | AvaSure | [7 empty] | Not Covered Vendor Only - Biomedical | MHHS-TIRR
NO | NO |  |  |  | 241-03315 |  | Avasure, Inc. | AVASYS TELESITTER |  |  | TIRR - PCU 6 | MHHS-TIRR |  |  |  | 241-03315 |  | TMC |  | TIRR - PCU 6 | [5 empty] | CAMERAS |  | SYSTEMVIDEO-AvaSure-AvaSys |  |  |  |  | SYSTEMVIDEO-AvaSure-AvaSys | AvaSure | [7 empty] | Not Covered Vendor Only - Biomedical | MHHS-TIRR
NO | NO |  |  |  | 241-03316 |  | Avasure, Inc. | AVASYS TELESITTER |  |  | TIRR - PCU 6 | MHHS-TIRR |  |  |  | 241-03316 |  | TMC |  | TIRR - PCU 6 | [5 empty] | CAMERAS |  | SYSTEMVIDEO-AvaSure-AvaSys |  |  |  |  | SYSTEMVIDEO-AvaSure-AvaSys | AvaSure | [7 empty] | Not Covered Vendor Only - Biomedical | MHHS-TIRR
NO | NO |  |  |  | 241-03317 |  | Avasure, Inc. | AVASYS TELESITTER |  |  | TIRR - PCU 6 | MHHS-TIRR |  |  |  | 241-03317 |  | TMC |  | TIRR - PCU 6 | [5 empty] | CAMERAS |  | SYSTEMVIDEO-AvaSure-AvaSys |  |  |  |  | SYSTEMVIDEO-AvaSure-AvaSys | AvaSure | [7 empty] | Not Covered Vendor Only - Biomedical | MHHS-TIRR
NO | NO |  |  |  | 069-38234 |  | Avasure, Inc. | AVASYS TELESITTER |  |  | TMC - MHTMC - CENTRAL SUPPLY (OLD) | MHHS-TMC |  |  |  | 069-38234 |  | TMC |  | TMC - MHTMC - CENTRAL SUPPLY (OLD) | [5 empty] | CAMERAS |  | SYSTEMVIDEO-AvaSure-AvaSys |  |  |  |  | SYSTEMVIDEO-AvaSure-AvaSys | AvaSure | [7 empty] | Not Covered Vendor Only - Biomedical | MHHS-TMC
NO | NO |  |  |  | 069-38235 |  | Avasure, Inc. | AVASYS TELESITTER |  |  | TMC - MHTMC - CENTRAL SUPPLY (OLD) | MHHS-TMC |  |  |  | 069-38235 |  | TMC |  | TMC - MHTMC - CENTRAL SUPPLY (OLD) | [5 empty] | CAMERAS |  | SYSTEMVIDEO-AvaSure-AvaSys |  |  |  |  | SYSTEMVIDEO-AvaSure-AvaSys | AvaSure | [7 empty] | Not Covered Vendor Only - Biomedical | MHHS-TMC
NO | NO |  |  |  | 069-38236 |  | Avasure, Inc. | AVASYS TELESITTER |  |  | TMC - MHTMC - CENTRAL SUPPLY (OLD) | MHHS-TMC |  |  |  | 069-38236 |  | TMC |  | TMC - MHTMC - CENTRAL SUPPLY (OLD) | [5 empty] | CAMERAS |  | SYSTEMVIDEO-AvaSure-AvaSys |  |  |  |  | SYSTEMVIDEO-AvaSure-AvaSys | AvaSure | [7 empty] | Not Covered Vendor Only - Biomedical | MHHS-TMC
NO | NO |  |  |  | 069-38237 |  | Avasure, Inc. | AVASYS TELESITTER |  |  | TMC - MHTMC - CENTRAL SUPPLY (OLD) | MHHS-TMC |  |  |  | 069-38237 |  | TMC |  | TMC - MHTMC - CENTRAL SUPPLY (OLD) | [5 empty] | CAMERAS |  | SYSTEMVIDEO-AvaSure-AvaSys |  |  |  |  | SYSTEMVIDEO-AvaSure-AvaSys | AvaSure | [7 empty] | Not Covered Vendor Only - Biomedical | MHHS-TMC
NO | NO |  |  |  | 069-38238 |  | Avasure, Inc. | AVASYS TELESITTER |  |  | TMC - MHTMC - CENTRAL SUPPLY (OLD) | MHHS-TMC |  |  |  | 069-38238 |  | TMC |  | TMC - MHTMC - CENTRAL SUPPLY (OLD) | [5 empty] | CAMERAS |  | SYSTEMVIDEO-AvaSure-AvaSys |  |  |  |  | SYSTEMVIDEO-AvaSure-AvaSys | AvaSure | [7 empty] | Not Covered Vendor Only - Biomedical | MHHS-TMC
NO | NO |  |  |  | 069-38239 |  | Avasure, Inc. | AVASYS TELESITTER |  |  | TMC - MHTMC - CENTRAL SUPPLY (OLD) | MHHS-TMC |  |  |  | 069-38239 |  | TMC |  | TMC - MHTMC - CENTRAL SUPPLY (OLD) | [5 empty] | CAMERAS |  | SYSTEMVIDEO-AvaSure-AvaSys |  |  |  |  | SYSTEMVIDEO-AvaSure-AvaSys | AvaSure | [7 empty] | Not Covered Vendor Only - Biomedical | MHHS-TMC
NO | NO |  |  |  | 069-38240 |  | Avasure, Inc. | AVASYS TELESITTER |  |  | TMC - MHTMC - CENTRAL SUPPLY (OLD) | MHHS-TMC |  |  |  | 069-38240 |  | TMC |  | TMC - MHTMC - CENTRAL SUPPLY (OLD) | [5 empty] | CAMERAS |  | SYSTEMVIDEO-AvaSure-AvaSys |  |  |  |  | SYSTEMVIDEO-AvaSure-AvaSys | AvaSure | [7 empty] | Not Covered Vendor Only - Biomedical | MHHS-TMC
NO | NO |  |  |  | 069-38241 |  | Avasure, Inc. | AVASYS TELESITTER |  |  | TMC - MHTMC - CENTRAL SUPPLY (OLD) | MHHS-TMC |  |  |  | 069-38241 |  | TMC |  | TMC - MHTMC - CENTRAL SUPPLY (OLD) | [5 empty] | CAMERAS |  | SYSTEMVIDEO-AvaSure-AvaSys |  |  |  |  | SYSTEMVIDEO-AvaSure-AvaSys | AvaSure | [7 empty] | Not Covered Vendor Only - Biomedical | MHHS-TMC
NO | NO |  |  |  | 069-38242 |  | Avasure, Inc. | AVASYS TELESITTER |  |  | TMC - MHTMC - CENTRAL SUPPLY (OLD) | MHHS-TMC |  |  |  | 069-38242 |  | TMC |  | TMC - MHTMC - CENTRAL SUPPLY (OLD) | [5 empty] | CAMERAS |  | SYSTEMVIDEO-AvaSure-AvaSys |  |  |  |  | SYSTEMVIDEO-AvaSure-AvaSys | AvaSure | [7 empty] | Not Covered Vendor Only - Biomedical | MHHS-TMC
NO | NO |  |  |  | 069-38243 |  | Avasure, Inc. | AVASYS TELESITTER |  |  | TMC - MHTMC - CENTRAL SUPPLY (OLD) | MHHS-TMC |  |  |  | 069-38243 |  | TMC |  | TMC - MHTMC - CENTRAL SUPPLY (OLD) | [5 empty] | CAMERAS |  | SYSTEMVIDEO-AvaSure-AvaSys |  |  |  |  | SYSTEMVIDEO-AvaSure-AvaSys | AvaSure | [7 empty] | Not Covered Vendor Only - Biomedical | MHHS-TMC
NO | NO |  |  |  | 069-38244 |  | Avasure, Inc. | AVASYS TELESITTER |  |  | TMC - MHTMC - CENTRAL SUPPLY (OLD) | MHHS-TMC |  |  |  | 069-38244 |  | TMC |  | TMC - MHTMC - CENTRAL SUPPLY (OLD) | [5 empty] | CAMERAS |  | SYSTEMVIDEO-AvaSure-AvaSys |  |  |  |  | SYSTEMVIDEO-AvaSure-AvaSys | AvaSure | [7 empty] | Not Covered Vendor Only - Biomedical | MHHS-TMC
NO | NO |  |  |  | 069-38245 |  | Avasure, Inc. | AVASYS TELESITTER |  |  | TMC - MHTMC - CENTRAL SUPPLY (OLD) | MHHS-TMC |  |  |  | 069-38245 |  | TMC |  | TMC - MHTMC - CENTRAL SUPPLY (OLD) | [5 empty] | CAMERAS |  | SYSTEMVIDEO-AvaSure-AvaSys |  |  |  |  | SYSTEMVIDEO-AvaSure-AvaSys | AvaSure | [7 empty] | Not Covered Vendor Only - Biomedical | MHHS-TMC
NO | NO |  |  |  | 069-38246 |  | Avasure, Inc. | AVASYS TELESITTER |  |  | TMC - MHTMC - CENTRAL SUPPLY (OLD) | MHHS-TMC |  |  |  | 069-38246 |  | TMC |  | TMC - MHTMC - CENTRAL SUPPLY (OLD) | [5 empty] | CAMERAS |  | SYSTEMVIDEO-AvaSure-AvaSys |  |  |  |  | SYSTEMVIDEO-AvaSure-AvaSys | AvaSure | [7 empty] | Not Covered Vendor Only - Biomedical | MHHS-TMC
NO | NO |  |  |  | 069-38247 |  | Avasure, Inc. | AVASYS TELESITTER |  |  | TMC - MHTMC - CENTRAL SUPPLY (OLD) | MHHS-TMC |  |  |  | 069-38247 |  | TMC |  | TMC - MHTMC - CENTRAL SUPPLY (OLD) | [5 empty] | CAMERAS |  | SYSTEMVIDEO-AvaSure-AvaSys |  |  |  |  | SYSTEMVIDEO-AvaSure-AvaSys | AvaSure | [7 empty] | Not Covered Vendor Only - Biomedical | MHHS-TMC
NO | NO |  |  |  | 069-40088 |  | Avasure, Inc. | AVASYS TELESITTER |  |  | TMC - MHTMC - CENTRAL SUPPLY (OLD) | MHHS-TMC |  |  |  | 069-40088 |  | TMC |  | TMC - MHTMC - CENTRAL SUPPLY (OLD) | [5 empty] | CAMERAS |  | SYSTEMVIDEO-AvaSure-AvaSys |  |  |  |  | SYSTEMVIDEO-AvaSure-AvaSys | AvaSure | [7 empty] | Not Covered Vendor Only - Biomedical | MHHS-TMC
NO | NO |  |  |  | 069-40088 |  | Avasure, Inc. | AVASYS TELESITTER |  |  | TMC - MHTMC - CENTRAL SUPPLY (OLD) | MHHS-TMC |  |  |  | 069-40088 |  | TMC |  | TMC - MHTMC - CENTRAL SUPPLY (OLD) | [5 empty] | CAMERAS |  | SYSTEMVIDEO-AvaSure-AvaSys |  |  |  |  | SYSTEMVIDEO-AvaSure-AvaSys | AvaSure | [7 empty] | Not Covered Vendor Only - Biomedical | MHHS-TMC
NO | NO |  |  |  | L-121603106 |  | Avasure, Inc. | AVASYS TELESITTER |  |  | TMC - MHTMC - NON HOSPITAL-OWNED | MHHS-TMC |  |  |  | L-121603106 |  | TMC |  | TMC - MHTMC - NON HOSPITAL-OWNED | [5 empty] | CAMERAS |  | SYSTEMVIDEO-AvaSure-AvaSys |  |  |  |  | SYSTEMVIDEO-AvaSure-AvaSys | AvaSure | [7 empty] | Not Covered Vendor Only - Biomedical | MHHS-TMC
NO | NO | [5 empty] | Avasure, Inc. | AVASYS TELESITTER |  |  | WOODLANDS - CENTRAL SUPPLY | MHHS-Woodlands | [5 empty] | Woodlands |  | WOODLANDS - CENTRAL SUPPLY | [5 empty] | CAMERAS |  | SYSTEMVIDEO-AvaSure-AvaSys |  |  |  |  | SYSTEMVIDEO-AvaSure-AvaSys | AvaSure | [7 empty] | Not Covered Vendor Only - Biomedical | MHHS-Woodlands
NO | NO | [5 empty] | Avasure, Inc. | AVASYS TELESITTER |  |  | WOODLANDS - CENTRAL SUPPLY | MHHS-Woodlands | [5 empty] | Woodlands |  | WOODLANDS - CENTRAL SUPPLY | [5 empty] | CAMERAS |  | SYSTEMVIDEO-AvaSure-AvaSys |  |  |  |  | SYSTEMVIDEO-AvaSure-AvaSys | AvaSure | [7 empty] | Not Covered Vendor Only - Biomedical | MHHS-Woodlands
NO | NO | [5 empty] | Avasure, Inc. | AVASYS TELESITTER |  |  | WOODLANDS - CENTRAL SUPPLY | MHHS-Woodlands | [5 empty] | Woodlands |  | WOODLANDS - CENTRAL SUPPLY | [5 empty] | CAMERAS |  | SYSTEMVIDEO-AvaSure-AvaSys |  |  |  |  | SYSTEMVIDEO-AvaSure-AvaSys | AvaSure | [7 empty] | Not Covered Vendor Only - Biomedical | MHHS-Woodlands
NO | NO | [5 empty] | Avasure, Inc. | AVASYS TELESITTER |  |  | WOODLANDS - CENTRAL SUPPLY | MHHS-Woodlands | [5 empty] | Woodlands |  | WOODLANDS - CENTRAL SUPPLY | [5 empty] | CAMERAS |  | SYSTEMVIDEO-AvaSure-AvaSys |  |  |  |  | SYSTEMVIDEO-AvaSure-AvaSys | AvaSure | [7 empty] | Not Covered Vendor Only - Biomedical | MHHS-Woodlands
NO | NO | [5 empty] | Avasure, Inc. | AVASYS TELESITTER |  |  | WOODLANDS - CENTRAL SUPPLY | MHHS-Woodlands | [5 empty] | Woodlands |  | WOODLANDS - CENTRAL SUPPLY | [5 empty] | CAMERAS |  | SYSTEMVIDEO-AvaSure-AvaSys |  |  |  |  | SYSTEMVIDEO-AvaSure-AvaSys | AvaSure | [7 empty] | Not Covered Vendor Only - Biomedical | MHHS-Woodlands
NO | NO | [5 empty] | Avasure, Inc. | AVASYS TELESITTER |  |  | WOODLANDS - CENTRAL SUPPLY | MHHS-Woodlands | [5 empty] | Woodlands |  | WOODLANDS - CENTRAL SUPPLY | [5 empty] | CAMERAS |  | SYSTEMVIDEO-AvaSure-AvaSys |  |  |  |  | SYSTEMVIDEO-AvaSure-AvaSys | AvaSure | [7 empty] | Not Covered Vendor Only - Biomedical | MHHS-Woodlands
NO | NO | [5 empty] | Avasure, Inc. | AVASYS TELESITTER |  |  | WOODLANDS - CENTRAL SUPPLY | MHHS-Woodlands | [5 empty] | Woodlands |  | WOODLANDS - CENTRAL SUPPLY | [5 empty] | CAMERAS |  | SYSTEMVIDEO-AvaSure-AvaSys |  |  |  |  | SYSTEMVIDEO-AvaSure-AvaSys | AvaSure | [7 empty] | Not Covered Vendor Only - Biomedical | MHHS-Woodlands
NO | NO | [5 empty] | Avasure, Inc. | AVASYS TELESITTER |  |  | WOODLANDS - CENTRAL SUPPLY | MHHS-Woodlands | [5 empty] | Woodlands |  | WOODLANDS - CENTRAL SUPPLY | [5 empty] | CAMERAS |  | SYSTEMVIDEO-AvaSure-AvaSys |  |  |  |  | SYSTEMVIDEO-AvaSure-AvaSys | AvaSure | [7 empty] | Not Covered Vendor Only - Biomedical | MHHS-Woodlands
NO | NO | [5 empty] | Avasure, Inc. | AVASYS TELESITTER |  |  | WOODLANDS - CENTRAL SUPPLY | MHHS-Woodlands | [5 empty] | Woodlands |  | WOODLANDS - CENTRAL SUPPLY | [5 empty] | CAMERAS |  | SYSTEMVIDEO-AvaSure-AvaSys |  |  |  |  | SYSTEMVIDEO-AvaSure-AvaSys | AvaSure | [7 empty] | Not Covered Vendor Only - Biomedical | MHHS-Woodlands
NO | NO | [5 empty] | Avasure, Inc. | AVASYS TELESITTER |  |  | WOODLANDS - CENTRAL SUPPLY | MHHS-Woodlands | [5 empty] | Woodlands |  | WOODLANDS - CENTRAL SUPPLY | [5 empty] | CAMERAS |  | SYSTEMVIDEO-AvaSure-AvaSys |  |  |  |  | SYSTEMVIDEO-AvaSure-AvaSys | AvaSure | [7 empty] | Not Covered Vendor Only - Biomedical | MHHS-Woodlands
YES | YES |  |  |  | 142-00585 | 142-00585 | Avea | 17311-00 |  | Ajv01239 | NE - Cardio pulmonary |  |  |  |  | 142-00585 | 142-00585 | Katy | Memorial Hermann Northeast Hospital | NE - Cardio pulmonary | Clean supply |  |  |  | For trade in , C pic
NO | YES |  |  |  | 029-02969 | 029-02969 | AVOX Systems Inc | AVOXIMETER 1000E |  |  | Woodlands-Cath Lab | MHHS-Woodlands |  | Oximeter, Cerebral |  | 029-02969 | 029-02969 | Woodlands | MHHS-Woodlands | Woodlands-Cath Lab | CATH LAB |  |  |  |  | ANALYZERS, LABORATORY, BLOOD GAS/PH | Oximeter, Cerebral | OXIMETERCEREBRAL-InternatTechni-Avoximeter 1000E | OXIMETERCEREBRAL | Avoximeter 1000E |  |  |  | InternatTechni | Oximeter, Cerebral |  |  | OXIMETERCEREBRAL-InternatTechni-Avoximeter 1000E | 11/1/20 |  | OCE-A | Not Covered Vendor Only - Biomedical | MHHS-Woodlands | [8 empty] | OXIMETERCEREBRAL | Oximeter, Cerebral | InternatTechni
NO | YES |  |  |  | 069-46997 | 069-46997 | B | PG-30 |  |  | TMC-Jones-Hyperbaric/Wound Care (Jg) | MHHS-TMC |  | Cystoscope |  | 069-46997 | 069-46997 | TMC | MHHS-TMC | TMC-Jones-Hyperbaric/Wound Care (Jg) | Gym | 6/1/19 |  |  | No PM Sticker | EXERCISERS |  | CYSTOSCOPE-Innovative Endoscopy Comp-PG-30 | CYSTOSCOPE | PG-30 |  |  |  | Innovative Endoscopy Comp | Cystoscope |  |  | CYSTOSCOPE-Innovative Endoscopy Comp-PG-30 |  |  |  | Covered PM Repair - Biomedical | MHHS-TMC
NO | NO |  |  |  | 241-03269 |  | B & L Engineering | BL5001 HAND DYNAMOMETER |  |  | TIRR - KIRBY GLENN | MHHS-TIRR |  |  |  | 241-03269 |  | TMC |  | TIRR - KIRBY GLENN | [5 empty] | EXERCISERS |  | .needs class | [5 empty] | BLENGINEERING | [7 empty] | Not Covered Vendor Only - Biomedical | MHHS-TIRR
NO | NO |  |  |  | 241-03271 |  | B & L Engineering | BL5001 HAND DYNAMOMETER |  |  | TIRR - KIRBY GLENN | MHHS-TIRR |  |  |  | 241-03271 |  | TMC |  | TIRR - KIRBY GLENN | [5 empty] | EXERCISERS |  | .needs class | [5 empty] | BLENGINEERING | [7 empty] | Not Covered Vendor Only - Biomedical | MHHS-TIRR
NO | NO |  |  |  | 241-04535 |  | B & L Engineering | BL5001 HAND DYNAMOMETER |  |  | TIRR - KIRBY GLENN | MHHS-TIRR |  |  |  | 241-04535 |  | TMC |  | TIRR - KIRBY GLENN | [5 empty] | EXERCISERS |  | .needs class | [5 empty] | BLENGINEERING | [7 empty] | Not Covered Vendor Only - Biomedical | MHHS-TIRR
NO | NO |  |  |  | 241-03270 |  | B & L Engineering | BL5001 HAND DYNAMOMETER |  |  | TIRR - THERAPY GYM | MHHS-TIRR |  |  |  | 241-03270 |  | TMC |  | TIRR - THERAPY GYM | [5 empty] | EXERCISERS |  | .needs class | [5 empty] | BLENGINEERING | [7 empty] | Not Covered Vendor Only - Biomedical | MHHS-TIRR
NO | NO |  |  |  | B612678 |  | B & L Engineering | PG-30 |  | B612678 | SMR - (KY) - KATY (MP2) | MHHS-SMR |  | Cystoscope |  | B612678 |  | Katy |  | SMR - (KY) - KATY (MP2) | [5 empty] | EXERCISERS |  | CYSTOSCOPE-Innovative Endoscopy Comp-PG-30 | CYSTOSCOPE | PG-30 |  |  |  | Innovative Endoscopy Comp | Cystoscope |  |  | CYSTOSCOPE-Innovative Endoscopy Comp-PG-30 |  |  |  | Covered PM Repair - Biomedical | MHHS-SMR
NO | NO |  |  |  | 241-02525 |  | B & L Engineering | PG-30 |  | B3Q260 | TIRR - KIRBY GLENN | MHHS-TIRR |  | Cystoscope |  | 241-02525 |  | TMC |  | TIRR - KIRBY GLENN | [5 empty] | EXERCISERS |  | CYSTOSCOPE-Innovative Endoscopy Comp-PG-30 | CYSTOSCOPE | PG-30 |  |  |  | Innovative Endoscopy Comp | Cystoscope |  |  | CYSTOSCOPE-Innovative Endoscopy Comp-PG-30 |  |  |  | Covered PM Repair - Biomedical | MHHS-TIRR
NO | NO |  |  |  | 241-02838 |  | B & L Engineering | PG-30 |  | B3B790 | TIRR - KIRBY GLENN | MHHS-TIRR |  | Cystoscope |  | 241-02838 |  | TMC |  | TIRR - KIRBY GLENN | [5 empty] | EXERCISERS |  | CYSTOSCOPE-Innovative Endoscopy Comp-PG-30 | CYSTOSCOPE | PG-30 |  |  |  | Innovative Endoscopy Comp | Cystoscope |  |  | CYSTOSCOPE-Innovative Endoscopy Comp-PG-30 |  |  |  | Covered PM Repair - Biomedical | MHHS-TIRR
NO | NO |  |  |  | 241-02830 |  | B & L Engineering | PG-30 |  |  | TIRR - OP - WEST UNIVERSITY CLINIC | MHHS-TIRR |  | Cystoscope |  | 241-02830 |  | TMC |  | TIRR - OP - WEST UNIVERSITY CLINIC | [5 empty] | EXERCISERS |  | CYSTOSCOPE-Innovative Endoscopy Comp-PG-30 | CYSTOSCOPE | PG-30 |  |  |  | Innovative Endoscopy Comp | Cystoscope |  |  | CYSTOSCOPE-Innovative Endoscopy Comp-PG-30 |  |  |  | Covered PM Repair - Biomedical | MHHS-TIRR
NO | NO |  |  |  | B3R059 |  | B & L Engineering | PG-30 |  | B3R059 | TMC - REHAB - THERAPY GYM (JG) | MHHS-TMC |  | Cystoscope |  | B3R059 |  | TMC |  | TMC - REHAB - THERAPY GYM (JG) | [5 empty] | EXERCISERS |  | CYSTOSCOPE-Innovative Endoscopy Comp-PG-30 | CYSTOSCOPE | PG-30 |  |  |  | Innovative Endoscopy Comp | Cystoscope |  |  | CYSTOSCOPE-Innovative Endoscopy Comp-PG-30 |  |  |  | Covered PM Repair - Biomedical | MHHS-TMC
NO | NO |  |  |  | 009-09694 |  | B & L Engineering | PG-60 |  | B6L581 | GH - THERAPY SERVICES | MHHS-Greater Heights |  | Dynamometer |  | 009-09694 |  | Central & Greater Heights |  | GH - THERAPY SERVICES | [5 empty] | EXERCISERS |  | DYNAMOMETER-BLENGINEERING-PG-60 | DYNAMOMETER | PG-60 |  |  |  | BLENGINEERING | Dynamometer |  | DYNAMOMETER-BLENGINEERING-PG-60 |  |  |  |  | Covered PM Repair - Biomedical | MHHS-Greater Heights
NO | NO |  |  |  | 009-10454 |  | B & L Engineering | PG-60 |  | B6D134 | SMR - (GH) - GREATER HEIGHTS | MHHS-SMR |  | Dynamometer |  | 009-10454 |  | Central & Greater Heights |  | SMR - (GH) - GREATER HEIGHTS | [5 empty] | EXERCISERS |  | DYNAMOMETER-BLENGINEERING-PG-60 | DYNAMOMETER | PG-60 |  |  |  | BLENGINEERING | Dynamometer |  | DYNAMOMETER-BLENGINEERING-PG-60 |  |  |  |  | Covered PM Repair - Biomedical | MHHS-SMR
NO | NO |  |  |  | B6Q678 |  | B & L Engineering | PG-60 |  | B6Q678 | SMR - (KY) - KATY (MP2) | MHHS-SMR |  | Dynamometer |  | B6Q678 |  | Katy |  | SMR - (KY) - KATY (MP2) | [5 empty] | EXERCISERS |  | DYNAMOMETER-BLENGINEERING-PG-60 | DYNAMOMETER | PG-60 |  |  |  | BLENGINEERING | Dynamometer |  | DYNAMOMETER-BLENGINEERING-PG-60 |  |  |  |  | Covered PM Repair - Biomedical | MHHS-SMR
NO | NO |  |  |  | 241-05054 |  | B & L Engineering | PG-60 |  | B6S348 | TIRR - KIRBY GLENN | MHHS-TIRR |  | Dynamometer |  | 241-05054 |  | TMC |  | TIRR - KIRBY GLENN | [5 empty] | EXERCISERS |  | DYNAMOMETER-BLENGINEERING-PG-60 | DYNAMOMETER | PG-60 |  |  |  | BLENGINEERING | Dynamometer |  | DYNAMOMETER-BLENGINEERING-PG-60 |  |  |  |  | Covered PM Repair - Biomedical | MHHS-TIRR
NO | NO |  |  |  | 241-05053 |  | B & L Engineering | PG-60 |  | B6S347 | TIRR - OP - WEST UNIVERSITY CLINIC | MHHS-TIRR |  | Dynamometer |  | 241-05053 |  | TMC |  | TIRR - OP - WEST UNIVERSITY CLINIC | [5 empty] | EXERCISERS |  | DYNAMOMETER-BLENGINEERING-PG-60 | DYNAMOMETER | PG-60 |  |  |  | BLENGINEERING | Dynamometer |  | DYNAMOMETER-BLENGINEERING-PG-60 |  |  |  |  | Covered PM Repair - Biomedical | MHHS-TIRR
YES | YES |  |  |  | 099-02270 | 099-02270 | B Braun Med | Hns12 |  |  | NE - OR holding |  |  |  |  | 099-02270 | 099-02270 | Katy | Memorial Hermann Northeast Hospital | NE - OR holding | Procedure room
YES | YES |  |  |  | 099-10195 | 099-10195 | B Braun Med | NTF 3000 |  |  | 1st floor |  |  |  |  | 099-10195 | 099-10195 | Southwest | Memorial Hermann Southwest Hospital | 1st floor | Main Entrance
YES | YES |  |  |  | 099-06605 | 099-06605 | B Braun Med | Pro 3000 |  | 099-06605 | Neurology |  |  |  |  | 099-06605 | 099-06605 | West | Patient Centered Neurology at Mischer Neuroscience Associates (#750) | Neurology | Registration | [5 empty] | Thermometer, Electronic | THERMOMETERELECT-B Braun Med-Pro 3000 | [22 empty] | Thermometer, Electronic | THERMOMETERELECT | Thermometer, Electronic | B Braun Med
NO | YES |  |  |  | 077-08029 | 077-08029 | B. Braun Medical Inc. | PERFUSOR SPACE |  |  | TMC-Children's-Pedi Transport (7Hp) | MHHS-TMC |  | Pump, Infusion |  | 077-08029 | 077-08029 | TMC | MHHS-TMC | TMC-Children's-Pedi Transport (7Hp) |  | 7/10/18 |  |  |  | INFUSION PUMPS |  | PUMPINFUSION-B Braun Med-Perfusor Space | PUMPINFUSION | Perfusor Space |  |  |  | B Braun Med | Pump, Infusion |  | PUMPINFUSION-B Braun Med-Perfusor Space |  | 5/24/13 | Verified 3/30/2020 4:07pm (Central) |  | Covered PM Repair - Biomedical | MHHS-TMC
NO | YES |  |  |  | 077-08031 | 077-08031 | B. Braun Medical Inc. | PERFUSOR SPACE |  |  | TMC-Children's-Pedi Transport (7Hp) | MHHS-TMC |  | Pump, Infusion |  | 077-08031 | 077-08031 | TMC | MHHS-TMC | TMC-Children's-Pedi Transport (7Hp) |  | 7/3/18 |  |  |  | INFUSION PUMPS |  | PUMPINFUSION-B Braun Med-Perfusor Space | PUMPINFUSION | Perfusor Space |  |  |  | B Braun Med | Pump, Infusion |  | PUMPINFUSION-B Braun Med-Perfusor Space |  |  | Verified 3/30/2020 4:07pm (Central) |  | Covered PM Repair - Biomedical | MHHS-TMC
NO | YES |  |  |  | 077-08034 | 077-08034 | B. Braun Medical Inc. | PERFUSOR SPACE |  |  | TMC-Children's-Pedi Transport (7Hp) | MHHS-TMC |  | Pump, Infusion |  | 077-08034 | 077-08034 | TMC | MHHS-TMC | TMC-Children's-Pedi Transport (7Hp) |  | 7/11/18 |  |  |  | INFUSION PUMPS |  | PUMPINFUSION-B Braun Med-Perfusor Space | PUMPINFUSION | Perfusor Space |  |  |  | B Braun Med | Pump, Infusion |  | PUMPINFUSION-B Braun Med-Perfusor Space |  |  | Verified 3/30/2020 4:07pm (Central) |  | Covered PM Repair - Biomedical | MHHS-TMC
NO | YES |  |  |  | 077-08220 | 077-08220 | B. Braun Medical Inc. | PERFUSOR SPACE |  |  | NICU | MHHS-TMC |  | Pump, Infusion |  | 077-08220 | 077-08220 | TMC | Childrens Memorial Hermann Hospital | NICU | NICU Hall | 7/1/18 |  | 7/1/19 | (null) | INFUSION PUMPS |  | PUMPINFUSION-B Braun Med-Perfusor Space | PUMPINFUSION | Perfusor Space |  |  |  | B Braun Med | Pump, Infusion |  | PUMPINFUSION-B Braun Med-Perfusor Space |  | 2/20/20 |  |  | Not Covered Vendor Only - Biomedical | MHHS-TMC
NO | YES |  |  |  | 077-08222 | 077-08222 | B. Braun Medical Inc. | PERFUSOR SPACE |  |  | TMC-Children's-Pedi Transport (7Hp) | MHHS-TMC |  | Pump, Infusion |  | 077-08222 | 077-08222 | TMC | MHHS-TMC | TMC-Children's-Pedi Transport (7Hp) |  | 7/11/18 |  |  |  | INFUSION PUMPS |  | PUMPINFUSION-B Braun Med-Perfusor Space | PUMPINFUSION | Perfusor Space |  |  |  | B Braun Med | Pump, Infusion |  | PUMPINFUSION-B Braun Med-Perfusor Space |  |  | Verified 3/30/2020 4:07pm (Central) |  | Covered PM Repair - Biomedical | MHHS-TMC
NO | YES |  |  |  | 077-08223 | 077-08223 | B. Braun Medical Inc. | PERFUSOR SPACE |  |  | TMC-Children's-Pedi Transport (7Hp) | MHHS-TMC |  | Pump, Infusion |  | 077-08223 | 077-08223 | TMC | MHHS-TMC | TMC-Children's-Pedi Transport (7Hp) |  | 7/24/18 |  |  |  | INFUSION PUMPS |  | PUMPINFUSION-B Braun Med-Perfusor Space | PUMPINFUSION | Perfusor Space |  |  |  | B Braun Med | Pump, Infusion |  | PUMPINFUSION-B Braun Med-Perfusor Space |  |  | Verified 3/30/2020 4:07pm (Central) |  | Covered PM Repair - Biomedical | MHHS-TMC
NO | YES |  |  |  | 077-08224 | 077-08224 | B. Braun Medical Inc. | PERFUSOR SPACE |  |  | TMC-Children's-Pedi Transport (7Hp) | MHHS-TMC |  | Pump, Infusion |  | 077-08224 | 077-08224 | TMC | MHHS-TMC | TMC-Children's-Pedi Transport (7Hp) |  | 7/24/18 |  |  |  | INFUSION PUMPS |  | PUMPINFUSION-B Braun Med-Perfusor Space | PUMPINFUSION | Perfusor Space |  |  |  | B Braun Med | Pump, Infusion |  | PUMPINFUSION-B Braun Med-Perfusor Space |  | 5/1/19 | Verified 3/30/2020 4:07pm (Central) |  | Covered PM Repair - Radiology, High End | MHHS-TMC
NO | YES |  |  |  | 077-08226 | 077-08226 | B. Braun Medical Inc. | PERFUSOR SPACE |  |  | TMC-Children's-Pedi Transport (7Hp) | MHHS-TMC |  | Pump, Infusion |  | 077-08226 | 077-08226 | TMC | MHHS-TMC | TMC-Children's-Pedi Transport (7Hp) |  | 7/3/18 |  |  |  | INFUSION PUMPS |  | PUMPINFUSION-B Braun Med-Perfusor Space | PUMPINFUSION | Perfusor Space |  |  |  | B Braun Med | Pump, Infusion |  | PUMPINFUSION-B Braun Med-Perfusor Space |  | 3/27/20 | Verified 3/30/2020 4:07pm (Central) |  | Not Covered Vendor Only - Biomedical | MHHS-TMC
NO | YES |  |  |  | 077-08229 | 077-08229 | B. Braun Medical Inc. | PERFUSOR SPACE |  |  | TMC-Children's-Pedi Transport (7Hp) | MHHS-TMC |  | Pump, Infusion |  | 077-08229 | 077-08229 | TMC | MHHS-TMC | TMC-Children's-Pedi Transport (7Hp) |  | 2/25/19 |  |  |  | INFUSION PUMPS |  | PUMPINFUSION-B Braun Med-Perfusor Space | PUMPINFUSION | Perfusor Space |  |  |  | B Braun Med | Pump, Infusion |  | PUMPINFUSION-B Braun Med-Perfusor Space |  |  | Verified 3/30/2020 4:07pm (Central) |  | Covered PM Repair - Biomedical | MHHS-TMC
NO | YES |  |  |  | 077-08230 | 077-08230 | B. Braun Medical Inc. | PERFUSOR SPACE |  |  | TMC-Children's-Pedi Transport (7Hp) | MHHS-TMC |  | Pump, Infusion |  | 077-08230 | 077-08230 | TMC | MHHS-TMC | TMC-Children's-Pedi Transport (7Hp) |  | 2/26/19 |  |  |  | INFUSION PUMPS |  | PUMPINFUSION-B Braun Med-Perfusor Space | PUMPINFUSION | Perfusor Space |  |  |  | B Braun Med | Pump, Infusion |  | PUMPINFUSION-B Braun Med-Perfusor Space |  | 10/8/13 | Verified 3/30/2020 4:07pm (Central) |  | Covered PM Repair - Biomedical | MHHS-TMC
NO | YES |  |  |  | 077-08231 | 077-08231 | B. Braun Medical Inc. | PERFUSOR SPACE |  |  | TMC-Children's-Pedi Transport (7Hp) | MHHS-TMC |  | Pump, Infusion |  | 077-08231 | 077-08231 | TMC | MHHS-TMC | TMC-Children's-Pedi Transport (7Hp) |  | 7/11/18 |  |  |  | INFUSION PUMPS |  | PUMPINFUSION-B Braun Med-Perfusor Space | PUMPINFUSION | Perfusor Space |  |  |  | B Braun Med | Pump, Infusion |  | PUMPINFUSION-B Braun Med-Perfusor Space |  | 5/6/18 | Verified 3/30/2020 4:07pm (Central) |  | Covered PM Repair - Biomedical | MHHS-TMC
NO | YES |  |  |  | 077-08232 | 077-08232 | B. Braun Medical Inc. | PERFUSOR SPACE |  |  | TMC-Children's-Pedi Transport (7Hp) | MHHS-TMC |  | Pump, Infusion |  | 077-08232 | 077-08232 | TMC | MHHS-TMC | TMC-Children's-Pedi Transport (7Hp) |  | 7/10/18 |  |  |  | INFUSION PUMPS |  | PUMPINFUSION-B Braun Med-Perfusor Space | PUMPINFUSION | Perfusor Space |  |  |  | B Braun Med | Pump, Infusion |  | PUMPINFUSION-B Braun Med-Perfusor Space |  | 5/6/18 | Verified 3/30/2020 4:07pm (Central) |  | Covered PM Repair - Biomedical | MHHS-TMC
NO | NO |  |  |  | 077-08030 |  | B. Braun Medical Inc. | PERFUSOR SPACE |  |  | TMC - CHILDRENS - PEDI TRANSPORT (7HP) | MHHS-TMC |  | Pump, Infusion |  | 077-08030 |  | TMC |  | TMC - CHILDRENS - PEDI TRANSPORT (7HP) | [5 empty] | INFUSION PUMPS |  | PUMPINFUSION-B Braun Med-Perfusor Space | PUMPINFUSION | Perfusor Space |  |  |  | B Braun Med | Pump, Infusion |  | PUMPINFUSION-B Braun Med-Perfusor Space |  |  |  |  | Covered PM Repair - Biomedical | MHHS-TMC
NO | NO |  |  |  | 077-08032 |  | B. Braun Medical Inc. | PERFUSOR SPACE |  |  | TMC - CHILDRENS - PEDI TRANSPORT (7HP) | MHHS-TMC |  | Pump, Infusion |  | 077-08032 |  | TMC |  | TMC - CHILDRENS - PEDI TRANSPORT (7HP) | [5 empty] | INFUSION PUMPS |  | PUMPINFUSION-B Braun Med-Perfusor Space | PUMPINFUSION | Perfusor Space |  |  |  | B Braun Med | Pump, Infusion |  | PUMPINFUSION-B Braun Med-Perfusor Space |  |  |  |  | Covered PM Repair - Biomedical | MHHS-TMC
NO | NO |  |  |  | 077-08033 |  | B. Braun Medical Inc. | PERFUSOR SPACE |  |  | TMC - CHILDRENS - PEDI TRANSPORT (7HP) | MHHS-TMC |  | Pump, Infusion |  | 077-08033 |  | TMC |  | TMC - CHILDRENS - PEDI TRANSPORT (7HP) | [5 empty] | INFUSION PUMPS |  | PUMPINFUSION-B Braun Med-Perfusor Space | PUMPINFUSION | Perfusor Space |  |  |  | B Braun Med | Pump, Infusion |  | PUMPINFUSION-B Braun Med-Perfusor Space |  |  |  |  | Not Covered Vendor Only - Rad, High End | MHHS-TMC
NO | NO |  |  |  | 077-08035 |  | B. Braun Medical Inc. | PERFUSOR SPACE |  |  | TMC - CHILDRENS - PEDI TRANSPORT (7HP) | MHHS-TMC |  | Pump, Infusion |  | 077-08035 |  | TMC |  | TMC - CHILDRENS - PEDI TRANSPORT (7HP) | [5 empty] | INFUSION PUMPS |  | PUMPINFUSION-B Braun Med-Perfusor Space | PUMPINFUSION | Perfusor Space |  |  |  | B Braun Med | Pump, Infusion |  | PUMPINFUSION-B Braun Med-Perfusor Space |  |  |  |  | Covered PM Repair - Biomedical | MHHS-TMC
NO | NO |  |  |  | 077-08221 |  | B. Braun Medical Inc. | PERFUSOR SPACE |  |  | TMC - CHILDRENS - PEDI TRANSPORT (7HP) | MHHS-TMC |  | Pump, Infusion |  | 077-08221 |  | TMC |  | TMC - CHILDRENS - PEDI TRANSPORT (7HP) | [5 empty] | INFUSION PUMPS |  | PUMPINFUSION-B Braun Med-Perfusor Space | PUMPINFUSION | Perfusor Space |  |  |  | B Braun Med | Pump, Infusion |  | PUMPINFUSION-B Braun Med-Perfusor Space |  |  |  |  | Covered PM Repair - Biomedical | MHHS-TMC
NO | NO |  |  |  | 077-08225 |  | B. Braun Medical Inc. | PERFUSOR SPACE |  |  | TMC - CHILDRENS - PEDI TRANSPORT (7HP) | MHHS-TMC |  | Pump, Infusion |  | 077-08225 |  | TMC |  | TMC - CHILDRENS - PEDI TRANSPORT (7HP) | [5 empty] | INFUSION PUMPS |  | PUMPINFUSION-B Braun Med-Perfusor Space | PUMPINFUSION | Perfusor Space |  |  |  | B Braun Med | Pump, Infusion |  | PUMPINFUSION-B Braun Med-Perfusor Space |  |  |  |  | Not Covered Vendor Only - Rad, High End | MHHS-TMC
NO | NO |  |  |  | 077-08227 |  | B. Braun Medical Inc. | PERFUSOR SPACE |  |  | TMC - CHILDRENS - PEDI TRANSPORT (7HP) | MHHS-TMC |  | Pump, Infusion |  | 077-08227 |  | TMC |  | TMC - CHILDRENS - PEDI TRANSPORT (7HP) | [5 empty] | INFUSION PUMPS |  | PUMPINFUSION-B Braun Med-Perfusor Space | PUMPINFUSION | Perfusor Space |  |  |  | B Braun Med | Pump, Infusion |  | PUMPINFUSION-B Braun Med-Perfusor Space |  |  |  |  | Covered PM Repair - Biomedical | MHHS-TMC
NO | NO |  |  |  | 077-08228 |  | B. Braun Medical Inc. | PERFUSOR SPACE |  |  | TMC - CHILDRENS - PEDI TRANSPORT (7HP) | MHHS-TMC |  | Pump, Infusion |  | 077-08228 |  | TMC |  | TMC - CHILDRENS - PEDI TRANSPORT (7HP) | [5 empty] | INFUSION PUMPS |  | PUMPINFUSION-B Braun Med-Perfusor Space | PUMPINFUSION | Perfusor Space |  |  |  | B Braun Med | Pump, Infusion |  | PUMPINFUSION-B Braun Med-Perfusor Space |  |  |  |  | Covered PM Repair - Biomedical | MHHS-TMC
NO | NO | [5 empty] | B. Braun Medical Inc. | PERFUSOR SPACE PCA |  |  | TMC - MHTMC - NON HOSPITAL-OWNED | MHHS-TMC | [5 empty] | TMC |  | TMC - MHTMC - NON HOSPITAL-OWNED | [5 empty] | INFUSION PUMPS, PCA |  | .needs class | [5 empty] | B Braun Med | [7 empty] | Covered PM Repair - Biomedical | MHHS-TMC
NO | NO | [5 empty] | B. Braun Medical Inc. | PERFUSOR SPACE PCA |  |  | TMC - MHTMC - NON HOSPITAL-OWNED | MHHS-TMC | [5 empty] | TMC |  | TMC - MHTMC - NON HOSPITAL-OWNED | [5 empty] | INFUSION PUMPS, PCA |  | .needs class | [5 empty] | B Braun Med | [7 empty] | Covered PM Repair - Biomedical | MHHS-TMC
NO | YES | Serial Number 23 |  |  | 133-08560 | 133-08560 | B. Braun Medical Inc. | STIMUPLEX HNS12 |  |  | Katy-PACU | MHHS-Katy |  | Stimulator, Nerve |  | 133-08560 | 133-08560 | Katy | MHHS-Katy | Katy-PACU | PacU Nurses station clean storage room 2058C | 8/1/19 | 2/1/20 |  |  | STIMULATORS, ELECTRICAL, NEUROMUSCULAR | Stimulator, Nerve | STIMULATORNERVE-B Braun Med-Stimuplex HNS 12 | STIMULATORNERVE | Stimuplex HNS 12 |  |  |  | B Braun Med | Stimulator, Nerve |  |  | STIMULATORNERVE-B Braun Med-Stimuplex HNS 12 | 8/12/13 |  |  | Covered PM Repair - Biomedical | MHHS-Katy | [8 empty] | STIMULATORNERVE | Stimulator, Nerve | B Braun Med
NO | YES | Serial Number 23 |  |  | 133-08561 | 133-08561 | B. Braun Medical Inc. | STIMUPLEX HNS12 |  |  | KATY - AMBULATORY CARE | MHHS-Katy |  | Stimulator, Nerve |  | 133-08561 | 133-08561 | Katy | Memorial Hermann Katy Hospital | KATY - AMBULATORY CARE | Room 15 | 12/1/19 |  |  |  | STIMULATORS, ELECTRICAL, NEUROMUSCULAR | Stimulator, Nerve | STIMULATORNERVE-B Braun Med-Stimuplex HNS 12 | STIMULATORNERVE | Stimuplex HNS 12 |  |  |  | B Braun Med | Stimulator, Nerve |  |  | STIMULATORNERVE-B Braun Med-Stimuplex HNS 12 | 8/20/11 |  |  | Covered PM Repair - Biomedical | MHHS-Katy | [8 empty] | STIMULATORNERVE | Stimulator, Nerve | B Braun Med
NO | YES |  |  |  | 005-09392 | 005-09392 | B. Braun Medical Inc. | STIMUPLEX HNS12 |  |  | (null) | MHHS-Southeast |  | Stimulator, Nerve |  | 005-09392 | 005-09392 | (null) | MHHS-Southeast | (null) | (null) |  |  |  | (null) | STIMULATORS, ELECTRICAL, NEUROMUSCULAR |  | STIMULATORNERVE-B Braun Med-Stimuplex HNS 12 | STIMULATORNERVE | Stimuplex HNS 12 |  |  |  | B Braun Med | Stimulator, Nerve |  |  | STIMULATORNERVE-B Braun Med-Stimuplex HNS 12 |  |  |  | Covered PM Repair - Biomedical | MHHS-Southeast
YES | YES |  |  |  | 005-11218 | 005-11218 | B. Braun Medical Inc. | STIMUPLEX HNS12 |  | MD1201 | SE - OR - PREOP |  |  |  |  | 005-11218 | 005-11218 | Southeast | Memorial Hermann Southeast Hospital | SE - OR - PREOP | Bay 11
NO | NO |  |  |  | 142-06915 |  | B. Braun Medical Inc. | STIMUPLEX HNS12 |  |  | NE - OR HOLDING | MHHS-Northeast |  | Stimulator, Nerve |  | 142-06915 |  | Katy |  | NE - OR HOLDING | [5 empty] | STIMULATORS, ELECTRICAL, NEUROMUSCULAR |  | STIMULATORNERVE-B Braun Med-Stimuplex HNS 12 | STIMULATORNERVE | Stimuplex HNS 12 |  |  |  | B Braun Med | Stimulator, Nerve |  |  | STIMULATORNERVE-B Braun Med-Stimuplex HNS 12 |  |  |  | Covered PM Repair - Biomedical | MHHS-Northeast
NO | NO | [5 empty] | B. Braun Medical Inc. | STIMUPLEX HNS12 |  |  | PEARLAND - OR - ANESTHESIA | MHHS-Pearland Hospital |  | Stimulator, Nerve |  |  |  | Pearland |  | PEARLAND - OR - ANESTHESIA | [5 empty] | STIMULATORS, ELECTRICAL, NEUROMUSCULAR |  | STIMULATORNERVE-B Braun Med-Stimuplex HNS 12 | STIMULATORNERVE | Stimuplex HNS 12 |  |  |  | B Braun Med | Stimulator, Nerve |  |  | STIMULATORNERVE-B Braun Med-Stimuplex HNS 12 |  |  |  | Covered PM Repair - Biomedical | MHHS-Pearland Hospital
NO | NO |  |  |  | 069-46818 |  | B. Braun Medical Inc. | STIMUPLEX HNS12 |  |  | TMC - OR - ANESTHESIA (2HP) | MHHS-TMC |  | Stimulator, Nerve |  | 069-46818 |  | TMC |  | TMC - OR - ANESTHESIA (2HP) | [5 empty] | STIMULATORS, ELECTRICAL, NEUROMUSCULAR |  | STIMULATORNERVE-B Braun Med-Stimuplex HNS 12 | STIMULATORNERVE | Stimuplex HNS 12 |  |  |  | B Braun Med | Stimulator, Nerve |  |  | STIMULATORNERVE-B Braun Med-Stimuplex HNS 12 |  |  |  | Covered PM Repair - Biomedical | MHHS-TMC
YES | YES |  |  |  | 009-33113 | 009-33113 | Backman Coulter Inc. | PWR SPLY |  | AK37582 | SW-LAB-Hematology |  |  |  |  | 009-33113 | 009-33113 | Southwest | Memorial Hermann Southwest Hospital | SW-LAB-Hematology
YES | YES |  |  |  | 009-33112 | 009-33112 | Backman Coulter Inc. | PWR SPLY |  | AF33417 | SW-LAB-Hematology |  |  |  |  | 009-33112 | 009-33112 | Southwest | Memorial Hermann Southwest Hospital | SW-LAB-Hematology
YES | YES |  |  |  |  | 013-11611 | BacT Alert 3D | NA |  | NSN | Core-Lab | [5 empty] | 013-11611 | Southwest | Memorial Hermann Southwest Hospital Emergency Center | Core-Lab | Microbiology
NO | YES |  |  |  | 041-17652 | 041-17652 | Badger Air-Brush Co. | COMPRESSOR |  |  | TIRR-Memorial City | MHHS-TIRR |  |  |  | 041-17652 | 041-17652 | West | MHHS-Others | TIRR-Memorial City | Main Rehab Suite 108 | 7/1/17 |  |  |  | ASPIRATORS |  | .needs class | [5 empty] | Badger Electronics |  |  |  |  | 3/1/12 |  |  | Covered PM Repair - Biomedical | MHHS-TIRR
NO | YES |  |  |  | 009-05239 | 009-05239 | Bailey Manufacturing Company |  |  | Date Code 605 | GH-Therapy Services | MHHS-Greater Heights |  |  |  | 009-05239 | 009-05239 | Central & Greater Heights | MHHS-Greater Heights | GH-Therapy Services | 2nd floor | 7/1/18 |  | 7/1/19 |  | TABLES, EXAMINATION/TREATMENT |  | .needs class |  |  |  |  | .needs class | Bailey Mfg Co | [7 empty] | Covered PM Repair - Biomedical | MHHS-Greater Heights
YES | YES | Serial Number Cnf |  |  | 041-33143 | 041-33143 | Baltimore Theraputic Equipment | Simulator II |  | Cnf | MEMORIAL CITY - SUCCESSFUL RETURNS |  |  |  |  | 041-33143 | 041-33143 | West | 929 suite 1500 | MEMORIAL CITY - SUCCESSFUL RETURNS | Physical therapy |  |  |  | No pm
YES | YES | Serial Number Cnf |  |  | 099-07542 | 099-07542 | Bapco | UPS Pro 1000 |  | Cnf | SE - RADIOLOGY |  |  |  |  | 099-07542 | 099-07542 | Southeast | Memorial Hermann Southeast Hospital | SE - RADIOLOGY |  |  |  | 4/1/20
NO | YES |  |  |  | 069-43632 | 069-43632 | Barco | E-3620 |  |  | OPID-(TMC)-Upper Kirby Bc-454 | MHHS-OPID |  |  |  | 069-43632 | 069-43632 | Pearland | MHHS-Others | OPID-(TMC)-Upper Kirby Bc-454 | Bone density room 104.11 |  |  |  | No pm sticker | MONITORS, VIDEO |  | .needs class | [5 empty] | Barco Ltd | [7 empty] | Covered PM Repair - Biomedical | MHHS-OPID
NO | NO |  |  |  | 069-43639 |  | Barco | E-3620 |  |  | OPID - (TMC) - UPPER KIRBY BC - 454 | MHHS-OPID |  |  |  | 069-43639 |  | TMC |  | OPID - (TMC) - UPPER KIRBY BC - 454 | [5 empty] | MONITORS, VIDEO |  | .needs class | [5 empty] | Barco Ltd | [7 empty] | Covered PM Repair - Biomedical | MHHS-OPID
NO | NO |  |  |  | R-029-06156 |  | Barco | E-3620 |  |  | OPID - (WDLS) - WOODLANDS BREAST CARE [MP3-STE150] - 451 | MHHS-OPID |  |  |  | R-029-06156 |  | Woodlands |  | OPID - (WDLS) - WOODLANDS BREAST CARE [MP3-STE150] - 451 | [5 empty] | MONITORS, VIDEO |  | .needs class | [5 empty] | Barco Ltd | [7 empty] | Covered PM Repair - Biomedical | MHHS-OPID
NO | YES |  |  |  | 029-08589 | 029-08589 | Barco | MD-4221 |  |  | Woodlands-OR | MHHS-Woodlands |  |  |  | 029-08589 | 029-08589 | Woodlands | MHHS-Woodlands | Woodlands-OR | OR Room 7 |  |  |  | Monitor | MONITORS, VIDEO |  | .needs class | [5 empty] | Barco Ltd | [7 empty] | Covered PM Repair - Biomedical | MHHS-Woodlands
NO | NO |  |  |  | 029-07025 |  | Barco | MD-4221 |  | J886080262 | WOODLANDS - OR | MHHS-Woodlands |  |  |  | 029-07025 |  | Woodlands |  | WOODLANDS - OR | [5 empty] | MONITORS, VIDEO |  | .needs class | [5 empty] | Barco Ltd | [7 empty] | Covered PM Repair - Biomedical | MHHS-Woodlands
NO | NO |  |  |  | 029-07027 |  | Barco | MD-4221 |  | J886080266 | WOODLANDS - OR | MHHS-Woodlands |  |  |  | 029-07027 |  | Woodlands |  | WOODLANDS - OR | [5 empty] | MONITORS, VIDEO |  | .needs class | [5 empty] | Barco Ltd | [7 empty] | Covered PM Repair - Biomedical | MHHS-Woodlands
NO | NO |  |  |  | 029-08590 |  | Barco | MD-4221 |  |  | WOODLANDS - OR | MHHS-Woodlands |  |  |  | 029-08590 |  | Woodlands |  | WOODLANDS - OR | [5 empty] | MONITORS, VIDEO |  | .needs class | [5 empty] | Barco Ltd | [7 empty] | Covered PM Repair - Radiology, Low End | MHHS-Woodlands
NO | NO |  |  |  | 029-08592 |  | Barco | MD-4221 |  |  | WOODLANDS - OR | MHHS-Woodlands |  |  |  | 029-08592 |  | Woodlands |  | WOODLANDS - OR | [5 empty] | MONITORS, VIDEO |  | .needs class | [5 empty] | Barco Ltd | [7 empty] | Covered PM Repair - Biomedical | MHHS-Woodlands
NO | NO |  |  |  | 029-08893 |  | Barco | MD-4221 |  |  | WOODLANDS - OR | MHHS-Woodlands |  |  |  | 029-08893 |  | Woodlands |  | WOODLANDS - OR | [5 empty] | MONITORS, VIDEO |  | .needs class | [5 empty] | Barco Ltd | [7 empty] | Not Covered Vendor Only - Biomedical | MHHS-Woodlands
NO | NO |  |  |  | 029-10633 |  | Barco | MD-4221 |  |  | WOODLANDS - OR | MHHS-Woodlands |  |  |  | 029-10633 |  | Woodlands |  | WOODLANDS - OR | [5 empty] | MONITORS, VIDEO |  | .needs class | [5 empty] | Barco Ltd | [7 empty] | Covered PM Repair - Biomedical | MHHS-Woodlands
NO | NO | [5 empty] | Barco | MD-4221 |  | J886080260 | WOODLANDS - OR | MHHS-Woodlands | [5 empty] | Woodlands |  | WOODLANDS - OR | [5 empty] | MONITORS, VIDEO |  | .needs class | [5 empty] | Barco Ltd | [7 empty] | Covered PM Repair - Biomedical | MHHS-Woodlands
NO | NO | [5 empty] | Barco | MD-4221 |  |  | WOODLANDS - OR | MHHS-Woodlands | [5 empty] | Woodlands |  | WOODLANDS - OR | [5 empty] | MONITORS, VIDEO |  | .needs class | [5 empty] | Barco Ltd | [7 empty] | Covered PM Repair - Biomedical | MHHS-Woodlands
NO | NO | [5 empty] | Barco | MD-4221 |  | J886080261 | WOODLANDS - OR | MHHS-Woodlands | [5 empty] | Woodlands |  | WOODLANDS - OR | [5 empty] | MONITORS, VIDEO |  | .needs class | [5 empty] | Barco Ltd | [7 empty] | Covered PM Repair - Biomedical | MHHS-Woodlands
NO | NO | [5 empty] | Barco | MD-4221 |  | J886080900 | WOODLANDS - OR | MHHS-Woodlands | [5 empty] | Woodlands |  | WOODLANDS - OR | [5 empty] | MONITORS, VIDEO |  | .needs class | [5 empty] | Barco Ltd | [7 empty] | Covered PM Repair - Biomedical | MHHS-Woodlands
NO | NO | [5 empty] | Barco | MD-4221 |  | J886080562 | WOODLANDS - OR | MHHS-Woodlands | [5 empty] | Woodlands |  | WOODLANDS - OR | [5 empty] | MONITORS, VIDEO |  | .needs class | [5 empty] | Barco Ltd | [7 empty] | Covered PM Repair - Biomedical | MHHS-Woodlands
NO | YES |  |  |  | 129-05658 | 129-05658 | Barco | MDSC-1119 |  | AN001412000314 | 3 East | MHHS-Sugarland |  |  |  | 129-05658 | 129-05658 | Sugar Land | Memorial Hermann Sugar land Hospital | 3 East | Back hallway | 8/1/19 |  | 2/1/20 |  | MONITORS, VIDEO |  | .needs class | [5 empty] | Barco Ltd |  |  |  |  | 6/15/19 |  |  | Clinical Miscellaneous | MHHS-Sugarland
NO | YES |  |  |  |  | 142-06237 | Barco | MDSC-8258 LCD MONITOR |  | AN001438000019 | NE-OR | MHHS-Northeast |  |  |  |  | 142-06237 | Katy | MHHS-Northeast | NE-OR | OR Hybrid Room | 1/1/19 | 1/1/20 |  |  | MONITORS, VIDEO |  | .needs class | [5 empty] | Barco Ltd |  |  |  |  | 4/10/20 |  |  | Clinical Miscellaneous | MHHS-Northeast
YES | YES | Serial Number Cnf |  |  | 129-04199 | 129-04199 | Barco | Monitor |  | CNF | SUGAR LAND - CATH LAB |  |  |  |  | 129-04199 | 129-04199 | Sugar Land | MHHS-SUGAR LAND | SUGAR LAND - CATH LAB | Control Room
YES | YES |  |  |  | 099-10649 | 099-10649 | Barco Inc | MDMG-5221 |  |  | Breast Center |  |  |  |  | 099-10649 | 099-10649 | Southwest | Memorial Herman Southwest Hospital | Breast Center | Breast Center
YES | YES |  |  |  | 099-10650 | 099-10650 | Barco Inc | MDMG-5221 |  |  | Breast Center |  |  |  |  | 099-10650 | 099-10650 | Southwest | Memorial Herman Southwest Hospital | Breast Center | Breast Center
YES | YES |  |  |  | 099-10651 | 099-10651 | Barco Inc | MDMG-5221 |  |  | Breast Center |  |  |  |  | 099-10651 | 099-10651 | Southwest | Memorial Herman Southwest Hospital | Breast Center | Breast Center
YES | YES |  |  |  | 099-10655 | 099-10655 | Barco Inc | MDMG-5221 |  |  | Breast Center |  |  |  |  | 099-10655 | 099-10655 | Southwest | Memorial Herman Southwest Hospital | Breast Center | Breast Center
YES | YES |  |  |  | 099-10656 | 099-10656 | Barco Inc | MDMG-5221 |  |  | Breast Center |  |  |  |  | 099-10656 | 099-10656 | Southwest | Memorial Herman Southwest Hospital | Breast Center | Breast Center
YES | YES |  |  |  | 099-10657 | 099-10657 | Barco Inc | MDMG-5221 |  |  | Breast Center |  |  |  |  | 099-10657 | 099-10657 | Southwest | Memorial Herman Southwest Hospital | Breast Center | Breast Center
YES | YES |  |  |  | 099-10658 | 099-10658 | Barco Inc | MDMG-5221 |  |  | Breast Center |  |  |  |  | 099-10658 | 099-10658 | Southwest | Memorial Herman Southwest Hospital | Breast Center | Breast Center
YES | YES |  |  |  | 099-10652 | 099-10652 | Barco Inc | MDMG-5221 |  |  | Breast Center |  |  |  |  | 099-10652 | 099-10652 | Southwest | Memorial Herman Southwest Hospital | Breast Center | Breast Center
NO | YES |  |  |  | 005-10566 | 005-10566 | Bard | Encore Enspire |  | DYWHF059R | Womens Center |  |  |  |  | 005-10566 | 005-10566 | South East | Memorial Herman Southeast | Womens Center | Ultrasound rm. 1
YES | YES |  |  |  | KWW0355 | 099-02281 | Bard Medical Division | CNF |  | DYPC001 | [5 empty] | KWW0355 | 099-02281 | Katy | Memorial Hermann Northeast Hospital |  | OR 2 | 5/1/19 | 5/1/21 |  |  |  |  | .needs class
YES | YES |  |  |  | 005-33490 | 005-33490 | Bard Medical Division | FlowMate |  | DYAXP009 | SE - CATH LAB |  |  |  |  | 005-33490 | 005-33490 |  | Memorial Hermann- SE - CATH LAB | SE - CATH LAB | Hybird 2 | 4/1/20 |  | 4/1/20 | No PM Sticker
YES | YES |  |  |  | 129-31228 | 129-31228 | Bard Medical Division | Site Rite 8 |  | DYCVAC525 | Sugar Land Imaging |  |  |  |  | 129-31228 | 129-31228 | Sugar Land | Memorial Hermann Sugar Land | Sugar Land Imaging | Sugar Land West Tower Imaging MRI |  |  |  |  | Ultrasound
NO | NO | [5 empty] | Barnstead International Corp |  |  |  | TMC - PHARMACY - MAIN (JG) | MHHS-TMC | [5 empty] | TMC |  | TMC - PHARMACY - MAIN (JG) | [5 empty] | MIXERS, CLINICAL LABORATORY |  | .needs class |  |  |  |  | .needs class | Barnstead Intl | [7 empty] | Covered PM Repair - Biomedical | MHHS-TMC
YES | YES |  |  |  |  | 013-03440 | Barnstead International Corp | 525P |  |  | SW - LABORATORY - HISTOLOGY | [5 empty] | 013-03440 | Southwest | Memorial Hermann Diagnostic Laboratory - Southwest Medical Plaza 2 | SW - LABORATORY - HISTOLOGY | Lab |  |  |  | Not in use
NO | NO | [5 empty] | Barnstead International Corp |  |  |  | WOODLANDS - CATH LAB | MHHS-Woodlands |  | Warmer, Contrast Media |  |  |  | Woodlands |  | WOODLANDS - CATH LAB | [5 empty] | WARMING UNITS, MULTIPURPOSE |  | WARMERCONTRASTMEDIA-Sanofi-aventis US-712214 | WARMERCONTRASTMEDIA |  |  |  |  | Sanofi-aventis US | Warmer, Contrast Media |  |  | WARMERCONTRASTMEDIA-Sanofi-aventis US-712214 |  |  |  | Covered PM Repair - Biomedical | MHHS-Woodlands
NO | NO | [5 empty] | Barnstead International Corp | COOL-LAB |  |  | OPID - (MHOSH) - BELLAIRE - 441 | MHHS-OPID |  | Refrigerator, Kitchen |  |  |  | Central & Greater Heights |  | OPID - (MHOSH) - BELLAIRE - 441 | [5 empty] | REFRIGERATORS, LABORATORY |  | REFRIGERATORKITCHEN-Lab-Line-Cool-Lab | REFRIGERATORKITCHEN | Cool-Lab |  |  |  | Lab-Line | Refrigerator, Kitchen |  |  | REFRIGERATORKITCHEN-Lab-Line-Cool-Lab |  |  |  | Covered PM Repair - Biomedical | MHHS-OPID
NO | YES | [5 empty] | Barnstead International Corp | DB17615 |  |  | SW-Laboratory-Microbiology | MHHS-Southwest |  | Heat Block |  |  |  | Southwest | MHHS-Southwest | SW-Laboratory-Microbiology | Micro-AFB Fungus | 1/1/20 |  | 1/1/21 |  | HEATING BLOCKS | Heat Block | HEATBLOCK-Barnstead Inter-DB17615 | HEATBLOCK | DB17615 |  |  |  | Barnstead Intl | Heat Block |  | HEATBLOCK-Barnstead Inter-DB17615 |  | 9/17/20 |  |  | Not Covered Vendor Only - Biomedical | MHHS-Southwest | [8 empty] | HEATBLOCK | Heat Block | Barnstead Intl
NO | YES |  |  |  | 129-00421 | 129-00421 | Barnstead International Corp | DB28125 |  |  | Sugar Land-Laboratory-Blood Bank | MHHS-Sugarland |  | Incubator, Biological |  | 129-00421 | 129-00421 | Sugar Land | MHHS-Sugarland | Sugar Land-Laboratory-Blood Bank |  | 12/1/19 | 3/1/20 |  |  | HEATING BLOCKS | Incubator, Biological | INCBIOLOGICAL-Barnstead Inter-DB28125 | INCBIOLOGICAL | DB28125 |  |  |  | Barnstead Intl | Incubator, Biological |  | INCBIOLOGICAL-Barnstead Inter-DB28125 |  | 9/17/20 |  |  | Not Covered Vendor Only - Biomedical | MHHS-Sugarland | [8 empty] | INCBIOLOGICAL | Incubator, Biological | Barnstead Intl
NO | NO |  |  |  | 069-15065 |  | Barnstead International Corp | HP46515 |  |  | TMC - LABORATORY - MICROBIOLOGY (1R) | MHHS-TMC |  | Hotplate |  | 069-15065 |  | TMC |  | TMC - LABORATORY - MICROBIOLOGY (1R) | [5 empty] | HOT PLATES |  | HOTPLATE-Barnstead Inter-HP46515 | HOTPLATE | HP46515 |  |  |  | Barnstead Intl | Hotplate |  | HOTPLATE-Barnstead Inter-HP46515 |  |  |  |  | Covered PM Repair - Biomedical | MHHS-TMC
YES | YES |  |  |  | 099-13670 | 099-13670 | Barnstead International Corp | M16715 |  |  | SW - LABORATORY - CHEMISTRY |  |  |  |  | 099-13670 | 099-13670 | Southwest | Memorial Hermann Diagnostic Laboratory - Southwest Medical Plaza 1 (#756) | SW - LABORATORY - CHEMISTRY | Lab
NO | YES |  |  |  | 069-06324 | 069-06324 | Barnstead International Corp | M48215 |  |  | TMC-Laboratory-Specimen Processing (1R) |  |  |  |  | 069-06324 | 069-06324 | TMC | MHHS-TMC | TMC-Laboratory-Specimen Processing (1R) | Lab
YES | YES |  |  |  | D5005 | D5005 | Barnstead International Corp | M48215 |  |  | GH - LABORATORY |  |  |  |  | D5005 | D5005 | Central | GH - LABORATORY | GH - LABORATORY | GH - LABORATORY
NO | YES |  |  |  | 069-22348 |  | Barnstead International Corp | M63215 |  |  | TMC-Laboratory-Cancer Center (29Pob) | MHHS-TMC |  | Mixer |  | 069-22348 |  | TMC | MHHS-TMC | TMC-Laboratory-Cancer Center (29Pob) | Research Lab | 2/1/16 |  |  |  | MIXERS, CLINICAL LABORATORY |  | MIXER-Barnstead Inter-M63215 | MIXER | M63215 |  |  |  | Barnstead Intl | Mixer |  | MIXER-Barnstead Inter-M63215 |  | 6/25/17 |  |  | Covered PM Repair - Biomedical | MHHS-TMC
NO | YES |  |  |  | 069-15340 | 069-15340 | Barnstead International Corp | M63215 |  |  | TMC-Hermann-COU (1R) | MHHS-TMC |  | Mixer |  | 069-15340 | 069-15340 | TMC | MHHS-TMC | TMC-Hermann-COU (1R) | Chemistry | 12/1/18 |  |  |  | MIXERS, CLINICAL LABORATORY |  | MIXER-Barnstead Inter-M63215 | MIXER | M63215 |  |  |  | Barnstead Intl | Mixer |  | MIXER-Barnstead Inter-M63215 |  | 6/25/17 |  |  | Covered PM Repair - Biomedical | MHHS-TMC
NO | YES |  |  |  | 069-22349 | 069-22349 | Barnstead International Corp | M63215 |  |  | TMC-Laboratory-Chemistry (1R) | MHHS-TMC |  | Mixer |  | 069-22349 | 069-22349 | TMC | MHHS-TMC | TMC-Laboratory-Chemistry (1R) | Center |  |  |  |  | MIXERS, CLINICAL LABORATORY |  | MIXER-Barnstead Inter-M63215 | MIXER | M63215 |  |  |  | Barnstead Intl | Mixer |  | MIXER-Barnstead Inter-M63215 |  | 7/1/17 |  |  | Covered PM Repair - Biomedical | MHHS-TMC
NO | YES |  |  |  | 069-00529 | 069-00529 | Barnstead International Corp | M63215 |  |  | SW-Laboratory-Microbiology | MHHS-TMC |  | Mixer |  | 069-00529 | 069-00529 | Southwest | MHHS-Southwest | SW-Laboratory-Microbiology | Micro-AFB Fungus |  |  |  |  | MIXERS, CLINICAL LABORATORY | Mixer | MIXER-Barnstead Inter-M63215 | MIXER | M63215 |  |  |  | Barnstead Intl | Mixer |  | MIXER-Barnstead Inter-M63215 |  |  |  |  | Clinical Miscellaneous | MHHS-TMC | [8 empty] | MIXER | Mixer | Barnstead Intl
NO | YES |  |  |  | 069-39354 | 069-39354 | Barnstead International Corp | M63215 |  |  | TMC-Laboratory-Microbiology (1R) | MHHS-TMC |  | Mixer |  | 069-39354 | 069-39354 | TMC | MHHS-TMC | TMC-Laboratory-Microbiology (1R) | Lab | 2/1/14 |  |  |  | MIXERS, CLINICAL LABORATORY |  | MIXER-Barnstead Inter-M63215 | MIXER | M63215 |  |  |  | Barnstead Intl | Mixer |  | MIXER-Barnstead Inter-M63215 |  |  |  |  | Covered PM Repair - Biomedical | MHHS-TMC
NO | YES |  |  |  | 069-39364 | 069-39364 | Barnstead International Corp | M63215 |  |  | TMC-Laboratory-Microbiology (1R) | MHHS-TMC |  | Mixer |  | 069-39364 | 069-39364 | TMC | MHHS-TMC | TMC-Laboratory-Microbiology (1R) | MICROBIOLOGY |  |  |  |  | MIXERS, CLINICAL LABORATORY |  | MIXER-Barnstead Inter-M63215 | MIXER | M63215 |  |  |  | Barnstead Intl | Mixer |  | MIXER-Barnstead Inter-M63215 |  | 10/10/19 |  |  | Covered PM Repair - Biomedical | MHHS-TMC
YES | YES |  |  |  | 074-06230 | 074-06230 | Barnstead International Corp | M63215 |  |  | SW-Laboratory-Hematology |  |  |  |  | 074-06230 | 074-06230 | Southwest | Memorial Hermann Southwest Hospital | SW-Laboratory-Hematology | Lab
NO | YES | [5 empty] | Barnstead International Corp | MAXI MIX II |  |  | MHOSH-Laboratory | MHHS Orthopedic & Spine |  | Mixer |  |  |  | Central & Greater Heights | MHHS-Orthopedic & Spine | MHOSH-Laboratory | [5 empty] | MIXERS, CLINICAL LABORATORY | Mixer | MIXER-ThermoFisherSci-Maxi Mix II | MIXER | Maxi Mix II |  |  |  | ThermoFisherSci | Mixer |  |  | MIXER-ThermoFisherSci-Maxi Mix II |  | MHOSH Inventory Dec 2019 into 2020 - Copy.xls - Newly Verified |  | Clinical Miscellaneous | MHHS Orthopedic & Spine | [8 empty] | MIXER | Mixer | ThermoFisherSci
NO | YES |  |  |  | 069-25629 | 069-25629 | Barnstead International Corp | MAXI MIX II |  |  | TMC-Laboratory-Chemistry (1R) | MHHS-TMC |  | Mixer |  | 069-25629 | 069-25629 | TMC | MHHS-TMC | TMC-Laboratory-Chemistry (1R) | Chemistry | 12/1/18 |  |  | PM Not Required | MIXERS, CLINICAL LABORATORY |  | MIXER-ThermoFisherSci-Maxi Mix II | MIXER | Maxi Mix II |  |  |  | ThermoFisherSci | Mixer |  |  | MIXER-ThermoFisherSci-Maxi Mix II | 1/2/21 |  |  | No Coverage Specified | MHHS-TMC
NO | YES |  |  |  | 069-43596 | 069-43596 | Barnstead International Corp | MAXI MIX II |  |  | TMC-Laboratory-HLA Lab (1R) | MHHS-TMC |  | Mixer |  | 069-43596 | 069-43596 | TMC | MHHS-TMC | TMC-Laboratory-HLA Lab (1R) | Lab | 3/1/17 |  |  |  | MIXERS, CLINICAL LABORATORY |  | MIXER-ThermoFisherSci-Maxi Mix II | MIXER | Maxi Mix II |  |  |  | ThermoFisherSci | Mixer |  |  | MIXER-ThermoFisherSci-Maxi Mix II | 1/2/21 |  |  | No Coverage Specified | MHHS-TMC
YES | YES |  |  |  | 129-00865 | 129-00865 | Barnstead International Corp | Maxi Mixer |  |  | SUGAR LAND - LABORATORY |  |  |  |  | 129-00865 | 129-00865 | Sugar Land | Memorial Hermann Sugar Land Hospital | SUGAR LAND - LABORATORY | Chemistry
NO | YES |  |  |  | 151-02472 | 151-02472 | Barnstead International Corp | MAXI-MIX |  | C1858160507377 | CY-Laboratory | MHHS-Cypress |  |  |  | 151-02472 | 151-02472 | Northwest | MHHS-Cypress | CY-Laboratory | Hematology | 9/1/17 |  |  |  | MIXERS, CLINICAL LABORATORY |  | .needs class | [5 empty] | Barnstead Intl |  |  |  |  | 11/7/15 |  |  | Covered PM Repair - Biomedical | MHHS-Cypress
NO | YES |  |  |  | 069-43612 | 069-43612 | Barnstead International Corp | MAXI-MIX |  |  | TMC-Laboratory-HLA Lab (1R) | MHHS-TMC |  |  |  | 069-43612 | 069-43612 | TMC | MHHS-TMC | TMC-Laboratory-HLA Lab (1R) | DNA Lab | 3/1/17 |  |  |  | MIXERS, CLINICAL LABORATORY |  | .needs class | [5 empty] | Barnstead Intl |  |  |  |  | 11/7/15 |  |  | Covered PM Repair - Biomedical | MHHS-TMC
NO | NO |  |  |  | 069-43388 |  | Barnstead International Corp | MAXI-MIX |  |  | TMC - LABORATORY - HLA LAB (1R) | MHHS-TMC |  |  |  | 069-43388 |  | TMC |  | TMC - LABORATORY - HLA LAB (1R) | [5 empty] | MIXERS, CLINICAL LABORATORY |  | .needs class | [5 empty] | Barnstead Intl | [7 empty] | Covered PM Repair - Biomedical | MHHS-TMC
NO | YES |  |  |  |  | 241-02918 | Barnstead International Corp | T400110 |  |  | TIRR-Laboratory | MHHS-TIRR |  | Shaker |  |  | 241-02918 | TMC | MHHS-Others | TIRR-Laboratory | Lab | 9/1/17 |  |  |  | MIXERS, CLINICAL LABORATORY | Shaker | SHAKER-Barnstead Inter-T400110 | SHAKER | T400110 |  |  |  | Barnstead Intl | Shaker |  | SHAKER-Barnstead Inter-T400110 |  | 11/30/18 |  |  | Covered PM Repair - Biomedical | MHHS-TIRR | [8 empty] | SHAKER | Shaker | Barnstead Intl
NO | YES |  |  |  | 029-07587 | 029-07587 | Barnstead International Corp | T415110 |  | C1834101035862 | Woodlands-Laboratory | MHHS-Woodlands |  |  |  | 029-07587 | 029-07587 | Woodlands | MHHS-Woodlands | Woodlands-Laboratory | Lab | 2/1/16 |  |  |  | MIXERS, CLINICAL LABORATORY |  | .needs class | [5 empty] | Barnstead Intl |  |  |  |  | 11/30/18 |  |  | Covered PM Repair - Biomedical | MHHS-Woodlands
NO | NO |  |  |  | 029-08392 |  | Barnstead International Corp | T415110 |  | C1834120310058 | WOODLANDS - LABORATORY | MHHS-Woodlands |  |  |  | 029-08392 |  | Woodlands |  | WOODLANDS - LABORATORY | [5 empty] | MIXERS, CLINICAL LABORATORY |  | .needs class | [5 empty] | Barnstead Intl | [7 empty] | Covered PM Repair - Biomedical | MHHS-Woodlands
YES | YES | Serial Number 1507 |  |  | 099-00762 | 099-00762 | Barrington diagnostics | Sphygmomanometer |  |  | Rehab hospital |  |  |  |  | 099-00762 | 099-00762 | Katy | Memorial Hermann Rehabilitation Hospital - Katy (#102) | Rehab hospital | Storage
NO | NO |  |  |  | XAR00LE03572 |  | Barrington Ventures | 50-104-004 |  | XAR00LE03572 | TIRR - GREATER HEIGHTS | MHHS-TIRR |  |  |  | XAR00LE03572 |  | Central & Greater Heights |  | TIRR - GREATER HEIGHTS | [5 empty] | OXIMETERS, PULSE |  | .needs class |  |  |  |  | .needs class | [8 empty] | Covered PM Repair - Biomedical | MHHS-TIRR
NO | NO |  |  |  | 241-03030 |  | Barrington Ventures | 50-104-004 |  |  | TIRR - KIRBY GLENN | MHHS-TIRR |  |  |  | 241-03030 |  | TMC |  | TIRR - KIRBY GLENN | [5 empty] | OXIMETERS, PULSE |  | .needs class |  |  |  |  | .needs class | [8 empty] | Covered PM Repair - Biomedical | MHHS-TIRR
NO | YES |  |  |  | 041-18778 | 041-18778 | BARRX MEDICAL | HALO FLEX |  | FE1480 | MEMORIAL CITY - DIGESTIVE DISEASE CENTER | MHHS-Mem City |  |  |  | 041-18778 | 041-18778 | West | Memorial Hermann Memorial City Medical Center | MEMORIAL CITY - DIGESTIVE DISEASE CENTER | Clean Storage |  |  |  |  | ELECTROSURGICAL UNITS |  | .needs class | [5 empty] | BARRX Medical | [7 empty] | Covered PM Repair - Biomedical | MHHS-Mem City
NO | YES |  |  |  | 005-10074 | 005-10074 | BARRX MEDICAL | HALO FLEX |  | 053006-013 | SE-Esophageal Disease Center | MHHS-Southeast |  |  |  | 005-10074 | 005-10074 | Southeast | MHHS-Southeast | SE-Esophageal Disease Center | SE - ESOPHAGEAL DISEASE CENTER | 5/1/19 |  | 5/1/20 |  | ELECTROSURGICAL UNITS |  | .needs class | [5 empty] | BARRX Medical |  |  |  |  | 9/1/08 |  |  | Covered PM Repair - Biomedical | MHHS-Southeast
YES | YES |  |  |  | 069-38376 | 069-38376 | BARRX Medical | Halo Flex 1190A-115A |  |  | TMC - GI/ENDO - ADULT (1J) |  |  |  |  | 069-38376 | 069-38376 | TMC | Memorial Hermann-Texas Medical Center | TMC - GI/ENDO - ADULT (1J) | [6 empty] | Radiofrequency Therapy System | RFTHERAPY-BARRX Medical-Halo Flex 1190A-115A | [22 empty] | Radiofrequency Therapy System | RFTHERAPY | Radiofrequency Therapy System | BARRX Medical
YES | YES |  |  |  | 013-36339 | 013-36339 | Baseline | 12-0201 |  | NSN | Rehab |  |  |  |  | 013-36339 | 013-36339 | South | Memorial Hermann Medical Group Wharton | Rehab | Nurses station | 2/1/20
YES | YES |  |  |  | 142-06097 | 142-06097 | Baseline | Hydraulic Hand Dynamometer |  | 142-06097 | SMR - (NE) - NE HOSPITAL |  |  |  |  | 142-06097 | 142-06097 | Katy | Memorial Hermann Northeast Hospital | SMR - (NE) - NE HOSPITAL | Sports Med Gym Floor
NO | YES |  |  |  | 000-04291 | 000-04291 | Baseline Evaluation Instruments | 12-0240 |  |  | SMR-(GH)-Greater Heights CCC | MHHS-SMR |  |  |  | 000-04291 | 000-04291 | Central | MHHS-Others | SMR-(GH)-Greater Heights CCC | Treatment 1 | 11/1/19 | 11/1/20 |  |  | EXERCISERS |  | .needs class |  |  |  |  | .needs class | [5 empty] | 11/1/16 |  |  | Covered PM Repair - Biomedical | MHHS-SMR
NO | YES |  |  |  | 142-07132 | 142-07132 | Baseline Evaluation Instruments | BASELINE |  | 142-07132 | SMR-(NE)-Summer Creek CCC | MHHS-SMR |  |  |  | 142-07132 | 142-07132 | Katy | MHHS-Others | SMR-(NE)-Summer Creek CCC |  | 7/1/19 | 7/1/20 |  |  | DYNAMOMETER EXERCISE SYSTEMS, COMPUTERIZED |  | .needs class |  |  |  |  | .needs class | [5 empty] | 12/19/20 |  |  | No Coverage Specified | MHHS-SMR
NO | NO |  |  |  | 929-01457 |  | Baseline Evaluation Instruments | BASELINE |  | NO S/N | TIRR - OP - WOODLANDS (MP2, STE 200) | MHHS-TIRR |  |  |  | 929-01457 |  | Woodlands |  | TIRR - OP - WOODLANDS (MP2, STE 200) | [5 empty] | DYNAMOMETER EXERCISE SYSTEMS, COMPUTERIZED |  | .needs class |  |  |  |  | .needs class | [8 empty] | No Coverage Specified | MHHS-TIRR
NO | NO |  |  |  | 241-02651 |  | Baseline Evaluation Instruments | Unknown |  | n/a | TIRR - KIRBY GLENN | MHHS-TIRR |  |  |  | 241-02651 |  | TMC |  | TIRR - KIRBY GLENN | [5 empty] | CALIPERS, SKINFOLD |  | .needs class |  |  |  |  | .needs class | [8 empty] | Covered PM Repair - Biomedical | MHHS-TIRR
NO | NO |  |  |  | 241-01653 |  | BAXA CORPORATION | REPEATER 095R |  |  | TIRR - PHARMACY | MHHS-TIRR |  |  |  | 241-01653 |  | TMC |  | TIRR - PHARMACY | [5 empty] | REGULATORS, SUCTION |  | .needs class | [5 empty] | Baxa Corp | [7 empty] | Covered PM Repair - Biomedical | MHHS-TIRR
NO | NO |  |  |  | 041-32567 |  | BAXA CORPORATION | REPEATER 099 |  | PL0004254 | MEMORIAL CITY - PHARMACY | MHHS-Mem City |  |  |  | 041-32567 |  | West & Memorial City |  | MEMORIAL CITY - PHARMACY | [5 empty] | INFUSION PUMPS |  | .needs class | [5 empty] | Baxa Corp | [7 empty] | Covered PM Repair - Biomedical | MHHS-Mem City
NO | NO |  |  |  | 069-40105 |  | BAXA CORPORATION | REPEATER 099 |  |  | TMC - PHARMACY - MAIN (JG) | MHHS-TMC |  |  |  | 069-40105 |  | TMC |  | TMC - PHARMACY - MAIN (JG) | [5 empty] | INFUSION PUMPS |  | .needs class | [5 empty] | Baxa Corp | [7 empty] | Covered PM Repair - Biomedical | MHHS-TMC
NO | NO |  |  |  | 069-40106 |  | BAXA CORPORATION | REPEATER 099 |  |  | TMC - PHARMACY - MAIN (JG) | MHHS-TMC |  |  |  | 069-40106 |  | TMC |  | TMC - PHARMACY - MAIN (JG) | [5 empty] | INFUSION PUMPS |  | .needs class | [5 empty] | Baxa Corp | [7 empty] | Covered PM Repair - Biomedical | MHHS-TMC
NO | NO | [5 empty] | BAXA CORPORATION | REPEATER 099 |  |  | TMC - PHARMACY - MAIN (JG) | MHHS-TMC | [5 empty] | TMC |  | TMC - PHARMACY - MAIN (JG) | [5 empty] | INFUSION PUMPS |  | .needs class | [5 empty] | Baxa Corp | [7 empty] | Covered PM Repair - Biomedical | MHHS-TMC
NO | NO | [5 empty] | BAXA CORPORATION | REPEATER 099 |  |  | TMC - PHARMACY - MAIN (JG) | MHHS-TMC | [5 empty] | TMC |  | TMC - PHARMACY - MAIN (JG) | [5 empty] | INFUSION PUMPS |  | .needs class | [5 empty] | Baxa Corp | [7 empty] | Covered PM Repair - Biomedical | MHHS-TMC
NO | NO |  |  |  | 069-43507 |  | BAXA CORPORATION | REPEATER 099 |  |  | TMC - PLAZA - CANCER CENTER (STE 2900) | MHHS-TMC |  |  |  | 069-43507 |  | TMC |  | TMC - PLAZA - CANCER CENTER (STE 2900) | [5 empty] | INFUSION PUMPS |  | .needs class | [5 empty] | Baxa Corp | [7 empty] | Covered PM Repair - Biomedical | MHHS-TMC
YES | YES | Serial Number Cnf |  |  | 005-11998 | 005-11998 | Baxter |  |  | CNF | SE - OR |  |  |  |  | 005-11998 | 005-11998 | Southeast | Memorial Hermman South East | SE - OR | OR corridor
NO | YES |  |  |  | 029-11836 | 029-11836 | Baxter | AS50 |  | 803623AB | Woodlands-Nuc Med | MHHS-Woodlands |  | Pump, Infusion, Syringe |  | 029-11836 | 029-11836 | Woodlands | MHHS-Woodlands | Woodlands-Nuc Med | Hot Lab | 4/1/18 |  | 4/1/19 |  | INFUSION PUMPS | Pump, Infusion, Syringe | PUMPINFUSIONSYRINGE-Baxter Health-AS50 | PUMPINFUSIONSYRINGE | AS50 |  |  |  | BAXTERHEALTH | Pump, Infusion, Syringe |  |  | PUMPINFUSIONSYRINGE-Baxter Health-AS50 | 10/1/17 |  | PUI-A | Covered PM Repair - Biomedical | MHHS-Woodlands | [8 empty] | PUMPINFUSIONSYRINGE | Pump, Infusion, Syringe | BAXTERHEALTH
YES | YES |  |  |  | 099-09087 | 099-09087 | Baxter | D-Vapor |  |  | TMC - sarofim 2 - OR |  |  |  |  | 099-09087 | 099-09087 | TMC | Memorial Hermann-Texas Medical Center | TMC - sarofim 2 - OR | sarofim 2 - OR | [6 empty] | VAPORIZERANESTHESIA-DraegerMed-D-Vapor
YES | YES |  |  |  | 099-07242 | 099-07242 | Baxter | D-Vapor |  |  | TMC - OR - PEDI OR (2R) |  |  |  |  | 099-07242 | 099-07242 | TMC | Memorial Hermann-Texas Medical Center | TMC - OR - PEDI OR (2R) | OR - PEDI OR (2R) | [6 empty] | VAPORIZERANESTHESIA-DraegerMed-D-Vapor
YES | YES | Serial Number 600134 |  |  | 129-31342 | 129-31342 | Baxter | Duplo Spray Mis |  |  | 3 East |  |  |  |  | 129-31342 | 129-31342 | Sugar Land | Memorial Hermann Sugar land Hospital | 3 East | Back hallway | 2/1/20 |  | 2/1/21
NO | YES |  |  |  | 009-08383 | 009-08383 | Baxter | DUPLOSPRAY MIS |  | 126820-117 | GH-OR | MHHS-Greater Heights |  | Surgical Glue Delivery Instruments |  | 009-08383 | 009-08383 | Central & Greater Heights | MHHS-Greater Heights | GH-OR | Stirage room | 6/1/19 |  | 6/1/20 |  | REGULATORS, SUCTION | Surgical Glue Delivery Instruments | MISCELLANEOUS-Baxter Health-DUPLOSPRAY MIS | MISCELLANEOUS | DUPLOSPRAY MIS |  |  |  | BAXTERHEALTH | Surgical Glue Delivery Instruments |  |  | MISCELLANEOUS-Baxter Health-DUPLOSPRAY MIS | 1/2/19 |  |  | Covered PM Repair - Biomedical | MHHS-Greater Heights | [8 empty] | MISCELLANEOUS | Surgical Glue Delivery Instruments | BAXTERHEALTH
NO | YES |  |  |  | 009-08384 | 009-08384 | Baxter | DUPLOSPRAY MIS |  | 126820-135 | GH-OR | MHHS-Greater Heights |  | Surgical Glue Delivery Instruments |  | 009-08384 | 009-08384 | Central | MHHS-Greater Heights | GH-OR | Storage | 7/1/19 |  | 7/1/20 |  | REGULATORS, SUCTION | Surgical Glue Delivery Instruments | MISCELLANEOUS-Baxter Health-DUPLOSPRAY MIS | MISCELLANEOUS | DUPLOSPRAY MIS |  |  |  | BAXTERHEALTH | Surgical Glue Delivery Instruments |  |  | MISCELLANEOUS-Baxter Health-DUPLOSPRAY MIS | 1/2/19 |  |  | Covered PM Repair - Biomedical | MHHS-Greater Heights | [8 empty] | MISCELLANEOUS | Surgical Glue Delivery Instruments | BAXTERHEALTH
NO | YES |  |  |  | 009-08385 | 009-08385 | Baxter | DUPLOSPRAY MIS |  | 127510-020 | GH-OR | MHHS-Greater Heights |  | Surgical Glue Delivery Instruments |  | 009-08385 | 009-08385 | Central & Greater Heights | MHHS-Greater Heights | GH-OR | Storage room | 6/1/19 |  | 6/1/20 |  | REGULATORS, SUCTION | Surgical Glue Delivery Instruments | MISCELLANEOUS-Baxter Health-DUPLOSPRAY MIS | MISCELLANEOUS | DUPLOSPRAY MIS |  |  |  | BAXTERHEALTH | Surgical Glue Delivery Instruments |  |  | MISCELLANEOUS-Baxter Health-DUPLOSPRAY MIS |  |  |  | Covered PM Repair - Biomedical | MHHS-Greater Heights | [8 empty] | MISCELLANEOUS | Surgical Glue Delivery Instruments | BAXTERHEALTH
NO | YES |  |  |  | 133-08735 | 133-08735p | Baxter | DUPLOSPRAY MIS |  | 126820-123 | Katy-OR | MHHS-Katy |  | Surgical Glue Delivery Instruments |  | 133-08735 | 133-08735p | Katy | MHHS-Katy | Katy-OR | OR - Equipment | 8/1/19 | 8/1/20 |  |  | REGULATORS, SUCTION | Surgical Glue Delivery Instruments | MISCELLANEOUS-Baxter Health-DUPLOSPRAY MIS | MISCELLANEOUS | DUPLOSPRAY MIS |  |  |  | BAXTERHEALTH | Surgical Glue Delivery Instruments |  |  | MISCELLANEOUS-Baxter Health-DUPLOSPRAY MIS |  |  |  | Covered PM Repair - Biomedical | MHHS-Katy | [8 empty] | MISCELLANEOUS | Surgical Glue Delivery Instruments | BAXTERHEALTH
NO | YES |  |  |  | 133-08736 | 133-08736 | Baxter | DUPLOSPRAY MIS |  | 126820-108 | Katy-OR | MHHS-Katy |  | Surgical Glue Delivery Instruments |  | 133-08736 | 133-08736 | Katy | MHHS-Katy | Katy-OR | OR - equipment | 1/1/20 | 1/1/21 |  |  | REGULATORS, SUCTION | Surgical Glue Delivery Instruments | MISCELLANEOUS-Baxter Health-DUPLOSPRAY MIS | MISCELLANEOUS | DUPLOSPRAY MIS |  |  |  | BAXTERHEALTH | Surgical Glue Delivery Instruments |  |  | MISCELLANEOUS-Baxter Health-DUPLOSPRAY MIS |  |  |  | Covered PM Repair - Biomedical | MHHS-Katy | [8 empty] | MISCELLANEOUS | Surgical Glue Delivery Instruments | BAXTERHEALTH
NO | YES |  |  |  | 041-17687 | 041-17687 | Baxter | DUPLOSPRAY MIS |  | 126820-146 | MEMORIAL CITY - OUTPATIENT SURGERY | MHHS-Mem City |  | Surgical Glue Delivery Instruments |  | 041-17687 | 041-17687 | West | Memorial herman - memorial city medical center | MEMORIAL CITY - OUTPATIENT SURGERY | W1 case cart staging area |  |  |  |  | REGULATORS, SUCTION |  | MISCELLANEOUS-Baxter Health-DUPLOSPRAY MIS | MISCELLANEOUS | DUPLOSPRAY MIS |  |  |  | BAXTERHEALTH | Surgical Glue Delivery Instruments |  |  | MISCELLANEOUS-Baxter Health-DUPLOSPRAY MIS |  |  |  | Not Covered Vendor Only - Biomedical | MHHS-Mem City
NO | YES |  |  |  | 041-17688 | 041-17688 | Baxter | DUPLOSPRAY MIS |  | 127510-050 | MEMORIAL CITY - MOR | MHHS-Mem City |  | Surgical Glue Delivery Instruments |  | 041-17688 | 041-17688 | West | Memorial Hermann Memorial City Medical Center | MEMORIAL CITY - MOR | OR 8 |  |  |  |  | REGULATORS, SUCTION |  | MISCELLANEOUS-Baxter Health-DUPLOSPRAY MIS | MISCELLANEOUS | DUPLOSPRAY MIS |  |  |  | BAXTERHEALTH | Surgical Glue Delivery Instruments |  |  | MISCELLANEOUS-Baxter Health-DUPLOSPRAY MIS |  |  |  | Covered PM Repair - Biomedical | MHHS-Mem City
NO | YES |  |  |  |  | 099-02489 | Baxter | DUPLOSPRAY MIS |  | 126820-105 | NE-OR | MHHS-Northeast |  | Surgical Glue Delivery Instruments |  |  | 099-02489 | Katy | MHHS-Northeast | NE-OR | Or storage | 2/1/19 | 2/1/20 |  |  | REGULATORS, SUCTION | Surgical Glue Delivery Instruments | MISCELLANEOUS-Baxter Health-DUPLOSPRAY MIS | MISCELLANEOUS | DUPLOSPRAY MIS |  |  |  | BAXTERHEALTH | Surgical Glue Delivery Instruments |  |  | MISCELLANEOUS-Baxter Health-DUPLOSPRAY MIS | 8/27/16 |  |  | Covered PM Repair - Biomedical | MHHS-Northeast | [8 empty] | MISCELLANEOUS | Surgical Glue Delivery Instruments | BAXTERHEALTH
NO | YES |  |  |  | 145-00423 | 145-00423 | Baxter | DUPLOSPRAY MIS |  | 154846-086 | Pearland-OR | MHHS-Pearland Hospital |  | Surgical Glue Delivery Instruments |  | 145-00423 | 145-00423 | Pearland | MHHS-Pearland Hospital | Pearland-OR | Sterile Core | 10/1/19 | 10/1/20 |  |  | REGULATORS, SUCTION | Surgical Glue Delivery Instruments | MISCELLANEOUS-Baxter Health-DUPLOSPRAY MIS | MISCELLANEOUS | DUPLOSPRAY MIS |  |  |  | BAXTERHEALTH | Surgical Glue Delivery Instruments |  |  | MISCELLANEOUS-Baxter Health-DUPLOSPRAY MIS | 10/1/20 |  |  | Not Covered Vendor Only - Biomedical | MHHS-Pearland Hospital | [8 empty] | MISCELLANEOUS | Surgical Glue Delivery Instruments | BAXTERHEALTH
NO | YES |  |  |  | 005-09146 | 005-09146 | Baxter | DUPLOSPRAY MIS |  | 126567-009 | SE-OR | MHHS-Southeast |  | Surgical Glue Delivery Instruments |  | 005-09146 | 005-09146 | Southeast | MHHS-Southeast | SE-OR | OR corridor |  |  |  |  | REGULATORS, SUCTION |  | MISCELLANEOUS-Baxter Health-DUPLOSPRAY MIS | MISCELLANEOUS | DUPLOSPRAY MIS |  |  |  | BAXTERHEALTH | Surgical Glue Delivery Instruments |  |  | MISCELLANEOUS-Baxter Health-DUPLOSPRAY MIS | 7/6/16 |  |  | Covered PM Repair - Biomedical | MHHS-Southeast
NO | YES | Asset Tag 005-09500 |  |  | 005-09500 | 005-09500 | Baxter | DUPLOSPRAY MIS |  | 126820-102 | (null) | MHHS-Southeast |  | Surgical Glue Delivery Instruments |  | 005-09500 | 005-09500 | (null) | MHHS-Southeast | (null) | (null) |  |  |  | (null) | REGULATORS, SUCTION |  | MISCELLANEOUS-Baxter Health-DUPLOSPRAY MIS | MISCELLANEOUS | DUPLOSPRAY MIS |  |  |  | BAXTERHEALTH | Surgical Glue Delivery Instruments | (null) |  | MISCELLANEOUS-Baxter Health-DUPLOSPRAY MIS | 1/2/19 | (null) |  | Covered PM Repair - Biomedical | MHHS-Southeast
NO | YES |  |  |  | 013-35870 | 013-35870 | Baxter | DUPLOSPRAY MIS |  | 126820-115 | SW-OR | MHHS-Southwest |  | Surgical Glue Delivery Instruments |  | 013-35870 | 013-35870 | Southwest | MHHS-Southwest | SW-OR | OR 3 | 4/1/19 |  | 4/1/20 |  | REGULATORS, SUCTION | Surgical Glue Delivery Instruments | MISCELLANEOUS-Baxter Health-DUPLOSPRAY MIS | MISCELLANEOUS | DUPLOSPRAY MIS |  |  |  | BAXTERHEALTH | Surgical Glue Delivery Instruments |  |  | MISCELLANEOUS-Baxter Health-DUPLOSPRAY MIS |  |  |  | Covered PM Repair - Biomedical | MHHS-Southwest | [8 empty] | MISCELLANEOUS | Surgical Glue Delivery Instruments | BAXTERHEALTH
NO | YES |  |  |  | 013-16034 | 013-16034 | Baxter | DUPLOSPRAY MIS |  | Lot# 124503-039 | SW-OR | MHHS-Southwest |  | Surgical Glue Delivery Instruments |  | 013-16034 | 013-16034 | Southwest | MHHS-Southwest | SW-OR | Room 15 1/2 | 12/1/19 |  | 12/1/20 |  | REGULATORS, SUCTION | Surgical Glue Delivery Instruments | MISCELLANEOUS-Baxter Health-DUPLOSPRAY MIS | MISCELLANEOUS | DUPLOSPRAY MIS |  |  |  | BAXTERHEALTH | Surgical Glue Delivery Instruments |  |  | MISCELLANEOUS-Baxter Health-DUPLOSPRAY MIS | 3/31/20 |  |  | Not Covered Vendor Only - Biomedical | MHHS-Southwest | [8 empty] | MISCELLANEOUS | Surgical Glue Delivery Instruments | BAXTERHEALTH
NO | YES |  |  |  | 013-35825 | 013-35825 | Baxter | DUPLOSPRAY MIS |  | 126820-107 | SW-OR | MHHS-Southwest |  | Surgical Glue Delivery Instruments |  | 013-35825 | 013-35825 | Southwest | MHHS-Southwest | SW-OR | OR | 12/1/19 |  | 12/1/20 |  | REGULATORS, SUCTION | Surgical Glue Delivery Instruments | MISCELLANEOUS-Baxter Health-DUPLOSPRAY MIS | MISCELLANEOUS | DUPLOSPRAY MIS |  |  |  | BAXTERHEALTH | Surgical Glue Delivery Instruments |  |  | MISCELLANEOUS-Baxter Health-DUPLOSPRAY MIS | 3/31/20 |  |  | Not Covered Vendor Only - Biomedical | MHHS-Southwest | [8 empty] | MISCELLANEOUS | Surgical Glue Delivery Instruments | BAXTERHEALTH
NO | YES |  |  |  | 013-35869 | 013-35869 | Baxter | DUPLOSPRAY MIS |  | 126820-114 | SW-OR | MHHS-Southwest |  | Surgical Glue Delivery Instruments |  | 013-35869 | 013-35869 | Southwest | MHHS-Southwest | SW-OR | OR | 12/1/19 |  | 12/1/20 |  | REGULATORS, SUCTION | Surgical Glue Delivery Instruments | MISCELLANEOUS-Baxter Health-DUPLOSPRAY MIS | MISCELLANEOUS | DUPLOSPRAY MIS |  |  |  | BAXTERHEALTH | Surgical Glue Delivery Instruments |  |  | MISCELLANEOUS-Baxter Health-DUPLOSPRAY MIS |  |  |  | Covered PM Repair - Biomedical | MHHS-Southwest | [8 empty] | MISCELLANEOUS | Surgical Glue Delivery Instruments | BAXTERHEALTH
NO | YES |  |  |  | 074-04244 | 074-04244 | Baxter | DUPLOSPRAY MIS |  | 127909-074 | TMC-OR-CVOR (7Hvi) | MHHS-TMC |  | Surgical Glue Delivery Instruments |  | 074-04244 | 074-04244 | TMC | MHHS-TMC | TMC-OR-CVOR (7Hvi) |  | 9/5/19 |  |  |  | REGULATORS, SUCTION | Surgical Glue Delivery Instruments | MISCELLANEOUS-Baxter Health-DUPLOSPRAY MIS | MISCELLANEOUS | DUPLOSPRAY MIS |  |  |  | BAXTERHEALTH | Surgical Glue Delivery Instruments |  |  | MISCELLANEOUS-Baxter Health-DUPLOSPRAY MIS |  | Finished from Script 3/27/2020 12:11:52pm (Central) |  | Covered PM Repair - Biomedical | MHHS-TMC | [8 empty] | MISCELLANEOUS | Surgical Glue Delivery Instruments | BAXTERHEALTH
NO | YES |  |  |  | 069-45384 | 069-45384 | Baxter | DUPLOSPRAY MIS |  | 2016-04 | TMC-OR-Robertson (2R) | MHHS-TMC |  | Surgical Glue Delivery Instruments |  | 069-45384 | 069-45384 | TMC | MHHS-TMC | TMC-OR-Robertson (2R) | S2/411 | 12/1/19 |  |  |  | REGULATORS, SUCTION |  | MISCELLANEOUS-Baxter Health-DUPLOSPRAY MIS | MISCELLANEOUS | DUPLOSPRAY MIS |  |  |  | BAXTERHEALTH | Surgical Glue Delivery Instruments |  |  | MISCELLANEOUS-Baxter Health-DUPLOSPRAY MIS | 7/6/16 |  |  | Covered PM Repair - Biomedical | MHHS-TMC
NO | YES |  |  |  | 069-38300 | 069-38300 | Baxter | DUPLOSPRAY MIS |  | NSN | TMC-OR-CVOR (7Hvi) | MHHS-TMC |  | Surgical Glue Delivery Instruments |  | 069-38300 | 069-38300 | TMC | MHHS-TMC | TMC-OR-CVOR (7Hvi) | Equipment storage | 12/1/19 |  |  |  | REGULATORS, SUCTION | Surgical Glue Delivery Instruments | MISCELLANEOUS-Baxter Health-DUPLOSPRAY MIS | MISCELLANEOUS | DUPLOSPRAY MIS |  |  |  | BAXTERHEALTH | Surgical Glue Delivery Instruments |  |  | MISCELLANEOUS-Baxter Health-DUPLOSPRAY MIS | 9/13/18 |  |  | Covered PM Repair - Biomedical | MHHS-TMC | [8 empty] | MISCELLANEOUS | Surgical Glue Delivery Instruments | BAXTERHEALTH
NO | YES |  |  |  | 069-41534 | 069-41534 | Baxter | DUPLOSPRAY MIS |  | 158699-059 | TMC-OR-Robertson (2R) | MHHS-TMC |  | Surgical Glue Delivery Instruments |  | 069-41534 | 069-41534 | TMC | MHHS-TMC | TMC-OR-Robertson (2R) | S2/411 | 11/1/19 |  |  |  | REGULATORS, SUCTION |  | MISCELLANEOUS-Baxter Health-DUPLOSPRAY MIS | MISCELLANEOUS | DUPLOSPRAY MIS |  |  |  | BAXTERHEALTH | Surgical Glue Delivery Instruments |  |  | MISCELLANEOUS-Baxter Health-DUPLOSPRAY MIS |  |  |  | Covered PM Repair - Biomedical | MHHS-TMC
NO | YES |  |  |  | 069-41535 | 069-41535 | Baxter | DUPLOSPRAY MIS |  | 154846-053 | TMC-OR-Robertson (2R) | MHHS-TMC |  | Surgical Glue Delivery Instruments |  | 069-41535 | 069-41535 | TMC | MHHS-TMC | TMC-OR-Robertson (2R) | S2/411 |  |  |  |  | REGULATORS, SUCTION |  | MISCELLANEOUS-Baxter Health-DUPLOSPRAY MIS | MISCELLANEOUS | DUPLOSPRAY MIS |  |  |  | BAXTERHEALTH | Surgical Glue Delivery Instruments |  |  | MISCELLANEOUS-Baxter Health-DUPLOSPRAY MIS | 12/28/19 |  |  | Covered PM Repair - Biomedical | MHHS-TMC
NO | YES |  |  |  | 069-43140 | 069-43140 | Baxter | DUPLOSPRAY MIS |  | 4244-A/11731 | TMC-OR-Robertson (2R) | MHHS-TMC |  | Surgical Glue Delivery Instruments |  | 069-43140 | 069-43140 | TMC | MHHS-TMC | TMC-OR-Robertson (2R) | S2/411 |  |  |  |  | REGULATORS, SUCTION |  | MISCELLANEOUS-Baxter Health-DUPLOSPRAY MIS | MISCELLANEOUS | DUPLOSPRAY MIS |  |  |  | BAXTERHEALTH | Surgical Glue Delivery Instruments |  |  | MISCELLANEOUS-Baxter Health-DUPLOSPRAY MIS | 12/28/19 |  |  | Covered PM Repair - Biomedical | MHHS-TMC
NO | YES |  |  |  | 029-08715 | 029-08715 | Baxter | DUPLOSPRAY MIS |  | 126820-122 | Woodlands-OR | MHHS-Woodlands |  | Surgical Glue Delivery Instruments |  | 029-08715 | 029-08715 | Woodlands | MHHS-Woodlands | Woodlands-OR | Equipment Storage | 10/1/19 |  | 10/1/20 |  | REGULATORS, SUCTION | Surgical Glue Delivery Instruments | MISCELLANEOUS-Baxter Health-DUPLOSPRAY MIS | MISCELLANEOUS | DUPLOSPRAY MIS |  |  |  | BAXTERHEALTH | Surgical Glue Delivery Instruments |  |  | MISCELLANEOUS-Baxter Health-DUPLOSPRAY MIS | 7/5/13 |  |  | Covered PM Repair - Biomedical | MHHS-Woodlands | [8 empty] | MISCELLANEOUS | Surgical Glue Delivery Instruments | BAXTERHEALTH
NO | YES |  |  |  | 029-32252 | 029-32252 | Baxter | DUPLOSPRAY MIS |  | 209396-035 | Woodlands-OR | MHHS-Woodlands |  | Surgical Glue Delivery Instruments |  | 029-32252 | 029-32252 | Woodlands | MHHS-Woodlands | Woodlands-OR | Equipment Storage | 2/1/19 |  | 2/1/20 |  | REGULATORS, SUCTION | Surgical Glue Delivery Instruments | MISCELLANEOUS-Baxter Health-DUPLOSPRAY MIS | MISCELLANEOUS | DUPLOSPRAY MIS |  |  |  | BAXTERHEALTH | Surgical Glue Delivery Instruments |  |  | MISCELLANEOUS-Baxter Health-DUPLOSPRAY MIS | 7/15/13 |  |  | Covered PM Repair - Biomedical | MHHS-Woodlands | [8 empty] | MISCELLANEOUS | Surgical Glue Delivery Instruments | BAXTERHEALTH
NO | YES |  |  |  | 029-32253 | 029-32253 | Baxter | DUPLOSPRAY MIS |  | 209396-023 | Woodlands-OR | MHHS-Woodlands |  | Surgical Glue Delivery Instruments |  | 029-32253 | 029-32253 | Woodlands | MHHS-Woodlands | Woodlands-OR | Equipment Storage | 2/1/19 |  | 2/1/20 |  | REGULATORS, SUCTION | Surgical Glue Delivery Instruments | MISCELLANEOUS-Baxter Health-DUPLOSPRAY MIS | MISCELLANEOUS | DUPLOSPRAY MIS |  |  |  | BAXTERHEALTH | Surgical Glue Delivery Instruments |  |  | MISCELLANEOUS-Baxter Health-DUPLOSPRAY MIS | 7/2/18 |  |  | Covered PM Repair - Biomedical | MHHS-Woodlands | [8 empty] | MISCELLANEOUS | Surgical Glue Delivery Instruments | BAXTERHEALTH
NO | YES |  |  |  | 029-32254 | 029-32254 | Baxter | DUPLOSPRAY MIS |  | 209396-021 | Woodlands-OR | MHHS-Woodlands |  | Surgical Glue Delivery Instruments |  | 029-32254 | 029-32254 | Woodlands | MHHS-Woodlands | Woodlands-OR | Equipment Storage | 2/1/19 |  | 2/1/20 |  | REGULATORS, SUCTION | Surgical Glue Delivery Instruments | MISCELLANEOUS-Baxter Health-DUPLOSPRAY MIS | MISCELLANEOUS | DUPLOSPRAY MIS |  |  |  | BAXTERHEALTH | Surgical Glue Delivery Instruments |  |  | MISCELLANEOUS-Baxter Health-DUPLOSPRAY MIS |  |  |  | Covered PM Repair - Biomedical | MHHS-Woodlands | [8 empty] | MISCELLANEOUS | Surgical Glue Delivery Instruments | BAXTERHEALTH
YES | YES | Serial Number 600134 |  |  | 151-04647 | 151-04647 | Baxter | DuploSpray MIS |  |  | CY - OR |  |  |  |  | 151-04647 | 151-04647 | Northwest | Memorial Hermann Cypress Hospital | CY - OR | Or storage | 10/1/18 | 10/1/19
YES | YES |  |  |  | 099-04266 | 099-04266 | Baxter | Duplospray mis |  | 127908-018 | OR |  |  |  |  | 099-04266 | 099-04266 | Pearland | Memorial Hermann Pearland Hospital | OR | Room 207 storage |  |  |  | No pm
YES | YES |  |  |  | 029-13370 | 029-13370 | Baxter | DUPLOSPRAY MIS |  |  | OR |  |  |  |  | 029-13370 | 029-13370 | Woodlands | Herman memorial hospital Woodlands | OR | Equipment Storage |  |  |  | No p.m.
NO | NO |  |  |  | 129-04806 |  | Baxter | DUPLOSPRAY MIS |  | 126820-101 | SUGAR LAND - OR | MHHS-Sugarland |  | Surgical Glue Delivery Instruments |  | 129-04806 |  | Sugar Land |  | SUGAR LAND - OR | [5 empty] | REGULATORS, SUCTION |  | MISCELLANEOUS-Baxter Health-DUPLOSPRAY MIS | MISCELLANEOUS | DUPLOSPRAY MIS |  |  |  | BAXTERHEALTH | Surgical Glue Delivery Instruments |  |  | MISCELLANEOUS-Baxter Health-DUPLOSPRAY MIS |  |  |  | Covered PM Repair - Biomedical | MHHS-Sugarland
NO | NO | [5 empty] | Baxter | DUPLOSPRAY MIS |  | N/A | TMC - OR - PEDI OR (2R) | MHHS-TMC |  | Surgical Glue Delivery Instruments |  |  |  | TMC |  | TMC - OR - PEDI OR (2R) | [5 empty] | REGULATORS, SUCTION |  | MISCELLANEOUS-Baxter Health-DUPLOSPRAY MIS | MISCELLANEOUS | DUPLOSPRAY MIS |  |  |  | BAXTERHEALTH | Surgical Glue Delivery Instruments |  |  | MISCELLANEOUS-Baxter Health-DUPLOSPRAY MIS |  |  |  | Covered PM Repair - Biomedical | MHHS-TMC
NO | NO |  |  |  | 029-08716 |  | Baxter | DUPLOSPRAY MIS |  | 126820-124 | WOODLANDS - OR | MHHS-Woodlands |  | Surgical Glue Delivery Instruments |  | 029-08716 |  | Woodlands |  | WOODLANDS - OR | [5 empty] | REGULATORS, SUCTION |  | MISCELLANEOUS-Baxter Health-DUPLOSPRAY MIS | MISCELLANEOUS | DUPLOSPRAY MIS |  |  |  | BAXTERHEALTH | Surgical Glue Delivery Instruments |  |  | MISCELLANEOUS-Baxter Health-DUPLOSPRAY MIS |  |  |  | Covered PM Repair - Biomedical | MHHS-Woodlands
NO | YES | Asset Tag 005-09500 |  |  | 005-09500 | 005-09500 | Baxter | DuploSpray MIS regulator |  | NSN | SE and Bay area OR |  |  |  |  | 005-09500 | 005-09500 | Southeast | Memorial Hermann Southeast Hospital | SE and Bay area OR |  | 4/1/20 |  | 4/1/20
YES | YES | Serial Number Cnf |  |  | 005-09499 | 005-09499 | Baxter | DuploSpray MIS Regulator |  | Cnf | SE - BIOMED |  |  |  |  | 005-09499 | 005-09499 | Southeast | Memorial Hermann Southeast Hospital | SE - BIOMED | Biomed
NO | YES | Serial Number 3384 |  |  | 069-34669 | 069-34669 | Baxter | Easy Spray |  |  | 3rd floor OR |  |  |  |  | 069-34669 | 069-34669 | TMC | Memorial Hermann-Texas Medical Center | 3rd floor OR | S3 415 | 2/1/20 |  | 2/1/21
YES | YES |  |  |  | 099-07343 | 099-07343 | Baxter | Easy Spray |  |  | Biomed |  |  |  |  | 099-07343 | 099-07343 | TMC | Memorial Hermann Texas Medical Center | Biomed | Biomed shop
YES | YES |  |  |  | 099-07344 | 099-07344 | Baxter | Easy Spray |  |  | Biomed |  |  |  |  | 099-07344 | 099-07344 | TMC | Memorial Hermann Texas Medical Center | Biomed | Biomed shop
NO | YES |  |  |  | 133-05693 | 133-05693 | Baxter | EASYSPRAY |  |  | Katy-OR | MHHS-Katy |  | Regulator |  | 133-05693 | 133-05693 | Katy | MHHS-Katy | Katy-OR | OR | 4/1/12 | 4/1/13 |  |  | REGULATORS, SUCTION | Regulator | REGULAT-Baxter Health-EasySpray | REGULAT | EasySpray |  |  |  | BAXTERHEALTH | Regulator |  |  | REGULAT-Baxter Health-EasySpray |  |  |  | Covered PM Repair - Biomedical | MHHS-Katy | [8 empty] | REGULAT | Regulator | BAXTERHEALTH
NO | YES |  |  |  | 041-32889 | 041-32889 | Baxter | EASYSPRAY |  |  | MEMORIAL CITY - OUTPATIENT SURGERY | MHHS-Mem City |  | Regulator |  | 041-32889 | 041-32889 | West | Memorial herman - memorial city medical center | MEMORIAL CITY - OUTPATIENT SURGERY | W1 case cart staging area |  |  |  |  | REGULATORS, SUCTION |  | REGULAT-Baxter Health-EasySpray | REGULAT | EasySpray |  |  |  | BAXTERHEALTH | Regulator |  |  | REGULAT-Baxter Health-EasySpray |  |  |  | Covered PM Repair - Biomedical | MHHS-Mem City
NO | YES |  |  |  |  | 099-02488 | Baxter | EASYSPRAY |  |  | NE-OR | MHHS-Northeast |  | Regulator |  |  | 099-02488 | Katy | MHHS-Northeast | NE-OR | Or storage | 8/1/18 |  |  | No pm required | REGULATORS, SUCTION | Regulator | REGULAT-Baxter Health-EasySpray | REGULAT | EasySpray |  |  |  | BAXTERHEALTH | Regulator |  |  | REGULAT-Baxter Health-EasySpray |  |  |  | Covered PM Repair - Biomedical | MHHS-Northeast | [8 empty] | REGULAT | Regulator | BAXTERHEALTH
NO | YES |  |  |  | 005-09145 | 005-09145 | Baxter | EASYSPRAY |  |  | SE-OR | MHHS-Southeast |  | Regulator |  | 005-09145 | 005-09145 | Southeast | MHHS-Southeast | SE-OR | OR corridor |  |  |  |  | REGULATORS, SUCTION |  | REGULAT-Baxter Health-EasySpray | REGULAT | EasySpray |  |  |  | BAXTERHEALTH | Regulator |  |  | REGULAT-Baxter Health-EasySpray |  |  |  | Covered PM Repair - Biomedical | MHHS-Southeast
NO | YES |  |  |  | 069-45378 | 069-45378 | Baxter | EASYSPRAY |  |  | TMC-OR-Robertson (2R) | MHHS-TMC |  | Regulator |  | 069-45378 | 069-45378 | TMC | MHHS-TMC | TMC-OR-Robertson (2R) | TMC - OR - ROBERTSON (2R) | 1/1/19 |  | 12/1/20 |  | REGULATORS, SUCTION |  | REGULAT-Baxter Health-EasySpray | REGULAT | EasySpray |  |  |  | BAXTERHEALTH | Regulator |  |  | REGULAT-Baxter Health-EasySpray | 9/22/16 |  |  | Covered PM Repair - Biomedical | MHHS-TMC
NO | YES | Serial Number 3930 |  |  | 069-37857 | 069-37857 | Baxter | EASYSPRAY |  |  | TMC-OR-CVOR (7Hvi) | MHHS-TMC |  | Regulator |  | 069-37857 | 069-37857 | TMC | MHHS-TMC | TMC-OR-CVOR (7Hvi) | Cv OR 4 | 9/1/19 |  | 9/1/20 |  | REGULATORS, SUCTION | Regulator | REGULAT-Baxter Health-EasySpray | REGULAT | EasySpray |  |  |  | BAXTERHEALTH | Regulator |  |  | REGULAT-Baxter Health-EasySpray |  |  |  | Covered PM Repair - Biomedical | MHHS-TMC | [8 empty] | REGULAT | Regulator | BAXTERHEALTH
NO | YES |  |  |  | 069-40118 | 069-40118 | Baxter | EASYSPRAY |  |  | TMC-OR-Robertson (2R) | MHHS-TMC |  | Regulator |  | 069-40118 | 069-40118 | TMC | MHHS-TMC | TMC-OR-Robertson (2R) |  | 1/21/19 |  |  |  | REGULATORS, SUCTION |  | REGULAT-Baxter Health-EasySpray | REGULAT | EasySpray |  |  |  | BAXTERHEALTH | Regulator |  |  | REGULAT-Baxter Health-EasySpray |  | Verified 3/30/2020 4:07pm (Central) |  | Covered PM Repair - Biomedical | MHHS-TMC
NO | YES |  |  |  |  | 069-35874 | Baxter | EASYSPRAY |  |  | TMC-OR-Robertson (2R) | MHHS-TMC |  | Regulator |  |  | 069-35874 | TMC | MHHS-TMC | TMC-OR-Robertson (2R) | OR - ROBERTSON (2R) | 1/1/20 |  | 1/1/21 |  | REGULATORS, SUCTION |  | REGULAT-Baxter Health-EasySpray | REGULAT | EasySpray |  |  |  | BAXTERHEALTH | Regulator |  |  | REGULAT-Baxter Health-EasySpray |  |  |  | Covered PM Repair - Biomedical | MHHS-TMC
YES | YES |  |  |  | 029-13371 | 029-13371 | Baxter | EasySpray |  |  | OR |  |  |  |  | 029-13371 | 029-13371 | Woodlands | Herman memorial hospital Woodlands | OR | Equipment Storage
YES | YES |  |  |  | 099-07730 | 099-07730 | Baxter | EasySpray |  |  | TMC - OR - ANESTHESIA (2HP) |  |  |  |  | 099-07730 | 099-07730 | TMC | Memorial Hermann-Texas Medical Center | TMC - OR - ANESTHESIA (2HP) | TMC - BIOMED SHOP |  |  |  | NEW
YES | YES |  |  |  | 041-33932 | 041-33932 | Baxter | EasySpray |  |  | MEMORIAL CITY - CATH LAB |  |  |  |  | 041-33932 | 041-33932 | West | Heart | MEMORIAL CITY - CATH LAB | Cath Lab Hallway
YES | YES | [5 empty] | Baxter | EasySpray |  |  | MEMORIAL CITY - MOR | [6 empty] | West | Memorial City - Memorial Hermann Hospital | MEMORIAL CITY - MOR | Sterile Core
NO | NO | [5 empty] | Baxter | EASYSPRAY |  |  | TMC - OR - PEDI OR (2R) | MHHS-TMC |  | Regulator |  |  |  | TMC |  | TMC - OR - PEDI OR (2R) | [5 empty] | REGULATORS, SUCTION |  | REGULAT-Baxter Health-EasySpray | REGULAT | EasySpray |  |  |  | BAXTERHEALTH | Regulator |  |  | REGULAT-Baxter Health-EasySpray |  |  |  | Covered PM Repair - Biomedical | MHHS-TMC
NO | NO | [5 empty] | Baxter | EASYSPRAY |  |  | TMC - OR - PEDI OR (2R) | MHHS-TMC |  | Regulator |  |  |  | TMC |  | TMC - OR - PEDI OR (2R) | [5 empty] | REGULATORS, SUCTION |  | REGULAT-Baxter Health-EasySpray | REGULAT | EasySpray |  |  |  | BAXTERHEALTH | Regulator |  |  | REGULAT-Baxter Health-EasySpray |  |  |  | Covered PM Repair - Biomedical | MHHS-TMC
NO | NO | [5 empty] | Baxter | EASYSPRAY |  |  | TMC - OR - PEDI OR (2R) | MHHS-TMC |  | Regulator |  |  |  | TMC |  | TMC - OR - PEDI OR (2R) | [5 empty] | REGULATORS, SUCTION |  | REGULAT-Baxter Health-EasySpray | REGULAT | EasySpray |  |  |  | BAXTERHEALTH | Regulator |  |  | REGULAT-Baxter Health-EasySpray |  |  |  | Covered PM Repair - Biomedical | MHHS-TMC
NO | NO | [5 empty] | Baxter | EASYSPRAY |  |  | TMC - OR - PEDI OR (2R) | MHHS-TMC |  | Regulator |  |  |  | TMC |  | TMC - OR - PEDI OR (2R) | [5 empty] | REGULATORS, SUCTION |  | REGULAT-Baxter Health-EasySpray | REGULAT | EasySpray |  |  |  | BAXTERHEALTH | Regulator |  |  | REGULAT-Baxter Health-EasySpray |  |  |  | Covered PM Repair - Biomedical | MHHS-TMC
NO | NO | [5 empty] | Baxter | EASYSPRAY |  |  | TMC - OR - PEDI OR (2R) | MHHS-TMC |  | Regulator |  |  |  | TMC |  | TMC - OR - PEDI OR (2R) | [5 empty] | REGULATORS, SUCTION |  | REGULAT-Baxter Health-EasySpray | REGULAT | EasySpray |  |  |  | BAXTERHEALTH | Regulator |  |  | REGULAT-Baxter Health-EasySpray |  |  |  | Covered PM Repair - Biomedical | MHHS-TMC
NO | NO | [5 empty] | Baxter | EASYSPRAY |  |  | TMC - OR - PEDI OR (2R) | MHHS-TMC |  | Regulator |  |  |  | TMC |  | TMC - OR - PEDI OR (2R) | [5 empty] | REGULATORS, SUCTION |  | REGULAT-Baxter Health-EasySpray | REGULAT | EasySpray |  |  |  | BAXTERHEALTH | Regulator |  |  | REGULAT-Baxter Health-EasySpray |  |  |  | Covered PM Repair - Biomedical | MHHS-TMC
NO | NO |  |  |  | 069-37856 |  | Baxter | EASYSPRAY |  |  | TMC - OR - ROBERTSON (2R) | MHHS-TMC |  | Regulator |  | 069-37856 |  | TMC |  | TMC - OR - ROBERTSON (2R) | [5 empty] | REGULATORS, SUCTION |  | REGULAT-Baxter Health-EasySpray | REGULAT | EasySpray |  |  |  | BAXTERHEALTH | Regulator |  |  | REGULAT-Baxter Health-EasySpray |  |  |  | Covered PM Repair - Biomedical | MHHS-TMC
NO | NO |  |  |  | 069-43139 |  | Baxter | EASYSPRAY |  |  | TMC - OR - ROBERTSON (2R) | MHHS-TMC |  | Regulator |  | 069-43139 |  | TMC |  | TMC - OR - ROBERTSON (2R) | [5 empty] | REGULATORS, SUCTION |  | REGULAT-Baxter Health-EasySpray | REGULAT | EasySpray |  |  |  | BAXTERHEALTH | Regulator |  |  | REGULAT-Baxter Health-EasySpray |  |  |  | Covered PM Repair - Biomedical | MHHS-TMC
NO | NO | [5 empty] | Baxter | EASYSPRAY |  |  | TMC - OR - ROBERTSON (2R) | MHHS-TMC |  | Regulator |  |  |  | TMC |  | TMC - OR - ROBERTSON (2R) | [5 empty] | REGULATORS, SUCTION |  | REGULAT-Baxter Health-EasySpray | REGULAT | EasySpray |  |  |  | BAXTERHEALTH | Regulator |  |  | REGULAT-Baxter Health-EasySpray |  |  |  | Covered PM Repair - Biomedical | MHHS-TMC
NO | NO | [5 empty] | Baxter | EASYSPRAY |  |  | TMC - OR - ROBERTSON (2R) | MHHS-TMC |  | Regulator |  |  |  | TMC |  | TMC - OR - ROBERTSON (2R) | [5 empty] | REGULATORS, SUCTION |  | REGULAT-Baxter Health-EasySpray | REGULAT | EasySpray |  |  |  | BAXTERHEALTH | Regulator |  |  | REGULAT-Baxter Health-EasySpray |  |  |  | Covered PM Repair - Biomedical | MHHS-TMC
NO | NO |  |  |  | 14090352FA |  | Baxter | FLO-GARD 6201 |  | 14090352FA | MH MG - (MC) - COMPREHENSIVE HEART CARE | MHHS-MG |  | Pump, Infusion |  | 14090352FA |  | West & Memorial City |  | MH MG - (MC) - COMPREHENSIVE HEART CARE | [5 empty] | INFUSION PUMPS |  | PUMPINFUSION-Baxter Health-Flo-Gard 6201 | PUMPINFUSION | Flo-Gard 6201 |  |  |  | BAXTERHEALTH | Pump, Infusion |  |  | PUMPINFUSION-Baxter Health-Flo-Gard 6201 |  |  |  | Covered PM Repair - Biomedical | MHHS-MG
YES | YES |  |  |  | 099-14971 | 099-14971 | Baxter | H938 099 |  |  | TIRR - Pharmacy |  |  |  |  | 099-14971 | 099-14971 | TMC | TIRR Memorial Hermann | TIRR - Pharmacy | TIRR -Pharmacy
NO | YES |  |  |  | 041-01432 | 041-01432 | Baxter | HEMATRON II |  |  | MEMORIAL CITY - Lab | MHHS-Mem City |  | Heat Sealer |  | 041-01432 | 041-01432 | West | MEMORIAL CITY - MEMORIAL HERMANN HOSPITAL | MEMORIAL CITY - Lab | Blood Bank |  |  |  |  | SEAL CRIMPERS, BOTTLE/VIAL/TUBE |  | HEATSEALER-Baxter Health-Hematron II | HEATSEALER | Hematron II |  |  |  | BAXTERHEALTH | Heat Sealer |  |  | HEATSEALER-Baxter Health-Hematron II |  |  |  | Covered PM Repair - Biomedical | MHHS-Mem City
NO | YES |  |  |  | 069-38713 | 069-38713 | Baxter | HOMECHOICE PD CYCLER |  |  | TMC-Dialysis-Adult (9J) | MHHS-TMC |  |  |  | 069-38713 | 069-38713 | TMC | MHHS-TMC | TMC-Dialysis-Adult (9J) | Clean room | 12/1/19 |  | 12/1/20 |  | HEMODIALYSIS UNITS |  | .needs class | [5 empty] | BAXTER | [7 empty] | Covered PM Repair - Biomedical | MHHS-TMC
NO | YES |  |  |  | 069-38714 | 069-38714 | Baxter | HOMECHOICE PD CYCLER |  |  | TMC - 9J | MHHS-TMC |  |  |  | 069-38714 | 069-38714 | TMC | Memorial Hermann-Texas Medical Center | TMC - 9J | Storage | 12/1/19 |  | 6/1/20 |  | HEMODIALYSIS UNITS |  | .needs class | [5 empty] | BAXTER | [7 empty] | Covered PM Repair - Biomedical | MHHS-TMC
NO | YES |  |  |  | 069-38791 | 069-38791 | Baxter | HOMECHOICE PD CYCLER |  |  |  | MHHS-TMC |  |  |  | 069-38791 | 069-38791 | TMC | Memorial Hermann Heart |  | IMU-2 | 12/1/19 |  | 12/1/20 |  | HEMODIALYSIS UNITS |  | .needs class | [5 empty] | BAXTER | [7 empty] | Covered PM Repair - Biomedical | MHHS-TMC
NO | YES |  |  |  | 069-43688 | 069-43688 | Baxter | HOMECHOICE PD CYCLER |  |  | TMC-Dialysis-Adult (9J) | MHHS-TMC |  |  |  | 069-43688 | 069-43688 | TMC | MHHS-TMC | TMC-Dialysis-Adult (9J) | General Med 356 | 12/1/19 |  | 6/1/20 |  | HEMODIALYSIS UNITS |  | .needs class | [5 empty] | BAXTER |  |  |  |  | 1/1/13 |  |  | Covered PM Repair - Biomedical | MHHS-TMC
NO | YES |  |  |  | 077-07714 | 077-07714 | Baxter | HOMECHOICE PD CYCLER |  |  | TMC-Dialysis-Children's (9Hp) | MHHS-TMC |  |  |  | 077-07714 | 077-07714 | TMC | MHHS-TMC | TMC-Dialysis-Children's (9Hp) |  | 6/17/19 |  |  |  | HEMODIALYSIS UNITS |  | .needs class | [5 empty] | BAXTER |  |  |  |  | 10/13/99 | Verified 3/30/2020 4:07pm (Central) |  | Covered PM Repair - Biomedical | MHHS-TMC
NO | NO |  |  |  | 077-07596 |  | Baxter | HOMECHOICE PD CYCLER |  |  | TMC - DIALYSIS - CHILDRENS (9HP) | MHHS-TMC |  |  |  | 077-07596 |  | TMC |  | TMC - DIALYSIS - CHILDRENS (9HP) | [5 empty] | HEMODIALYSIS UNITS |  | .needs class | [5 empty] | BAXTER | [7 empty] | Covered PM Repair - Biomedical | MHHS-TMC
NO | YES | [5 empty] | Baxter | IMMUFUGE II |  |  | Lab | MHHS-Greater Heights |  | Centrifuge, General Purpose |  |  |  | Central | Memorial Hermann Greater Heights Hospital | Lab | Bloodbank |  |  |  |  | CENTRIFUGES, BLOOD BANK |  | CENTRIFUGEGENPURP-Baxter Health-Immufuge II | CENTRIFUGEGENPURP | Immufuge II |  |  |  | BAXTERHEALTH | Centrifuge, General Purpose |  |  | CENTRIFUGEGENPURP-Baxter Health-Immufuge II |  |  |  | Not Covered Vendor Only - Biomedical | MHHS-Greater Heights
NO | YES | [5 empty] | Baxter | IMMUFUGE II |  |  | GH - LABORATORY - BLOOD BANK | MHHS-Greater Heights |  | Centrifuge, General Purpose |  |  |  | Central | Memorial Hermann Greater Heights Hospital | GH - LABORATORY - BLOOD BANK | Blood Bank |  |  |  |  | CENTRIFUGES, BLOOD BANK |  | CENTRIFUGEGENPURP-Baxter Health-Immufuge II | CENTRIFUGEGENPURP | Immufuge II |  |  |  | BAXTERHEALTH | Centrifuge, General Purpose |  |  | CENTRIFUGEGENPURP-Baxter Health-Immufuge II |  |  |  | Not Covered Vendor Only - Biomedical | MHHS-Greater Heights
NO | YES | Serial Number 15080084SR |  |  |  |  | Baxter | INFUS O.R. |  | 15080084SR | MHOSH-OR | MHHS Orthopedic & Spine | [5 empty] | Central & Greater Heights | MHHS-Orthopedic & Spine | MHOSH-OR |  | 8/7/19 |  |  |  | INFUSION PUMPS, SYRINGE |  | .needs class | [5 empty] | BAXTER |  |  |  |  | 12/1/25 | MHOSH Inventory Dec 2019 into 2020 - Copy.xls - Newly Verified |  | Not Covered Vendor Only - Biomedical | MHHS Orthopedic & Spine
NO | YES | Serial Number 15080094SR |  |  |  |  | Baxter | INFUS O.R. |  | 15080094SR | MHOSH-OR | MHHS Orthopedic & Spine | [5 empty] | Central & Greater Heights | MHHS-Orthopedic & Spine | MHOSH-OR |  | 8/7/19 |  |  |  | INFUSION PUMPS, SYRINGE |  | .needs class | [5 empty] | BAXTER |  |  |  |  | 12/1/25 | MHOSH Inventory Dec 2019 into 2020 - Copy.xls - Newly Verified |  | Not Covered Vendor Only - Biomedical | MHHS Orthopedic & Spine
NO | YES | Serial Number 18111408SR |  |  |  |  | Baxter | INFUS O.R. |  | 18111408SR | MHOSH-OR | MHHS Orthopedic & Spine | [5 empty] | Central & Greater Heights | MHHS-Orthopedic & Spine | MHOSH-OR |  | 8/7/19 |  |  |  | INFUSION PUMPS, SYRINGE |  | .needs class | [5 empty] | BAXTER |  |  |  |  | 12/1/25 | MHOSH Inventory Dec 2019 into 2020 - Copy.xls - Newly Verified |  | Not Covered Vendor Only - Biomedical | MHHS Orthopedic & Spine
NO | YES | [5 empty] | Baxter | INFUS O.R. |  | 18111427SR | MHOSH-OR | MHHS Orthopedic & Spine | [5 empty] | Central & Greater Heights | MHHS-Orthopedic & Spine | MHOSH-OR |  | 8/14/19 |  |  |  | INFUSION PUMPS, SYRINGE |  | .needs class | [5 empty] | BAXTER |  |  |  |  | 12/1/25 | MHOSH Inventory Dec 2019 into 2020 - Copy.xls - Newly Verified |  | Not Covered Vendor Only - Biomedical | MHHS Orthopedic & Spine
NO | YES | Serial Number 15080084SR |  |  | 929-00540 | 929-00540 | Baxter | Infus OR |  | 15080084SR | MHOSH-OR |  |  |  |  | 929-00540 | 929-00540 | Central | MHHS-Orthopedic & Spine | MHOSH-OR | MHOSH - OR | 2/1/20 |  | 8/1/20
NO | YES | Serial Number 15080094SR |  |  | 929-00538 | 929-00538 | Baxter | Infus OR |  | 15080094SR | MHOSH-OR |  |  |  |  | 929-00538 | 929-00538 | Central | MHHS-Orthopedic & Spine | MHOSH-OR | MHOSH - OR | 2/1/20 |  | 8/1/20
NO | YES | Serial Number 18111408SR |  |  | 929-00537 | 929-00537 | Baxter | Infus OR |  | 18111408SR | MHOSH-OR |  |  |  |  | 929-00537 | 929-00537 | Central | MHHS-Orthopedic & Spine | MHOSH-OR | MHOSH - OR | 2/1/20 |  | 8/1/20
YES | YES |  |  |  | 013-03446 | 013-03446 | Baxter | S8223-1 |  |  | SW - LABORATORY - HISTOLOGY |  |  |  |  | 013-03446 | 013-03446 | Southwest | Memorial Hermann Southwest Hospital | SW - LABORATORY - HISTOLOGY | Histology |  |  |  | No PM Sticker
NO | YES |  |  |  | 151-02703 | 151-02703 | Baxter | TEC6 |  | ACTA35024 | CY-Endoscopy | MHHS-Cypress |  | Vaporizer, Anesthesia |  | 151-02703 | 151-02703 | Northwest | MHHS-Cypress | CY-Endoscopy | Bronchoscopy | 12/1/19 | 12/1/20 |  |  | ANESTHESIA UNITS | Vaporizer, Anesthesia | VAPORIZERANESTHESIA-Datex-Ohmeda-TEC 6 | VAPORIZERANESTHESIA | TEC 6 |  |  |  | Datex-Ohmeda | Vaporizer, Anesthesia |  |  | VAPORIZERANESTHESIA-Datex-Ohmeda-TEC 6 |  |  | VA-SA | Covered PM Repair - Biomedical | MHHS-Cypress | [8 empty] | VAPORIZERANESTHESIA | Vaporizer, Anesthesia | Datex-Ohmeda
NO | YES |  |  |  | 013-13463 | 013-13463 | Baxter Healthcare Corp Biotech North America/Fenwa | FIBRINOTHERM |  | FB31602 | SW-OR | MHHS-Southwest |  | Incubator, Biological |  | 013-13463 | 013-13463 | Southwest | MHHS-Southwest | SW-OR | OR4 | 10/1/19 |  | 10/1/20 |  | WARMING UNITS, MULTIPURPOSE |  | INCBIOLOGICAL-Baxter Health-Fibrinotherm | INCBIOLOGICAL | Fibrinotherm |  |  |  | BAXTERHEALTH | Incubator, Biological |  | INCBIOLOGICAL-Baxter Health-Fibrinotherm |  | 11/3/16 |  |  | Covered PM Repair - Biomedical | MHHS-Southwest
NO | YES |  |  |  | 013-36631 | 013-36631 | Baxter Healthcare Corp Biotech North America/Fenwa | FIBRINOTHERM |  | FB 33014 | SW-OR | MHHS-Southwest |  | Incubator, Biological |  | 013-36631 | 013-36631 | Southwest | MHHS-Southwest | SW-OR | Or core 16 | 3/1/20 |  | 3/1/21 |  | WARMING UNITS, MULTIPURPOSE |  | INCBIOLOGICAL-Baxter Health-Fibrinotherm | INCBIOLOGICAL | Fibrinotherm |  |  |  | BAXTERHEALTH | Incubator, Biological |  | INCBIOLOGICAL-Baxter Health-Fibrinotherm |  |  |  |  | Covered PM Repair - Biomedical | MHHS-Southwest
NO | YES |  |  |  | 013-37591 | 013-37591 | Baxter Healthcare Corp Biotech North America/Fenwa | FIBRINOTHERM |  | FB33283 | SW-OR | MHHS-Southwest |  | Incubator, Biological |  | 013-37591 | 013-37591 | Southwest | MHHS-Southwest | SW-OR | OR7 | 8/1/19 |  | 8/1/20 |  | WARMING UNITS, MULTIPURPOSE |  | INCBIOLOGICAL-Baxter Health-Fibrinotherm | INCBIOLOGICAL | Fibrinotherm |  |  |  | BAXTERHEALTH | Incubator, Biological |  | INCBIOLOGICAL-Baxter Health-Fibrinotherm |  |  |  |  | Covered PM Repair - Biomedical | MHHS-Southwest
NO | NO |  |  |  | 013-37590 |  | Baxter Healthcare Corp Biotech North America/Fenwa | FIBRINOTHERM |  | FB33269 | SW - OR | MHHS-Southwest |  | Incubator, Biological |  | 013-37590 |  | Southwest |  | SW - OR | [5 empty] | WARMING UNITS, MULTIPURPOSE |  | INCBIOLOGICAL-Baxter Health-Fibrinotherm | INCBIOLOGICAL | Fibrinotherm |  |  |  | BAXTERHEALTH | Incubator, Biological |  | INCBIOLOGICAL-Baxter Health-Fibrinotherm |  |  |  |  | Covered PM Repair - Biomedical | MHHS-Southwest
NO | NO |  |  |  | 013-37604 |  | Baxter Healthcare Corp Biotech North America/Fenwa | FIBRINOTHERM |  | FB33266 | SW - OR | MHHS-Southwest |  | Incubator, Biological |  | 013-37604 |  | Southwest |  | SW - OR | [5 empty] | WARMING UNITS, MULTIPURPOSE |  | INCBIOLOGICAL-Baxter Health-Fibrinotherm | INCBIOLOGICAL | Fibrinotherm |  |  |  | BAXTERHEALTH | Incubator, Biological |  | INCBIOLOGICAL-Baxter Health-Fibrinotherm |  |  |  |  | Covered PM Repair - Biomedical | MHHS-Southwest
NO | YES |  |  |  | 069-44358 | 069-44358 | Baxter Healthcare Corp Biotech North America/Fenwa | HOMECHOICE AUTOMATED PD SYSTEM |  |  | TMC-Dialysis-Adult (9J) | MHHS-TMC |  |  |  | 069-44358 | 069-44358 | TMC | MHHS-TMC | TMC-Dialysis-Adult (9J) | J9/467B | 12/1/19 |  | 6/1/20 |  | PUMPS, EXTRACORPOREAL PERFUSION |  | .needs class | [5 empty] | BAXTERHEALTH | [7 empty] | Covered PM Repair - Biomedical | MHHS-TMC
NO | YES |  |  |  | 069-44359 | 069-44359 | Baxter Healthcare Corp Biotech North America/Fenwa | HOMECHOICE AUTOMATED PD SYSTEM |  |  | TMC-Jones-Transplant (9Wj) | MHHS-TMC |  |  |  | 069-44359 | 069-44359 | TMC | MHHS-TMC | TMC-Jones-Transplant (9Wj) | Clean utility | 12/1/19 |  |  |  | PUMPS, EXTRACORPOREAL PERFUSION |  | .needs class | [5 empty] | BAXTERHEALTH | [7 empty] | Covered PM Repair - Biomedical | MHHS-TMC
NO | YES |  |  |  | 069-04079 | 069-04079 | Baxter Healthcare Corp Biotech North America/Fenwa | R4185-10 |  |  | TMC-Laboratory-Hematology (1R) | MHHS-TMC |  | Shaker |  | 069-04079 | 069-04079 | TMC | MHHS-TMC | TMC-Laboratory-Hematology (1R) | Center | 2/1/14 |  |  |  | MIXERS, CLINICAL LABORATORY |  | SHAKER-Baxter Health-R4185-10 | SHAKER | R4185-10 |  |  |  | BAXTERHEALTH | Shaker |  | SHAKER-Baxter Health-R4185-10 |  | 1/1/00 |  |  | Covered PM Repair - Biomedical | MHHS-TMC
YES | YES |  |  |  | 041-03824 | 041-03824 | Baxter Healthcare/Dade | 2L3100 |  | 11070122SR | MEMORIAL CITY - Outpatient Surgery |  |  |  |  | 041-03824 | 041-03824 | West | Memorial Hermann Memorial City Medical Center | MEMORIAL CITY - Outpatient Surgery | W1 Anesthesia workroom
YES | YES |  |  |  | 029-13179 | 029-13179 | Baxter Healthcare/Dade | EasySpray |  |  | WOODLANDS - OR |  |  |  |  | 029-13179 | 029-13179 | Woodlands | Memorial Hermann The Woodlands Medical Center | WOODLANDS - OR | Equipment Storage |  |  |  | New Add
YES | YES |  |  |  | 099-12305 | 099-12305 | Baxter Healthcare/Dade | Sigma Spectrum 35700BAX2 |  |  | TMC - HVI - CCU (4HVI) |  |  |  |  | 099-12305 | 099-12305 | TMC | Memorial Hermann-Texas Medical Center | TMC - HVI - CCU (4HVI) |  | 9/1/12 |  | 9/1/13
YES | YES | Serial Number Cnf |  |  | 151-03789 | 151-03789 | Baxter International Inc | Quantum |  | Cnf | Sports rehab |  |  |  |  | 151-03789 | 151-03789 | Sugar Land | Memorial Hermann Sports Medicine | Sports rehab | Gym floor | 8/1/09 | 8/1/10
YES | YES |  |  |  | 099-03404 | 099-03404 | BAYER | Mark 7 Arterion | [7 empty] | 099-03404 | 099-03404 | Northeast | MH NE |  | OR NE |  |  |  | Brand new |  |  | INJECTORSYRINGE-Medrad Inc-Mark 7 Arterion
YES | YES |  |  |  | 009-33218 | 009-33218 | Bayer | Medrad Mark 7 Arterion |  | 86410060 102494 | Cath Lab |  |  |  |  | 009-33218 | 009-33218 | North East region | Memorial Herman North East Humble | Cath Lab | Cath Lab 1 |  |  |  | New install
YES | YES |  |  |  | 005-12042 | 005-12042 | Bayer | Stellant | [7 empty] | 005-12042 | 005-12042 |  | Herman Memorial 2555 Gulf Freeway, League City |  | CT X-ray comtrol Room | 4/1/19 | 2/1/20 |  | ID 20490449 |  | Injector, Syringe | INJECTORSYRINGE-Medrad Inc-Stellant | [12 empty] | IS-SA | [10 empty] | INJECTORSYRINGE | Injector, Syringe | Medrad Inc
NO | NO |  |  |  | 005-05719 |  | Bayer Corp Diagnostics Div |  |  | 4488C200729 | SE - LABORATORY | MHHS-Southeast |  |  |  | 005-05719 |  | Southeast & Bay Area |  | SE - LABORATORY | [5 empty] | SLIDE STAINERS |  | .needs class |  |  |  |  | .needs class | Bayer Corp | [7 empty] | Covered PM Repair - Biomedical | MHHS-Southeast
NO | NO |  |  |  | 041-18435 |  | Bayer Corp Diagnostics Div |  |  | 6470d03131004827 | MEMORIAL CITY - LABORATORY | MHHS-Mem City |  | Analyzer, Urine |  | 041-18435 |  | West & Memorial City |  | MEMORIAL CITY - LABORATORY | [5 empty] | ANALYZERS, LABORATORY, URINE |  | ANALYZERURINE-Bayer Corp-6470 | ANALYZERURINE |  |  |  |  | Bayer Corp | Analyzer, Urine |  | ANALYZERURINE-Bayer Corp-6470 |  |  |  |  | Not Covered Vendor Only - Biomedical | MHHS-Mem City
NO | YES |  |  |  | 005-06058 | 005-06058 | Bayer Corp Diagnostics Div | CLINITEK 500 |  |  | SE-Laboratory | MHHS-Southeast |  | Analyzer, Urine |  | 005-06058 | 005-06058 | Southeast | MHHS-Southeast | SE-Laboratory | Lab | 2/1/11 |  |  |  | ANALYZERS, LABORATORY, URINE |  | ANALYZERURINE-Bayer Corp-CLINITEK 500 | ANALYZERURINE | CLINITEK 500 |  |  |  | Bayer Corp | Analyzer, Urine |  | ANALYZERURINE-Bayer Corp-CLINITEK 500 |  |  |  |  | Covered PM Repair - Biomedical | MHHS-Southeast
NO | YES |  |  |  |  | 241-01337 | Bayer Corp Diagnostics Div | CLINITEK 500 |  | 13B1X00096 | TIRR-Laboratory | MHHS-TIRR |  | Analyzer, Urine |  |  | 241-01337 | TMC | MHHS-Others | TIRR-Laboratory | Lab | 7/1/17 |  |  |  | ANALYZERS, LABORATORY, URINE | Analyzer, Urine | ANALYZERURINE-Bayer Corp-CLINITEK 500 | ANALYZERURINE | CLINITEK 500 |  |  |  | Bayer Corp | Analyzer, Urine |  | ANALYZERURINE-Bayer Corp-CLINITEK 500 |  |  |  | AU-A | Covered PM Repair - Biomedical | MHHS-TIRR | [8 empty] | ANALYZERURINE | Analyzer, Urine | Bayer Corp
NO | YES | Asset Tag 069-39936 |  |  | 069-39936 | 069-39936 | Bayer Corp Diagnostics Div | CLINITEK 500 |  |  | TMC-Respiratory-Adult | MHHS-TMC |  | Analyzer, Urine |  | 069-39936 | 069-39936 | TMC | MHHS-TMC | TMC-Respiratory-Adult | Biomed Shop | 2/1/15 |  |  | One Time Inspection Sticker | ANALYZERS, LABORATORY, URINE | Analyzer, Urine | ANALYZERURINE-Bayer Corp-CLINITEK 500 | ANALYZERURINE | CLINITEK 500 |  |  |  | Bayer Corp | Analyzer, Urine |  | ANALYZERURINE-Bayer Corp-CLINITEK 500 |  | 10/18/20 |  | AU-A | Covered ES - Biomedical | MHHS-TMC | [8 empty] | ANALYZERURINE | Analyzer, Urine | Bayer Corp
NO | YES |  |  |  | 029-05183 | 029-05183 | Bayer Corp Diagnostics Div | CLINITEK 500 |  | NSN | Woodlands-Laboratory-Blood Bank | MHHS-Woodlands |  | Analyzer, Urine |  | 029-05183 | 029-05183 | Woodlands | MHHS-Woodlands | Woodlands-Laboratory-Blood Bank | Lab | 8/1/13 |  |  |  | ANALYZERS, LABORATORY, URINE | Analyzer, Urine | ANALYZERURINE-Bayer Corp-CLINITEK 500 | ANALYZERURINE | CLINITEK 500 |  |  |  | Bayer Corp | Analyzer, Urine |  | ANALYZERURINE-Bayer Corp-CLINITEK 500 |  |  |  | AU-A | Covered PM Repair - Biomedical | MHHS-Woodlands | [8 empty] | ANALYZERURINE | Analyzer, Urine | Bayer Corp
NO | NO | [5 empty] | Bayer Corp Diagnostics Div | CLINITEK 500 |  |  | KATY - LABORATORY | MHHS-Katy |  | Analyzer, Urine |  |  |  | Katy |  | KATY - LABORATORY | [5 empty] | ANALYZERS, LABORATORY, URINE |  | ANALYZERURINE-Bayer Corp-CLINITEK 500 | ANALYZERURINE | CLINITEK 500 |  |  |  | Bayer Corp | Analyzer, Urine |  | ANALYZERURINE-Bayer Corp-CLINITEK 500 |  |  |  |  | Covered PM Repair - Biomedical | MHHS-Katy
NO | NO | [5 empty] | Bayer Corp Diagnostics Div | CLINITEK 500 |  |  | MEMORIAL CITY - LABORATORY | MHHS-Mem City |  | Analyzer, Urine |  |  |  | West & Memorial City |  | MEMORIAL CITY - LABORATORY | [5 empty] | ANALYZERS, LABORATORY, URINE |  | ANALYZERURINE-Bayer Corp-CLINITEK 500 | ANALYZERURINE | CLINITEK 500 |  |  |  | Bayer Corp | Analyzer, Urine |  | ANALYZERURINE-Bayer Corp-CLINITEK 500 |  |  |  |  | Covered PM Repair - Biomedical | MHHS-Mem City
NO | NO |  |  |  | 069-35033 |  | Bayer Corp Diagnostics Div | CLINITEK 500 |  |  | TMC - LABORATORY - HEMATOLOGY (1R) | MHHS-TMC |  | Analyzer, Urine |  | 069-35033 |  | TMC |  | TMC - LABORATORY - HEMATOLOGY (1R) | [5 empty] | ANALYZERS, LABORATORY, URINE |  | ANALYZERURINE-Bayer Corp-CLINITEK 500 | ANALYZERURINE | CLINITEK 500 |  |  |  | Bayer Corp | Analyzer, Urine |  | ANALYZERURINE-Bayer Corp-CLINITEK 500 |  |  |  |  | Covered PM Repair - Biomedical | MHHS-TMC
NO | YES |  |  |  | 041-17778 | 041-17778 | Bayer Corp Diagnostics Div | CLINITEK STATUS |  | 1735D021319497 | Clinical Laboratory | MHHS-Mem City |  | Analyzer, Urine |  | 041-17778 | 041-17778 | West | Memorial Hermann Memorial City Medical Center | Clinical Laboratory | Work Station #1 (Right) Inside Door |  |  |  |  | ANALYZERS, LABORATORY, URINE |  | ANALYZERURINE-Siemens-Clinitek Status | ANALYZERURINE | Clinitek Status |  |  |  | Siemens | Analyzer, Urine |  |  | ANALYZERURINE-Siemens-Clinitek Status |  |  |  | Not Covered Vendor Only - Biomedical | MHHS-Mem City
NO | YES |  |  |  | 583-00819 | 583-00819 | Bayer Corp Diagnostics Div | CLINITEK STATUS |  |  | MH MG-(KY)-Katy Peds (Mp2) | MHHS-MG |  | Analyzer, Urine |  | 583-00819 | 583-00819 | Katy | MHHS-MG | MH MG-(KY)-Katy Peds (Mp2) | Padi Lab | 1/1/19 |  |  |  | ANALYZERS, LABORATORY, URINE | Analyzer, Urine | ANALYZERURINE-Siemens-Clinitek Status | ANALYZERURINE | Clinitek Status |  |  |  | Siemens | Analyzer, Urine |  |  | ANALYZERURINE-Siemens-Clinitek Status | 10/31/20 |  | AU-A | Not Covered Vendor Only - Biomedical | MHHS-MG | [8 empty] | ANALYZERURINE | Analyzer, Urine | Siemens
NO | YES |  |  |  | 005-11708 | 005-11708 | Bayer Corp Diagnostics Div | CLINITEK STATUS |  |  | MH MG - (SE) - URGENT CARE - CLEAR LAKE (WEBSTER) | MHHS-MG |  | Analyzer, Urine |  | 005-11708 | 005-11708 | Southeast | Memorial Hermann Urgent Care Clear Lake (#3) | MH MG - (SE) - URGENT CARE - CLEAR LAKE (WEBSTER) | Lab | 2/1/19 |  |  |  | ANALYZERS, LABORATORY, URINE | Analyzer, Urine | ANALYZERURINE-Siemens-Clinitek Status | ANALYZERURINE | Clinitek Status |  |  |  | Siemens | Analyzer, Urine |  |  | ANALYZERURINE-Siemens-Clinitek Status | 10/1/18 |  | AU-A | Covered PM Repair - Biomedical | MHHS-MG | [8 empty] | ANALYZERURINE | Analyzer, Urine | Siemens
NO | YES |  |  |  | 129-06782 | 129-06782 | Bayer Corp Diagnostics Div | CLINITEK STATUS |  |  | MH MG-(SL)-Sugar Land Multi-Specialty (Mp1) | MHHS-MG |  | Analyzer, Urine |  | 129-06782 | 129-06782 | Sugar Land | MHHS-MG | MH MG-(SL)-Sugar Land Multi-Specialty (Mp1) | Lab |  |  |  | One time safety | ANALYZERS, LABORATORY, URINE | Analyzer, Urine | ANALYZERURINE-Siemens-Clinitek Status | ANALYZERURINE | Clinitek Status |  |  |  | Siemens | Analyzer, Urine |  |  | ANALYZERURINE-Siemens-Clinitek Status | 6/5/19 |  | AU-A | Clinical Miscellaneous | MHHS-MG | [8 empty] | ANALYZERURINE | Analyzer, Urine | Siemens
NO | YES |  |  |  | 129-06650 | 129-06650 | Bayer Corp Diagnostics Div | CLINITEK STATUS |  |  | MH MG - (SL) - URGENT CARE - TELFAIR | MHHS-MG |  | Analyzer, Urine |  | 129-06650 | 129-06650 | Sugar Land | Memorial Hermann Urgent Care Telfair (#A) | MH MG - (SL) - URGENT CARE - TELFAIR | Lab | 4/1/16 |  |  |  | ANALYZERS, LABORATORY, URINE | Analyzer, Urine | ANALYZERURINE-Siemens-Clinitek Status | ANALYZERURINE | Clinitek Status |  |  |  | Siemens | Analyzer, Urine |  |  | ANALYZERURINE-Siemens-Clinitek Status | 5/2/17 |  | AU-A | Covered PM Repair - Biomedical | MHHS-MG | [8 empty] | ANALYZERURINE | Analyzer, Urine | Siemens
NO | YES |  |  |  | 017-00890 | 017-00890 | Bayer Corp Diagnostics Div | CLINITEK STATUS |  | 13B1X10041000022 | MH MG-(STX)-South Texas-Wharton | MHHS-MG |  | Analyzer, Urine |  | 017-00890 | 017-00890 | South | MHHS-MG | MH MG-(STX)-South Texas-Wharton | Exam 1 | 10/1/17 |  |  |  | ANALYZERS, LABORATORY, URINE | Analyzer, Urine | ANALYZERURINE-Siemens-Clinitek Status | ANALYZERURINE | Clinitek Status |  |  |  | Siemens | Analyzer, Urine |  |  | ANALYZERURINE-Siemens-Clinitek Status | 7/1/16 |  | AU-A | Covered PM Repair - Biomedical | MHHS-MG | [8 empty] | ANALYZERURINE | Analyzer, Urine | Siemens
NO | NO |  |  |  | 129-06646 |  | Bayer Corp Diagnostics Div | CLINITEK STATUS |  |  | MH MG - (SL) - SUGAR LAND SPORTS MEDICINE (MP2) | MHHS-MG |  | Analyzer, Urine |  | 129-06646 |  | Sugar Land |  | MH MG - (SL) - SUGAR LAND SPORTS MEDICINE (MP2) | [5 empty] | ANALYZERS, LABORATORY, URINE |  | ANALYZERURINE-Siemens-Clinitek Status | ANALYZERURINE | Clinitek Status |  |  |  | Siemens | Analyzer, Urine |  |  | ANALYZERURINE-Siemens-Clinitek Status |  |  |  | Covered PM Repair - Biomedical | MHHS-MG
YES | YES |  |  |  | 069-46896 | 069-46896 | Bayer Corporation |  |  |  | MRI |  |  |  |  | 069-46896 | 069-46896 | TMC | Memorial Hermann Hospital MRI | MRI | MRI5
YES | YES | Serial Number Cnf |  |  | 041-33088 | 041-33088 | Bayer Corporation | Clinitek |  | CNF | MH MG - (MC) - MEMORIAL CITY (MP3) |  |  |  |  | 041-33088 | 041-33088 | West | Memorial Hermann Medical Group Memorial City | MH MG - (MC) - MEMORIAL CITY (MP3) | Suite 100 storage
NO | YES |  |  |  | 005-34351 | 005-34351 | Bayer Corporation | Mark 7 Arterion |  | 86410060 101085 | Cath Lab |  |  |  |  | 005-34351 | 005-34351 | Southeast | Memorial Hermann Southeast Hospital | Cath Lab | Cath Lab 2 | [27 empty] | 2/1/20
YES | YES |  |  |  | 005-33969 | 005-33969 | Bayer Corporation | Medrad mark 7 |  | 86410060 102053 | SE - CATH LAB |  |  |  |  | 005-33969 | 005-33969 | Southeast | Memorial Hermann Southeast Hospital | SE - CATH LAB | Cath lab1 |  |  |  | No pm sticker
YES | YES |  |  |  | 005-10565 | 005-10565 | Bayer Corporation | Spectris | [7 empty] | 005-10565 | 005-10565 | South East | Herman Memorial South East 11800 Astoria |  | MRI | 2/1/19 | 2/1/20
YES | YES | [5 empty] | Bayer Corporation | Spectris Solaris | [13 empty] | 12/1/19 | 2/1/20 |  | Injector.
YES | YES |  |  |  | 129-31050 | 129-31050 | Bayer Corporation | Stellant |  | 60764296 209275 | Sugar Land Imaging |  |  |  |  | 129-31050 | 129-31050 | Sugar Land | Memorial Hermann Sugar Land | Sugar Land Imaging | Sugar Land West Tower CT Room 2 | 9/1/19 | 9/1/20 |  |  | Injector, CT | Injector, Syringe | INJECTORSYRINGE-Medrad Inc-Stellant | [12 empty] | IS-SA | [7 empty] | 6/1/19 |  |  | INJECTORSYRINGE | Injector, Syringe | Medrad Inc
YES | YES | [5 empty] | Bayer Corporation | Stellant |  |  | CT | [6 empty] | NorthEast | MH NE | CT | Summer Creek | 2/1/14 | 2/1/20 |  | CT injector |  | Injector, Syringe | INJECTORSYRINGE-Medrad Inc-Stellant | [12 empty] | IS-SA | [10 empty] | INJECTORSYRINGE | Injector, Syringe | Medrad Inc
YES | YES |  |  |  | 029-06013 | 029-06013 | Bayer Corporation | Stellant | [7 empty] | 029-06013 | 029-06013 | ccc spring | ECC SPRING TX |  | CT | 11/1/19 | 2/1/20 |  |  |  | Injector, Syringe | INJECTORSYRINGE-Medrad Inc-Stellant | [12 empty] | IS-SA | [10 empty] | INJECTORSYRINGE | Injector, Syringe | Medrad Inc
NO | YES |  |  |  | 005-10563 | 005-10563 | Bayer Corporation | Stellant |  |  | Radiology |  |  |  |  | 005-10563 | 005-10563 | South East | Memorial Herman Southeast 11800 Astoria | Radiology | CT 4 | [5 empty] | Injector, Syringe | INJECTORSYRINGE-Medrad Inc-Stellant | [12 empty] | IS-SA | [10 empty] | INJECTORSYRINGE | Injector, Syringe | Medrad Inc
NO | NO |  |  |  | 005-02027 |  | Bayer Healthcare (US) Diagnostics Div | 4488A |  |  | SE - LABORATORY | MHHS-Southeast |  |  |  | 005-02027 |  | Southeast & Bay Area |  | SE - LABORATORY | [5 empty] | SLIDE STAINERS |  | STAINERSLIDE-Miles Sci-4488 |  |  |  |  | STAINERSLIDE-Miles Sci-4488 | Bayer Corp | [7 empty] | Covered PM Repair - Biomedical | MHHS-Southeast
NO | YES |  |  |  | 069-39348 | 069-39348 | Bayer Healthcare (US) Diagnostics Div | 4488C |  |  | MEMORIAL CITY - LABORATORY - HEMATOLOGY | MHHS-Mem City |  | Stainer, Slide |  | 069-39348 | 069-39348 | West |  | MEMORIAL CITY - LABORATORY - HEMATOLOGY | Lab stroage room in children memorial | 12/1/14 |  |  |  | SLIDE STAINERS |  | STAINERSLIDE-Miles Sci-4488C | STAINERSLIDE | 4488C |  |  |  | Miles Sci | Stainer, Slide |  |  | STAINERSLIDE-Miles Sci-4488C |  |  |  | Covered PM Repair - Biomedical | MHHS-Mem City
NO | NO | [5 empty] | Bayer Healthcare (US) Diagnostics Div | 4488C |  | 4488C200638 | MEMORIAL CITY - LABORATORY | MHHS-Mem City |  | Stainer, Slide |  |  |  | West & Memorial City |  | MEMORIAL CITY - LABORATORY | [5 empty] | SLIDE STAINERS |  | STAINERSLIDE-Miles Sci-4488C | STAINERSLIDE | 4488C |  |  |  | Miles Sci | Stainer, Slide |  |  | STAINERSLIDE-Miles Sci-4488C |  |  |  | Covered PM Repair - Biomedical | MHHS-Mem City
NO | YES |  |  |  | 005-09514 | 005-09514 | Bayer Medrad | Mrxperion |  |  | OPID - (SE) - LEAGUE CITY CCC - 409 |  |  |  |  | 005-09514 | 005-09514 |  | MHHS-Others | OPID - (SE) - LEAGUE CITY CCC - 409 | MRI | 4/1/19 | 4/1/20
NO | YES |  |  |  | 029-04478 | 029-04478 | Bayer Medrad | Spectris Solaris |  |  | OPID-(WDLS)-Woodlands-430 (Mp3) |  |  |  |  | 029-04478 | 029-04478 | Woodlands | MHHS-Others | OPID-(WDLS)-Woodlands-430 (Mp3) | MH Woodlands OOID | 10/1/19 | 2/1/20
NO | YES |  |  |  | 099-03575 | 099-03575 | Bayer Medrad | Spectris Solaris | [7 empty] | 099-03575 | 099-03575 |  | Memorial Herman -Pasadena OPID |  | MRI | 10/1/19 | 10/1/20
YES | YES |  |  |  | 074-00879 | 074-00879 | Baylis Medical | RFP-100-115 |  | 070705-021 | SW - ER |  |  |  |  | 074-00879 | 074-00879 | Southwest | Memorial Hermann Southwest Hospital | SW - ER | EP3 | 3/1/20 |  | 3/1/21 |  |  | Electrosurgical Unit | ELECTROSURGICALUNIT-Baylis Medical-RFP-100-115 | [12 empty] | ESU-SA | [9 empty] | Electrosurgical Unit | ELECTROSURGICALUNIT | Electrosurgical Unit | Baylis Medical
YES | YES |  |  |  | 041-33914 | 041-33914 | Baylis Medical | RFP-100A |  | 181113-013 | Cath Lab |  |  |  |  | 041-33914 | 041-33914 | West | Memorial Hermann - Memorial City | Cath Lab | Room E9-2151
YES | YES |  |  |  | 099-08154 | 099-08154 | Baylis Medical | TDA-PPU-1 |  | TPFA090415-010 | Radiology |  |  |  |  | 099-08154 | 099-08154 | Central | Joint Center - Orthopedic and Spine Hospital | Radiology | CT Scan | [5 empty] | Pump, Infusion, PCA | PUMPINFUSIONPCA-Baylis Medical-TDA-PPU-1 | [12 empty] | PIPCA-A | [9 empty] | Pump, Infusion, PCA | PUMPINFUSIONPCA | Pump, Infusion, PCA | Baylis Medical
NO | YES |  |  |  | 074-04720 | 074-04720 | Baylis Medical Company INC | RFP-100-115 RF PUNCTURE GENERATOR |  | 170921-008 | TMC-Cath Lab-Adult (2Hvi) | MHHS-TMC |  |  |  | 074-04720 | 074-04720 | TMC | MHHS-TMC | TMC-Cath Lab-Adult (2Hvi) | Cath lab 4 | 11/1/19 |  | 11/1/20 |  | RADIOFREQUENCY GENERATOR |  | .needs class | [5 empty] | Baylis Medical | [7 empty] | Covered PM Repair - Biomedical | MHHS-TMC
NO | YES |  |  |  | 029-12898 | 029-12898 | Baylis Medical Company INC | RFP-100-115 RF PUNCTURE GENERATOR |  | 190626-026 | Woodlands-Cath Lab | MHHS-Woodlands |  |  |  | 029-12898 | 029-12898 | Woodlands | MHHS-Woodlands | Woodlands-Cath Lab | Rm 1 |  |  |  |  | RADIOFREQUENCY GENERATOR |  | .needs class | [5 empty] | Baylis Medical | [7 empty] | Covered PM Repair - Biomedical | MHHS-Woodlands
NO | NO |  |  |  | 074-04725 |  | Baylis Medical Company INC | RFP-100-115 RF PUNCTURE GENERATOR |  | 011813-006 | TMC - CATH LAB - PEDI (GHP) | MHHS-TMC |  |  |  | 074-04725 |  | TMC |  | TMC - CATH LAB - PEDI (GHP) | [5 empty] | RADIOFREQUENCY GENERATOR |  | .needs class | [5 empty] | Baylis Medical | [7 empty] | Covered PM Repair - Biomedical | MHHS-TMC
NO | NO |  |  |  | 029-10075 |  | Baylis Medical Company INC | RFP-100-115 RF PUNCTURE GENERATOR |  | 080813-005 | WOODLANDS - CATH LAB | MHHS-Woodlands |  |  |  | 029-10075 |  | Woodlands |  | WOODLANDS - CATH LAB | [5 empty] | RADIOFREQUENCY GENERATOR |  | .needs class | [5 empty] | Baylis Medical | [7 empty] | Covered PM Repair - Biomedical | MHHS-Woodlands
NO | YES |  |  |  | 133-31099 | 133-31099 | Baylis Medical Company INC | RFP-100A |  | 190806-014 | Katy-Cath Lab | MHHS-Katy |  | Radiofrequency Therapy System |  | 133-31099 | 133-31099 | Katy | MHHS-Katy | Katy-Cath Lab | Cath lab 1 | 8/1/19 | 10/1/20 |  |  | RADIOFREQUENCY GENERATOR | Radiofrequency Therapy System | RFTHERAPY-Baylis Medical-RFP-100A | RFTHERAPY | RFP-100A |  |  |  | Baylis Medical | Radiofrequency Therapy System |  | RFTHERAPY-Baylis Medical-RFP-100A |  |  |  |  | Covered PM Repair - Biomedical | MHHS-Katy | [8 empty] | RFTHERAPY | Radiofrequency Therapy System | Baylis Medical
NO | YES |  |  |  | 145-00738 | 145-00738 | Baylis Medical Company INC | TDA-PPU-1 |  | TPFY110215-001 | Pearland-OR | MHHS-Pearland Hospital |  | Pump, Infusion, PCA |  | 145-00738 | 145-00738 | Pearland | MHHS-Pearland Hospital | Pearland-OR | O.R. pack storage | 9/1/19 | 9/1/20 |  |  | INFUSION PUMPS | Pump, Infusion, PCA | PUMPINFUSIONPCA-Baylis Medical-TDA-PPU-1 | PUMPINFUSIONPCA | TDA-PPU-1 |  |  |  | Baylis Medical | Pump, Infusion, PCA |  | PUMPINFUSIONPCA-Baylis Medical-TDA-PPU-1 |  | 5/28/16 |  | PIPCA-A | Covered PM Repair - Radiology, Low End | MHHS-Pearland Hospital | [8 empty] | PUMPINFUSIONPCA | Pump, Infusion, PCA | Baylis Medical
NO | NO |  |  |  | 041-20450 |  | Baylis Medical Company INC | TDA-PPU-1 |  | TPFA090415-008 | MEMORIAL CITY - OUTPATIENT SURGERY | MHHS-Mem City |  | Pump, Infusion, PCA |  | 041-20450 |  | West & Memorial City |  | MEMORIAL CITY - OUTPATIENT SURGERY | [5 empty] | INFUSION PUMPS |  | PUMPINFUSIONPCA-Baylis Medical-TDA-PPU-1 | PUMPINFUSIONPCA | TDA-PPU-1 |  |  |  | Baylis Medical | Pump, Infusion, PCA |  | PUMPINFUSIONPCA-Baylis Medical-TDA-PPU-1 |  |  |  |  | Covered PM Repair - Biomedical | MHHS-Mem City
NO | NO |  |  |  | 241-02831 |  | Baylis Medical Company INC | TDA-PPU-1 |  | NS5356004 | TIRR - UROLOGY/SPEC PROC (17) | MHHS-TIRR |  | Pump, Infusion, PCA |  | 241-02831 |  | TMC |  | TIRR - UROLOGY/SPEC PROC (17) | [5 empty] | INFUSION PUMPS |  | PUMPINFUSIONPCA-Baylis Medical-TDA-PPU-1 | PUMPINFUSIONPCA | TDA-PPU-1 |  |  |  | Baylis Medical | Pump, Infusion, PCA |  | PUMPINFUSIONPCA-Baylis Medical-TDA-PPU-1 |  |  |  |  | Covered PM Repair - Biomedical | MHHS-TIRR
YES | YES |  |  |  | 099-06210 | TA10208 | Bc biomedical |  |  | 172-6474 | Biomedical |  |  |  |  | 099-06210 | TA10208 | Southeast | Memorial Hermann Southeast Hospital | Biomedical | Biomed shop | 7/1/19 |  | 7/1/20
YES | YES |  |  |  | 099-07722 | 099-07722 | Bc biomedical | SA-2010S |  |  | TMC - OR - ANESTHESIA (2HP) |  |  |  |  | 099-07722 | 099-07722 | TMC | Memorial Hermann-Texas Medical Center | TMC - OR - ANESTHESIA (2HP) | TMC - BIOMED SHOP
YES | YES |  |  |  | 099-06435 | 099-06435 | BC Biomedical | ULT-2020 Ultrasound Transducer Leakage Tester |  |  | Memorial City - Nuclear Medicine |  |  |  |  | 099-06435 | 099-06435 | West | Memorial City - Nuke Med | Memorial City - Nuclear Medicine | E8 111 |  |  |  | Calibrated by MFG
NO | YES |  |  |  | UW0100 |  | BC GROUP | USP-100SP |  | 9011SP65701010 | Rental | MHHS-TMC |  |  |  | UW0100 |  | TMC |  | Rental | [7 empty] | .needs class |  | ULTRASOUND WATTMETER DIGITAL/200MW | [9 empty] | Verified as Rental |  |  | MHHS-TMC
YES | YES |  |  |  | 099-07342 | 099-07342 | BC Group International Inc | DPM 2001 |  | 73252240K | Biomed |  |  |  |  | 099-07342 | 099-07342 | TMC | Memorial Hermann Texas Medical Center | Biomed | Biomed shop
YES | YES |  |  |  | 099-06249 | 099-06249 | BC Group International Inc | DPM 2001 |  |  | SE - NURSE CALL |  |  |  |  | 099-06249 | 099-06249 | Southeast | Memorial Hermann South East | SE - NURSE CALL | Biomed
YES | YES |  |  |  |  | 099-03627 | BC Group International Inc | NIBP-1020 |  | 73581044K | KATY - LABORATORY - BLOOD BANK | [5 empty] | 099-03627 | Katy | Memorial Hermann Katy Hospital | KATY - LABORATORY - BLOOD BANK | Biomed Shop | 7/1/19 | 7/1/20
NO | YES |  |  |  | 151-02275 | 151-02275 | BC Group International Inc | ULT-2010 ULTRASOUND TRANSDUCER LEAKAGE TESTER |  |  | CY-Cardiopulmonary | MHHS-Cypress |  |  |  | 151-02275 | 151-02275 | Northwest | MHHS-Cypress | CY-Cardiopulmonary | Probe Cleaning Room | 5/1/19 | 5/1/20 |  |  | TEST EQUIPMENT, ENDOSCOPE, LEAK DETECTION |  | .needs class | [5 empty] | BC Group Intl |  |  |  |  | 2/1/18 |  |  | Covered PM Repair - Biomedical | MHHS-Cypress
NO | YES |  |  |  | 142-06289 | 142-06289 | BC Group International Inc | ULT-2010 ULTRASOUND TRANSDUCER LEAKAGE TESTER |  |  | NE-Respiratory | MHHS-Northeast |  |  |  | 142-06289 | 142-06289 | Katy | MHHS-Northeast | NE-Respiratory | Scope Cleaning | 7/1/19 | 7/1/20 |  |  | TEST EQUIPMENT, ENDOSCOPE, LEAK DETECTION |  | .needs class | [5 empty] | BC Group Intl |  |  |  |  | 4/1/18 |  |  | Covered PM Repair - Biomedical | MHHS-Northeast
NO | YES |  |  |  | 142-08242 | 142-08242 | BC Group International Inc | ULT-2010 ULTRASOUND TRANSDUCER LEAKAGE TESTER |  | 733111123F | NE-Respiratory | MHHS-Northeast |  |  |  | 142-08242 | 142-08242 | Katy | MHHS-Northeast | NE-Respiratory | Scope Cleaning | 5/1/19 | 5/1/20 |  |  | TEST EQUIPMENT, ENDOSCOPE, LEAK DETECTION |  | .needs class | [5 empty] | BC Group Intl |  |  |  |  | 2/1/18 |  |  | Covered PM Repair - Biomedical | MHHS-Northeast
NO | YES |  |  |  | 142-08218 | 142-08218 | BC Group International Inc | ULT-2020 |  |  | NE-Respiratory | MHHS-Northeast |  | Testers, Electrical Safety |  | 142-08218 | 142-08218 | Katy | MHHS-Northeast | NE-Respiratory | Scope Cleaning | 2/1/19 | 2/1/20 |  |  | TEST EQUIPMENT, ENDOSCOPE, LEAK DETECTION | Testers, Electrical Safety | TESTEQUIP-BC Group Int-ULT-2020 | TESTEQUIP | ULT-2020 |  |  |  | BC Group Intl | Testers, Electrical Safety |  | TESTEQUIP-BC Group Int-ULT-2020 |  | 4/20/20 |  | TEST-A | Not Covered Vendor Only - Biomedical | MHHS-Northeast | [8 empty] | TESTEQUIP | Testers, Electrical Safety | BC Group Intl
NO | YES |  |  |  | 099-02481 | 099-02481 | BC Group International Inc | ULT-2020 |  |  | Katy-Cardiology |  |  |  |  | 099-02481 | 099-02481 | Katy | MHHS-Katy | Katy-Cardiology | Cardiology Soiled Utility
NO | YES |  |  |  | 069-24373 | 069-24373 | BCI | SPECTRO2 |  | AK06120022 | TMC-Cullen-MICU (2C) | MHHS-TMC |  |  |  | 069-24373 | 069-24373 | TMC | MHHS-TMC | TMC-Cullen-MICU (2C) | Dirty equipment processing R530 | 4/1/18 |  |  |  | OXIMETERS, PULSE |  | .needs class | [5 empty] | BCI Inc | [7 empty] | Covered PM Repair - Biomedical | MHHS-TMC
NO | NO |  |  |  | 029-08710 |  | BCI | SPECTRO2 10 |  |  | WOODLANDS - ANESTHESIA | MHHS-Woodlands |  |  |  | 029-08710 |  | Woodlands |  | WOODLANDS - ANESTHESIA | [5 empty] | OXIMETERS, PULSE |  | .needs class | [5 empty] | BCI Inc | [7 empty] | Covered PM Repair - Biomedical | MHHS-Woodlands
NO | NO |  |  |  | 029-10225 |  | BCI | SPECTRO2 10 |  |  | WOODLANDS - ANESTHESIA | MHHS-Woodlands |  |  |  | 029-10225 |  | Woodlands |  | WOODLANDS - ANESTHESIA | [5 empty] | OXIMETERS, PULSE |  | .needs class | [5 empty] | BCI Inc | [7 empty] | Covered PM Repair - Radiology, Low End | MHHS-Woodlands
NO | YES |  |  |  | ANI161 |  | BCI/PNEUPAC |  |  |  | Rental | MHHS-Katy CCC |  |  |  | ANI161 |  | Katy |  | Rental | [7 empty] | VENTILATOR-Smiths Medical-paraPAC |  | PARAPAC MEDIC TRANSPORT VENT-MRI COMPAT |  |  | VENTILATOR-Smiths Medical-paraPAC | [6 empty] | Verified as Rental |  |  | MHHS-Katy CCC
NO | YES |  |  |  | ANI155 |  | BCI/PNEUPAC |  |  |  | Rental | MHHS-League City CCC |  |  |  | ANI155 |  | Southeast & Bay Area |  | Rental | [7 empty] | VENTILATOR-Smiths Medical-paraPAC |  | PARAPAC MEDIC TRANSPORT VENT-MRI COMPAT |  |  | VENTILATOR-Smiths Medical-paraPAC | [6 empty] | Verified as Rental |  |  | MHHS-League City CCC
NO | YES |  |  |  | ANI148 |  | BCI/PNEUPAC |  |  |  | Rental | MHHS-Sienna PlantationCCC |  |  |  | ANI148 |  | Sugar Land |  | Rental | [7 empty] | VENTILATOR-Smiths Medical-paraPAC |  | PARAPAC MEDIC TRANSPORT VENT-MRI COMPAT |  |  | VENTILATOR-Smiths Medical-paraPAC | [6 empty] | Verified as Rental |  |  | MHHS-Sienna PlantationCCC
YES | YES |  |  |  | 099-12434 | 099-12434 | BD | Clipvac |  |  | TMC - OR - CVOR (7HVI) |  |  |  |  | 099-12434 | 099-12434 | TMC | Memorial Hermann-Texas Medical Center | TMC - OR - CVOR (7HVI) | CVOR (7HVI) | [5 empty] | Electric Clippers/Razor | CLIPPERS-BD Diag-ClipVac | [22 empty] | Electric Clippers/Razor | CLIPPERS | Electric Clippers/Razor | BD
NO | YES |  |  |  | 069-00463 | 069-00463 | BD Diagnostic Systems Div BD |  |  |  | TMC-Laboratory-Blood Bank (1R) | MHHS-TMC |  | Viewer, Agglutination |  | 069-00463 | 069-00463 | TMC | MHHS-TMC | TMC-Laboratory-Blood Bank (1R) | Blood Bank | 12/1/18 |  |  |  | VIEWERS, AGGLUTINATION |  | VIEWERAGGLUTINATION-Clay Adams-420630 | VIEWERAGGLUTINATION |  |  |  |  | Clay Adams | Viewer, Agglutination |  |  | VIEWERAGGLUTINATION-Clay Adams-420630 | 6/24/12 |  |  | Covered PM Repair - Biomedical | MHHS-TMC
NO | YES |  |  |  | 069-00464 | 069-00464 | BD Diagnostic Systems Div BD |  |  |  | TMC-Laboratory-Blood Bank (1R) | MHHS-TMC |  | Viewer, Agglutination |  | 069-00464 | 069-00464 | TMC | MHHS-TMC | TMC-Laboratory-Blood Bank (1R) | TMC LANORATORY BLOOD BANK | 12/1/18 |  |  |  | VIEWERS, AGGLUTINATION |  | VIEWERAGGLUTINATION-Clay Adams-420630 | VIEWERAGGLUTINATION |  |  |  |  | Clay Adams | Viewer, Agglutination |  |  | VIEWERAGGLUTINATION-Clay Adams-420630 | 4/6/13 |  |  | Covered PM Repair - Biomedical | MHHS-TMC
NO | YES |  |  |  | 069-20294 | 069-20294 | BD Diagnostic Systems Div BD |  |  |  | TMC-Sarofim 3-Blood Bank | MHHS-TMC |  | Viewer, Agglutination |  | 069-20294 | 069-20294 | TMC | MHHS-TMC | TMC-Sarofim 3-Blood Bank | BLOOD BANK |  |  |  |  | VIEWERS, AGGLUTINATION |  | VIEWERAGGLUTINATION-Clay Adams-420630 | VIEWERAGGLUTINATION |  |  |  |  | Clay Adams | Viewer, Agglutination |  |  | VIEWERAGGLUTINATION-Clay Adams-420630 |  |  |  | Covered PM Repair - Biomedical | MHHS-TMC
NO | YES |  |  |  | 069-24103 | 069-24103 | Beaverstate Dental | S-4100 |  |  | TMC-OR-Robertson (2R) | MHHS-TMC |  |  |  | 069-24103 | 069-24103 | TMC | MHHS-TMC | TMC-OR-Robertson (2R) | Peds OR | 8/1/19 |  |  |  | DENTAL DELIVERY UNITS |  | .needs class | [13 empty] | Covered PM Repair - Biomedical | MHHS-TMC
NO | YES |  |  |  | 013-20036 | 013-20036 | Beckman Coulter | Allegra X-30 Centrifuge |  | ALT11L001 | SE-Lab-Specimen |  |  |  |  | 013-20036 | 013-20036 | Southwest | Memorial Hermann Southwest Hospital | SE-Lab-Specimen
NO | NO |  |  |  | 029-03701 |  | Beckman Coulter Inc |  |  | AJ14274 | WOODLANDS - LABORATORY | MHHS-Woodlands |  |  |  | 029-03701 |  | Woodlands |  | WOODLANDS - LABORATORY | [5 empty] | POWER SUPPLIES |  | .needs class |  |  |  |  | .needs class | BeckmanCoulter | [7 empty] | Covered PM Repair - Biomedical | MHHS-Woodlands
NO | NO |  |  |  | 029-07818 |  | Beckman Coulter Inc |  |  | AS28333 | WOODLANDS - LABORATORY | MHHS-Woodlands |  |  |  | 029-07818 |  | Woodlands |  | WOODLANDS - LABORATORY | [5 empty] | POWER SUPPLIES |  | .needs class |  |  |  |  | .needs class | BeckmanCoulter | [7 empty] | Covered PM Repair - Biomedical | MHHS-Woodlands
NO | YES |  |  |  | 017-01462 | 017-01462 | Beckman Coulter Inc | ACT 2 DIFF |  | BB35299 | MH MG-(GH)-Urgent Care-Greater Heights | MHHS-MG |  |  |  | 017-01462 | 017-01462 | Central | MHHS-MG | MH MG-(GH)-Urgent Care-Greater Heights | Lab |  |  |  | No pm | ANALYZERS, LABORATORY, HEMATOLOGY | Analyzer, Hematology | ANALYZERHEMATOLOGY-BeckmanCoulter-ACT Diff 2 |  |  |  |  | ANALYZERHEMATOLOGY-BeckmanCoulter-ACT Diff 2 | BeckmanCoulter | [6 empty] | AH-A | Not Covered Vendor Only - Lab Ana/Anes | MHHS-MG | [8 empty] | ANALYZERHEMATOLOGY | Analyzer, Hematology | BeckmanCoulter
NO | YES |  |  |  | 929-01157 | 929-01157 | Beckman Coulter Inc | ACT 2 DIFF |  | AZ06269 | MH MG-(GH)-Urgent Care-Washington Ave | MHHS-MG |  |  |  | 929-01157 | 929-01157 | Central | MHHS-MG | MH MG-(GH)-Urgent Care-Washington Ave | Lab | 5/1/17 |  |  | One time safety | ANALYZERS, LABORATORY, HEMATOLOGY | Analyzer, Hematology | ANALYZERHEMATOLOGY-BeckmanCoulter-ACT Diff 2 |  |  |  |  | ANALYZERHEMATOLOGY-BeckmanCoulter-ACT Diff 2 | BeckmanCoulter | [6 empty] | AH-A | Not Covered Vendor Only - Lab Ana/Anes | MHHS-MG | [8 empty] | ANALYZERHEMATOLOGY | Analyzer, Hematology | BeckmanCoulter
NO | YES |  |  |  | 583-01372 | 583-01372 | Beckman Coulter Inc | ACT 2 DIFF |  | AZ48472 | MH MG-(KY)-Urgent Care-Fulshear | MHHS-MG |  |  |  | 583-01372 | 583-01372 | Katy | MHHS-MG | MH MG-(KY)-Urgent Care-Fulshear | Lab | 1/1/20 | 1/1/21 |  |  | ANALYZERS, LABORATORY, HEMATOLOGY | Analyzer, Hematology | ANALYZERHEMATOLOGY-BeckmanCoulter-ACT Diff 2 |  |  |  |  | ANALYZERHEMATOLOGY-BeckmanCoulter-ACT Diff 2 | BeckmanCoulter | [6 empty] | AH-A | Not Covered Vendor Only - Lab Ana/Anes | MHHS-MG | [8 empty] | ANALYZERHEMATOLOGY | Analyzer, Hematology | BeckmanCoulter
NO | YES |  |  |  | 129-06649 | 129-06649 | Beckman Coulter Inc | ACT 2 DIFF |  | AZ06276 | MH MG - (SL) - URGENT CARE - TELFAIR | MHHS-MG |  |  |  | 129-06649 | 129-06649 | Sugar Land | Memorial Hermann Urgent Care Telfair (#A) | MH MG - (SL) - URGENT CARE - TELFAIR | Lab | 4/1/16 |  |  |  | ANALYZERS, LABORATORY, HEMATOLOGY | Analyzer, Hematology | ANALYZERHEMATOLOGY-BeckmanCoulter-ACT Diff 2 |  |  |  |  | ANALYZERHEMATOLOGY-BeckmanCoulter-ACT Diff 2 | BeckmanCoulter | [6 empty] | AH-A | Not Covered Vendor Only - Lab Ana/Anes | MHHS-MG | [8 empty] | ANALYZERHEMATOLOGY | Analyzer, Hematology | BeckmanCoulter
NO | YES |  |  |  | 029-11971 | 029-11971 | Beckman Coulter Inc | ACT 2 DIFF |  | BA43395 | MH MG-(WDLS)-Urgent Care-Benders Landing | MHHS-MG |  |  |  | 029-11971 | 029-11971 | Woodlands | MHHS-MG | MH MG-(WDLS)-Urgent Care-Benders Landing | Lab | 12/1/17 |  | 11/1/18 |  | ANALYZERS, LABORATORY, HEMATOLOGY | Analyzer, Hematology | ANALYZERHEMATOLOGY-BeckmanCoulter-ACT Diff 2 |  |  |  |  | ANALYZERHEMATOLOGY-BeckmanCoulter-ACT Diff 2 | BeckmanCoulter | [6 empty] | AH-A | Covered PM Repair - Biomedical | MHHS-MG | [8 empty] | ANALYZERHEMATOLOGY | Analyzer, Hematology | BeckmanCoulter
NO | YES |  |  |  | 029-11309 | 029-11309 | Beckman Coulter Inc | ACT 2 DIFF |  | AZ21343 | MH MG-(WDLS)-Urgent Care-Spring | MHHS-MG |  |  |  | 029-11309 | 029-11309 | Woodlands | MHHS-MG | MH MG-(WDLS)-Urgent Care-Spring | Urgent care 1 | 4/1/19 |  | 12/1/19 |  | ANALYZERS, LABORATORY, HEMATOLOGY | Analyzer, Hematology | ANALYZERHEMATOLOGY-BeckmanCoulter-ACT Diff 2 |  |  |  |  | ANALYZERHEMATOLOGY-BeckmanCoulter-ACT Diff 2 | BeckmanCoulter | [6 empty] | AH-A | Not Covered Vendor Only - Lab Ana/Anes | MHHS-MG | [8 empty] | ANALYZERHEMATOLOGY | Analyzer, Hematology | BeckmanCoulter
NO | YES |  |  |  | 069-43567 | 069-43567 | Beckman Coulter Inc | ACT 2 DIFF |  | AY39487 | TMC-Laboratory-HLA Lab (1R) | MHHS-TMC |  |  |  | 069-43567 | 069-43567 | TMC | MHHS-TMC | TMC-Laboratory-HLA Lab (1R) | Lab | 3/1/17 |  |  |  | ANALYZERS, LABORATORY, HEMATOLOGY |  | ANALYZERHEMATOLOGY-BeckmanCoulter-ACT Diff 2 |  |  |  |  | ANALYZERHEMATOLOGY-BeckmanCoulter-ACT Diff 2 | BeckmanCoulter | [7 empty] | Not Covered Vendor Only - Lab Ana/Anes | MHHS-TMC
NO | NO |  |  |  | 133-10037 |  | Beckman Coulter Inc | ACT 2 DIFF |  | BA14305 | MH MG - (MC) - URGENT CARE - TOWN & COUNTRY | MHHS-MG |  |  |  | 133-10037 |  | West & Memorial City |  | MH MG - (MC) - URGENT CARE - TOWN & COUNTRY | [5 empty] | ANALYZERS, LABORATORY, HEMATOLOGY |  | ANALYZERHEMATOLOGY-BeckmanCoulter-ACT Diff 2 |  |  |  |  | ANALYZERHEMATOLOGY-BeckmanCoulter-ACT Diff 2 | BeckmanCoulter | [7 empty] | Not Covered Vendor Only - Lab Ana/Anes | MHHS-MG
NO | NO | [5 empty] | Beckman Coulter Inc | ACT 2 DIFF |  | AW47423 | SW - LABORATORY - 7E | MHHS-Southwest | [5 empty] | Southwest |  | SW - LABORATORY - 7E | [5 empty] | ANALYZERS, LABORATORY, HEMATOLOGY |  | ANALYZERHEMATOLOGY-BeckmanCoulter-ACT Diff 2 |  |  |  |  | ANALYZERHEMATOLOGY-BeckmanCoulter-ACT Diff 2 | BeckmanCoulter | [7 empty] | Not Covered Vendor Only - Lab Ana/Anes | MHHS-Southwest
NO | YES |  |  |  | 005-11716 | 005-11716 | Beckman Coulter Inc | ACT DIFF |  | AZ26359 | MH MG - (SE) - URGENT CARE - FRIENDSWOOD | MHHS-MG |  | Analyzer, Hematology |  | 005-11716 | 005-11716 | Southeast | Memorial Hermann Urgent Care Friendswood (#112) | MH MG - (SE) - URGENT CARE - FRIENDSWOOD | [5 empty] | ANALYZERS, LABORATORY, HEMATOLOGY | Analyzer, Hematology | ANALYZERHEMATOLOGY-BeckmanCoulter-ACT Diff | ANALYZERHEMATOLOGY | ACT Diff |  |  |  | BeckmanCoulter | Analyzer, Hematology |  | ANALYZERHEMATOLOGY-BeckmanCoulter-ACT Diff |  |  |  | AH-A | Covered PM Repair - Biomedical | MHHS-MG | [8 empty] | ANALYZERHEMATOLOGY | Analyzer, Hematology | BeckmanCoulter
NO | YES |  |  |  | 069-35836 | 069-35836 | Beckman Coulter Inc | ACT DIFF |  | AT18205 | TMC-Laboratory-Surgical Stat Lab (2R) | MHHS-TMC |  | Analyzer, Hematology |  | 069-35836 | 069-35836 | TMC | MHHS-TMC | TMC-Laboratory-Surgical Stat Lab (2R) | Lab | 2/1/14 |  |  |  | ANALYZERS, LABORATORY, HEMATOLOGY |  | ANALYZERHEMATOLOGY-BeckmanCoulter-ACT Diff | ANALYZERHEMATOLOGY | ACT Diff |  |  |  | BeckmanCoulter | Analyzer, Hematology |  | ANALYZERHEMATOLOGY-BeckmanCoulter-ACT Diff |  |  |  |  | Covered PM Repair - Biomedical | MHHS-TMC
NO | YES |  |  |  | 069-35219 | 069-35219 | Beckman Coulter Inc | ACT-CYTOMETER |  | V33896002397 | TMC-Laboratory-HLA Lab (1R) | MHHS-TMC |  |  |  | 069-35219 | 069-35219 | TMC | MHHS-TMC | TMC-Laboratory-HLA Lab (1R) | Lab | 1/1/16 |  |  |  | CYTOMETERS |  | .needs class |  |  |  |  | .needs class | BeckmanCoulter | [7 empty] | Covered PM Repair - Biomedical | MHHS-TMC
NO | YES |  |  |  | 241-01334 | 241-01334 | Beckman Coulter Inc | ALLEGRA X-22 |  | AKB06B001 | TIRR-Laboratory | MHHS-TIRR |  | Centrifuge, General Purpose |  | 241-01334 | 241-01334 | TMC | MHHS-Others | TIRR-Laboratory | TIRR - LABORATORY | 8/1/19 |  | 8/1/20 |  | CENTRIFUGES | Centrifuge, General Purpose | CENTRIFUGEGENPURP-BeckmanCoulter-Allegra X-22 | CENTRIFUGEGENPURP | Allegra X-22 |  |  |  | BeckmanCoulter | Centrifuge, General Purpose |  | CENTRIFUGEGENPURP-BeckmanCoulter-Allegra X-22 |  |  |  | CGP-A | Covered PM Repair - Biomedical | MHHS-TIRR | [8 empty] | CENTRIFUGEGENPURP | Centrifuge, General Purpose | BeckmanCoulter
NO | YES |  |  |  | 069-20185 | 069-20185 | Beckman Coulter Inc | ALLEGRA X-22 |  | AKB04K007 | TMC-Laboratory-Chemistry (1R) | MHHS-TMC |  | Centrifuge, General Purpose |  | 069-20185 | 069-20185 | TMC | MHHS-TMC | TMC-Laboratory-Chemistry (1R) | Biomed shop | 8/1/19 |  |  |  | CENTRIFUGES | Centrifuge, General Purpose | CENTRIFUGEGENPURP-BeckmanCoulter-Allegra X-22 | CENTRIFUGEGENPURP | Allegra X-22 |  |  |  | BeckmanCoulter | Centrifuge, General Purpose |  | CENTRIFUGEGENPURP-BeckmanCoulter-Allegra X-22 |  | 2/27/18 |  | CGP-A | Covered PM Repair - Biomedical | MHHS-TMC | [8 empty] | CENTRIFUGEGENPURP | Centrifuge, General Purpose | BeckmanCoulter
NO | NO | [5 empty] | Beckman Coulter Inc | ALLEGRA X-22 |  | akb10l002 | SW - LABORATORY - PROCESSING | MHHS-Southwest |  | Centrifuge, General Purpose |  |  |  | Southwest |  | SW - LABORATORY - PROCESSING | [5 empty] | CENTRIFUGES |  | CENTRIFUGEGENPURP-BeckmanCoulter-Allegra X-22 | CENTRIFUGEGENPURP | Allegra X-22 |  |  |  | BeckmanCoulter | Centrifuge, General Purpose |  | CENTRIFUGEGENPURP-BeckmanCoulter-Allegra X-22 |  |  |  |  | Covered PM Repair - Biomedical | MHHS-Southwest
NO | YES |  |  |  | 009-08210 | 009-08210 | Beckman Coulter Inc | ALLEGRA X-30 |  | ALT11K028 | GH - LABORATORY | MHHS-Greater Heights |  | Centrifuge, General Purpose |  | 009-08210 | 009-08210 | Central | Memorial Hermann Greater Heights Hospital | GH - LABORATORY | Lab proceesing dept #5 |  |  |  |  | CENTRIFUGES |  | CENTRIFUGEGENPURP-BeckmanCoulter-Allegra X-30 | CENTRIFUGEGENPURP | Allegra X-30 |  |  |  | BeckmanCoulter | Centrifuge, General Purpose |  | CENTRIFUGEGENPURP-BeckmanCoulter-Allegra X-30 |  |  |  |  | Covered PM Repair - Biomedical | MHHS-Greater Heights
NO | YES |  |  |  | 013-20031 | 013-20031 | Beckman Coulter Inc | ALLEGRA X-30 |  | ALT11K033 | SW-Laboratory-Chemistry | MHHS-Southwest |  | Centrifuge, General Purpose |  | 013-20031 | 013-20031 | Southwest | MHHS-Southwest | SW-Laboratory-Chemistry | Core Lab |  |  |  |  | CENTRIFUGES | Centrifuge, General Purpose | CENTRIFUGEGENPURP-BeckmanCoulter-Allegra X-30 | CENTRIFUGEGENPURP | Allegra X-30 |  |  |  | BeckmanCoulter | Centrifuge, General Purpose |  | CENTRIFUGEGENPURP-BeckmanCoulter-Allegra X-30 |  | 1/10/18 |  | CGP-A | Covered PM Repair - Biomedical | MHHS-Southwest | [8 empty] | CENTRIFUGEGENPURP | Centrifuge, General Purpose | BeckmanCoulter
NO | YES |  |  |  | 013-20037 | 013-20037 | Beckman Coulter Inc | ALLEGRA X-30 |  | ALT11K035 | SW-Laboratory-Chemistry | MHHS-Southwest |  | Centrifuge, General Purpose |  | 013-20037 | 013-20037 | Southwest | MHHS-Southwest | SW-Laboratory-Chemistry | COAG |  |  |  |  | CENTRIFUGES | Centrifuge, General Purpose | CENTRIFUGEGENPURP-BeckmanCoulter-Allegra X-30 | CENTRIFUGEGENPURP | Allegra X-30 |  |  |  | BeckmanCoulter | Centrifuge, General Purpose |  | CENTRIFUGEGENPURP-BeckmanCoulter-Allegra X-30 |  | 1/10/18 |  | CGP-A | Covered PM Repair - Biomedical | MHHS-Southwest | [8 empty] | CENTRIFUGEGENPURP | Centrifuge, General Purpose | BeckmanCoulter
NO | YES |  |  |  | 013-20040 | 013-20040 | Beckman Coulter Inc | ALLEGRA X-30 |  | ALT11K020 | SW-Laboratory-Microbiology | MHHS-Southwest |  | Centrifuge, General Purpose |  | 013-20040 | 013-20040 | Southwest | MHHS-Southwest | SW-Laboratory-Microbiology | Micro-AFB Fungus | 1/1/20 |  | 1/1/21 |  | CENTRIFUGES | Centrifuge, General Purpose | CENTRIFUGEGENPURP-BeckmanCoulter-Allegra X-30 | CENTRIFUGEGENPURP | Allegra X-30 |  |  |  | BeckmanCoulter | Centrifuge, General Purpose |  | CENTRIFUGEGENPURP-BeckmanCoulter-Allegra X-30 |  | 1/10/18 |  | CGP-A | Covered PM Repair - Biomedical | MHHS-Southwest | [8 empty] | CENTRIFUGEGENPURP | Centrifuge, General Purpose | BeckmanCoulter
NO | YES |  |  |  |  | 013-35183 | Beckman Coulter Inc | ALLEGRA X-30 |  | ALT12A004 | SW - LABORATORY - PROCESSING | MHHS-Southwest |  | Centrifuge, General Purpose |  |  | 013-35183 | Southwest | Memorial Hermann Diagnostic Laboratory - Southwest Medical Plaza 1 (#756) | SW - LABORATORY - PROCESSING | Lab |  |  |  |  | CENTRIFUGES |  | CENTRIFUGEGENPURP-BeckmanCoulter-Allegra X-30 | CENTRIFUGEGENPURP | Allegra X-30 |  |  |  | BeckmanCoulter | Centrifuge, General Purpose |  | CENTRIFUGEGENPURP-BeckmanCoulter-Allegra X-30 |  |  |  |  | Covered PM Repair - Biomedical | MHHS-Southwest
NO | YES | [5 empty] | Beckman Coulter Inc | ALLEGRA X-30 |  | ALT11K039 | Laboratory | MHHS-Southwest |  | Centrifuge, General Purpose |  |  |  | Southwest | Memorial Hermann Laboratory | Laboratory | Lab - Specimen processing |  |  |  |  | CENTRIFUGES |  | CENTRIFUGEGENPURP-BeckmanCoulter-Allegra X-30 | CENTRIFUGEGENPURP | Allegra X-30 |  |  |  | BeckmanCoulter | Centrifuge, General Purpose |  | CENTRIFUGEGENPURP-BeckmanCoulter-Allegra X-30 |  |  |  |  | Covered PM Repair - Biomedical | MHHS-Southwest
NO | YES | Serial Number ALT11K032 |  |  |  | 013-20034 | Beckman Coulter Inc | ALLEGRA X-30 |  | ALT11K032 | SW-Laboratory-Microbiology | MHHS-Southwest |  | Centrifuge, General Purpose |  |  | 013-20034 | Southwest | MHHS-Southwest | SW-Laboratory-Microbiology | Core Lab | 1/1/20 |  | 7/1/20 |  | CENTRIFUGES | Centrifuge, General Purpose | CENTRIFUGEGENPURP-BeckmanCoulter-Allegra X-30 | CENTRIFUGEGENPURP | Allegra X-30 |  |  |  | BeckmanCoulter | Centrifuge, General Purpose |  | CENTRIFUGEGENPURP-BeckmanCoulter-Allegra X-30 |  | 1/10/18 |  | CGP-A | Covered PM Repair - Biomedical | MHHS-Southwest | [8 empty] | CENTRIFUGEGENPURP | Centrifuge, General Purpose | BeckmanCoulter
NO | YES | [5 empty] | Beckman Coulter Inc | ALLEGRA X-30 |  | ALT11K024 | SW - Lab | MHHS-Southwest |  | Centrifuge, General Purpose |  |  |  | Southwest | Memorial Hermann Diagnostic Laboratory - Southwest Medical Plaza 1 (#756) | SW - Lab | Lab |  |  |  |  | CENTRIFUGES |  | CENTRIFUGEGENPURP-BeckmanCoulter-Allegra X-30 | CENTRIFUGEGENPURP | Allegra X-30 |  |  |  | BeckmanCoulter | Centrifuge, General Purpose |  | CENTRIFUGEGENPURP-BeckmanCoulter-Allegra X-30 |  |  |  |  | Covered PM Repair - Biomedical | MHHS-Southwest
NO | YES | Asset Tag 069-35825 |  |  | 069-35825 | 069-35825 | Beckman Coulter Inc | ALLEGRA X-30 |  |  | TMC-Laboratory-Chemistry (1R) | MHHS-TMC |  | Centrifuge, General Purpose |  | 069-35825 | 069-35825 | TMC | MHHS-TMC | TMC-Laboratory-Chemistry (1R) | Lab | 8/1/19 |  |  |  | CENTRIFUGES |  | CENTRIFUGEGENPURP-BeckmanCoulter-Allegra X-30 | CENTRIFUGEGENPURP | Allegra X-30 |  |  |  | BeckmanCoulter | Centrifuge, General Purpose |  | CENTRIFUGEGENPURP-BeckmanCoulter-Allegra X-30 |  |  |  |  | Covered PM Repair - Biomedical | MHHS-TMC
NO | YES |  |  |  | 069-25670 | 069-25670 | Beckman Coulter Inc | ALLEGRA X-30 |  | ALT11K011 | TMC-Laboratory-Specimen Processing (1R) | MHHS-TMC |  | Centrifuge, General Purpose |  | 069-25670 | 069-25670 | TMC | MHHS-TMC | TMC-Laboratory-Specimen Processing (1R) | Biomed | 1/1/20 |  | 7/1/20 |  | CENTRIFUGES | Centrifuge, General Purpose | CENTRIFUGEGENPURP-BeckmanCoulter-Allegra X-30 | CENTRIFUGEGENPURP | Allegra X-30 |  |  |  | BeckmanCoulter | Centrifuge, General Purpose |  | CENTRIFUGEGENPURP-BeckmanCoulter-Allegra X-30 |  |  |  | CGP-A | Covered PM Repair - Biomedical | MHHS-TMC | [8 empty] | CENTRIFUGEGENPURP | Centrifuge, General Purpose | BeckmanCoulter
NO | YES |  |  |  | 069-37989 | 069-37989 | Beckman Coulter Inc | ALLEGRA X-30 |  | ALT11G037 | TMC-Laboratory-Specimen Processing (1R) | MHHS-TMC |  | Centrifuge, General Purpose |  | 069-37989 | 069-37989 | TMC | MHHS-TMC | TMC-Laboratory-Specimen Processing (1R) | Lab | 7/1/19 |  |  |  | CENTRIFUGES |  | CENTRIFUGEGENPURP-BeckmanCoulter-Allegra X-30 | CENTRIFUGEGENPURP | Allegra X-30 |  |  |  | BeckmanCoulter | Centrifuge, General Purpose |  | CENTRIFUGEGENPURP-BeckmanCoulter-Allegra X-30 |  |  |  |  | Covered PM Repair - Biomedical | MHHS-TMC
NO | NO |  |  |  | 013-35812 |  | Beckman Coulter Inc | ALLEGRA X-30 |  | ALZ11K017 | SW - LABORATORY - MICROBIOLOGY | MHHS-Southwest |  | Centrifuge, General Purpose |  | 013-35812 |  | Southwest |  | SW - LABORATORY - MICROBIOLOGY | [5 empty] | CENTRIFUGES |  | CENTRIFUGEGENPURP-BeckmanCoulter-Allegra X-30 | CENTRIFUGEGENPURP | Allegra X-30 |  |  |  | BeckmanCoulter | Centrifuge, General Purpose |  | CENTRIFUGEGENPURP-BeckmanCoulter-Allegra X-30 |  |  |  |  | Covered PM Repair - Biomedical | MHHS-Southwest
NO | NO | [5 empty] | Beckman Coulter Inc | ALLEGRA X-30 |  | ALT11L003 | SW - LABORATORY - MOLECULAR | MHHS-Southwest |  | Centrifuge, General Purpose |  |  |  | Southwest |  | SW - LABORATORY - MOLECULAR | [5 empty] | CENTRIFUGES |  | CENTRIFUGEGENPURP-BeckmanCoulter-Allegra X-30 | CENTRIFUGEGENPURP | Allegra X-30 |  |  |  | BeckmanCoulter | Centrifuge, General Purpose |  | CENTRIFUGEGENPURP-BeckmanCoulter-Allegra X-30 |  |  |  |  | Covered PM Repair - Biomedical | MHHS-Southwest
NO | NO |  |  |  | 069-35826 |  | Beckman Coulter Inc | ALLEGRA X-30 |  | ALT11L006 | TMC - LABORATORY - EMERGENCY ROOM (1HP) | MHHS-TMC |  | Centrifuge, General Purpose |  | 069-35826 |  | TMC |  | TMC - LABORATORY - EMERGENCY ROOM (1HP) | [5 empty] | CENTRIFUGES |  | CENTRIFUGEGENPURP-BeckmanCoulter-Allegra X-30 | CENTRIFUGEGENPURP | Allegra X-30 |  |  |  | BeckmanCoulter | Centrifuge, General Purpose |  | CENTRIFUGEGENPURP-BeckmanCoulter-Allegra X-30 |  |  |  |  | Covered PM Repair - Biomedical | MHHS-TMC
NO | YES | [5 empty] | Beckman Coulter Inc | CLS |  |  | MHOSH-Laboratory | MHHS Orthopedic & Spine | [5 empty] | Central & Greater Heights | MHHS-Orthopedic & Spine | MHOSH-Laboratory |  | 9/25/19 |  |  |  | CENTRIFUGES |  | .needs class | [5 empty] | BeckmanCoulter |  |  |  |  | 7/22/16 | MHOSH Inventory Dec 2019 into 2020 - Copy.xls - Newly Verified |  | Covered PM Repair - Biomedical | MHHS Orthopedic & Spine
NO | NO | [5 empty] | Beckman Coulter Inc | HMX |  | AK41275 | KATY - LABORATORY | MHHS-Katy |  | Analyzer, Hematology |  |  |  | Katy |  | KATY - LABORATORY | [5 empty] | ANALYZERS, LABORATORY, HEMATOLOGY |  | ANALYZERHEMATOLOGY-BeckmanCoulter-HmX | ANALYZERHEMATOLOGY | HmX |  |  |  | BeckmanCoulter | Analyzer, Hematology |  | ANALYZERHEMATOLOGY-BeckmanCoulter-HmX |  |  |  |  | Covered PM Repair - Biomedical | MHHS-Katy
NO | NO |  |  |  | 069-10791 |  | Beckman Coulter Inc | HMX |  | AF46624 | TMC - LABORATORY - EMERGENCY ROOM (1HP) | MHHS-TMC |  | Analyzer, Hematology |  | 069-10791 |  | TMC |  | TMC - LABORATORY - EMERGENCY ROOM (1HP) | [5 empty] | ANALYZERS, LABORATORY, HEMATOLOGY |  | ANALYZERHEMATOLOGY-BeckmanCoulter-HmX | ANALYZERHEMATOLOGY | HmX |  |  |  | BeckmanCoulter | Analyzer, Hematology |  | ANALYZERHEMATOLOGY-BeckmanCoulter-HmX |  |  |  |  | Covered PM Repair - Biomedical | MHHS-TMC
NO | NO |  |  |  | 069-35005 |  | Beckman Coulter Inc | HMX |  |  | TMC - LABORATORY - EMERGENCY ROOM (1HP) | MHHS-TMC |  | Analyzer, Hematology |  | 069-35005 |  | TMC |  | TMC - LABORATORY - EMERGENCY ROOM (1HP) | [5 empty] | ANALYZERS, LABORATORY, HEMATOLOGY |  | ANALYZERHEMATOLOGY-BeckmanCoulter-HmX | ANALYZERHEMATOLOGY | HmX |  |  |  | BeckmanCoulter | Analyzer, Hematology |  | ANALYZERHEMATOLOGY-BeckmanCoulter-HmX |  |  |  |  | Covered PM Repair - Biomedical | MHHS-TMC
NO | NO | [5 empty] | Beckman Coulter Inc | LH 500 |  | AU28502 | SC CCC - (NE) - LABORATORY | MHHS-Summer Creek CCC |  | Analyzer, Hematology |  |  |  | Katy |  | SC CCC - (NE) - LABORATORY | [5 empty] | ANALYZERS, LABORATORY, HEMATOLOGY |  | ANALYZERHEMATOLOGY-BeckmanCoulter-LH500 | ANALYZERHEMATOLOGY | LH500 |  |  |  | BeckmanCoulter | Analyzer, Hematology |  |  | ANALYZERHEMATOLOGY-BeckmanCoulter-LH500 |  |  |  | Covered PM Repair - Biomedical | MHHS-Summer Creek CCC
NO | NO | [5 empty] | Beckman Coulter Inc | LH 750 |  | at31132 | SUGAR LAND - LABORATORY | MHHS-Sugarland |  | Analyzer, Hematology |  |  |  | Sugar Land |  | SUGAR LAND - LABORATORY | [5 empty] | ANALYZERS, LABORATORY, HEMATOLOGY |  | ANALYZERHEMATOLOGY-BeckmanCoulter-LH 750 | ANALYZERHEMATOLOGY | LH 750 |  |  |  | BeckmanCoulter | Analyzer, Hematology |  | ANALYZERHEMATOLOGY-BeckmanCoulter-LH 750 |  |  |  |  | Covered PM Repair - Biomedical | MHHS-Sugarland
NO | NO | [5 empty] | Beckman Coulter Inc | LH 750 |  | AK39599 | SUGAR LAND - LABORATORY | MHHS-Sugarland |  | Analyzer, Hematology |  |  |  | Sugar Land |  | SUGAR LAND - LABORATORY | [5 empty] | ANALYZERS, LABORATORY, HEMATOLOGY |  | ANALYZERHEMATOLOGY-BeckmanCoulter-LH 750 | ANALYZERHEMATOLOGY | LH 750 |  |  |  | BeckmanCoulter | Analyzer, Hematology |  | ANALYZERHEMATOLOGY-BeckmanCoulter-LH 750 |  |  |  |  | Covered PM Repair - Biomedical | MHHS-Sugarland
NO | YES |  |  |  | 069-43552 | 069-43552 | Beckman Coulter Inc | MICROFUGE 18 |  | MFA07E087 | TMC-Laboratory-HLA Lab (1R) | MHHS-TMC |  | Centrifuge, General Purpose |  | 069-43552 | 069-43552 | TMC | MHHS-TMC | TMC-Laboratory-HLA Lab (1R) | DNA Lab | 1/1/20 |  | 7/1/20 |  | CENTRIFUGES |  | CENTRIFUGEGENPURP-BeckmanCoulter-Microfuge 18 | CENTRIFUGEGENPURP | Microfuge 18 |  |  |  | BeckmanCoulter | Centrifuge, General Purpose |  | CENTRIFUGEGENPURP-BeckmanCoulter-Microfuge 18 |  | 6/18/13 |  |  | Covered PM Repair - Biomedical | MHHS-TMC
NO | YES |  |  |  | 005-03460 | 005-03460 | Beckman Coulter Inc | SPINCHRON 15 |  |  | SE-Laboratory-Blood Bank | MHHS-Southeast |  | Centrifuge, General Purpose |  | 005-03460 | 005-03460 | Southeast | MHHS-Southeast | SE-Laboratory-Blood Bank | W2 | 7/1/19 |  |  |  | CENTRIFUGES |  | CENTRIFUGEGENPURP-BeckmanCoulter-Spinchron 15 | CENTRIFUGEGENPURP | Spinchron 15 |  |  |  | BeckmanCoulter | Centrifuge, General Purpose |  | CENTRIFUGEGENPURP-BeckmanCoulter-Spinchron 15 |  |  |  |  | Covered PM Repair - Radiology, Low End | MHHS-Southeast
NO | YES |  |  |  |  | 013-35800 | Beckman Coulter Inc | SPINCHRON 15 |  | SFB02E021 | SW-Laboratory-Chemistry | MHHS-Southwest |  | Centrifuge, General Purpose |  |  | 013-35800 | Southwest | MHHS-Southwest | SW-Laboratory-Chemistry | COAG |  |  |  |  | CENTRIFUGES | Centrifuge, General Purpose | CENTRIFUGEGENPURP-BeckmanCoulter-Spinchron 15 | CENTRIFUGEGENPURP | Spinchron 15 |  |  |  | BeckmanCoulter | Centrifuge, General Purpose |  | CENTRIFUGEGENPURP-BeckmanCoulter-Spinchron 15 |  |  |  | CGP-A | Covered PM Repair - Biomedical | MHHS-Southwest | [8 empty] | CENTRIFUGEGENPURP | Centrifuge, General Purpose | BeckmanCoulter
NO | YES |  |  |  | 069-06350 | 069-06350 | Beckman Coulter Inc | Spinchron 15 Centrifuge |  |  | TMC - LABORATORY - HEMATOLOGY (1R) |  |  |  |  | 069-06350 | 069-06350 |  | Memorial Hermann-TMC | TMC - LABORATORY - HEMATOLOGY (1R) | Lab
NO | NO | [5 empty] | Beckman Coulter Inc | SPINCHRON DLX |  |  | SW - LABORATORY - HEMATOLOGY | MHHS-Southwest |  | Centrifuge, Hematocrit |  |  |  | Southwest |  | SW - LABORATORY - HEMATOLOGY | [5 empty] | CENTRIFUGES |  | CENTRIFUGEHEMATOCRIT-BeckmanCoulter-Spinchron DLX | CENTRIFUGEHEMATOCRIT | Spinchron DLX |  |  |  | BeckmanCoulter | Centrifuge, Hematocrit |  | CENTRIFUGEHEMATOCRIT-BeckmanCoulter-Spinchron DLX |  |  |  |  | Covered PM Repair - Biomedical | MHHS-Southwest
NO | YES |  |  |  | 069-37586 | 069-37586 | Beckman Coulter Inc | UNICEL DXH |  | AU11066 | TMC-Laboratory-Hematology (1R) | MHHS-TMC |  |  |  | 069-37586 | 069-37586 | TMC | MHHS-TMC | TMC-Laboratory-Hematology (1R) | Center | 12/1/14 |  |  |  | SLIDE STAINERS |  | .needs class | [5 empty] | BeckmanCoulter |  |  |  |  | 2/13/20 |  |  | Not Covered Vendor Only - Biomedical | MHHS-TMC
NO | NO |  |  |  | 069-43064 |  | Beckman Coulter Inc | UNICEL DXH 600 |  | AW12093 | TMC - LABORATORY - EMERGENCY ROOM (1HP) | MHHS-TMC |  | Analyzer, Hematology |  | 069-43064 |  | TMC |  | TMC - LABORATORY - EMERGENCY ROOM (1HP) | [5 empty] | ANALYZERS, LABORATORY, CLINICAL CHEMISTRY |  | ANALYZERHEMATOLOGY-BeckmanCoulter-UniCel DxH 600 | ANALYZERHEMATOLOGY | UniCel DxH 600 |  |  |  | BeckmanCoulter | Analyzer, Hematology |  | ANALYZERHEMATOLOGY-BeckmanCoulter-UniCel DxH 600 |  |  |  |  | Not Covered Vendor Only - Biomedical | MHHS-TMC
NO | YES |  |  |  | 151-01458 | 151-01458 | Beckman Coulter Inc | UNICEL DXH 800 |  | BA03056 | CY - LABORATORY | MHHS-Cypress |  | Analyzer, Hematology |  | 151-01458 | 151-01458 | Northwest | Cypress | CY - LABORATORY | Hematology | 3/1/19 |  |  |  | ANALYZERS, LABORATORY, HEMATOLOGY | Analyzer, Hematology | ANALYZERHEMATOLOGY-BeckmanCoulter-UniCelDxH800 | ANALYZERHEMATOLOGY | UniCel DxH 800 |  |  |  | BeckmanCoulter | Analyzer, Hematology |  | ANALYZERHEMATOLOGY-BeckmanCoulter-UniCelDxH800 |  | 2/13/20 |  | AH-A | Not Covered Vendor Only - Biomedical | MHHS-Cypress | [8 empty] | ANALYZERHEMATOLOGY | Analyzer, Hematology | BeckmanCoulter
NO | YES |  |  |  | 151-02338 | 151-02338 | Beckman Coulter Inc | UNICEL DXH 800 |  | AY52690 | CY-Laboratory | MHHS-Cypress |  | Analyzer, Hematology |  | 151-02338 | 151-02338 | Northwest | MHHS-Cypress | CY-Laboratory | Hematology | 2/1/19 | 2/1/20 |  |  | ANALYZERS, LABORATORY, HEMATOLOGY | Analyzer, Hematology | ANALYZERHEMATOLOGY-BeckmanCoulter-UniCelDxH800 | ANALYZERHEMATOLOGY | UniCel DxH 800 |  |  |  | BeckmanCoulter | Analyzer, Hematology |  | ANALYZERHEMATOLOGY-BeckmanCoulter-UniCelDxH800 |  | 2/13/20 |  | AH-A | Not Covered Vendor Only - Biomedical | MHHS-Cypress | [8 empty] | ANALYZERHEMATOLOGY | Analyzer, Hematology | BeckmanCoulter
NO | YES |  |  |  | 009-10335 | 009-10335 | Beckman Coulter Inc | UNICEL DXH 800 |  | AY30379 | GH - LABORATORY | MHHS-Greater Heights |  | Analyzer, Hematology |  | 009-10335 | 009-10335 | Central | GH - LABORATORY | GH - LABORATORY | GH - LABORATORY |  |  |  |  | ANALYZERS, LABORATORY, HEMATOLOGY |  | ANALYZERHEMATOLOGY-BeckmanCoulter-UniCelDxH800 | ANALYZERHEMATOLOGY | UniCel DxH 800 |  |  |  | BeckmanCoulter | Analyzer, Hematology |  | ANALYZERHEMATOLOGY-BeckmanCoulter-UniCelDxH800 |  |  |  |  | Not Covered Vendor Only - Biomedical | MHHS-Greater Heights
NO | YES |  |  |  | 009-10336 | 009-10336 | Beckman Coulter Inc | UNICEL DXH 800 |  | AY30378 | GH - LABORATORY | MHHS-Greater Heights |  | Analyzer, Hematology |  | 009-10336 | 009-10336 | Central | Memorial Hermann Greater Heights Hospital | GH - LABORATORY | Lab proceesing dept |  |  |  | No pm sticker found | ANALYZERS, LABORATORY, HEMATOLOGY |  | ANALYZERHEMATOLOGY-BeckmanCoulter-UniCelDxH800 | ANALYZERHEMATOLOGY | UniCel DxH 800 |  |  |  | BeckmanCoulter | Analyzer, Hematology |  | ANALYZERHEMATOLOGY-BeckmanCoulter-UniCelDxH800 |  |  |  |  | Not Covered Vendor Only - Biomedical | MHHS-Greater Heights
NO | YES |  |  |  | 142-05913 | 142-05913 | Beckman Coulter Inc | UNICEL DXH 800 |  | AV49949 | NE-Laboratory | MHHS-Northeast |  | Analyzer, Hematology |  | 142-05913 | 142-05913 | Katy | MHHS-Northeast | NE-Laboratory | Lab | 2/1/15 |  |  |  | ANALYZERS, LABORATORY, HEMATOLOGY | Analyzer, Hematology | ANALYZERHEMATOLOGY-BeckmanCoulter-UniCelDxH800 | ANALYZERHEMATOLOGY | UniCel DxH 800 |  |  |  | BeckmanCoulter | Analyzer, Hematology |  | ANALYZERHEMATOLOGY-BeckmanCoulter-UniCelDxH800 |  | 2/13/20 |  | AH-A | Not Covered Vendor Only - Biomedical | MHHS-Northeast | [8 empty] | ANALYZERHEMATOLOGY | Analyzer, Hematology | BeckmanCoulter
NO | YES |  |  |  | 142-05914 | 142-05914 | Beckman Coulter Inc | UNICEL DXH 800 |  | AV49941 | NE-Laboratory | MHHS-Northeast |  | Analyzer, Hematology |  | 142-05914 | 142-05914 | Katy | MHHS-Northeast | NE-Laboratory | Lab | 2/1/15 |  |  |  | ANALYZERS, LABORATORY, HEMATOLOGY | Analyzer, Hematology | ANALYZERHEMATOLOGY-BeckmanCoulter-UniCelDxH800 | ANALYZERHEMATOLOGY | UniCel DxH 800 |  |  |  | BeckmanCoulter | Analyzer, Hematology |  | ANALYZERHEMATOLOGY-BeckmanCoulter-UniCelDxH800 |  | 2/13/20 |  | AH-A | Not Covered Vendor Only - Biomedical | MHHS-Northeast | [8 empty] | ANALYZERHEMATOLOGY | Analyzer, Hematology | BeckmanCoulter
NO | YES |  |  |  | 145-00297 | 145-00297 | Beckman Coulter Inc | UNICEL DXH 800 |  | AV49914 | Pearland-Laboratory-Blood Bank | MHHS-Pearland Hospital |  | Analyzer, Hematology |  | 145-00297 | 145-00297 | Pearland | MHHS-Pearland Hospital | Pearland-Laboratory-Blood Bank | Specimen processing |  |  |  |  | ANALYZERS, LABORATORY, HEMATOLOGY | Analyzer, Hematology | ANALYZERHEMATOLOGY-BeckmanCoulter-UniCelDxH800 | ANALYZERHEMATOLOGY | UniCel DxH 800 |  |  |  | BeckmanCoulter | Analyzer, Hematology |  | ANALYZERHEMATOLOGY-BeckmanCoulter-UniCelDxH800 |  | 2/13/20 |  | AH-A | Not Covered Vendor Only - Biomedical | MHHS-Pearland Hospital | [8 empty] | ANALYZERHEMATOLOGY | Analyzer, Hematology | BeckmanCoulter
NO | YES |  |  |  | 145-00937 | 145-00937 | Beckman Coulter Inc | UNICEL DXH 800 |  | BA07085 | Pearland-Laboratory-Blood Bank | MHHS-Pearland Hospital |  | Analyzer, Hematology |  | 145-00937 | 145-00937 | Pearland | MHHS-Pearland Hospital | Pearland-Laboratory-Blood Bank | Specimen processing |  |  |  |  | ANALYZERS, LABORATORY, HEMATOLOGY | Analyzer, Hematology | ANALYZERHEMATOLOGY-BeckmanCoulter-UniCelDxH800 | ANALYZERHEMATOLOGY | UniCel DxH 800 |  |  |  | BeckmanCoulter | Analyzer, Hematology |  | ANALYZERHEMATOLOGY-BeckmanCoulter-UniCelDxH800 |  | 2/13/20 |  | AH-A | Not Covered Vendor Only - Biomedical | MHHS-Pearland Hospital | [8 empty] | ANALYZERHEMATOLOGY | Analyzer, Hematology | BeckmanCoulter
NO | YES |  |  |  | 583-01256 | 583-01256 | Beckman Coulter Inc | UNICEL DXH 800 |  | AY17197 | KT CCC-(KY)-Laboratory | MHHS-South Katy CCC |  | Analyzer, Hematology |  | 583-01256 | 583-01256 | Katy | MHHS-Others | KT CCC-(KY)-Laboratory | Lab | 5/1/15 |  |  |  | ANALYZERS, LABORATORY, HEMATOLOGY | Analyzer, Hematology | ANALYZERHEMATOLOGY-BeckmanCoulter-UniCelDxH800 | ANALYZERHEMATOLOGY | UniCel DxH 800 |  |  |  | BeckmanCoulter | Analyzer, Hematology |  | ANALYZERHEMATOLOGY-BeckmanCoulter-UniCelDxH800 |  | 2/13/20 |  | AH-A | Not Covered Vendor Only - Biomedical | MHHS-South Katy CCC | [8 empty] | ANALYZERHEMATOLOGY | Analyzer, Hematology | BeckmanCoulter
NO | YES |  |  |  | 005-09854 | 005-09854 | Beckman Coulter Inc | UNICEL DXH 800 |  | AV49931 | SE-Laboratory | MHHS-Southeast |  | Analyzer, Hematology |  | 005-09854 | 005-09854 | Southeast | MHHS-Southeast | SE-Laboratory |  | 3/1/18 |  |  |  | ANALYZERS, LABORATORY, HEMATOLOGY |  | ANALYZERHEMATOLOGY-BeckmanCoulter-UniCelDxH800 | ANALYZERHEMATOLOGY | UniCel DxH 800 |  |  |  | BeckmanCoulter | Analyzer, Hematology |  | ANALYZERHEMATOLOGY-BeckmanCoulter-UniCelDxH800 |  | 2/13/20 |  |  | Not Covered Vendor Only - Biomedical | MHHS-Southeast
NO | YES |  |  |  | 005-09856 | 005-09856 | Beckman Coulter Inc | UNICEL DXH 800 |  | AV49930 | SE-Laboratory | MHHS-Southeast |  | Analyzer, Hematology |  | 005-09856 | 005-09856 | Southeast | MHHS-Southeast | SE-Laboratory |  | 3/1/18 |  |  |  | ANALYZERS, LABORATORY, HEMATOLOGY |  | ANALYZERHEMATOLOGY-BeckmanCoulter-UniCelDxH800 | ANALYZERHEMATOLOGY | UniCel DxH 800 |  |  |  | BeckmanCoulter | Analyzer, Hematology |  | ANALYZERHEMATOLOGY-BeckmanCoulter-UniCelDxH800 |  | 2/13/20 |  |  | Not Covered Vendor Only - Biomedical | MHHS-Southeast
NO | YES |  |  |  | 129-06093 | 129-06093 | Beckman Coulter Inc | UNICEL DXH 800 |  |  | SP CCC - (SL) - LABORATORY | MHHS-Sienna Plantation CCC |  | Analyzer, Hematology |  | 129-06093 | 129-06093 | Sugar Land |  | SP CCC - (SL) - LABORATORY |  | 8/1/17 | 8/1/18 |  |  | ANALYZERS, LABORATORY, HEMATOLOGY | Analyzer, Hematology | ANALYZERHEMATOLOGY-BeckmanCoulter-UniCelDxH800 | ANALYZERHEMATOLOGY | UniCel DxH 800 |  |  |  | BeckmanCoulter | Analyzer, Hematology |  | ANALYZERHEMATOLOGY-BeckmanCoulter-UniCelDxH800 |  | 2/13/20 |  | AH-A | Not Covered Vendor Only - Biomedical | MHHS-Sienna Plantation CCC | [8 empty] | ANALYZERHEMATOLOGY | Analyzer, Hematology | BeckmanCoulter
NO | YES |  |  |  | 241-05173 | 241-05173 | Beckman Coulter Inc | UNICEL DXH 800 |  | BB33323 | TIRR-Laboratory | MHHS-TIRR |  | Analyzer, Hematology |  | 241-05173 | 241-05173 | TMC | MHHS-Others | TIRR-Laboratory | TIRR - LABORATORY | 12/1/18 |  |  |  | ANALYZERS, LABORATORY, HEMATOLOGY | Analyzer, Hematology | ANALYZERHEMATOLOGY-BeckmanCoulter-UniCelDxH800 | ANALYZERHEMATOLOGY | UniCel DxH 800 |  |  |  | BeckmanCoulter | Analyzer, Hematology |  | ANALYZERHEMATOLOGY-BeckmanCoulter-UniCelDxH800 |  | 2/13/20 |  | AH-A | Not Covered Vendor Only - Biomedical | MHHS-TIRR | [8 empty] | ANALYZERHEMATOLOGY | Analyzer, Hematology | BeckmanCoulter
NO | YES |  |  |  | 069-37587 | 069-37587 | Beckman Coulter Inc | UNICEL DXH 800 |  | AU16185 | TMC-Laboratory-Hematology (1R) | MHHS-TMC |  | Analyzer, Hematology |  | 069-37587 | 069-37587 | TMC | MHHS-TMC | TMC-Laboratory-Hematology (1R) | Center | 12/1/16 |  |  |  | ANALYZERS, LABORATORY, HEMATOLOGY |  | ANALYZERHEMATOLOGY-BeckmanCoulter-UniCelDxH800 | ANALYZERHEMATOLOGY | UniCel DxH 800 |  |  |  | BeckmanCoulter | Analyzer, Hematology |  | ANALYZERHEMATOLOGY-BeckmanCoulter-UniCelDxH800 |  | 2/13/20 |  |  | Not Covered Vendor Only - Biomedical | MHHS-TMC
NO | YES |  |  |  | 069-37588 | 069-37588 | Beckman Coulter Inc | UNICEL DXH 800 |  | AU14180 | TMC-Laboratory-Hematology (1R) | MHHS-TMC |  | Analyzer, Hematology |  | 069-37588 | 069-37588 | TMC | MHHS-TMC | TMC-Laboratory-Hematology (1R) | Center | 12/1/16 |  |  |  | ANALYZERS, LABORATORY, HEMATOLOGY |  | ANALYZERHEMATOLOGY-BeckmanCoulter-UniCelDxH800 | ANALYZERHEMATOLOGY | UniCel DxH 800 |  |  |  | BeckmanCoulter | Analyzer, Hematology |  | ANALYZERHEMATOLOGY-BeckmanCoulter-UniCelDxH800 |  | 2/13/20 |  |  | Not Covered Vendor Only - Biomedical | MHHS-TMC
NO | YES |  |  |  | 069-37589 | 069-37589 | Beckman Coulter Inc | UNICEL DXH 800 |  | AU14179 | TMC-Laboratory-Hematology (1R) | MHHS-TMC |  | Analyzer, Hematology |  | 069-37589 | 069-37589 | TMC | MHHS-TMC | TMC-Laboratory-Hematology (1R) | Center |  |  |  |  | ANALYZERS, LABORATORY, HEMATOLOGY |  | ANALYZERHEMATOLOGY-BeckmanCoulter-UniCelDxH800 | ANALYZERHEMATOLOGY | UniCel DxH 800 |  |  |  | BeckmanCoulter | Analyzer, Hematology |  | ANALYZERHEMATOLOGY-BeckmanCoulter-UniCelDxH800 |  | 2/13/20 |  |  | Not Covered Vendor Only - Biomedical | MHHS-TMC
NO | YES |  |  |  | 029-10041 | 029-10041 | Beckman Coulter Inc | UNICEL DXH 800 |  | AY17210 | Woodlands-Laboratory | MHHS-Woodlands |  | Analyzer, Hematology |  | 029-10041 | 029-10041 | Woodlands | MHHS-Woodlands | Woodlands-Laboratory | Lab | 12/1/16 |  |  |  | ANALYZERS, LABORATORY, HEMATOLOGY | Analyzer, Hematology | ANALYZERHEMATOLOGY-BeckmanCoulter-UniCelDxH800 | ANALYZERHEMATOLOGY | UniCel DxH 800 |  |  |  | BeckmanCoulter | Analyzer, Hematology |  | ANALYZERHEMATOLOGY-BeckmanCoulter-UniCelDxH800 |  | 2/13/20 |  | AH-A | Not Covered Vendor Only - Biomedical | MHHS-Woodlands | [8 empty] | ANALYZERHEMATOLOGY | Analyzer, Hematology | BeckmanCoulter
NO | YES |  |  |  | 029-10042 | 029-10042 | Beckman Coulter Inc | UNICEL DXH 800 |  | AY09107 | Woodlands-Laboratory | MHHS-Woodlands |  | Analyzer, Hematology |  | 029-10042 | 029-10042 | Woodlands | MHHS-Woodlands | Woodlands-Laboratory | Lab | 12/1/16 |  |  |  | ANALYZERS, LABORATORY, HEMATOLOGY | Analyzer, Hematology | ANALYZERHEMATOLOGY-BeckmanCoulter-UniCelDxH800 | ANALYZERHEMATOLOGY | UniCel DxH 800 |  |  |  | BeckmanCoulter | Analyzer, Hematology |  | ANALYZERHEMATOLOGY-BeckmanCoulter-UniCelDxH800 |  | 2/13/20 |  | AH-A | Not Covered Vendor Only - Biomedical | MHHS-Woodlands | [8 empty] | ANALYZERHEMATOLOGY | Analyzer, Hematology | BeckmanCoulter
NO | NO |  |  |  | 069-37502 |  | Beckman Coulter Inc | UNICEL DXH 800 |  | AU19236 | TMC - LABORATORY - HVI LAB (7HVI) | MHHS-TMC |  | Analyzer, Hematology |  | 069-37502 |  | TMC |  | TMC - LABORATORY - HVI LAB (7HVI) | [5 empty] | ANALYZERS, LABORATORY, HEMATOLOGY |  | ANALYZERHEMATOLOGY-BeckmanCoulter-UniCelDxH800 | ANALYZERHEMATOLOGY | UniCel DxH 800 |  |  |  | BeckmanCoulter | Analyzer, Hematology |  | ANALYZERHEMATOLOGY-BeckmanCoulter-UniCelDxH800 |  |  |  |  | Not Covered Vendor Only - Biomedical | MHHS-TMC
YES | YES |  |  |  | 005-33073 | 005-33073 | BeckmanCoulter |  |  | BB20259 | SUGAR LAND - LABORATORY |  |  |  |  | 005-33073 | 005-33073 | Sugar Land | Memorial Hermann Sugar Land Hospital | SUGAR LAND - LABORATORY | Lab |  |  |  | Under contract
YES | YES |  |  |  | 005-33074 | 005-33074 | BeckmanCoulter |  |  | BB25260 | SUGAR LAND - LABORATORY |  |  |  |  | 005-33074 | 005-33074 | Sugar Land | Memorial Hermann Sugar Land Hospital | SUGAR LAND - LABORATORY | Lab |  |  |  | Under contract
YES | YES |  |  |  | 000-04344 | 000-04344 | BeckmanCoulter |  |  | bb38353 | Lab |  |  |  |  | 000-04344 | 000-04344 | Katy | Memorial Hermann Convenient Care Center in Kingwood (Kingwood CCC) | Lab | Nursing
YES | YES |  |  |  |  | 099-02776 | BeckmanCoulter | ACT Diff 2 |  | BC42282 | MH MG - (TMC) - URGENT CARE - WEST UNIVERSITY | [5 empty] | 099-02776 | TMC | Urgent care bellaire | MH MG - (TMC) - URGENT CARE - WEST UNIVERSITY | Lab |  |  |  | No pm |  | Analyzer, Hematology | ANALYZERHEMATOLOGY-BeckmanCoulter-ACT Diff 2 | [12 empty] | AH-A | [9 empty] | Analyzer, Hematology | ANALYZERHEMATOLOGY | Analyzer, Hematology | BeckmanCoulter
NO | YES |  |  |  | 069-24398 | 069-24398 | BeckmanCoulter | Allegra X-22 |  |  | TMC-Laboratory-Chemistry (1R) |  |  |  |  | 069-24398 | 069-24398 | TMC | MHHS-TMC | TMC-Laboratory-Chemistry (1R) | TMC -LABORATORY - CHEM | [5 empty] | Centrifuge, General Purpose | CENTRIFUGEGENPURP-BeckmanCoulter-Allegra X-22 | [12 empty] | CGP-A | [9 empty] | Centrifuge, General Purpose | CENTRIFUGEGENPURP | Centrifuge, General Purpose | BeckmanCoulter
NO | YES | Serial Number ALT11K032 |  |  | 013-20034 |  | BeckmanCoulter | Allegra X-30 |  | ALT11K032 | Laboratory |  |  |  |  | 013-20034 |  | Southwest | Memorial Hermann Laboratory | Laboratory | Lab
YES | YES |  |  |  | 099-11025 | 099-11025 | BeckmanCoulter | B1018-66 |  |  | SW - Lab |  |  |  |  | 099-11025 | 099-11025 | Southwest | Memorial Hermann Southwest Hospital | SW - Lab | Microbiology |  |  |  | New Add
YES | YES |  |  |  | 099-11026 | 099-11026 | BeckmanCoulter | B1018-66 |  |  | SW - Lab |  |  |  |  | 099-11026 | 099-11026 | Southwest | Memorial Hermann Southwest Hospital | SW - Lab | Microbiology |  |  |  | New Add
NO | YES |  |  |  | 099-14354 | 099-14354 | BeckmanCoulter | Cnf |  | AZ31401 | MH MG - (SE) - URGENT CARE - CLEAR LAKE (WEBSTER) |  |  |  |  | 099-14354 | 099-14354 | Southeast | Memorial Hermann Urgent Care Clear Lake (#3) | MH MG - (SE) - URGENT CARE - CLEAR LAKE (WEBSTER) | Lab |  |  | 3/1/20
YES | YES |  |  |  | 099-01416 | 099-01416 | BeckmanCoulter | ichem Velocity |  |  | NE - LABORATORY |  |  |  |  | 099-01416 | 099-01416 | Katy | Memorial Hermann Katy Hospital | NE - LABORATORY | Speciman sampling |  |  |  | No pm. Site ID: 12001431. |  | Analyzer, Urine | ANALYZERURINE-BeckmanCoulter-ichem Velocity | [12 empty] | AU-A | [9 empty] | Analyzer, Urine | ANALYZERURINE | Analyzer, Urine | BeckmanCoulter
YES | YES |  |  |  | 099-05964 | 099-05964 | BeckmanCoulter | ichem Velocity |  | CV04135 | TMC - LABORATORY - SPECIMEN PROCESSING (1R) |  |  |  |  | 099-05964 | 099-05964 | TMC | Memorial Hermann Texas Medical Center | TMC - LABORATORY - SPECIMEN PROCESSING (1R) | Lab | [5 empty] | Analyzer, Urine | ANALYZERURINE-BeckmanCoulter-ichem Velocity | [12 empty] | AU-A | [9 empty] | Analyzer, Urine | ANALYZERURINE | Analyzer, Urine | BeckmanCoulter
NO | YES |  |  |  | 099-06521 | 099-06521 | BeckmanCoulter | ichem Velocity |  | V01196 | SE-Laboratory |  |  |  |  | 099-06521 | 099-06521 | Southeast | MHHS-Southeast | SE-Laboratory | Lab | [5 empty] | Analyzer, Urine | ANALYZERURINE-BeckmanCoulter-ichem Velocity | [12 empty] | AU-A | [9 empty] | Analyzer, Urine | ANALYZERURINE | Analyzer, Urine | BeckmanCoulter
YES | YES |  |  |  |  | 013-17106 | BeckmanCoulter | iQ200 Elite |  |  | SW - ER | [5 empty] | 013-17106 | Southwest | Memorial Hermann Southwest Hospital Emergency Center | SW - ER | ER - Lab |  |  |  | New Add |  | Analyzer, Urine | ANALYZERURINE-BeckmanCoulter-iQ200 Elite | [12 empty] | AU-A | [9 empty] | Analyzer, Urine | ANALYZERURINE | Analyzer, Urine | BeckmanCoulter
YES | YES |  |  |  | 099-01417 | 099-01417 | BeckmanCoulter | iQ200 Select |  | 3gq15042573 | NE - LABORATORY |  |  |  |  | 099-01417 | 099-01417 | Katy | Memorial Hermann Katy Hospital | NE - LABORATORY | Speciman sampling |  |  |  | No pm. Site id: 11973427 |  | Analyzer, Urine | ANALYZERURINE-BeckmanCoulter-iQ200 Select | [12 empty] | AU-A | [9 empty] | Analyzer, Urine | ANALYZERURINE | Analyzer, Urine | BeckmanCoulter
YES | YES |  |  |  | 099-05963 | 099-05963 | BeckmanCoulter | iQ200 Select |  | C15183 | TMC - LABORATORY - SPECIMEN PROCESSING (1R) |  |  |  |  | 099-05963 | 099-05963 | TMC | Memorial Hermann Texas Medical Center | TMC - LABORATORY - SPECIMEN PROCESSING (1R) | Lab | [5 empty] | Analyzer, Urine | ANALYZERURINE-BeckmanCoulter-iQ200 Select | [12 empty] | AU-A | [9 empty] | Analyzer, Urine | ANALYZERURINE | Analyzer, Urine | BeckmanCoulter
YES | YES |  |  |  | 013-09760 | 013-09760 | BeckmanCoulter | LH 750 |  |  | SW - LABORATORY - CHEMISTRY |  |  |  |  | 013-09760 | 013-09760 | Southwest | Memorial Hermann Southwest Hospital | SW - LABORATORY - CHEMISTRY | COAG |  |  |  | PM Not Required |  | Analyzer, Hematology | ANALYZERHEMATOLOGY-BeckmanCoulter-LH 750 | [12 empty] | AH-A | [9 empty] | Analyzer, Hematology | ANALYZERHEMATOLOGY | Analyzer, Hematology | BeckmanCoulter
YES | YES |  |  |  |  | 013-13321 | BeckmanCoulter | LH 750 |  |  | SW - LABORATORY - CHEMISTRY | [5 empty] | 013-13321 | Southwest | Memorial Hermann Southwest Hospital | SW - LABORATORY - CHEMISTRY | COAG |  |  |  | PM Not Required |  | Analyzer, Hematology | ANALYZERHEMATOLOGY-BeckmanCoulter-LH 750 | [12 empty] | AH-A | [9 empty] | Analyzer, Hematology | ANALYZERHEMATOLOGY | Analyzer, Hematology | BeckmanCoulter
YES | YES |  |  |  |  | 009-05495 | BeckmanCoulter | LH 780 |  |  | SW - ER | [5 empty] | 009-05495 | Southwest | Memorial Hermann Southwest Hospital Emergency Center | SW - ER | ER - Lab |  |  |  | New Add |  | Stainer, Slide | STAINERSLIDE-BeckmanCoulter-LH 780 | [12 empty] | SS-A | [9 empty] | Stainer, Slide | STAINERSLIDE | Stainer, Slide | BeckmanCoulter
YES | YES |  |  |  | 099-11015 | 099-11015 | BeckmanCoulter | MicroScan WalkAway (DxM 1096) |  |  | SW - Lab |  |  |  |  | 099-11015 | 099-11015 | Southwest | Memorial Hermann Southwest Hospital | SW - Lab | Microbiology |  |  |  | New Ads
YES | YES |  |  |  | 099-11016 | 099-11016 | BeckmanCoulter | MicroScan WalkAway (DxM 1096) |  |  | SW - Lab |  |  |  |  | 099-11016 | 099-11016 | Southwest | Memorial Hermann Southwest Hospital | SW - Lab | Microbiology |  |  |  | New Add
YES | YES |  |  |  | 099-11017 | 099-11017 | BeckmanCoulter | MicroScan WalkAway (DxM 1096) |  |  | SW - Lab |  |  |  |  | 099-11017 | 099-11017 | Southwest | Memorial Hermann Southwest Hospital | SW - Lab | Microbiology |  |  |  | New Add
YES | YES |  |  |  | 099-11018 | 099-11018 | BeckmanCoulter | MicroScan WalkAway (DxM 1096) |  |  | SW - Lab |  |  |  |  | 099-11018 | 099-11018 | Southwest | Memorial Hermann Southwest Hospital | SW - Lab | Microbiology |  |  |  | New Add
YES | YES |  |  |  | 099-11019 | 099-11019 | BeckmanCoulter | MicroScan WalkAway (DxM 1096) |  |  | SW - Lab |  |  |  |  | 099-11019 | 099-11019 | Southwest | Memorial Hermann Southwest Hospital | SW - Lab | Microbiology |  |  |  | New Add
YES | YES |  |  |  | 099-11020 | 099-11020 | BeckmanCoulter | MicroScan WalkAway (DxM 1096) |  |  | SW - Lab |  |  |  |  | 099-11020 | 099-11020 | Southwest | Memorial Hermann Southwest Hospital | SW - Lab | Microbiology |  |  |  | New Add
YES | YES |  |  |  | 099-11021 | 099-11021 | BeckmanCoulter | MicroScan WalkAway (DxM 1096) |  |  | SW - Lab |  |  |  |  | 099-11021 | 099-11021 | Southwest | Memorial Hermann Southwest Hospital | SW - Lab | Microbiology |  |  |  | New Add
NO | YES |  |  |  | 069-43508 | 069-43508 | BeckmanCoulter | UniCel DxH 600 |  | AW41294 | TMC-Plaza-Cancer Center (Ste 2900) |  |  |  |  | 069-43508 | 069-43508 | TMC | MHHS-TMC | TMC-Plaza-Cancer Center (Ste 2900) | Research Lab
YES | YES |  |  |  | 099-00002 | 099-00002 | BeckmanCoulter | UniCel DxH 800 |  |  | KATY - LABORATORY |  |  |  |  | 099-00002 | 099-00002 | Katy | Memorial Hermann Katy Hospital | KATY - LABORATORY | Lab | [5 empty] | Analyzer, Hematology | ANALYZERHEMATOLOGY-BeckmanCoulter-UniCelDxH800 | [12 empty] | AH-A | [9 empty] | Analyzer, Hematology | ANALYZERHEMATOLOGY | Analyzer, Hematology | BeckmanCoulter
YES | YES |  |  |  | 099-00001 | 099-00001 | BeckmanCoulter | UniCel DxH 800 |  | AY52694 | KATY - LABORATORY |  |  |  |  | 099-00001 | 099-00001 | Katy | Memorial Hermann Katy Hospital | KATY - LABORATORY | Lab | [5 empty] | Analyzer, Hematology | ANALYZERHEMATOLOGY-BeckmanCoulter-UniCelDxH800 | [12 empty] | AH-A | [9 empty] | Analyzer, Hematology | ANALYZERHEMATOLOGY | Analyzer, Hematology | BeckmanCoulter
YES | YES |  |  |  | 009-10508 | 009-10508 | BeckmanCoulter | UniCel DxH 800 |  | BA27407 | CC-Lab |  |  |  |  | 009-10508 | 009-10508 | Central | Memorial Hermann Urgent Care Greater Heights (#100) | CC-Lab | Lab | 2/1/20 |  |  |  |  | Analyzer, Hematology | ANALYZERHEMATOLOGY-BeckmanCoulter-UniCelDxH800 | [12 empty] | AH-A | [9 empty] | Analyzer, Hematology | ANALYZERHEMATOLOGY | Analyzer, Hematology | BeckmanCoulter
YES | YES |  |  |  | 099-01907 | 099-01907 | BeckmanCoulter | UniCel DxH 800 |  | BB16199 | SC CCC - (NE) - LABORATORY |  |  |  |  | 099-01907 | 099-01907 | NorthEast |  | SC CCC - (NE) - LABORATORY |  |  |  |  | No pm |  | Analyzer, Hematology | ANALYZERHEMATOLOGY-BeckmanCoulter-UniCelDxH800 | [12 empty] | AH-A | [9 empty] | Analyzer, Hematology | ANALYZERHEMATOLOGY | Analyzer, Hematology | BeckmanCoulter
YES | YES |  |  |  | 029-12261 | 029-12261 | BeckmanCoulter | UniCel DxH 800 |  | BB33331 | WOODLANDS - TERRAMONT ER (CLINIC) |  |  |  |  | 029-12261 | 029-12261 | Woodlands | Memorial Hermann 24-Hour Emergency Care | WOODLANDS - TERRAMONT ER (CLINIC) | Lab |  |  |  | New add - ?Auno Pm required?Au sticker |  | Analyzer, Hematology | ANALYZERHEMATOLOGY-BeckmanCoulter-UniCelDxH800 | [12 empty] | AH-A | [9 empty] | Analyzer, Hematology | ANALYZERHEMATOLOGY | Analyzer, Hematology | BeckmanCoulter
YES | YES |  |  |  | 029-12164 | 029-12164 | BeckmanCoulter | UniCel DxH 800 |  | AZ46680 | CCC in spring |  |  |  |  | 029-12164 | 029-12164 | ccc spring |  | CCC in spring | Lab | [5 empty] | Analyzer, Hematology | ANALYZERHEMATOLOGY-BeckmanCoulter-UniCelDxH800 | [12 empty] | AH-A | [9 empty] | Analyzer, Hematology | ANALYZERHEMATOLOGY | Analyzer, Hematology | BeckmanCoulter
YES | YES |  |  |  | 013-35793 | 013-35793 | BeckmanCoulter | UniCel DxH 800 |  |  | SW - LABORATORY - CHEMISTRY |  |  |  |  | 013-35793 | 013-35793 | Southwest | Memorial Hermann Southwest Hospital | SW - LABORATORY - CHEMISTRY | COAG |  |  |  | No PM Sticker |  | Analyzer, Hematology | ANALYZERHEMATOLOGY-BeckmanCoulter-UniCelDxH800 | [12 empty] | AH-A | [9 empty] | Analyzer, Hematology | ANALYZERHEMATOLOGY | Analyzer, Hematology | BeckmanCoulter
YES | YES |  |  |  | 013-35795 | 013-35795 | BeckmanCoulter | UniCel DxH 800 |  |  | SW - LABORATORY - CHEMISTRY |  |  |  |  | 013-35795 | 013-35795 | Southwest | Memorial Hermann Southwest Hospital | SW - LABORATORY - CHEMISTRY | COAG |  |  |  | No PM Sticker |  | Analyzer, Hematology | ANALYZERHEMATOLOGY-BeckmanCoulter-UniCelDxH800 | [12 empty] | AH-A | [9 empty] | Analyzer, Hematology | ANALYZERHEMATOLOGY | Analyzer, Hematology | BeckmanCoulter
YES | YES |  |  |  | 013-35796 | 013-35796 | BeckmanCoulter | UniCel DxH 800 |  |  | SW - LABORATORY - CHEMISTRY |  |  |  |  | 013-35796 | 013-35796 | Southwest | Memorial Hermann Southwest Hospital | SW - LABORATORY - CHEMISTRY | COAG |  |  |  | No PM Sticker |  | Analyzer, Hematology | ANALYZERHEMATOLOGY-BeckmanCoulter-UniCelDxH800 | [12 empty] | AH-A | [9 empty] | Analyzer, Hematology | ANALYZERHEMATOLOGY | Analyzer, Hematology | BeckmanCoulter
YES | YES |  |  |  | 041-20094 | 041-20094 | BeckmanCoulter | UniCel DxH 800 |  |  | MEMORIAL CITY - LABORATORY - HEMATOLOGY |  |  |  |  | 041-20094 | 041-20094 | West |  | MEMORIAL CITY - LABORATORY - HEMATOLOGY | Lab
YES | YES | Serial Number Cnf |  |  | 041-20095 | 041-20095 | BeckmanCoulter | UniCel DxH 800 |  | Cnf | MEMORIAL CITY - LABORATORY - HEMATOLOGY |  |  |  |  | 041-20095 | 041-20095 | West |  | MEMORIAL CITY - LABORATORY - HEMATOLOGY | Lab
YES | YES |  |  |  | 099-13707 | 099-13707 | BeckmanCoulter | UniCel DxH SMS |  |  | SW - LABORATORY - CHEMISTRY |  |  |  |  | 099-13707 | 099-13707 | Southwest | Memorial Hermann Southwest Hospital | SW - LABORATORY - CHEMISTRY | COAG |  |  |  | No PM Sticker |  | Stainer, Slide | STAINERSLIDE-BeckmanCoulter-UniCel DxH SMS | [12 empty] | SS-A | [9 empty] | Stainer, Slide | STAINERSLIDE | Stainer, Slide | BeckmanCoulter
YES | YES |  |  |  | 099-09152 | 099-09152 | BeckmanCoulter | Ups |  |  | Chemistry |  |  |  |  | 099-09152 | 099-09152 |  | Tmc | Chemistry | Chemistry |  |  | 3/1/20
NO | YES |  |  |  | 099-09408 | 099-09408 | BeckmanCoulter | Wa40 plus |  |  | TMC-Laboratory-Microbiology (1R) |  |  |  |  | 099-09408 | 099-09408 | TMC | MHHS-TMC | TMC-Laboratory-Microbiology (1R) | Center
NO | YES |  |  |  | 005-01749 | 005-01749 | Becton Dickinson and Co Primary Care Diagnostics D |  |  |  | SE-Laboratory-Blood Bank | MHHS-Southeast |  | Ventilator, Anesthesia |  | 005-01749 | 005-01749 | Southeast | MHHS-Southeast | SE-Laboratory-Blood Bank |  | 10/1/19 |  |  |  | CENTRIFUGES |  | VENTILATORANESTHESIA-Hallowell EMC-2002 | VENTILATORANESTHESIA |  |  |  |  | Hallowell EMC | Ventilator, Anesthesia |  |  | VENTILATORANESTHESIA-Hallowell EMC-2002 | 7/8/16 |  |  | Covered PM Repair - Biomedical | MHHS-Southeast
NO | NO |  |  |  | 013-35186 |  | Becton Dickinson and Co Primary Care Diagnostics D |  |  |  | SW - LABORATORY - HISTOLOGY | MHHS-Southwest |  | Analyzer, Hematology |  | 013-35186 |  | Southwest |  | SW - LABORATORY - HISTOLOGY | [5 empty] | ANALYZERS, LABORATORY, MICROBIOLOGY |  | ANALYZERHEMATOLOGY-BD Diag-211877 | ANALYZERHEMATOLOGY |  |  |  |  | BD | Analyzer, Hematology |  | ANALYZERHEMATOLOGY-BD Diag-211877 |  |  |  |  | Covered PM Repair - Biomedical | MHHS-Southwest
NO | NO |  |  |  | 013-35187 |  | Becton Dickinson and Co Primary Care Diagnostics D |  |  |  | SW - LABORATORY - HISTOLOGY | MHHS-Southwest |  | Analyzer, Hematology |  | 013-35187 |  | Southwest |  | SW - LABORATORY - HISTOLOGY | [5 empty] | ANALYZERS, LABORATORY, MICROBIOLOGY |  | ANALYZERHEMATOLOGY-BD Diag-211877 | ANALYZERHEMATOLOGY |  |  |  |  | BD | Analyzer, Hematology |  | ANALYZERHEMATOLOGY-BD Diag-211877 |  |  |  |  | Covered PM Repair - Biomedical | MHHS-Southwest
NO | YES |  |  |  | 069-43390 | 069-43390 | Becton Dickinson and Co Primary Care Diagnostics D | FACSCALIBUR |  | E97501056 | TMC-Laboratory-HLA Lab (1R) | MHHS-TMC |  | Flow Cytometer |  | 069-43390 | 069-43390 | TMC | MHHS-TMC | TMC-Laboratory-HLA Lab (1R) | Lab | 3/1/17 |  |  |  | CYTOMETERS |  | FLOWCYTOMETER-Clay Adams-FACSCalibur | FLOWCYTOMETER | FACSCalibur |  |  |  | Clay Adams | Flow Cytometer |  |  | FLOWCYTOMETER-Clay Adams-FACSCalibur |  |  |  | Covered PM Repair - Biomedical | MHHS-TMC
NO | NO | [5 empty] | Becton Dickinson and Co Primary Care Diagnostics D | FACSCALIBUR |  | k0009 | SW - LABORATORY - FLOW CYTOMETRY | MHHS-Southwest |  | Flow Cytometer |  |  |  | Southwest |  | SW - LABORATORY - FLOW CYTOMETRY | [5 empty] | CYTOMETERS |  | FLOWCYTOMETER-Clay Adams-FACSCalibur | FLOWCYTOMETER | FACSCalibur |  |  |  | Clay Adams | Flow Cytometer |  |  | FLOWCYTOMETER-Clay Adams-FACSCalibur |  |  |  | Covered PM Repair - Biomedical | MHHS-Southwest
NO | NO | [5 empty] | Becton Dickinson and Co Primary Care Diagnostics D | FACSCALIBUR |  | k33714600200 | SW - LABORATORY - FLOW CYTOMETRY | MHHS-Southwest |  | Flow Cytometer |  |  |  | Southwest |  | SW - LABORATORY - FLOW CYTOMETRY | [5 empty] | CYTOMETERS |  | FLOWCYTOMETER-Clay Adams-FACSCalibur | FLOWCYTOMETER | FACSCalibur |  |  |  | Clay Adams | Flow Cytometer |  |  | FLOWCYTOMETER-Clay Adams-FACSCalibur |  |  |  | Covered PM Repair - Biomedical | MHHS-Southwest
NO | NO | [5 empty] | Becton Dickinson and Co Primary Care Diagnostics D | FACSCALIBUR |  | k14600278 | SW - LABORATORY - FLOW CYTOMETRY | MHHS-Southwest |  | Flow Cytometer |  |  |  | Southwest |  | SW - LABORATORY - FLOW CYTOMETRY | [5 empty] | CYTOMETERS |  | FLOWCYTOMETER-Clay Adams-FACSCalibur | FLOWCYTOMETER | FACSCalibur |  |  |  | Clay Adams | Flow Cytometer |  |  | FLOWCYTOMETER-Clay Adams-FACSCalibur |  |  |  | Covered PM Repair - Biomedical | MHHS-Southwest
NO | NO | [5 empty] | Becton Dickinson and Co Primary Care Diagnostics D | FACSCALIBUR |  | k14600082 | SW - LABORATORY - FLOW CYTOMETRY | MHHS-Southwest |  | Flow Cytometer |  |  |  | Southwest |  | SW - LABORATORY - FLOW CYTOMETRY | [5 empty] | CYTOMETERS |  | FLOWCYTOMETER-Clay Adams-FACSCalibur | FLOWCYTOMETER | FACSCalibur |  |  |  | Clay Adams | Flow Cytometer |  |  | FLOWCYTOMETER-Clay Adams-FACSCalibur |  |  |  | Covered PM Repair - Biomedical | MHHS-Southwest
NO | NO | [5 empty] | Becton Dickinson and Co Primary Care Diagnostics D | PHOENIX 100 |  | px0967 | SW - LABORATORY - MICROBIOLOGY | MHHS-Southwest |  | Analyzer, Microbiology |  |  |  | Southwest |  | SW - LABORATORY - MICROBIOLOGY | [5 empty] | ANALYZERS, LABORATORY, MICROBIOLOGY |  | ANALYZERMICROBIOL-BD-PHOENIX 100 | ANALYZERMICROBIOL | PHOENIX 100 |  |  |  | BD | Analyzer, Microbiology |  | ANALYZERMICROBIOL-BD-PHOENIX 100 |  |  |  |  | Covered PM Repair - Biomedical | MHHS-Southwest
NO | YES |  |  |  | 145-00092 | 145-00092 | Becton Dickinson and Co Primary Care Diagnostics D | SERO-FUGE 2001 |  | A541018 | Pearland-Laboratory-Main | MHHS-Pearland Hospital |  |  |  | 145-00092 | 145-00092 | Pearland | MHHS-Pearland Hospital | Pearland-Laboratory-Main | Specimen processing |  |  |  |  | CENTRIFUGES | Centrifuge, Hematocrit | CENTRIFUGEHEMATOCRIT-BD Diag-ClayAdamSerofuge2001 |  |  |  |  | CENTRIFUGEHEMATOCRIT-BD Diag-ClayAdamSerofuge2001 | BD |  |  |  |  | 8/1/20 |  | CH-Q | Not Covered Vendor Only - Lab Ana/Anes | MHHS-Pearland Hospital | [8 empty] | CENTRIFUGEHEMATOCRIT | Centrifuge, Hematocrit | BD
NO | YES |  |  |  | 129-02558 | 129-02558 | Becton Dickinson and Co Primary Care Diagnostics D | SERO-FUGE 2001 |  |  | Sugar Land-Laboratory-Blood Bank | MHHS-Sugarland |  |  |  | 129-02558 | 129-02558 | Sugar Land | MHHS-Sugarland | Sugar Land-Laboratory-Blood Bank | BB | 12/1/19 | 12/1/20 |  |  | CENTRIFUGES | Centrifuge, Hematocrit | CENTRIFUGEHEMATOCRIT-BD Diag-ClayAdamSerofuge2001 |  |  |  |  | CENTRIFUGEHEMATOCRIT-BD Diag-ClayAdamSerofuge2001 | BD |  |  |  |  | 7/1/20 |  | CH-Q | Not Covered Vendor Only - Biomedical | MHHS-Sugarland | [8 empty] | CENTRIFUGEHEMATOCRIT | Centrifuge, Hematocrit | BD
NO | YES |  |  |  | 069-45648 | 069-45648 | Becton Dickinson and Co Primary Care Diagnostics D | SERO-FUGE 2001 |  | A579002 | Peds Blood Bank | MHHS-TMC |  |  |  | 069-45648 | 069-45648 | TMC | Memorial Hermann Texas Medical Center | Peds Blood Bank | Blood Bank |  |  |  |  | CENTRIFUGES |  | CENTRIFUGEHEMATOCRIT-BD Diag-ClayAdamSerofuge2001 |  |  |  |  | CENTRIFUGEHEMATOCRIT-BD Diag-ClayAdamSerofuge2001 | BD | [7 empty] | Covered PM Repair - Biomedical | MHHS-TMC
NO | YES |  |  |  | 069-45649 | 069-45649 | Becton Dickinson and Co Primary Care Diagnostics D | SERO-FUGE 2001 |  | A579004 | TMC-Sarofim 3-Blood Bank | MHHS-TMC |  |  |  | 069-45649 | 069-45649 | TMC | MHHS-TMC | TMC-Sarofim 3-Blood Bank | Blood bank | 12/1/19 |  | 12/1/20 |  | CENTRIFUGES |  | CENTRIFUGEHEMATOCRIT-BD Diag-ClayAdamSerofuge2001 |  |  |  |  | CENTRIFUGEHEMATOCRIT-BD Diag-ClayAdamSerofuge2001 | BD | [7 empty] | Covered PM Repair - Biomedical | MHHS-TMC
NO | YES |  |  |  | 069-48064 | 069-48064 | Becton Dickinson and Co Primary Care Diagnostics D | SERO-FUGE 2001 |  | A579003 | TMC-Sarofim 3-Blood Bank | MHHS-TMC |  |  |  | 069-48064 | 069-48064 | TMC | MHHS-TMC | TMC-Sarofim 3-Blood Bank | Blood bank | 12/1/19 |  | 3/1/20 |  | CENTRIFUGES |  | CENTRIFUGEHEMATOCRIT-BD Diag-ClayAdamSerofuge2001 |  |  |  |  | CENTRIFUGEHEMATOCRIT-BD Diag-ClayAdamSerofuge2001 | BD | [7 empty] | Covered PM Repair - Biomedical | MHHS-TMC
NO | YES |  |  |  | 069-48066 | 069-48066 | Becton Dickinson and Co Primary Care Diagnostics D | SERO-FUGE 2001 |  | A579016 | (null) | MHHS-TMC |  |  |  | 069-48066 | 069-48066 | (null) | MHHS-TMC | (null) | (null) |  |  |  | (null) | CENTRIFUGES |  | CENTRIFUGEHEMATOCRIT-BD Diag-ClayAdamSerofuge2001 |  |  |  |  | CENTRIFUGEHEMATOCRIT-BD Diag-ClayAdamSerofuge2001 | BD |  | (null) |  |  |  | (null) |  | Covered PM Repair - Biomedical | MHHS-TMC
NO | YES |  |  |  | 069-48067 | 069-48067 | Becton Dickinson and Co Primary Care Diagnostics D | SERO-FUGE 2001 |  | A579014 | Peds Blood Bank | MHHS-TMC |  |  |  | 069-48067 | 069-48067 | TMC | Memorial Hermann Texas Medical Center | Peds Blood Bank | Blood Bank |  |  |  |  | CENTRIFUGES |  | CENTRIFUGEHEMATOCRIT-BD Diag-ClayAdamSerofuge2001 |  |  |  |  | CENTRIFUGEHEMATOCRIT-BD Diag-ClayAdamSerofuge2001 | BD | [7 empty] | Covered PM Repair - Biomedical | MHHS-TMC
NO | NO |  |  |  | 041-34399 |  | Becton Dickinson and Co Primary Care Diagnostics D | SERO-FUGE 2001 |  |  | MEMORIAL CITY - LABORATORY - BLOOD BANK | MHHS-Mem City |  |  |  | 041-34399 |  | West & Memorial City |  | MEMORIAL CITY - LABORATORY - BLOOD BANK | [5 empty] | CENTRIFUGES |  | CENTRIFUGEHEMATOCRIT-BD Diag-ClayAdamSerofuge2001 |  |  |  |  | CENTRIFUGEHEMATOCRIT-BD Diag-ClayAdamSerofuge2001 | BD | [7 empty] | Covered PM Repair - Biomedical | MHHS-Mem City
NO | NO |  |  |  | 129-02556 |  | Becton Dickinson and Co Primary Care Diagnostics D | SERO-FUGE 2001 |  |  | SUGAR LAND - LABORATORY - BLOOD BANK | MHHS-Sugarland |  |  |  | 129-02556 |  | Sugar Land |  | SUGAR LAND - LABORATORY - BLOOD BANK | [5 empty] | CENTRIFUGES |  | CENTRIFUGEHEMATOCRIT-BD Diag-ClayAdamSerofuge2001 |  |  |  |  | CENTRIFUGEHEMATOCRIT-BD Diag-ClayAdamSerofuge2001 | BD | [7 empty] | Covered PM Repair - Biomedical | MHHS-Sugarland
NO | YES |  |  |  |  | 041-13243 | Becton Dickinson and Co Primary Care Diagnostics D | SERO-FUGE 2002 |  |  | MEMORIAL CITY - Lab | MHHS-Mem City |  | Centrifuge, General Purpose |  |  | 041-13243 | West | MEMORIAL CITY - MEMORIAL HERMANN HOSPITAL | MEMORIAL CITY - Lab | Blood Bank |  |  |  |  | CENTRIFUGES |  | CENTRIFUGEGENPURP-Clay Adams-Sero-Fuge 2002 | CENTRIFUGEGENPURP | Sero-Fuge 2002 |  |  |  | Clay Adams | Centrifuge, General Purpose |  |  | CENTRIFUGEGENPURP-Clay Adams-Sero-Fuge 2002 |  |  |  | Covered PM Repair - Biomedical | MHHS-Mem City
NO | YES |  |  |  | 142-06439 | 142-06439 | Becton Dickinson and Co Primary Care Diagnostics D | SERO-FUGE 2002 |  | A536030 | SC CCC-(NE)-Laboratory | MHHS-Summer Creek CCC |  | Centrifuge, General Purpose |  | 142-06439 | 142-06439 | Katy | MHHS-Others | SC CCC-(NE)-Laboratory |  | 10/1/19 | 10/1/20 |  |  | CENTRIFUGES | Centrifuge, General Purpose | CENTRIFUGEGENPURP-Clay Adams-Sero-Fuge 2002 | CENTRIFUGEGENPURP | Sero-Fuge 2002 |  |  |  | Clay Adams | Centrifuge, General Purpose |  |  | CENTRIFUGEGENPURP-Clay Adams-Sero-Fuge 2002 |  |  | CGP-A | Covered PM Repair - Biomedical | MHHS-Summer Creek CCC | [8 empty] | CENTRIFUGEGENPURP | Centrifuge, General Purpose | Clay Adams
NO | YES |  |  |  | 583-00755 | 583-00755 | Becton Dickinson and Co Primary Care Diagnostics D | SERO-FUGE 2002 |  | A536029 | KT CCC-(KY)-Laboratory | MHHS-South Katy CCC |  | Centrifuge, General Purpose |  | 583-00755 | 583-00755 | Katy | MHHS-Others | KT CCC-(KY)-Laboratory | Lab |  |  |  |  | CENTRIFUGES | Centrifuge, General Purpose | CENTRIFUGEGENPURP-Clay Adams-Sero-Fuge 2002 | CENTRIFUGEGENPURP | Sero-Fuge 2002 |  |  |  | Clay Adams | Centrifuge, General Purpose |  |  | CENTRIFUGEGENPURP-Clay Adams-Sero-Fuge 2002 |  |  | CGP-A | Covered PM Repair - Biomedical | MHHS-South Katy CCC | [8 empty] | CENTRIFUGEGENPURP | Centrifuge, General Purpose | Clay Adams
NO | NO | [5 empty] | Becton Dickinson and Co Primary Care Diagnostics D | SERO-FUGE 2002 |  |  | GH - LABORATORY - BLOOD BANK | MHHS-Greater Heights |  | Centrifuge, General Purpose |  |  |  | Central & Greater Heights |  | GH - LABORATORY - BLOOD BANK | [5 empty] | CENTRIFUGES |  | CENTRIFUGEGENPURP-Clay Adams-Sero-Fuge 2002 | CENTRIFUGEGENPURP | Sero-Fuge 2002 |  |  |  | Clay Adams | Centrifuge, General Purpose |  |  | CENTRIFUGEGENPURP-Clay Adams-Sero-Fuge 2002 |  |  |  | Not Covered Vendor Only - Biomedical | MHHS-Greater Heights
NO | NO |  |  |  | 583-01249 |  | Becton Dickinson and Co/CLAY ADAMS |  |  |  | KT CCC - (KY) - LABORATORY | MHHS-South Katy CCC |  | Rotator, Laboratory |  | 583-01249 |  | Katy |  | KT CCC - (KY) - LABORATORY | [5 empty] | MIXERS, CLINICAL LABORATORY |  | ROTATORLAB-BD Diag-51 | ROTATORLAB |  |  |  |  | BD | Rotator, Laboratory |  | ROTATORLAB-BD Diag-51 |  |  |  |  | Covered PM Repair - Biomedical | MHHS-South Katy CCC
NO | NO |  |  |  | 129-06272 |  | Becton Dickinson and Co/CLAY ADAMS |  |  |  | SP CCC - (SL) - LABORATORY | MHHS-Sienna Plantation CCC |  | Rotator, Laboratory |  | 129-06272 |  | Sugar Land |  | SP CCC - (SL) - LABORATORY | [5 empty] | MIXERS, CLINICAL LABORATORY |  | ROTATORLAB-BD Diag-51 | ROTATORLAB |  |  |  |  | BD | Rotator, Laboratory |  | ROTATORLAB-BD Diag-51 |  |  |  |  | Covered PM Repair - Biomedical | MHHS-Sienna Plantation CCC
NO | YES |  |  |  | 133-31102 | 133-31102 | Becton Dickinson and Co/CLAY ADAMS | SERO-FUGE 2001 |  | A583025 | Katy-Laboratory-Blood Bank | MHHS-Katy |  |  |  | 133-31102 | 133-31102 | Katy | MHHS-Katy | Katy-Laboratory-Blood Bank | Blood bank | 1/1/20 | 7/1/20 |  |  | CENTRIFUGES | Centrifuge, Hematocrit | CENTRIFUGEHEMATOCRIT-BD Diag-ClayAdamSerofuge2001 |  |  |  |  | CENTRIFUGEHEMATOCRIT-BD Diag-ClayAdamSerofuge2001 | BD | [6 empty] | CH-Q | Covered PM Repair - Biomedical | MHHS-Katy | [8 empty] | CENTRIFUGEHEMATOCRIT | Centrifuge, Hematocrit | BD
NO | YES |  |  |  |  | 041-07610 | Becton Dickinson and Co/CLAY ADAMS | SERO-FUGE 2001 |  |  | MEMORIAL CITY - Lab | MHHS-Mem City |  |  |  |  | 041-07610 | West | MEMORIAL CITY - MEMORIAL HERMANN HOSPITAL | MEMORIAL CITY - Lab | Blood Bank |  |  |  |  | CENTRIFUGES |  | CENTRIFUGEHEMATOCRIT-BD Diag-ClayAdamSerofuge2001 |  |  |  |  | CENTRIFUGEHEMATOCRIT-BD Diag-ClayAdamSerofuge2001 | BD | [7 empty] | Covered PM Repair - Biomedical | MHHS-Mem City
NO | YES |  |  |  | 005-05572 | 005-05572 | Becton Dickinson and Co/CLAY ADAMS | SERO-FUGE 2001 |  |  | SE-Laboratory-Blood Bank | MHHS-Southeast |  |  |  | 005-05572 | 005-05572 | Southeast | MHHS-Southeast | SE-Laboratory-Blood Bank |  | 10/1/19 |  |  |  | CENTRIFUGES |  | CENTRIFUGEHEMATOCRIT-BD Diag-ClayAdamSerofuge2001 |  |  |  |  | CENTRIFUGEHEMATOCRIT-BD Diag-ClayAdamSerofuge2001 | BD | [7 empty] | Covered PM Repair - Biomedical | MHHS-Southeast
NO | YES |  |  |  | 029-00352 | 029-00352 | Becton Dickinson and Co/CLAY ADAMS | SERO-FUGE 2001 |  |  | Woodlands-Laboratory-Blood Bank | MHHS-Woodlands |  |  |  | 029-00352 | 029-00352 | Woodlands | MHHS-Woodlands | Woodlands-Laboratory-Blood Bank | Lab | 1/1/20 | 3/1/20 | 7/1/20 |  | CENTRIFUGES | Centrifuge, Hematocrit | CENTRIFUGEHEMATOCRIT-BD Diag-ClayAdamSerofuge2001 |  |  |  |  | CENTRIFUGEHEMATOCRIT-BD Diag-ClayAdamSerofuge2001 | BD |  |  |  |  | 7/1/20 |  | CH-Q | Not Covered Vendor Only - Biomedical | MHHS-Woodlands | [8 empty] | CENTRIFUGEHEMATOCRIT | Centrifuge, Hematocrit | BD
YES | YES |  |  |  | 099-13647 | 099-13647 | Becton, Dickinson and Company |  |  | A538022A | SW - LABORATORY - MICROBIOLOGY |  |  |  |  | 099-13647 | 099-13647 | Southwest | Memorial Hermann Southwest Hospital | SW - LABORATORY - MICROBIOLOGY | Microbiology |  |  |  | No PM Sticker
YES | YES |  |  |  | 099-13648 | 099-13648 | Becton, Dickinson and Company |  |  | R4820023A | SW - LABORATORY - MICROBIOLOGY |  |  |  |  | 099-13648 | 099-13648 | Southwest | Memorial Hermann Southwest Hospital | SW - LABORATORY - MICROBIOLOGY | Microbiology |  |  |  | No PM Sticker
YES | YES |  |  |  | 099-13649 | 099-13649 | Becton, Dickinson and Company |  |  | A577007 | SW - LABORATORY - MICROBIOLOGY |  |  |  |  | 099-13649 | 099-13649 | Southwest | Memorial Hermann Southwest Hospital | SW - LABORATORY - MICROBIOLOGY | Microbiology |  |  |  | No PM Sticker
YES | YES |  |  |  | 129-06427 | 129-06427 | Becton, Dickinson and Company | Clay Adams Agglutination Viewer |  |  | SP CCC - (SL) - BLOOD BANK |  |  |  |  | 129-06427 | 129-06427 | Sugar Land |  | SP CCC - (SL) - BLOOD BANK |  |  |  |  | No pm
NO | YES |  |  |  | 151-05204 | 151-05204 | Becton, Dickinson and Company | ClipVac |  |  | CY-OR |  |  |  |  | 151-05204 | 151-05204 | Northwest | MHHS-Cypress | CY-OR |  | 2/1/20 | 2/1/20 |  |  |  | Electric Clippers/Razor | CLIPPERS-BD Diag-ClipVac | [23 empty] | CLIPPERS | Electric Clippers/Razor | BD
YES | YES |  |  |  | 005-33297 | 005-33297 | Becton, Dickinson and Company | ClipVac |  | 005-33297 | OR |  |  |  |  | 005-33297 | 005-33297 | Sugar Land | Memorial Hermann Sugar Land Hospital | OR | OR 6 | [5 empty] | Electric Clippers/Razor | CLIPPERS-BD Diag-ClipVac | [23 empty] | CLIPPERS | Electric Clippers/Razor | BD
YES | YES |  |  |  | 099-13651 | 099-13651 | Becton, Dickinson and Company | MicroProbe |  |  | SW - Microbiology |  |  |  |  | 099-13651 | 099-13651 | Southwest | Memorial Hermann Diagnostic Laboratory - Southwest | SW - Microbiology | Lab
YES | YES |  |  |  | 099-13650 | 099-13650 | Becton, Dickinson and Company | MicroProbe |  |  | SW - Microbiology |  |  |  |  | 099-13650 | 099-13650 | Southwest | Memorial Hermann Diagnostic Laboratory - Southwest | SW - Microbiology | Lab
YES | YES |  |  |  | 099-13627 | 099-13627 | Becton, Dickinson and Company | MicroProbe |  |  | SW - Microbiology |  |  |  |  | 099-13627 | 099-13627 | Southwest | Memorial Hermann Diagnostic Laboratory - Southwest | SW - Microbiology | Lab
NO | NO |  |  |  | CL141827 |  | BED CHECK | BASIC CHECK |  | CL141827 | SE - CENTRAL SUPPLY | MHHS-Southeast |  | Alarm, Bed |  | CL141827 |  | Southeast & Bay Area |  | SE - CENTRAL SUPPLY | [5 empty] | ALARMS, OCCUPANCY |  | ALARMBED-Stanley Healthcare Sol-Basic Check | ALARMBED | Basic Check |  |  |  | Stanley Healthcare Sol | Alarm, Bed |  |  | ALARMBED-Stanley Healthcare Sol-Basic Check |  |  |  | No Coverage Specified | MHHS-Southeast
NO | NO |  |  |  | CL141834 |  | BED CHECK | BASIC CHECK |  | CL141834 | SE - CENTRAL SUPPLY | MHHS-Southeast |  | Alarm, Bed |  | CL141834 |  | Southeast & Bay Area |  | SE - CENTRAL SUPPLY | [5 empty] | ALARMS, OCCUPANCY |  | ALARMBED-Stanley Healthcare Sol-Basic Check | ALARMBED | Basic Check |  |  |  | Stanley Healthcare Sol | Alarm, Bed |  |  | ALARMBED-Stanley Healthcare Sol-Basic Check |  |  |  | Not Covered Vendor Only - Biomedical | MHHS-Southeast
NO | NO |  |  |  | CL141386 |  | BED CHECK | BED CHECK |  | CL141386 | SE - CENTRAL SUPPLY | MHHS-Southeast |  |  |  | CL141386 |  | Southeast & Bay Area |  | SE - CENTRAL SUPPLY | [5 empty] | ALARMS, OCCUPANCY |  | ALARMBED-Stanley Healthcare Sol-Bed-Check Vr |  |  |  |  | ALARMBED-Stanley Healthcare Sol-Bed-Check Vr | [8 empty] | Not Covered Vendor Only - Biomedical | MHHS-Southeast
NO | NO |  |  |  | CL141775 |  | BED CHECK | BED CHECK |  | CL141775 | SE - CENTRAL SUPPLY | MHHS-Southeast |  |  |  | CL141775 |  | Southeast & Bay Area |  | SE - CENTRAL SUPPLY | [5 empty] | ALARMS, OCCUPANCY |  | ALARMBED-Stanley Healthcare Sol-Bed-Check Vr |  |  |  |  | ALARMBED-Stanley Healthcare Sol-Bed-Check Vr | [8 empty] | Not Covered Vendor Only - Biomedical | MHHS-Southeast
NO | NO |  |  |  | CL141778 |  | BED CHECK | BED CHECK |  | CL141778 | SE - CENTRAL SUPPLY | MHHS-Southeast |  |  |  | CL141778 |  | Southeast & Bay Area |  | SE - CENTRAL SUPPLY | [5 empty] | ALARMS, OCCUPANCY |  | ALARMBED-Stanley Healthcare Sol-Bed-Check Vr |  |  |  |  | ALARMBED-Stanley Healthcare Sol-Bed-Check Vr | [8 empty] | Not Covered Vendor Only - Biomedical | MHHS-Southeast
NO | NO |  |  |  | CL141797 |  | BED CHECK | BED CHECK |  | CL141797 | SE - CENTRAL SUPPLY | MHHS-Southeast |  |  |  | CL141797 |  | Southeast & Bay Area |  | SE - CENTRAL SUPPLY | [5 empty] | ALARMS, OCCUPANCY |  | ALARMBED-Stanley Healthcare Sol-Bed-Check Vr |  |  |  |  | ALARMBED-Stanley Healthcare Sol-Bed-Check Vr | [8 empty] | Not Covered Vendor Only - Biomedical | MHHS-Southeast
NO | NO |  |  |  | CL141799 |  | BED CHECK | BED CHECK |  | CL141799 | SE - CENTRAL SUPPLY | MHHS-Southeast |  |  |  | CL141799 |  | Southeast & Bay Area |  | SE - CENTRAL SUPPLY | [5 empty] | ALARMS, OCCUPANCY |  | ALARMBED-Stanley Healthcare Sol-Bed-Check Vr |  |  |  |  | ALARMBED-Stanley Healthcare Sol-Bed-Check Vr | [8 empty] | Not Covered Vendor Only - Biomedical | MHHS-Southeast
NO | NO |  |  |  | CL141800 |  | BED CHECK | BED CHECK |  | CL141800 | SE - CENTRAL SUPPLY | MHHS-Southeast |  |  |  | CL141800 |  | Southeast & Bay Area |  | SE - CENTRAL SUPPLY | [5 empty] | ALARMS, OCCUPANCY |  | ALARMBED-Stanley Healthcare Sol-Bed-Check Vr |  |  |  |  | ALARMBED-Stanley Healthcare Sol-Bed-Check Vr | [8 empty] | Not Covered Vendor Only - Biomedical | MHHS-Southeast
NO | NO |  |  |  | CL141803 |  | BED CHECK | BED CHECK |  | CL141803 | SE - CENTRAL SUPPLY | MHHS-Southeast |  |  |  | CL141803 |  | Southeast & Bay Area |  | SE - CENTRAL SUPPLY | [5 empty] | ALARMS, OCCUPANCY |  | ALARMBED-Stanley Healthcare Sol-Bed-Check Vr |  |  |  |  | ALARMBED-Stanley Healthcare Sol-Bed-Check Vr | [8 empty] | Not Covered Vendor Only - Biomedical | MHHS-Southeast
NO | NO |  |  |  | CL141814 |  | BED CHECK | BED CHECK |  | CL141814 | SE - CENTRAL SUPPLY | MHHS-Southeast |  |  |  | CL141814 |  | Southeast & Bay Area |  | SE - CENTRAL SUPPLY | [5 empty] | ALARMS, OCCUPANCY |  | ALARMBED-Stanley Healthcare Sol-Bed-Check Vr |  |  |  |  | ALARMBED-Stanley Healthcare Sol-Bed-Check Vr | [8 empty] | Not Covered Vendor Only - Biomedical | MHHS-Southeast
NO | NO |  |  |  | CL141815 |  | BED CHECK | BED CHECK |  | CL141815 | SE - CENTRAL SUPPLY | MHHS-Southeast |  |  |  | CL141815 |  | Southeast & Bay Area |  | SE - CENTRAL SUPPLY | [5 empty] | ALARMS, OCCUPANCY |  | ALARMBED-Stanley Healthcare Sol-Bed-Check Vr |  |  |  |  | ALARMBED-Stanley Healthcare Sol-Bed-Check Vr | [8 empty] | Not Covered Vendor Only - Biomedical | MHHS-Southeast
NO | NO |  |  |  | CL141816 |  | BED CHECK | BED CHECK |  | CL141816 | SE - CENTRAL SUPPLY | MHHS-Southeast |  |  |  | CL141816 |  | Southeast & Bay Area |  | SE - CENTRAL SUPPLY | [5 empty] | ALARMS, OCCUPANCY |  | ALARMBED-Stanley Healthcare Sol-Bed-Check Vr |  |  |  |  | ALARMBED-Stanley Healthcare Sol-Bed-Check Vr | [8 empty] | Not Covered Vendor Only - Biomedical | MHHS-Southeast
NO | NO |  |  |  | CL141817 |  | BED CHECK | BED CHECK |  | CL141817 | SE - CENTRAL SUPPLY | MHHS-Southeast |  |  |  | CL141817 |  | Southeast & Bay Area |  | SE - CENTRAL SUPPLY | [5 empty] | ALARMS, OCCUPANCY |  | ALARMBED-Stanley Healthcare Sol-Bed-Check Vr |  |  |  |  | ALARMBED-Stanley Healthcare Sol-Bed-Check Vr | [8 empty] | Not Covered Vendor Only - Biomedical | MHHS-Southeast
NO | NO |  |  |  | CL141818 |  | BED CHECK | BED CHECK |  | CL141818 | SE - CENTRAL SUPPLY | MHHS-Southeast |  |  |  | CL141818 |  | Southeast & Bay Area |  | SE - CENTRAL SUPPLY | [5 empty] | ALARMS, OCCUPANCY |  | ALARMBED-Stanley Healthcare Sol-Bed-Check Vr |  |  |  |  | ALARMBED-Stanley Healthcare Sol-Bed-Check Vr | [8 empty] | Not Covered Vendor Only - Biomedical | MHHS-Southeast
NO | NO |  |  |  | CL141819 |  | BED CHECK | BED CHECK |  | CL141819 | SE - CENTRAL SUPPLY | MHHS-Southeast |  |  |  | CL141819 |  | Southeast & Bay Area |  | SE - CENTRAL SUPPLY | [5 empty] | ALARMS, OCCUPANCY |  | ALARMBED-Stanley Healthcare Sol-Bed-Check Vr |  |  |  |  | ALARMBED-Stanley Healthcare Sol-Bed-Check Vr | [8 empty] | Not Covered Vendor Only - Biomedical | MHHS-Southeast
NO | NO |  |  |  | CL141820 |  | BED CHECK | BED CHECK |  | CL141820 | SE - CENTRAL SUPPLY | MHHS-Southeast |  |  |  | CL141820 |  | Southeast & Bay Area |  | SE - CENTRAL SUPPLY | [5 empty] | ALARMS, OCCUPANCY |  | ALARMBED-Stanley Healthcare Sol-Bed-Check Vr |  |  |  |  | ALARMBED-Stanley Healthcare Sol-Bed-Check Vr | [8 empty] | Not Covered Vendor Only - Biomedical | MHHS-Southeast
NO | NO |  |  |  | CL141821 |  | BED CHECK | BED CHECK |  | CL141821 | SE - CENTRAL SUPPLY | MHHS-Southeast |  |  |  | CL141821 |  | Southeast & Bay Area |  | SE - CENTRAL SUPPLY | [5 empty] | ALARMS, OCCUPANCY |  | ALARMBED-Stanley Healthcare Sol-Bed-Check Vr |  |  |  |  | ALARMBED-Stanley Healthcare Sol-Bed-Check Vr | [8 empty] | Not Covered Vendor Only - Biomedical | MHHS-Southeast
NO | NO |  |  |  | CL141822 |  | BED CHECK | BED CHECK |  | CL141822 | SE - CENTRAL SUPPLY | MHHS-Southeast |  |  |  | CL141822 |  | Southeast & Bay Area |  | SE - CENTRAL SUPPLY | [5 empty] | ALARMS, OCCUPANCY |  | ALARMBED-Stanley Healthcare Sol-Bed-Check Vr |  |  |  |  | ALARMBED-Stanley Healthcare Sol-Bed-Check Vr | [8 empty] | Not Covered Vendor Only - Biomedical | MHHS-Southeast
NO | NO |  |  |  | CL141823 |  | BED CHECK | BED CHECK |  | CL141823 | SE - CENTRAL SUPPLY | MHHS-Southeast |  |  |  | CL141823 |  | Southeast & Bay Area |  | SE - CENTRAL SUPPLY | [5 empty] | ALARMS, OCCUPANCY |  | ALARMBED-Stanley Healthcare Sol-Bed-Check Vr |  |  |  |  | ALARMBED-Stanley Healthcare Sol-Bed-Check Vr | [8 empty] | Not Covered Vendor Only - Biomedical | MHHS-Southeast
NO | NO |  |  |  | CL141824 |  | BED CHECK | BED CHECK |  | CL141824 | SE - CENTRAL SUPPLY | MHHS-Southeast |  |  |  | CL141824 |  | Southeast & Bay Area |  | SE - CENTRAL SUPPLY | [5 empty] | ALARMS, OCCUPANCY |  | ALARMBED-Stanley Healthcare Sol-Bed-Check Vr |  |  |  |  | ALARMBED-Stanley Healthcare Sol-Bed-Check Vr | [8 empty] | Not Covered Vendor Only - Biomedical | MHHS-Southeast
NO | NO |  |  |  | CL141825 |  | BED CHECK | BED CHECK |  | CL141825 | SE - CENTRAL SUPPLY | MHHS-Southeast |  |  |  | CL141825 |  | Southeast & Bay Area |  | SE - CENTRAL SUPPLY | [5 empty] | ALARMS, OCCUPANCY |  | ALARMBED-Stanley Healthcare Sol-Bed-Check Vr |  |  |  |  | ALARMBED-Stanley Healthcare Sol-Bed-Check Vr | [8 empty] | Not Covered Vendor Only - Biomedical | MHHS-Southeast
NO | NO |  |  |  | CL141826 |  | BED CHECK | BED CHECK |  | CL141826 | SE - CENTRAL SUPPLY | MHHS-Southeast |  |  |  | CL141826 |  | Southeast & Bay Area |  | SE - CENTRAL SUPPLY | [5 empty] | ALARMS, OCCUPANCY |  | ALARMBED-Stanley Healthcare Sol-Bed-Check Vr |  |  |  |  | ALARMBED-Stanley Healthcare Sol-Bed-Check Vr | [8 empty] | Not Covered Vendor Only - Biomedical | MHHS-Southeast
NO | NO |  |  |  | CL141828 |  | BED CHECK | BED CHECK |  | CL141828 | SE - CENTRAL SUPPLY | MHHS-Southeast |  |  |  | CL141828 |  | Southeast & Bay Area |  | SE - CENTRAL SUPPLY | [5 empty] | ALARMS, OCCUPANCY |  | ALARMBED-Stanley Healthcare Sol-Bed-Check Vr |  |  |  |  | ALARMBED-Stanley Healthcare Sol-Bed-Check Vr | [8 empty] | Not Covered Vendor Only - Biomedical | MHHS-Southeast
NO | NO |  |  |  | CL141829 |  | BED CHECK | BED CHECK |  | CL141829 | SE - CENTRAL SUPPLY | MHHS-Southeast |  |  |  | CL141829 |  | Southeast & Bay Area |  | SE - CENTRAL SUPPLY | [5 empty] | ALARMS, OCCUPANCY |  | ALARMBED-Stanley Healthcare Sol-Bed-Check Vr |  |  |  |  | ALARMBED-Stanley Healthcare Sol-Bed-Check Vr | [8 empty] | Not Covered Vendor Only - Biomedical | MHHS-Southeast
NO | NO |  |  |  | CL141830 |  | BED CHECK | BED CHECK |  | CL141830 | SE - CENTRAL SUPPLY | MHHS-Southeast |  |  |  | CL141830 |  | Southeast & Bay Area |  | SE - CENTRAL SUPPLY | [5 empty] | ALARMS, OCCUPANCY |  | ALARMBED-Stanley Healthcare Sol-Bed-Check Vr |  |  |  |  | ALARMBED-Stanley Healthcare Sol-Bed-Check Vr | [8 empty] | Not Covered Vendor Only - Biomedical | MHHS-Southeast
NO | NO |  |  |  | CL141831 |  | BED CHECK | BED CHECK |  | CL141831 | SE - CENTRAL SUPPLY | MHHS-Southeast |  |  |  | CL141831 |  | Southeast & Bay Area |  | SE - CENTRAL SUPPLY | [5 empty] | ALARMS, OCCUPANCY |  | ALARMBED-Stanley Healthcare Sol-Bed-Check Vr |  |  |  |  | ALARMBED-Stanley Healthcare Sol-Bed-Check Vr | [8 empty] | Not Covered Vendor Only - Biomedical | MHHS-Southeast
NO | NO |  |  |  | CL141832 |  | BED CHECK | BED CHECK |  | CL141832 | SE - CENTRAL SUPPLY | MHHS-Southeast |  |  |  | CL141832 |  | Southeast & Bay Area |  | SE - CENTRAL SUPPLY | [5 empty] | ALARMS, OCCUPANCY |  | ALARMBED-Stanley Healthcare Sol-Bed-Check Vr |  |  |  |  | ALARMBED-Stanley Healthcare Sol-Bed-Check Vr | [8 empty] | Not Covered Vendor Only - Biomedical | MHHS-Southeast
NO | NO |  |  |  | CL141833 |  | BED CHECK | BED CHECK |  | CL141833 | SE - CENTRAL SUPPLY | MHHS-Southeast |  |  |  | CL141833 |  | Southeast & Bay Area |  | SE - CENTRAL SUPPLY | [5 empty] | ALARMS, OCCUPANCY |  | ALARMBED-Stanley Healthcare Sol-Bed-Check Vr |  |  |  |  | ALARMBED-Stanley Healthcare Sol-Bed-Check Vr | [8 empty] | Not Covered Vendor Only - Biomedical | MHHS-Southeast
NO | NO |  |  |  | CL141835 |  | BED CHECK | BED CHECK |  | CL141835 | SE - CENTRAL SUPPLY | MHHS-Southeast |  |  |  | CL141835 |  | Southeast & Bay Area |  | SE - CENTRAL SUPPLY | [5 empty] | ALARMS, OCCUPANCY |  | ALARMBED-Stanley Healthcare Sol-Bed-Check Vr |  |  |  |  | ALARMBED-Stanley Healthcare Sol-Bed-Check Vr | [8 empty] | Not Covered Vendor Only - Biomedical | MHHS-Southeast
NO | NO |  |  |  | CL141836 |  | BED CHECK | BED CHECK |  | CL141836 | SE - CENTRAL SUPPLY | MHHS-Southeast |  |  |  | CL141836 |  | Southeast & Bay Area |  | SE - CENTRAL SUPPLY | [5 empty] | ALARMS, OCCUPANCY |  | ALARMBED-Stanley Healthcare Sol-Bed-Check Vr |  |  |  |  | ALARMBED-Stanley Healthcare Sol-Bed-Check Vr | [8 empty] | Not Covered Vendor Only - Biomedical | MHHS-Southeast
NO | NO |  |  |  | CL141837 |  | BED CHECK | BED CHECK |  | CL141837 | SE - CENTRAL SUPPLY | MHHS-Southeast |  |  |  | CL141837 |  | Southeast & Bay Area |  | SE - CENTRAL SUPPLY | [5 empty] | ALARMS, OCCUPANCY |  | ALARMBED-Stanley Healthcare Sol-Bed-Check Vr |  |  |  |  | ALARMBED-Stanley Healthcare Sol-Bed-Check Vr | [8 empty] | Not Covered Vendor Only - Biomedical | MHHS-Southeast
NO | NO |  |  |  | CL141838 |  | BED CHECK | BED CHECK |  | CL141838 | SE - CENTRAL SUPPLY | MHHS-Southeast |  |  |  | CL141838 |  | Southeast & Bay Area |  | SE - CENTRAL SUPPLY | [5 empty] | ALARMS, OCCUPANCY |  | ALARMBED-Stanley Healthcare Sol-Bed-Check Vr |  |  |  |  | ALARMBED-Stanley Healthcare Sol-Bed-Check Vr | [8 empty] | Not Covered Vendor Only - Biomedical | MHHS-Southeast
NO | NO |  |  |  | CL141839 |  | BED CHECK | BED CHECK |  | CL141839 | SE - CENTRAL SUPPLY | MHHS-Southeast |  |  |  | CL141839 |  | Southeast & Bay Area |  | SE - CENTRAL SUPPLY | [5 empty] | ALARMS, OCCUPANCY |  | ALARMBED-Stanley Healthcare Sol-Bed-Check Vr |  |  |  |  | ALARMBED-Stanley Healthcare Sol-Bed-Check Vr | [8 empty] | Not Covered Vendor Only - Biomedical | MHHS-Southeast
NO | NO |  |  |  | CL141840 |  | BED CHECK | BED CHECK |  | CL141840 | SE - CENTRAL SUPPLY | MHHS-Southeast |  |  |  | CL141840 |  | Southeast & Bay Area |  | SE - CENTRAL SUPPLY | [5 empty] | ALARMS, OCCUPANCY |  | ALARMBED-Stanley Healthcare Sol-Bed-Check Vr |  |  |  |  | ALARMBED-Stanley Healthcare Sol-Bed-Check Vr | [8 empty] | Not Covered Vendor Only - Biomedical | MHHS-Southeast
NO | NO |  |  |  | CL141841 |  | BED CHECK | BED CHECK |  | CL141841 | SE - CENTRAL SUPPLY | MHHS-Southeast |  |  |  | CL141841 |  | Southeast & Bay Area |  | SE - CENTRAL SUPPLY | [5 empty] | ALARMS, OCCUPANCY |  | ALARMBED-Stanley Healthcare Sol-Bed-Check Vr |  |  |  |  | ALARMBED-Stanley Healthcare Sol-Bed-Check Vr | [8 empty] | Not Covered Vendor Only - Biomedical | MHHS-Southeast
NO | NO |  |  |  | CL141842 |  | BED CHECK | BED CHECK |  | CL141842 | SE - CENTRAL SUPPLY | MHHS-Southeast |  |  |  | CL141842 |  | Southeast & Bay Area |  | SE - CENTRAL SUPPLY | [5 empty] | ALARMS, OCCUPANCY |  | ALARMBED-Stanley Healthcare Sol-Bed-Check Vr |  |  |  |  | ALARMBED-Stanley Healthcare Sol-Bed-Check Vr | [8 empty] | Not Covered Vendor Only - Biomedical | MHHS-Southeast
NO | NO |  |  |  | CL141843 |  | BED CHECK | BED CHECK |  | CL141843 | SE - CENTRAL SUPPLY | MHHS-Southeast |  |  |  | CL141843 |  | Southeast & Bay Area |  | SE - CENTRAL SUPPLY | [5 empty] | ALARMS, OCCUPANCY |  | ALARMBED-Stanley Healthcare Sol-Bed-Check Vr |  |  |  |  | ALARMBED-Stanley Healthcare Sol-Bed-Check Vr | [8 empty] | Not Covered Vendor Only - Biomedical | MHHS-Southeast
NO | NO |  |  |  | CL141844 |  | BED CHECK | BED CHECK |  | CL141844 | SE - CENTRAL SUPPLY | MHHS-Southeast |  |  |  | CL141844 |  | Southeast & Bay Area |  | SE - CENTRAL SUPPLY | [5 empty] | ALARMS, OCCUPANCY |  | ALARMBED-Stanley Healthcare Sol-Bed-Check Vr |  |  |  |  | ALARMBED-Stanley Healthcare Sol-Bed-Check Vr | [8 empty] | Not Covered Vendor Only - Biomedical | MHHS-Southeast
NO | NO |  |  |  | CL141845 |  | BED CHECK | BED CHECK |  | CL141845 | SE - CENTRAL SUPPLY | MHHS-Southeast |  |  |  | CL141845 |  | Southeast & Bay Area |  | SE - CENTRAL SUPPLY | [5 empty] | ALARMS, OCCUPANCY |  | ALARMBED-Stanley Healthcare Sol-Bed-Check Vr |  |  |  |  | ALARMBED-Stanley Healthcare Sol-Bed-Check Vr | [8 empty] | Not Covered Vendor Only - Biomedical | MHHS-Southeast
NO | NO |  |  |  | CL141846 |  | BED CHECK | BED CHECK |  | CL141846 | SE - CENTRAL SUPPLY | MHHS-Southeast |  |  |  | CL141846 |  | Southeast & Bay Area |  | SE - CENTRAL SUPPLY | [5 empty] | ALARMS, OCCUPANCY |  | ALARMBED-Stanley Healthcare Sol-Bed-Check Vr |  |  |  |  | ALARMBED-Stanley Healthcare Sol-Bed-Check Vr | [8 empty] | Not Covered Vendor Only - Biomedical | MHHS-Southeast
NO | NO |  |  |  | CL141847 |  | BED CHECK | BED CHECK |  | CL141847 | SE - CENTRAL SUPPLY | MHHS-Southeast |  |  |  | CL141847 |  | Southeast & Bay Area |  | SE - CENTRAL SUPPLY | [5 empty] | ALARMS, OCCUPANCY |  | ALARMBED-Stanley Healthcare Sol-Bed-Check Vr |  |  |  |  | ALARMBED-Stanley Healthcare Sol-Bed-Check Vr | [8 empty] | Not Covered Vendor Only - Biomedical | MHHS-Southeast
NO | NO |  |  |  | CL141848 |  | BED CHECK | BED CHECK |  | CL141848 | SE - CENTRAL SUPPLY | MHHS-Southeast |  |  |  | CL141848 |  | Southeast & Bay Area |  | SE - CENTRAL SUPPLY | [5 empty] | ALARMS, OCCUPANCY |  | ALARMBED-Stanley Healthcare Sol-Bed-Check Vr |  |  |  |  | ALARMBED-Stanley Healthcare Sol-Bed-Check Vr | [8 empty] | Not Covered Vendor Only - Biomedical | MHHS-Southeast
NO | NO |  |  |  | CL141849 |  | BED CHECK | BED CHECK |  | CL141849 | SE - CENTRAL SUPPLY | MHHS-Southeast |  |  |  | CL141849 |  | Southeast & Bay Area |  | SE - CENTRAL SUPPLY | [5 empty] | ALARMS, OCCUPANCY |  | ALARMBED-Stanley Healthcare Sol-Bed-Check Vr |  |  |  |  | ALARMBED-Stanley Healthcare Sol-Bed-Check Vr | [8 empty] | Not Covered Vendor Only - Biomedical | MHHS-Southeast
NO | NO |  |  |  | CL141850 |  | BED CHECK | BED CHECK |  | CL141850 | SE - CENTRAL SUPPLY | MHHS-Southeast |  |  |  | CL141850 |  | Southeast & Bay Area |  | SE - CENTRAL SUPPLY | [5 empty] | ALARMS, OCCUPANCY |  | ALARMBED-Stanley Healthcare Sol-Bed-Check Vr |  |  |  |  | ALARMBED-Stanley Healthcare Sol-Bed-Check Vr | [8 empty] | Not Covered Vendor Only - Biomedical | MHHS-Southeast
NO | NO |  |  |  | CL141851 |  | BED CHECK | BED CHECK |  | CL141851 | SE - CENTRAL SUPPLY | MHHS-Southeast |  |  |  | CL141851 |  | Southeast & Bay Area |  | SE - CENTRAL SUPPLY | [5 empty] | ALARMS, OCCUPANCY |  | ALARMBED-Stanley Healthcare Sol-Bed-Check Vr |  |  |  |  | ALARMBED-Stanley Healthcare Sol-Bed-Check Vr | [8 empty] | Not Covered Vendor Only - Biomedical | MHHS-Southeast
NO | NO |  |  |  | CL141852 |  | BED CHECK | BED CHECK |  | CL141852 | SE - CENTRAL SUPPLY | MHHS-Southeast |  |  |  | CL141852 |  | Southeast & Bay Area |  | SE - CENTRAL SUPPLY | [5 empty] | ALARMS, OCCUPANCY |  | ALARMBED-Stanley Healthcare Sol-Bed-Check Vr |  |  |  |  | ALARMBED-Stanley Healthcare Sol-Bed-Check Vr | [8 empty] | Not Covered Vendor Only - Biomedical | MHHS-Southeast
NO | NO |  |  |  | CL141853 |  | BED CHECK | BED CHECK |  | CL141853 | SE - CENTRAL SUPPLY | MHHS-Southeast |  |  |  | CL141853 |  | Southeast & Bay Area |  | SE - CENTRAL SUPPLY | [5 empty] | ALARMS, OCCUPANCY |  | ALARMBED-Stanley Healthcare Sol-Bed-Check Vr |  |  |  |  | ALARMBED-Stanley Healthcare Sol-Bed-Check Vr | [8 empty] | No Coverage Specified | MHHS-Southeast
NO | NO |  |  |  | CL141854 |  | BED CHECK | BED CHECK |  | CL141854 | SE - CENTRAL SUPPLY | MHHS-Southeast |  |  |  | CL141854 |  | Southeast & Bay Area |  | SE - CENTRAL SUPPLY | [5 empty] | ALARMS, OCCUPANCY |  | ALARMBED-Stanley Healthcare Sol-Bed-Check Vr |  |  |  |  | ALARMBED-Stanley Healthcare Sol-Bed-Check Vr | [8 empty] | No Coverage Specified | MHHS-Southeast
NO | NO |  |  |  | CL141855 |  | BED CHECK | BED CHECK |  | CL141855 | SE - CENTRAL SUPPLY | MHHS-Southeast |  |  |  | CL141855 |  | Southeast & Bay Area |  | SE - CENTRAL SUPPLY | [5 empty] | ALARMS, OCCUPANCY |  | ALARMBED-Stanley Healthcare Sol-Bed-Check Vr |  |  |  |  | ALARMBED-Stanley Healthcare Sol-Bed-Check Vr | [8 empty] | Not Covered Vendor Only - Biomedical | MHHS-Southeast
NO | NO |  |  |  | CL141856 |  | BED CHECK | BED CHECK |  | CL141856 | SE - CENTRAL SUPPLY | MHHS-Southeast |  |  |  | CL141856 |  | Southeast & Bay Area |  | SE - CENTRAL SUPPLY | [5 empty] | ALARMS, OCCUPANCY |  | ALARMBED-Stanley Healthcare Sol-Bed-Check Vr |  |  |  |  | ALARMBED-Stanley Healthcare Sol-Bed-Check Vr | [8 empty] | Not Covered Vendor Only - Biomedical | MHHS-Southeast
NO | NO |  |  |  | CL141857 |  | BED CHECK | BED CHECK |  | CL141857 | SE - CENTRAL SUPPLY | MHHS-Southeast |  |  |  | CL141857 |  | Southeast & Bay Area |  | SE - CENTRAL SUPPLY | [5 empty] | ALARMS, OCCUPANCY |  | ALARMBED-Stanley Healthcare Sol-Bed-Check Vr |  |  |  |  | ALARMBED-Stanley Healthcare Sol-Bed-Check Vr | [8 empty] | Not Covered Vendor Only - Biomedical | MHHS-Southeast
NO | NO |  |  |  | CL141858 |  | BED CHECK | BED CHECK |  | CL141858 | SE - CENTRAL SUPPLY | MHHS-Southeast |  |  |  | CL141858 |  | Southeast & Bay Area |  | SE - CENTRAL SUPPLY | [5 empty] | ALARMS, OCCUPANCY |  | ALARMBED-Stanley Healthcare Sol-Bed-Check Vr |  |  |  |  | ALARMBED-Stanley Healthcare Sol-Bed-Check Vr | [8 empty] | Not Covered Vendor Only - Biomedical | MHHS-Southeast
NO | NO |  |  |  | CL141859 |  | BED CHECK | BED CHECK |  | CL141859 | SE - CENTRAL SUPPLY | MHHS-Southeast |  |  |  | CL141859 |  | Southeast & Bay Area |  | SE - CENTRAL SUPPLY | [5 empty] | ALARMS, OCCUPANCY |  | ALARMBED-Stanley Healthcare Sol-Bed-Check Vr |  |  |  |  | ALARMBED-Stanley Healthcare Sol-Bed-Check Vr | [8 empty] | Not Covered Vendor Only - Biomedical | MHHS-Southeast
NO | NO |  |  |  | CL141860 |  | BED CHECK | BED CHECK |  | CL141860 | SE - CENTRAL SUPPLY | MHHS-Southeast |  |  |  | CL141860 |  | Southeast & Bay Area |  | SE - CENTRAL SUPPLY | [5 empty] | ALARMS, OCCUPANCY |  | ALARMBED-Stanley Healthcare Sol-Bed-Check Vr |  |  |  |  | ALARMBED-Stanley Healthcare Sol-Bed-Check Vr | [8 empty] | Not Covered Vendor Only - Biomedical | MHHS-Southeast
NO | NO |  |  |  | CL141861 |  | BED CHECK | BED CHECK |  | CL141861 | SE - CENTRAL SUPPLY | MHHS-Southeast |  |  |  | CL141861 |  | Southeast & Bay Area |  | SE - CENTRAL SUPPLY | [5 empty] | ALARMS, OCCUPANCY |  | ALARMBED-Stanley Healthcare Sol-Bed-Check Vr |  |  |  |  | ALARMBED-Stanley Healthcare Sol-Bed-Check Vr | [8 empty] | Not Covered Vendor Only - Biomedical | MHHS-Southeast
NO | NO |  |  |  | CL141862 |  | BED CHECK | BED CHECK |  | CL141862 | SE - CENTRAL SUPPLY | MHHS-Southeast |  |  |  | CL141862 |  | Southeast & Bay Area |  | SE - CENTRAL SUPPLY | [5 empty] | ALARMS, OCCUPANCY |  | ALARMBED-Stanley Healthcare Sol-Bed-Check Vr |  |  |  |  | ALARMBED-Stanley Healthcare Sol-Bed-Check Vr | [8 empty] | Not Covered Vendor Only - Biomedical | MHHS-Southeast
NO | NO |  |  |  | CL141863 |  | BED CHECK | BED CHECK |  | CL141863 | SE - CENTRAL SUPPLY | MHHS-Southeast |  |  |  | CL141863 |  | Southeast & Bay Area |  | SE - CENTRAL SUPPLY | [5 empty] | ALARMS, OCCUPANCY |  | ALARMBED-Stanley Healthcare Sol-Bed-Check Vr |  |  |  |  | ALARMBED-Stanley Healthcare Sol-Bed-Check Vr | [8 empty] | Not Covered Vendor Only - Biomedical | MHHS-Southeast
NO | NO |  |  |  | CL141866 |  | BED CHECK | BED CHECK |  | CL141866 | SE - CENTRAL SUPPLY | MHHS-Southeast |  |  |  | CL141866 |  | Southeast & Bay Area |  | SE - CENTRAL SUPPLY | [5 empty] | ALARMS, OCCUPANCY |  | ALARMBED-Stanley Healthcare Sol-Bed-Check Vr |  |  |  |  | ALARMBED-Stanley Healthcare Sol-Bed-Check Vr | [8 empty] | Not Covered Vendor Only - Biomedical | MHHS-Southeast
NO | NO |  |  |  | CL141878 |  | BED CHECK | BED CHECK |  | CL141878 | SE - CENTRAL SUPPLY | MHHS-Southeast |  |  |  | CL141878 |  | Southeast & Bay Area |  | SE - CENTRAL SUPPLY | [5 empty] | ALARMS, OCCUPANCY |  | ALARMBED-Stanley Healthcare Sol-Bed-Check Vr |  |  |  |  | ALARMBED-Stanley Healthcare Sol-Bed-Check Vr | [8 empty] | Not Covered Vendor Only - Biomedical | MHHS-Southeast
NO | NO |  |  |  | CL141883 |  | BED CHECK | BED CHECK |  | CL141883 | SE - CENTRAL SUPPLY | MHHS-Southeast |  |  |  | CL141883 |  | Southeast & Bay Area |  | SE - CENTRAL SUPPLY | [5 empty] | ALARMS, OCCUPANCY |  | ALARMBED-Stanley Healthcare Sol-Bed-Check Vr |  |  |  |  | ALARMBED-Stanley Healthcare Sol-Bed-Check Vr | [8 empty] | Not Covered Vendor Only - Biomedical | MHHS-Southeast
NO | NO |  |  |  | CL142523 |  | BED CHECK | BED CHECK |  | CL142523 | SE - CENTRAL SUPPLY | MHHS-Southeast |  |  |  | CL142523 |  | Southeast & Bay Area |  | SE - CENTRAL SUPPLY | [5 empty] | ALARMS, OCCUPANCY |  | ALARMBED-Stanley Healthcare Sol-Bed-Check Vr |  |  |  |  | ALARMBED-Stanley Healthcare Sol-Bed-Check Vr | [8 empty] | Not Covered Vendor Only - Biomedical | MHHS-Southeast
NO | NO |  |  |  | CL142525 |  | BED CHECK | BED CHECK |  | CL142525 | SE - CENTRAL SUPPLY | MHHS-Southeast |  |  |  | CL142525 |  | Southeast & Bay Area |  | SE - CENTRAL SUPPLY | [5 empty] | ALARMS, OCCUPANCY |  | ALARMBED-Stanley Healthcare Sol-Bed-Check Vr |  |  |  |  | ALARMBED-Stanley Healthcare Sol-Bed-Check Vr | [8 empty] | Not Covered Vendor Only - Biomedical | MHHS-Southeast
NO | NO |  |  |  | CL142527 |  | BED CHECK | BED CHECK |  | CL142527 | SE - CENTRAL SUPPLY | MHHS-Southeast |  |  |  | CL142527 |  | Southeast & Bay Area |  | SE - CENTRAL SUPPLY | [5 empty] | ALARMS, OCCUPANCY |  | ALARMBED-Stanley Healthcare Sol-Bed-Check Vr |  |  |  |  | ALARMBED-Stanley Healthcare Sol-Bed-Check Vr | [8 empty] | Not Covered Vendor Only - Biomedical | MHHS-Southeast
NO | NO |  |  |  | CL142528 |  | BED CHECK | BED CHECK |  | CL142528 | SE - CENTRAL SUPPLY | MHHS-Southeast |  |  |  | CL142528 |  | Southeast & Bay Area |  | SE - CENTRAL SUPPLY | [5 empty] | ALARMS, OCCUPANCY |  | ALARMBED-Stanley Healthcare Sol-Bed-Check Vr |  |  |  |  | ALARMBED-Stanley Healthcare Sol-Bed-Check Vr | [8 empty] | Not Covered Vendor Only - Biomedical | MHHS-Southeast
NO | NO |  |  |  | CL142532 |  | BED CHECK | BED CHECK |  | CL142532 | SE - CENTRAL SUPPLY | MHHS-Southeast |  |  |  | CL142532 |  | Southeast & Bay Area |  | SE - CENTRAL SUPPLY | [5 empty] | ALARMS, OCCUPANCY |  | ALARMBED-Stanley Healthcare Sol-Bed-Check Vr |  |  |  |  | ALARMBED-Stanley Healthcare Sol-Bed-Check Vr | [8 empty] | Not Covered Vendor Only - Biomedical | MHHS-Southeast
NO | NO |  |  |  | CL142533 |  | BED CHECK | BED CHECK |  | CL142533 | SE - CENTRAL SUPPLY | MHHS-Southeast |  |  |  | CL142533 |  | Southeast & Bay Area |  | SE - CENTRAL SUPPLY | [5 empty] | ALARMS, OCCUPANCY |  | ALARMBED-Stanley Healthcare Sol-Bed-Check Vr |  |  |  |  | ALARMBED-Stanley Healthcare Sol-Bed-Check Vr | [8 empty] | Not Covered Vendor Only - Biomedical | MHHS-Southeast
NO | NO |  |  |  | CL142534 |  | BED CHECK | BED CHECK |  | CL142534 | SE - CENTRAL SUPPLY | MHHS-Southeast |  |  |  | CL142534 |  | Southeast & Bay Area |  | SE - CENTRAL SUPPLY | [5 empty] | ALARMS, OCCUPANCY |  | ALARMBED-Stanley Healthcare Sol-Bed-Check Vr |  |  |  |  | ALARMBED-Stanley Healthcare Sol-Bed-Check Vr | [8 empty] | Not Covered Vendor Only - Biomedical | MHHS-Southeast
NO | NO |  |  |  | CL142536 |  | BED CHECK | BED CHECK |  | CL142536 | SE - CENTRAL SUPPLY | MHHS-Southeast |  |  |  | CL142536 |  | Southeast & Bay Area |  | SE - CENTRAL SUPPLY | [5 empty] | ALARMS, OCCUPANCY |  | ALARMBED-Stanley Healthcare Sol-Bed-Check Vr |  |  |  |  | ALARMBED-Stanley Healthcare Sol-Bed-Check Vr | [8 empty] | Not Covered Vendor Only - Biomedical | MHHS-Southeast
NO | NO |  |  |  | CL142537 |  | BED CHECK | BED CHECK |  | CL142537 | SE - CENTRAL SUPPLY | MHHS-Southeast |  |  |  | CL142537 |  | Southeast & Bay Area |  | SE - CENTRAL SUPPLY | [5 empty] | ALARMS, OCCUPANCY |  | ALARMBED-Stanley Healthcare Sol-Bed-Check Vr |  |  |  |  | ALARMBED-Stanley Healthcare Sol-Bed-Check Vr | [8 empty] | Not Covered Vendor Only - Biomedical | MHHS-Southeast
NO | NO |  |  |  | CL142538 |  | BED CHECK | BED CHECK |  | CL142538 | SE - CENTRAL SUPPLY | MHHS-Southeast |  |  |  | CL142538 |  | Southeast & Bay Area |  | SE - CENTRAL SUPPLY | [5 empty] | ALARMS, OCCUPANCY |  | ALARMBED-Stanley Healthcare Sol-Bed-Check Vr |  |  |  |  | ALARMBED-Stanley Healthcare Sol-Bed-Check Vr | [8 empty] | Not Covered Vendor Only - Biomedical | MHHS-Southeast
NO | NO |  |  |  | CL142539 |  | BED CHECK | BED CHECK |  | CL142539 | SE - CENTRAL SUPPLY | MHHS-Southeast |  |  |  | CL142539 |  | Southeast & Bay Area |  | SE - CENTRAL SUPPLY | [5 empty] | ALARMS, OCCUPANCY |  | ALARMBED-Stanley Healthcare Sol-Bed-Check Vr |  |  |  |  | ALARMBED-Stanley Healthcare Sol-Bed-Check Vr | [8 empty] | Not Covered Vendor Only - Biomedical | MHHS-Southeast
NO | NO |  |  |  | CL142540 |  | BED CHECK | BED CHECK |  | CL142540 | SE - CENTRAL SUPPLY | MHHS-Southeast |  |  |  | CL142540 |  | Southeast & Bay Area |  | SE - CENTRAL SUPPLY | [5 empty] | ALARMS, OCCUPANCY |  | ALARMBED-Stanley Healthcare Sol-Bed-Check Vr |  |  |  |  | ALARMBED-Stanley Healthcare Sol-Bed-Check Vr | [8 empty] | Not Covered Vendor Only - Biomedical | MHHS-Southeast
NO | NO |  |  |  | CL142541 |  | BED CHECK | BED CHECK |  | CL142541 | SE - CENTRAL SUPPLY | MHHS-Southeast |  |  |  | CL142541 |  | Southeast & Bay Area |  | SE - CENTRAL SUPPLY | [5 empty] | ALARMS, OCCUPANCY |  | ALARMBED-Stanley Healthcare Sol-Bed-Check Vr |  |  |  |  | ALARMBED-Stanley Healthcare Sol-Bed-Check Vr | [8 empty] | Not Covered Vendor Only - Biomedical | MHHS-Southeast
NO | NO |  |  |  | CL142542 |  | BED CHECK | BED CHECK |  | CL142542 | SE - CENTRAL SUPPLY | MHHS-Southeast |  |  |  | CL142542 |  | Southeast & Bay Area |  | SE - CENTRAL SUPPLY | [5 empty] | ALARMS, OCCUPANCY |  | ALARMBED-Stanley Healthcare Sol-Bed-Check Vr |  |  |  |  | ALARMBED-Stanley Healthcare Sol-Bed-Check Vr | [8 empty] | Not Covered Vendor Only - Biomedical | MHHS-Southeast
NO | NO |  |  |  | CL142543 |  | BED CHECK | BED CHECK |  | CL142543 | SE - CENTRAL SUPPLY | MHHS-Southeast |  |  |  | CL142543 |  | Southeast & Bay Area |  | SE - CENTRAL SUPPLY | [5 empty] | ALARMS, OCCUPANCY |  | ALARMBED-Stanley Healthcare Sol-Bed-Check Vr |  |  |  |  | ALARMBED-Stanley Healthcare Sol-Bed-Check Vr | [8 empty] | Not Covered Vendor Only - Biomedical | MHHS-Southeast
YES | YES |  |  |  | 099-12644 | 099-12644 | Bed Check | Classic Check |  | CL124972 | Cullen 5 |  |  |  |  | 099-12644 | 099-12644 | TMC | Memorial Hermann-Texas Medical Center | Cullen 5 | Nurses Station | 3/1/20
YES | YES |  |  |  | 099-10299 | 099-10299 | Bed Check | Model VR |  |  | Floor 5 |  |  |  |  | 099-10299 | 099-10299 | Southwest | Memorial Hermann Southwest Hospital | Floor 5 | Floor 5
YES | YES |  |  |  | 099-10321 | 099-10321 | Bed Check | Model VR |  |  | Floor 5 |  |  |  |  | 099-10321 | 099-10321 | Southwest | Memorial Hermann Southwest Hospital | Floor 5 | Floor 5
YES | YES |  |  |  | 099-10327 | 099-10327 | Bed Check | Model VR |  |  | Floor 5 |  |  |  |  | 099-10327 | 099-10327 | Southwest | Memorial Hermann Southwest Hospital | Floor 5 | Floor 5
YES | YES |  |  |  | 099-10328 | 099-10328 | Bed Check | Model VR |  |  | Floor 5 |  |  |  |  | 099-10328 | 099-10328 | Southwest | Memorial Hermann Southwest Hospital | Floor 5 | Floor 5
YES | YES |  |  |  | 099-10336 | 099-10336 | Bed Check | Model VR |  |  | Floor 5 |  |  |  |  | 099-10336 | 099-10336 | Southwest | Memorial Hermann Southwest Hospital | Floor 5 | Floor 5
YES | YES |  |  |  | 099-10339 | 099-10339 | Bed Check | Model VR |  |  | Floor 5 |  |  |  |  | 099-10339 | 099-10339 | Southwest | Memorial Hermann Southwest Hospital | Floor 5 | Floor 5
YES | YES |  |  |  | 099-10342 | 099-10342 | Bed Check | Model VR |  |  | Floor 5 |  |  |  |  | 099-10342 | 099-10342 | Southwest | Memorial Hermann Southwest Hospital | Floor 5 | Floor 5
YES | YES |  |  |  | 099-10343 | 099-10343 | Bed Check | Model VR |  |  | Floor 5 |  |  |  |  | 099-10343 | 099-10343 | Southwest | Memorial Hermann Southwest Hospital | Floor 5 | Floor 5
NO | NO |  |  |  | 013-37809 |  | BED CHECK | VR |  | V116582 | SW - CENTRAL SUPPLY | MHHS-Southwest |  | Alarm, Bed |  | 013-37809 |  | Southwest |  | SW - CENTRAL SUPPLY | [5 empty] | ALARMS, OCCUPANCY |  | ALARMBED-Stanley Healthcare Sol-VR | ALARMBED | VR |  |  |  | Stanley Healthcare Sol | Alarm, Bed |  |  | ALARMBED-Stanley Healthcare Sol-VR |  |  |  | Covered PM Repair - Biomedical | MHHS-Southwest
NO | NO |  |  |  | 013-37810 |  | BED CHECK | VR |  | V116673 | SW - CENTRAL SUPPLY | MHHS-Southwest |  | Alarm, Bed |  | 013-37810 |  | Southwest |  | SW - CENTRAL SUPPLY | [5 empty] | ALARMS, OCCUPANCY |  | ALARMBED-Stanley Healthcare Sol-VR | ALARMBED | VR |  |  |  | Stanley Healthcare Sol | Alarm, Bed |  |  | ALARMBED-Stanley Healthcare Sol-VR |  |  |  | Covered PM Repair - Biomedical | MHHS-Southwest
NO | NO |  |  |  | 013-37811 |  | BED CHECK | VR |  | V123242 | SW - CENTRAL SUPPLY | MHHS-Southwest |  | Alarm, Bed |  | 013-37811 |  | Southwest |  | SW - CENTRAL SUPPLY | [5 empty] | ALARMS, OCCUPANCY |  | ALARMBED-Stanley Healthcare Sol-VR | ALARMBED | VR |  |  |  | Stanley Healthcare Sol | Alarm, Bed |  |  | ALARMBED-Stanley Healthcare Sol-VR |  |  |  | Not Covered Vendor Only - Lab Ana/Anes | MHHS-Southwest
NO | NO |  |  |  | 013-37812 |  | BED CHECK | VR |  | V114635 | SW - CENTRAL SUPPLY | MHHS-Southwest |  | Alarm, Bed |  | 013-37812 |  | Southwest |  | SW - CENTRAL SUPPLY | [5 empty] | ALARMS, OCCUPANCY |  | ALARMBED-Stanley Healthcare Sol-VR | ALARMBED | VR |  |  |  | Stanley Healthcare Sol | Alarm, Bed |  |  | ALARMBED-Stanley Healthcare Sol-VR |  |  |  | Covered PM Repair - Biomedical | MHHS-Southwest
NO | NO |  |  |  | 013-37813 |  | BED CHECK | VR |  | V118397 | SW - CENTRAL SUPPLY | MHHS-Southwest |  | Alarm, Bed |  | 013-37813 |  | Southwest |  | SW - CENTRAL SUPPLY | [5 empty] | ALARMS, OCCUPANCY |  | ALARMBED-Stanley Healthcare Sol-VR | ALARMBED | VR |  |  |  | Stanley Healthcare Sol | Alarm, Bed |  |  | ALARMBED-Stanley Healthcare Sol-VR |  |  |  | Covered PM Repair - Biomedical | MHHS-Southwest
NO | NO |  |  |  | 013-37814 |  | BED CHECK | VR |  | V116671 | SW - CENTRAL SUPPLY | MHHS-Southwest |  | Alarm, Bed |  | 013-37814 |  | Southwest |  | SW - CENTRAL SUPPLY | [5 empty] | ALARMS, OCCUPANCY |  | ALARMBED-Stanley Healthcare Sol-VR | ALARMBED | VR |  |  |  | Stanley Healthcare Sol | Alarm, Bed |  |  | ALARMBED-Stanley Healthcare Sol-VR |  |  |  | Not Covered Vendor Only - Lab Ana/Anes | MHHS-Southwest
NO | NO |  |  |  | 013-37815 |  | BED CHECK | VR |  | V116487 | SW - CENTRAL SUPPLY | MHHS-Southwest |  | Alarm, Bed |  | 013-37815 |  | Southwest |  | SW - CENTRAL SUPPLY | [5 empty] | ALARMS, OCCUPANCY |  | ALARMBED-Stanley Healthcare Sol-VR | ALARMBED | VR |  |  |  | Stanley Healthcare Sol | Alarm, Bed |  |  | ALARMBED-Stanley Healthcare Sol-VR |  |  |  | Covered PM Repair - Biomedical | MHHS-Southwest
NO | NO |  |  |  | 013-37816 |  | BED CHECK | VR |  | V116587 | SW - CENTRAL SUPPLY | MHHS-Southwest |  | Alarm, Bed |  | 013-37816 |  | Southwest |  | SW - CENTRAL SUPPLY | [5 empty] | ALARMS, OCCUPANCY |  | ALARMBED-Stanley Healthcare Sol-VR | ALARMBED | VR |  |  |  | Stanley Healthcare Sol | Alarm, Bed |  |  | ALARMBED-Stanley Healthcare Sol-VR |  |  |  | Covered PM Repair - Biomedical | MHHS-Southwest
YES | YES |  |  |  | 142-09078 | 142-09078 | Bed-Check | Chair-Check 2 |  | C092377 | SUGAR LAND - TELEMETRY |  |  |  |  | 142-09078 | 142-09078 | Sugar Land |  | SUGAR LAND - TELEMETRY |  |  |  |  | No pm
YES | YES |  |  |  | 099-06494 | 099-06494 | Bed-Check | Classic check |  | CL113839 | SE- Central Supply |  |  |  |  | 099-06494 | 099-06494 | Southeast | Memorial Hermann Southeast Hospital | SE- Central Supply | Family Life RM 412
YES | YES |  |  |  | 099-06681 | 099-06681 | Bed-Check | Classic-check |  | CL113837 | SE-Labor and delivery |  |  |  |  | 099-06681 | 099-06681 | Southeast | Memorial Hermann Southeast Hospital | SE-Labor and delivery | [7 empty] | ALARMBED-Stanley Healthcare Sol-Classic-Check
YES | YES |  |  |  | 013-35155 | 013-35155 | Bed-Check | Midel Vr |  |  | ER |  |  |  |  | 013-35155 | 013-35155 | Southwest | Memorial Hermann Southwest Hospital | ER | Nurse Station C | 3/1/20 |  |  | No PM sticker
YES | YES | [5 empty] | Bed-Check | Model VR |  | 013-35114 | ER | [6 empty] | Southwest | Memorial Hermann Southwest Hospital | ER | Nurse station C |  |  |  | No Pm sticker
YES | YES |  |  |  | 041-33923 | 041-33923 | Befour | MX308 |  | 1908DMX380484 | MEMORIAL CITY - CATH LAB |  |  |  |  | 041-33923 | 041-33923 | West | Heart Vascular Institute Memorial Hermann | MEMORIAL CITY - CATH LAB | Hallway |  |  |  | No PM sticker
NO | YES | Asset Tag 069-34902 |  |  | 069-34902 | 069-34902 | BEFOUR INC. | PS8060 |  | 1105CRS870149 | TMC-Plaza-Cancer Center (Ste 2900) | MHHS-TMC |  |  |  | 069-34902 | 069-34902 | TMC | MHHS-TMC | TMC-Plaza-Cancer Center (Ste 2900) | Nursing | 3/1/20 |  | 3/1/21 |  | SCALES, PATIENT |  | .needs class | [5 empty] | Befour Inc | [7 empty] | Covered PM Repair - Biomedical | MHHS-TMC
NO | YES |  |  |  | 142-05619 | 142-05619 | BEFOUR INC. | SCAL31MC |  | 120931MC1810 | MH MG-(NE)-Summer Creek CCC | MHHS-MG |  |  |  | 142-05619 | 142-05619 | Katy | MHHS-MG | MH MG-(NE)-Summer Creek CCC | Nurses Station | 7/1/18 |  |  |  | SCALES, PATIENT |  | .needs class | [5 empty] | Befour Inc |  |  |  |  | 6/5/18 |  |  | Covered PM Repair - Biomedical | MHHS-MG
NO | YES | [5 empty] | BEFOUR INC. | SCAL45MC |  | 120946MC0007 | SC CCC-(NE)-Emergency Room | MHHS-Summer Creek CCC | [5 empty] | Katy | MHHS-Others | SC CCC-(NE)-Emergency Room |  | 7/1/18 | 7/1/19 |  |  | SCALES, PATIENT |  | .needs class | [5 empty] | Befour Inc |  |  |  |  | 6/5/18 |  |  | Covered PM Repair - Biomedical | MHHS-Summer Creek CCC
NO | YES |  |  |  | 241-02435 | 241-02435 | Beiersdorf-Jobst Inc A Beierdorf Co | SYSTEM 7500 |  | JEP44250.12D98 | SMR-(STX)-Wharton | MHHS-SMR |  | Electrosurgical Unit |  | 241-02435 | 241-02435 | South | MHHS-Others | SMR-(STX)-Wharton | Storage | 10/1/19 | 10/1/20 |  |  | CIRCULATORY ASSIST UNITS, PERIPHERAL COMPRESSION | Electrosurgical Unit | ELECTROSURGICALUNIT-Comed-System 7500 | ELECTROSURGICALUNIT | System 7500 |  |  |  | Comed | Electrosurgical Unit |  |  | ELECTROSURGICALUNIT-Comed-System 7500 |  |  | ESU-SA | Covered PM Repair - Biomedical | MHHS-SMR | [8 empty] | ELECTROSURGICALUNIT | Electrosurgical Unit | Comed
NO | NO | [5 empty] | Beijing Choice Electronics Tech Co. | MD300C15 |  |  | TIRR - OP - WEST UNIVERSITY CLINIC | MHHS-TIRR | [5 empty] | TMC |  | TIRR - OP - WEST UNIVERSITY CLINIC | [5 empty] | OXIMETERS, PULSE |  | .needs class | [5 empty] | Beijing Choice Elec Tech | [7 empty] | Covered PM Repair - Biomedical | MHHS-TIRR
NO | NO | [5 empty] | Beijing Choice Electronics Tech Co. | MD300I |  |  | KATY REHAB - INPATIENT REHAB GYM | MHHS-Katy Rehab |  | Oximeter, Pulse |  |  |  | Katy |  | KATY REHAB - INPATIENT REHAB GYM | [5 empty] | OXIMETERS, PULSE |  | OXIMETERPULSE-Beijing Choice Elec Tech-MD300I | OXIMETERPULSE | MD300I |  |  |  | Beijing Choice Elec Tech | Oximeter, Pulse |  | OXIMETERPULSE-Beijing Choice Elec Tech-MD300I |  |  |  |  | Covered PM Repair - Biomedical | MHHS-Katy Rehab
NO | NO | [5 empty] | Beijing Choice Electronics Tech Co. | MD300I |  |  | KATY REHAB - INPATIENT REHAB GYM | MHHS-Katy Rehab |  | Oximeter, Pulse |  |  |  | Katy |  | KATY REHAB - INPATIENT REHAB GYM | [5 empty] | OXIMETERS, PULSE |  | OXIMETERPULSE-Beijing Choice Elec Tech-MD300I | OXIMETERPULSE | MD300I |  |  |  | Beijing Choice Elec Tech | Oximeter, Pulse |  | OXIMETERPULSE-Beijing Choice Elec Tech-MD300I |  |  |  |  | Covered PM Repair - Biomedical | MHHS-Katy Rehab
NO | NO | [5 empty] | Beijing Choice Electronics Tech Co. | MD300I |  |  | KATY REHAB - INPATIENT REHAB GYM | MHHS-Katy Rehab |  | Oximeter, Pulse |  |  |  | Katy |  | KATY REHAB - INPATIENT REHAB GYM | [5 empty] | OXIMETERS, PULSE |  | OXIMETERPULSE-Beijing Choice Elec Tech-MD300I | OXIMETERPULSE | MD300I |  |  |  | Beijing Choice Elec Tech | Oximeter, Pulse |  | OXIMETERPULSE-Beijing Choice Elec Tech-MD300I |  |  |  |  | Covered PM Repair - Biomedical | MHHS-Katy Rehab
YES | YES |  |  |  | 099-09375 | 099-09375 | Bel-art products | Ligth Box patite |  |  | Memorial Hermann- Texas Medical Center Ribinson |  |  |  |  | 099-09375 | 099-09375 |  | TMC | Memorial Hermann- Texas Medical Center Ribinson | R1200.1 | 3/1/20 |  |  | No PM Sticker
YES | YES | Serial Number CNL |  |  | 009-33243 | 009-33243 | Belkin International Inc | SurgeMaster |  | CNL | SW - Lab |  |  |  |  | 009-33243 | 009-33243 | Southwest | Memorial Hermann Diagnostic Laboratory - Southwest Medical Plaza 1 (#756) | SW - Lab | Lab
NO | YES |  |  |  | 041-19532 | 041-19532 | Belmont | Rapid Infuser FMS2000 |  |  | Memorial City - Orthopedics Surgery |  |  |  |  | 041-19532 | 041-19532 | West | Memorial City - Memorial Hermann Hospital | Memorial City - Orthopedics Surgery | Anesthesia Workroom
YES | YES |  |  |  | 069-48916 | 069-48916 | Belmont Instrument | RI-2 | [7 empty] | 069-48916 | 069-48916
YES | YES |  |  |  | 041-19134 | 041-19134 | Belmont Instrument | RI-2 |  |  | MEMORIAL CITY MOR |  |  |  |  | 041-19134 | 041-19134 | West | Memorial Hermann Memorial City Medical Center | MEMORIAL CITY MOR | MEMORIAL CITY MOR
NO | NO |  |  |  | 069-36922 |  | Belmont Instrument Corp | BUDDY FLUID WARMER |  | 2012090428P | TMC - HERMANN - ADULT ER (1HP) | MHHS-TMC |  |  |  | 069-36922 |  | TMC |  | TMC - HERMANN - ADULT ER (1HP) | [5 empty] | WARMING UNITS, BLOOD/INTRAVENOUS SOLUTION |  | .needs class | [5 empty] | Belmont Instr | [7 empty] | Not Covered Vendor Only - Biomedical | MHHS-TMC
NO | YES |  |  |  |  | 041-14860 | Belmont Instrument Corp | FMS2000 |  | T111921 | MEMORIAL CITY - MOR | MHHS-Mem City |  | Pressure Infuser |  |  | 041-14860 | West | Memorial city -memorial herman hospital center | MEMORIAL CITY - MOR | Procedure room 2 |  |  |  |  | WARMING UNITS, BLOOD/INTRAVENOUS SOLUTION |  | PRESSUREINFUSER-Belmont Instr-FMS 2000 | PRESSUREINFUSER | FMS 2000 |  |  |  | Belmont Instr | Pressure Infuser |  |  | PRESSUREINFUSER-Belmont Instr-FMS 2000 |  |  |  | Covered PM Repair - Biomedical | MHHS-Mem City
NO | YES |  |  |  | 013-36378 | 013-36378 | Belmont Instrument Corp | FMS2000 |  |  | SW-OR | MHHS-Southwest |  | Pressure Infuser |  | 013-36378 | 013-36378 | Southwest | MHHS-Southwest | SW-OR | OR 2 | 3/1/19 |  |  |  | WARMING UNITS, BLOOD/INTRAVENOUS SOLUTION | Pressure Infuser | PRESSUREINFUSER-Belmont Instr-FMS 2000 | PRESSUREINFUSER | FMS 2000 |  |  |  | Belmont Instr | Pressure Infuser |  |  | PRESSUREINFUSER-Belmont Instr-FMS 2000 | 11/1/18 |  | PRI-A | Not Covered Vendor Only - Biomedical | MHHS-Southwest | [8 empty] | PRESSUREINFUSER | Pressure Infuser | Belmont Instr
NO | YES |  |  |  | 069-27356 | 069-27356 | Belmont Instrument Corp | FMS2000 |  |  | Biomed Shop | MHHS-TMC |  | Pressure Infuser |  | 069-27356 | 069-27356 | TMC | Memorial Hermann Sports Medicine | Biomed Shop |  | 8/1/19 |  | 3/1/20 | Retired - To be used as trade in | WARMING UNITS, BLOOD/INTRAVENOUS SOLUTION | Pressure Infuser | PRESSUREINFUSER-Belmont Instr-FMS 2000 | PRESSUREINFUSER | FMS 2000 |  |  |  | Belmont Instr | Pressure Infuser |  |  | PRESSUREINFUSER-Belmont Instr-FMS 2000 | 12/1/04 |  | PRI-A | Covered PM Repair - Biomedical | MHHS-TMC | [8 empty] | PRESSUREINFUSER | Pressure Infuser | Belmont Instr
NO | YES |  |  |  | 069-34416 | 069-34416 | Belmont Instrument Corp | FMS2000 |  | U122218 | TWC | MHHS-TMC |  | Pressure Infuser |  | 069-34416 | 069-34416 | TMC | Memorial Hermann-Texas Medical Center | TWC | Trauma ER | 8/1/20 |  | 7/1/20 |  | WARMING UNITS, BLOOD/INTRAVENOUS SOLUTION | Pressure Infuser | PRESSUREINFUSER-Belmont Instr-FMS 2000 | PRESSUREINFUSER | FMS 2000 |  |  |  | Belmont Instr | Pressure Infuser |  |  | PRESSUREINFUSER-Belmont Instr-FMS 2000 | 1/1/00 |  | PRI-A | Covered PM Repair - Biomedical | MHHS-TMC | [8 empty] | PRESSUREINFUSER | Pressure Infuser | Belmont Instr
NO | YES |  |  |  | 069-34419 | 069-34419 | Belmont Instrument Corp | FMS2000 |  | u122216 | Biomed Shop | MHHS-TMC |  | Pressure Infuser |  | 069-34419 | 069-34419 | TMC | Memorial Hermann-Texas Medical Center | Biomed Shop | Biomed Shop | 5/1/19 |  | 8/1/20 |  | WARMING UNITS, BLOOD/INTRAVENOUS SOLUTION | Pressure Infuser | PRESSUREINFUSER-Belmont Instr-FMS 2000 | PRESSUREINFUSER | FMS 2000 |  |  |  | Belmont Instr | Pressure Infuser |  |  | PRESSUREINFUSER-Belmont Instr-FMS 2000 | 4/15/16 |  | PRI-A | Covered PM Repair - Biomedical | MHHS-TMC | [8 empty] | PRESSUREINFUSER | Pressure Infuser | Belmont Instr
NO | YES |  |  |  | 069-36920 | 069-36920 | Belmont Instrument Corp | FMS2000 |  |  | PEDI OR storage | MHHS-TMC |  | Pressure Infuser |  | 069-36920 | 069-36920 | TMC | Memorial Hermann-Texas Medical Center | PEDI OR storage | Equipment room | 12/1/19 |  | 5/1/20 |  | WARMING UNITS, BLOOD/INTRAVENOUS SOLUTION |  | PRESSUREINFUSER-Belmont Instr-FMS 2000 | PRESSUREINFUSER | FMS 2000 |  |  |  | Belmont Instr | Pressure Infuser |  |  | PRESSUREINFUSER-Belmont Instr-FMS 2000 | 4/15/16 |  |  | Covered PM Repair - Biomedical | MHHS-TMC
NO | YES |  |  |  | 074-02058 | 074-02058 | Belmont Instrument Corp | FMS2000 |  |  | TMC-HVI-CCU (4Hvi) | MHHS-TMC |  | Pressure Infuser |  | 074-02058 | 074-02058 | TMC | MHHS-TMC | TMC-HVI-CCU (4Hvi) |  | 8/1/19 |  | 2/1/20 |  | WARMING UNITS, BLOOD/INTRAVENOUS SOLUTION | Pressure Infuser | PRESSUREINFUSER-Belmont Instr-FMS 2000 | PRESSUREINFUSER | FMS 2000 |  |  |  | Belmont Instr | Pressure Infuser |  |  | PRESSUREINFUSER-Belmont Instr-FMS 2000 |  |  | PRI-A | Covered PM Repair - Biomedical | MHHS-TMC | [8 empty] | PRESSUREINFUSER | Pressure Infuser | Belmont Instr
NO | NO | [5 empty] | Belmont Instrument Corp | FMS2000 |  | T111922 | MEMORIAL CITY - MOR | MHHS-Mem City |  | Pressure Infuser |  |  |  | West & Memorial City |  | MEMORIAL CITY - MOR | [5 empty] | WARMING UNITS, BLOOD/INTRAVENOUS SOLUTION |  | PRESSUREINFUSER-Belmont Instr-FMS 2000 | PRESSUREINFUSER | FMS 2000 |  |  |  | Belmont Instr | Pressure Infuser |  |  | PRESSUREINFUSER-Belmont Instr-FMS 2000 |  |  |  | Covered PM Repair - Biomedical | MHHS-Mem City
NO | NO |  |  |  | 013-36379 |  | Belmont Instrument Corp | FMS2000 |  |  | SW - LABORATORY - BLOOD WARMERS | MHHS-Southwest |  | Pressure Infuser |  | 013-36379 |  | Southwest |  | SW - LABORATORY - BLOOD WARMERS | [5 empty] | WARMING UNITS, BLOOD/INTRAVENOUS SOLUTION |  | PRESSUREINFUSER-Belmont Instr-FMS 2000 | PRESSUREINFUSER | FMS 2000 |  |  |  | Belmont Instr | Pressure Infuser |  |  | PRESSUREINFUSER-Belmont Instr-FMS 2000 |  |  |  | Not Covered Vendor Only - Rad, High End | MHHS-Southwest
NO | NO |  |  |  | 069-10875 |  | Belmont Instrument Corp | FMS2000 |  | K070065U | TMC - HERMANN - ADULT ER (1HP) | MHHS-TMC |  | Pressure Infuser |  | 069-10875 |  | TMC |  | TMC - HERMANN - ADULT ER (1HP) | [5 empty] | WARMING UNITS, BLOOD/INTRAVENOUS SOLUTION |  | PRESSUREINFUSER-Belmont Instr-FMS 2000 | PRESSUREINFUSER | FMS 2000 |  |  |  | Belmont Instr | Pressure Infuser |  |  | PRESSUREINFUSER-Belmont Instr-FMS 2000 |  |  |  | Not Covered Vendor Only - Biomedical | MHHS-TMC
NO | NO |  |  |  | 069-34417 |  | Belmont Instrument Corp | FMS2000 |  | U122214 | TMC - HERMANN - ADULT ER (1HP) | MHHS-TMC |  | Pressure Infuser |  | 069-34417 |  | TMC |  | TMC - HERMANN - ADULT ER (1HP) | [5 empty] | WARMING UNITS, BLOOD/INTRAVENOUS SOLUTION |  | PRESSUREINFUSER-Belmont Instr-FMS 2000 | PRESSUREINFUSER | FMS 2000 |  |  |  | Belmont Instr | Pressure Infuser |  |  | PRESSUREINFUSER-Belmont Instr-FMS 2000 |  |  |  | Not Covered Vendor Only - Biomedical | MHHS-TMC
NO | NO |  |  |  | 069-34418 |  | Belmont Instrument Corp | FMS2000 |  | U122213 | TMC - HERMANN - ADULT ER (1HP) | MHHS-TMC |  | Pressure Infuser |  | 069-34418 |  | TMC |  | TMC - HERMANN - ADULT ER (1HP) | [5 empty] | WARMING UNITS, BLOOD/INTRAVENOUS SOLUTION |  | PRESSUREINFUSER-Belmont Instr-FMS 2000 | PRESSUREINFUSER | FMS 2000 |  |  |  | Belmont Instr | Pressure Infuser |  |  | PRESSUREINFUSER-Belmont Instr-FMS 2000 |  |  |  | Covered PM Repair - Biomedical | MHHS-TMC
NO | NO |  |  |  | 069-34420 |  | Belmont Instrument Corp | FMS2000 |  | U122217 | TMC - HERMANN - ADULT ER (1HP) | MHHS-TMC |  | Pressure Infuser |  | 069-34420 |  | TMC |  | TMC - HERMANN - ADULT ER (1HP) | [5 empty] | WARMING UNITS, BLOOD/INTRAVENOUS SOLUTION |  | PRESSUREINFUSER-Belmont Instr-FMS 2000 | PRESSUREINFUSER | FMS 2000 |  |  |  | Belmont Instr | Pressure Infuser |  |  | PRESSUREINFUSER-Belmont Instr-FMS 2000 |  |  |  | Covered PM Repair - Biomedical | MHHS-TMC
NO | NO |  |  |  | 069-34452 |  | Belmont Instrument Corp | FMS2000 |  | U122215 | TMC - HERMANN - ADULT ER (1HP) | MHHS-TMC |  | Pressure Infuser |  | 069-34452 |  | TMC |  | TMC - HERMANN - ADULT ER (1HP) | [5 empty] | WARMING UNITS, BLOOD/INTRAVENOUS SOLUTION |  | PRESSUREINFUSER-Belmont Instr-FMS 2000 | PRESSUREINFUSER | FMS 2000 |  |  |  | Belmont Instr | Pressure Infuser |  |  | PRESSUREINFUSER-Belmont Instr-FMS 2000 |  |  |  | Covered PM Repair - Biomedical | MHHS-TMC
NO | NO |  |  |  | 074-04294 |  | Belmont Instrument Corp | FMS2000 |  |  | TMC - HVI - HEART FAILURE ICU (5HVI) | MHHS-TMC |  | Pressure Infuser |  | 074-04294 |  | TMC |  | TMC - HVI - HEART FAILURE ICU (5HVI) | [5 empty] | WARMING UNITS, BLOOD/INTRAVENOUS SOLUTION |  | PRESSUREINFUSER-Belmont Instr-FMS 2000 | PRESSUREINFUSER | FMS 2000 |  |  |  | Belmont Instr | Pressure Infuser |  |  | PRESSUREINFUSER-Belmont Instr-FMS 2000 |  |  |  | Not Covered Vendor Only - Biomedical | MHHS-TMC
NO | NO |  |  |  | 069-36678 |  | Belmont Instrument Corp | FMS2000 |  |  | TMC - JONES - TSCU (9J) | MHHS-TMC |  | Pressure Infuser |  | 069-36678 |  | TMC |  | TMC - JONES - TSCU (9J) | [5 empty] | WARMING UNITS, BLOOD/INTRAVENOUS SOLUTION |  | PRESSUREINFUSER-Belmont Instr-FMS 2000 | PRESSUREINFUSER | FMS 2000 |  |  |  | Belmont Instr | Pressure Infuser |  |  | PRESSUREINFUSER-Belmont Instr-FMS 2000 |  |  |  | Not Covered Vendor Only - Biomedical | MHHS-TMC
NO | NO |  |  |  | 069-06367 |  | Belmont Instrument Corp | FMS2000 |  | N080286 | TMC - OR - ANESTHESIA (OLD) | MHHS-TMC |  | Pressure Infuser |  | 069-06367 |  | TMC |  | TMC - OR - ANESTHESIA (OLD) | [5 empty] | WARMING UNITS, BLOOD/INTRAVENOUS SOLUTION |  | PRESSUREINFUSER-Belmont Instr-FMS 2000 | PRESSUREINFUSER | FMS 2000 |  |  |  | Belmont Instr | Pressure Infuser |  |  | PRESSUREINFUSER-Belmont Instr-FMS 2000 |  |  |  | Not Covered Vendor Only - Biomedical | MHHS-TMC
NO | NO |  |  |  | 069-19006 |  | Belmont Instrument Corp | FMS2000 |  | J060015U | TMC - OR - ANESTHESIA (OLD) | MHHS-TMC |  | Pressure Infuser |  | 069-19006 |  | TMC |  | TMC - OR - ANESTHESIA (OLD) | [5 empty] | WARMING UNITS, BLOOD/INTRAVENOUS SOLUTION |  | PRESSUREINFUSER-Belmont Instr-FMS 2000 | PRESSUREINFUSER | FMS 2000 |  |  |  | Belmont Instr | Pressure Infuser |  |  | PRESSUREINFUSER-Belmont Instr-FMS 2000 |  |  |  | Not Covered Vendor Only - Biomedical | MHHS-TMC
NO | NO |  |  |  | 069-39659 |  | Belmont Instrument Corp | FMS2000 |  |  | TMC - OR - ANESTHESIA (OLD) | MHHS-TMC |  | Pressure Infuser |  | 069-39659 |  | TMC |  | TMC - OR - ANESTHESIA (OLD) | [5 empty] | WARMING UNITS, BLOOD/INTRAVENOUS SOLUTION |  | PRESSUREINFUSER-Belmont Instr-FMS 2000 | PRESSUREINFUSER | FMS 2000 |  |  |  | Belmont Instr | Pressure Infuser |  |  | PRESSUREINFUSER-Belmont Instr-FMS 2000 |  |  |  | Not Covered Vendor Only - Biomedical | MHHS-TMC
NO | NO |  |  |  | 074-02164 |  | Belmont Instrument Corp | FMS2000 |  |  | TMC - OR - ANESTHESIA (OLD) | MHHS-TMC |  | Pressure Infuser |  | 074-02164 |  | TMC |  | TMC - OR - ANESTHESIA (OLD) | [5 empty] | WARMING UNITS, BLOOD/INTRAVENOUS SOLUTION |  | PRESSUREINFUSER-Belmont Instr-FMS 2000 | PRESSUREINFUSER | FMS 2000 |  |  |  | Belmont Instr | Pressure Infuser |  |  | PRESSUREINFUSER-Belmont Instr-FMS 2000 |  |  |  | Covered PM Repair - Biomedical | MHHS-TMC
NO | YES |  |  |  | 151-02294 | 151-02294 | Belmont Instrument Corp | RAPID INFUSER RI-2 |  |  | CY-ER | MHHS-Cypress |  |  |  | 151-02294 | 151-02294 | Northwest | MHHS-Cypress | CY-ER | Trauma 2 | 8/1/19 |  |  |  | WARMING UNITS, BLOOD/INTRAVENOUS SOLUTION |  | PUMPINFUSION-Belmont Instr-RI-2 |  |  |  |  | PUMPINFUSION-Belmont Instr-RI-2 | Belmont Instr |  |  |  |  | 12/22/13 |  |  | Covered PM Repair - Biomedical | MHHS-Cypress
NO | YES |  |  |  | 151-02228 | 151-02228 | Belmont Instrument Corp | RAPID INFUSER RI-2 |  |  | CY-Labor & Delivery | MHHS-Cypress |  |  |  | 151-02228 | 151-02228 | Northwest | MHHS-Cypress | CY-Labor & Delivery | L | 9/1/19 | 3/1/20 |  |  | WARMING UNITS, BLOOD/INTRAVENOUS SOLUTION |  | PUMPINFUSION-Belmont Instr-RI-2 |  |  |  |  | PUMPINFUSION-Belmont Instr-RI-2 | Belmont Instr |  |  |  |  | 12/20/13 |  |  | Covered PM Repair - Biomedical | MHHS-Cypress
NO | YES |  |  |  | 151-02071 | 151-02071 | Belmont Instrument Corp | RAPID INFUSER RI-2 |  |  | CY-OR | MHHS-Cypress |  |  |  | 151-02071 | 151-02071 | Northwest | MHHS-Cypress | CY-OR | Anesthesia workroom | 12/1/19 | 6/1/20 |  |  | WARMING UNITS, BLOOD/INTRAVENOUS SOLUTION |  | PUMPINFUSION-Belmont Instr-RI-2 |  |  |  |  | PUMPINFUSION-Belmont Instr-RI-2 | Belmont Instr |  |  |  |  | 12/20/13 |  |  | Covered PM Repair - Biomedical | MHHS-Cypress
NO | YES |  |  |  | 005-12117 | 005-12117 | Belmont Instrument Corp | RAPID INFUSER RI-2 |  |  | SE-OR | MHHS-Southeast |  |  |  | 005-12117 | 005-12117 | Southeast | MHHS-Southeast | SE-OR | Hallway | 1/1/20 |  | 7/1/20 |  | WARMING UNITS, BLOOD/INTRAVENOUS SOLUTION |  | PUMPINFUSION-Belmont Instr-RI-2 |  |  |  |  | PUMPINFUSION-Belmont Instr-RI-2 | Belmont Instr |  |  |  |  | 12/19/13 |  |  | Covered PM Repair - Biomedical | MHHS-Southeast
NO | YES | Asset Tag 005-10612 |  |  | 005-10612 | 005-10612 | Belmont Instrument Corp | RAPID INFUSER RI-2 |  |  | (null) | MHHS-Southeast |  |  |  | 005-10612 | 005-10612 | (null) | MHHS-Southeast | (null) | (null) |  |  |  | (null) | WARMING UNITS, BLOOD/INTRAVENOUS SOLUTION |  | PUMPINFUSION-Belmont Instr-RI-2 |  |  |  |  | PUMPINFUSION-Belmont Instr-RI-2 | Belmont Instr |  |  |  |  | 8/15/14 |  |  | Covered PM Repair - Radiology, Low End | MHHS-Southeast
NO | YES |  |  |  | 074-04695 | 074-04695 | Belmont Instrument Corp | RAPID INFUSER RI-2 |  |  | TMC-Respiratory-Adult | MHHS-TMC |  |  |  | 074-04695 | 074-04695 | TMC | MHHS-TMC | TMC-Respiratory-Adult |  | 12/1/19 |  | 12/1/20 |  | WARMING UNITS, BLOOD/INTRAVENOUS SOLUTION |  | PUMPINFUSION-Belmont Instr-RI-2 |  |  |  |  | PUMPINFUSION-Belmont Instr-RI-2 | Belmont Instr |  |  |  |  | 5/20/15 |  |  | Covered PM Repair - Biomedical | MHHS-TMC
NO | YES |  |  |  | 069-47712 | 069-47712 | Belmont Instrument Corp | RAPID INFUSER RI-2 |  |  | TMC-Sarofim 1-Adult ER | MHHS-TMC |  |  |  | 069-47712 | 069-47712 | TMC | MHHS-TMC | TMC-Sarofim 1-Adult ER | OR 40 | 11/1/19 |  | 11/1/20 |  | WARMING UNITS, BLOOD/INTRAVENOUS SOLUTION |  | PUMPINFUSION-Belmont Instr-RI-2 |  |  |  |  | PUMPINFUSION-Belmont Instr-RI-2 | Belmont Instr |  |  |  |  | 7/31/09 |  |  | Covered PM Repair - Biomedical | MHHS-TMC
NO | YES |  |  |  | 069-47713 | 069-47713 | Belmont Instrument Corp | RAPID INFUSER RI-2 |  |  | Memorial Hermann- Texas Medical Center- Radiology- OR | MHHS-TMC |  |  |  | 069-47713 | 069-47713 | TMC | TMC | Memorial Hermann- Texas Medical Center- Radiology- OR | Serafin OR Storage room | 11/1/19 |  | 11/1/20 |  | WARMING UNITS, BLOOD/INTRAVENOUS SOLUTION |  | PUMPINFUSION-Belmont Instr-RI-2 |  |  |  |  | PUMPINFUSION-Belmont Instr-RI-2 | Belmont Instr |  |  |  |  | 12/21/13 |  |  | Covered PM Repair - Biomedical | MHHS-TMC
NO | YES |  |  |  | 069-47714 | 069-47714 | Belmont Instrument Corp | RAPID INFUSER RI-2 |  |  | TMC-Sarofim 1-Adult ER | MHHS-TMC |  |  |  | 069-47714 | 069-47714 | TMC | MHHS-TMC | TMC-Sarofim 1-Adult ER | Er05 | 11/1/19 |  | 11/1/20 |  | WARMING UNITS, BLOOD/INTRAVENOUS SOLUTION |  | PUMPINFUSION-Belmont Instr-RI-2 |  |  |  |  | PUMPINFUSION-Belmont Instr-RI-2 | Belmont Instr |  |  |  |  | 12/1/13 |  |  | Covered PM Repair - Biomedical | MHHS-TMC
NO | YES |  |  |  | 069-47716 | 069-47716 | Belmont Instrument Corp | RAPID INFUSER RI-2 |  |  | TMC-Sarofim 3-OR | MHHS-TMC |  |  |  | 069-47716 | 069-47716 | TMC | MHHS-TMC | TMC-Sarofim 3-OR | Sarofim OR 3 |  |  |  |  | WARMING UNITS, BLOOD/INTRAVENOUS SOLUTION |  | PUMPINFUSION-Belmont Instr-RI-2 |  |  |  |  | PUMPINFUSION-Belmont Instr-RI-2 | Belmont Instr |  |  |  |  | 1/8/14 |  |  | Covered PM Repair - Biomedical | MHHS-TMC
NO | YES |  |  |  | 069-47846 | 069-47846 | Belmont Instrument Corp | RAPID INFUSER RI-2 |  |  | TMC-Sarofim 1-Adult ER | MHHS-TMC |  |  |  | 069-47846 | 069-47846 | TMC | MHHS-TMC | TMC-Sarofim 1-Adult ER | Er 4 | 11/1/19 |  | 11/1/20 |  | WARMING UNITS, BLOOD/INTRAVENOUS SOLUTION |  | PUMPINFUSION-Belmont Instr-RI-2 |  |  |  |  | PUMPINFUSION-Belmont Instr-RI-2 | Belmont Instr |  |  |  |  | 8/1/10 |  |  | Covered PM Repair - Biomedical | MHHS-TMC
NO | YES |  |  |  | 029-32240 | 029-32240 | Belmont Instrument Corp | RAPID INFUSER RI-2 |  |  | Woodlands-OR | MHHS-Woodlands |  |  |  | 029-32240 | 029-32240 | Woodlands | MHHS-Woodlands | Woodlands-OR | OR | 2/1/19 |  | 8/1/19 |  | WARMING UNITS, BLOOD/INTRAVENOUS SOLUTION |  | PUMPINFUSION-Belmont Instr-RI-2 |  |  |  |  | PUMPINFUSION-Belmont Instr-RI-2 | Belmont Instr |  |  |  |  | 8/1/10 |  |  | Covered PM Repair - Biomedical | MHHS-Woodlands
NO | NO |  |  |  | 151-03479 |  | Belmont Instrument Corp | RAPID INFUSER RI-2 |  |  | CY - ICU | MHHS-Cypress |  |  |  | 151-03479 |  | Northwest & Cypress |  | CY - ICU | [5 empty] | WARMING UNITS, BLOOD/INTRAVENOUS SOLUTION |  | PUMPINFUSION-Belmont Instr-RI-2 |  |  |  |  | PUMPINFUSION-Belmont Instr-RI-2 | Belmont Instr | [7 empty] | Covered PM Repair - Biomedical | MHHS-Cypress
NO | NO |  |  |  | 151-02072 |  | Belmont Instrument Corp | RAPID INFUSER RI-2 |  |  | CY - OR | MHHS-Cypress |  |  |  | 151-02072 |  | Northwest & Cypress |  | CY - OR | [5 empty] | WARMING UNITS, BLOOD/INTRAVENOUS SOLUTION |  | PUMPINFUSION-Belmont Instr-RI-2 |  |  |  |  | PUMPINFUSION-Belmont Instr-RI-2 | Belmont Instr | [7 empty] | Covered PM Repair - Biomedical | MHHS-Cypress
NO | NO |  |  |  | 013-37973 |  | Belmont Instrument Corp | RAPID INFUSER RI-2 |  |  | SW - ER | MHHS-Southwest |  |  |  | 013-37973 |  | Southwest |  | SW - ER | [5 empty] | WARMING UNITS, BLOOD/INTRAVENOUS SOLUTION |  | PUMPINFUSION-Belmont Instr-RI-2 |  |  |  |  | PUMPINFUSION-Belmont Instr-RI-2 | Belmont Instr | [7 empty] | Covered PM Repair - Biomedical | MHHS-Southwest
NO | NO |  |  |  | 013-38675 |  | Belmont Instrument Corp | RAPID INFUSER RI-2 |  |  | SW - ER | MHHS-Southwest |  |  |  | 013-38675 |  | Southwest |  | SW - ER | [5 empty] | WARMING UNITS, BLOOD/INTRAVENOUS SOLUTION |  | PUMPINFUSION-Belmont Instr-RI-2 |  |  |  |  | PUMPINFUSION-Belmont Instr-RI-2 | Belmont Instr | [7 empty] | Not Covered Vendor Only - Biomedical | MHHS-Southwest
NO | NO |  |  |  | 013-38676 |  | Belmont Instrument Corp | RAPID INFUSER RI-2 |  |  | SW - ER | MHHS-Southwest |  |  |  | 013-38676 |  | Southwest |  | SW - ER | [5 empty] | WARMING UNITS, BLOOD/INTRAVENOUS SOLUTION |  | PUMPINFUSION-Belmont Instr-RI-2 |  |  |  |  | PUMPINFUSION-Belmont Instr-RI-2 | Belmont Instr | [7 empty] | Covered PM Repair - Biomedical | MHHS-Southwest
NO | NO |  |  |  | 013-39123 |  | Belmont Instrument Corp | RAPID INFUSER RI-2 |  |  | SW - ICU | MHHS-Southwest |  |  |  | 013-39123 |  | Southwest |  | SW - ICU | [5 empty] | WARMING UNITS, BLOOD/INTRAVENOUS SOLUTION |  | PUMPINFUSION-Belmont Instr-RI-2 |  |  |  |  | PUMPINFUSION-Belmont Instr-RI-2 | Belmont Instr | [7 empty] | Covered PM Repair - Biomedical | MHHS-Southwest
NO | NO |  |  |  | 013-38042 |  | Belmont Instrument Corp | RAPID INFUSER RI-2 |  |  | SW - OR | MHHS-Southwest |  |  |  | 013-38042 |  | Southwest |  | SW - OR | [5 empty] | WARMING UNITS, BLOOD/INTRAVENOUS SOLUTION |  | PUMPINFUSION-Belmont Instr-RI-2 |  |  |  |  | PUMPINFUSION-Belmont Instr-RI-2 | Belmont Instr | [7 empty] | Covered PM Repair - Biomedical | MHHS-Southwest
NO | NO | [5 empty] | Belmont Instrument Corp | RAPID INFUSER RI-2 |  |  | TMC - MHTMC - NON HOSPITAL-OWNED | MHHS-TMC | [5 empty] | TMC |  | TMC - MHTMC - NON HOSPITAL-OWNED | [5 empty] | WARMING UNITS, BLOOD/INTRAVENOUS SOLUTION |  | PUMPINFUSION-Belmont Instr-RI-2 |  |  |  |  | PUMPINFUSION-Belmont Instr-RI-2 | Belmont Instr | [7 empty] | Covered PM Repair - Biomedical | MHHS-TMC
NO | NO |  |  |  | 069-47845 |  | Belmont Instrument Corp | RAPID INFUSER RI-2 |  |  | TMC - SAROFIM 1 - ADULT ER | MHHS-TMC |  |  |  | 069-47845 |  | TMC |  | TMC - SAROFIM 1 - ADULT ER | [5 empty] | WARMING UNITS, BLOOD/INTRAVENOUS SOLUTION |  | PUMPINFUSION-Belmont Instr-RI-2 |  |  |  |  | PUMPINFUSION-Belmont Instr-RI-2 | Belmont Instr | [7 empty] | Covered PM Repair - Biomedical | MHHS-TMC
NO | NO |  |  |  | 069-47715 |  | Belmont Instrument Corp | RAPID INFUSER RI-2 |  |  | TMC - SAROFIM 3 - OR | MHHS-TMC |  |  |  | 069-47715 |  | TMC |  | TMC - SAROFIM 3 - OR | [5 empty] | WARMING UNITS, BLOOD/INTRAVENOUS SOLUTION |  | PUMPINFUSION-Belmont Instr-RI-2 |  |  |  |  | PUMPINFUSION-Belmont Instr-RI-2 | Belmont Instr | [7 empty] | Covered PM Repair - Biomedical | MHHS-TMC
NO | NO |  |  |  | 069-48441 |  | Belmont Instrument Corp | RAPID INFUSER RI-2 |  |  | TMC - SAROFIM 3 - OR | MHHS-TMC |  |  |  | 069-48441 |  | TMC |  | TMC - SAROFIM 3 - OR | [5 empty] | WARMING UNITS, BLOOD/INTRAVENOUS SOLUTION |  | PUMPINFUSION-Belmont Instr-RI-2 |  |  |  |  | PUMPINFUSION-Belmont Instr-RI-2 | Belmont Instr | [7 empty] | Covered PM Repair - Biomedical | MHHS-TMC
NO | NO |  |  |  | 069-47718 |  | Belmont Instrument Corp | RAPID INFUSER RI-2 |  |  | TMC - SAROFIM 6 - STICU | MHHS-TMC |  |  |  | 069-47718 |  | TMC |  | TMC - SAROFIM 6 - STICU | [5 empty] | WARMING UNITS, BLOOD/INTRAVENOUS SOLUTION |  | PUMPINFUSION-Belmont Instr-RI-2 |  |  |  |  | PUMPINFUSION-Belmont Instr-RI-2 | Belmont Instr | [7 empty] | Covered PM Repair - Biomedical | MHHS-TMC
NO | NO |  |  |  | 069-47717 |  | Belmont Instrument Corp | RAPID INFUSER RI-2 |  |  | TMC - SAROFIM 7 - ORTHO TRAUMA | MHHS-TMC |  |  |  | 069-47717 |  | TMC |  | TMC - SAROFIM 7 - ORTHO TRAUMA | [5 empty] | WARMING UNITS, BLOOD/INTRAVENOUS SOLUTION |  | PUMPINFUSION-Belmont Instr-RI-2 |  |  |  |  | PUMPINFUSION-Belmont Instr-RI-2 | Belmont Instr | [7 empty] | Covered PM Repair - Biomedical | MHHS-TMC
NO | NO |  |  |  | 005-04305 |  | Beltone Electronics Corp |  |  |  | SE - REHAB SERVICES | MHHS-Southeast |  | Audiometer |  | 005-04305 |  | Southeast & Bay Area |  | SE - REHAB SERVICES | [5 empty] | AUDIOMETERS |  | AUDIOMETER-Beltone Electronics-109 | AUDIOMETER |  |  |  |  | Beltone Elec | Audiometer |  | AUDIOMETER-Beltone Electronics-109 |  |  |  |  | Covered PM Repair - Biomedical | MHHS-Southeast
NO | NO |  |  |  | 013-37731 |  | Benchmark Scientific | BSH1001 |  | A035-BSH1004-01704 | SW - LABORATORY - MOLECULAR | MHHS-Southwest |  | Heat Block |  | 013-37731 |  | Southwest |  | SW - LABORATORY - MOLECULAR | [5 empty] | HEATING BLOCKS |  | HEATBLOCK-Benchmark Sci-BSH1001 | HEATBLOCK | BSH1001 |  |  |  | Benchmark Sci | Heat Block |  | HEATBLOCK-Benchmark Sci-BSH1001 |  |  |  |  | Not Covered Vendor Only - Biomedical | MHHS-Southwest
NO | YES |  |  |  | 151-02015 | 151-02015 | Benchmark Scientific | BSH1004 |  | AS-BSH4-1389 | CY-Laboratory | MHHS-Cypress |  |  |  | 151-02015 | 151-02015 | Northwest | MHHS-Cypress | CY-Laboratory | Blood bank | 9/1/19 | 6/1/20 |  | BB devise | INCUBATORS, LABORATORY, THERMOCYCLING |  | .needs class | [5 empty] | Benchmark Sci |  |  |  |  | 11/1/20 |  |  | Not Covered Vendor Only - Biomedical | MHHS-Cypress
NO | NO |  |  |  | 129-06273 |  | Benchmark Scientific | BSH1004 |  | AS-BSH4-1416 | SP CCC - (SL) - LABORATORY | MHHS-Sienna Plantation CCC |  |  |  | 129-06273 |  | Sugar Land |  | SP CCC - (SL) - LABORATORY | [5 empty] | INCUBATORS, LABORATORY, THERMOCYCLING |  | .needs class | [5 empty] | Benchmark Sci | [7 empty] | Not Covered Vendor Only - Biomedical | MHHS-Sienna Plantation CCC
NO | YES |  |  |  | 133-10471 | 133-10471 | Benchmark Scientific | BV1000 |  |  | Katy-Laboratory | MHHS-Katy |  | Shaker |  | 133-10471 | 133-10471 | Katy | MHHS-Katy | Katy-Laboratory | Microbiology | 7/1/19 |  |  |  | MIXERS, CLINICAL LABORATORY | Shaker | SHAKER-Benchmark Sci-BV1000 | SHAKER | BV1000 |  |  |  | Benchmark Sci | Shaker |  | SHAKER-Benchmark Sci-BV1000 |  | 11/11/20 |  |  | Not Covered Vendor Only - Biomedical | MHHS-Katy | [8 empty] | SHAKER | Shaker | Benchmark Sci
NO | YES |  |  |  | 041-34133 | 041-34133 | Benchmark Scientific | BV1000 |  |  | MH MG - (MC) - COMPREHENSIVE HEART CARE | MHHS-Mem City |  | Shaker |  | 041-34133 | 041-34133 | West | Memorial Hermann Medical Group Memorial City Cardiology (#400) | MH MG - (MC) - COMPREHENSIVE HEART CARE | Lab |  |  |  | No p.m. | MIXERS, CLINICAL LABORATORY |  | SHAKER-Benchmark Sci-BV1000 | SHAKER | BV1000 |  |  |  | Benchmark Sci | Shaker |  | SHAKER-Benchmark Sci-BV1000 |  |  |  |  | Not Covered Vendor Only - Biomedical | MHHS-Mem City
NO | YES |  |  |  | 583-01246 | 583-01246 | Benchmark Scientific | BV1000 |  |  | KT CCC-(KY)-Emergency Room | MHHS-South Katy CCC |  | Shaker |  | 583-01246 | 583-01246 | Katy | MHHS-Others | KT CCC-(KY)-Emergency Room | Lab |  |  |  |  | MIXERS, CLINICAL LABORATORY | Shaker | SHAKER-Benchmark Sci-BV1000 | SHAKER | BV1000 |  |  |  | Benchmark Sci | Shaker |  | SHAKER-Benchmark Sci-BV1000 |  | 11/1/20 |  |  | Not Covered Vendor Only - Biomedical | MHHS-South Katy CCC | [8 empty] | SHAKER | Shaker | Benchmark Sci
NO | YES |  |  |  | 129-06271 | 129-06271 | Benchmark Scientific | BV1000 |  |  | SP CCC - (SL) - LABORATORY | MHHS-Sienna Plantation CCC |  | Shaker |  | 129-06271 | 129-06271 | Sugar Land |  | SP CCC - (SL) - LABORATORY |  | 8/1/15 | 8/1/16 |  |  | MIXERS, CLINICAL LABORATORY | Shaker | SHAKER-Benchmark Sci-BV1000 | SHAKER | BV1000 |  |  |  | Benchmark Sci | Shaker |  | SHAKER-Benchmark Sci-BV1000 |  | 11/1/20 |  |  | Not Covered Vendor Only - Biomedical | MHHS-Sienna Plantation CCC | [8 empty] | SHAKER | Shaker | Benchmark Sci
NO | NO |  |  |  | 013-37732 |  | Benchmark Scientific | BV1000 |  |  | SW - LABORATORY - MOLECULAR | MHHS-Southwest |  | Shaker |  | 013-37732 |  | Southwest |  | SW - LABORATORY - MOLECULAR | [5 empty] | MIXERS, CLINICAL LABORATORY |  | SHAKER-Benchmark Sci-BV1000 | SHAKER | BV1000 |  |  |  | Benchmark Sci | Shaker |  | SHAKER-Benchmark Sci-BV1000 |  |  |  |  | Not Covered Vendor Only - Biomedical | MHHS-Southwest
NO | NO |  |  |  | 129-06679 |  | Benchmark Scientific | BV1000 |  |  | SUGAR LAND - LABORATORY | MHHS-Sugarland |  | Shaker |  | 129-06679 |  | Sugar Land |  | SUGAR LAND - LABORATORY | [5 empty] | MIXERS, CLINICAL LABORATORY |  | SHAKER-Benchmark Sci-BV1000 | SHAKER | BV1000 |  |  |  | Benchmark Sci | Shaker |  | SHAKER-Benchmark Sci-BV1000 |  |  |  |  | Not Covered Vendor Only - Biomedical | MHHS-Sugarland
NO | YES |  |  |  | 009-09920 | 009-09920 | Benchmark Scientific | H2200-H MYTEMP H MINI DIGITAL INCUBATOR |  |  | GH - Micro biology | MHHS-Greater Heights |  |  |  | 009-09920 | 009-09920 | Central | Memorial Hermann Greater Heights Hospital | GH - Micro biology | Micro biology |  |  |  | Unit says out of order | INCUBATORS, LABORATORY, THERMOCYCLING |  | .needs class | [5 empty] | Benchmark Sci | [7 empty] | Not Covered Vendor Only - Biomedical | MHHS-Greater Heights
NO | YES |  |  |  | 069-43564 | 069-43564 | Benchmark Scientific | H4000-HS |  |  | TMC-Laboratory-HLA Lab (1R) | MHHS-TMC |  |  |  | 069-43564 | 069-43564 | TMC | MHHS-TMC | TMC-Laboratory-HLA Lab (1R) | Lab | 3/1/17 |  |  |  | HOT PLATES |  | .needs class | [5 empty] | Benchmark Sci |  |  |  |  | 5/15/19 |  |  | Not Covered Vendor Only - Biomedical | MHHS-TMC
NO | YES |  |  |  | 133-09960 | 133-09960 | Benchmark Scientific | M2100 |  |  | Katy-Laboratory | MHHS-Katy |  | Mixer |  | 133-09960 | 133-09960 | Katy | MHHS-Katy | Katy-Laboratory | Lab | 5/1/17 |  |  |  | MIXERS, CLINICAL LABORATORY | Mixer | MIXER-Benchmark Sci-M2100 | MIXER | M2100 |  |  |  | Benchmark Sci | Mixer |  | MIXER-Benchmark Sci-M2100 |  | 3/1/17 |  |  | Covered PM Repair - Biomedical | MHHS-Katy | [8 empty] | MIXER | Mixer | Benchmark Sci
NO | YES |  |  |  | 133-10414 | 133-10414 | Benchmark Scientific | M2100 |  |  | Katy-Laboratory | MHHS-Katy |  | Mixer |  | 133-10414 | 133-10414 | Katy | MHHS-Katy | Katy-Laboratory | Lab |  |  |  |  | MIXERS, CLINICAL LABORATORY | Mixer | MIXER-Benchmark Sci-M2100 | MIXER | M2100 |  |  |  | Benchmark Sci | Mixer |  | MIXER-Benchmark Sci-M2100 |  | 3/1/17 |  |  | Covered PM Repair - Biomedical | MHHS-Katy | [8 empty] | MIXER | Mixer | Benchmark Sci
NO | YES |  |  |  | 017-01402 | 017-01402 | Benchmark Scientific | M2100 |  |  | MH MG-(WDLS)-Ob/Gyn (Mp3) | MHHS-MG |  | Mixer |  | 017-01402 | 017-01402 | Woodlands | MHHS-MG | MH MG-(WDLS)-Ob/Gyn (Mp3) | OB/GYN MP3 |  |  |  |  | MIXERS, CLINICAL LABORATORY | Mixer | MIXER-Benchmark Sci-M2100 | MIXER | M2100 |  |  |  | Benchmark Sci | Mixer |  | MIXER-Benchmark Sci-M2100 |  |  |  |  | Covered PM Repair - Biomedical | MHHS-MG | [8 empty] | MIXER | Mixer | Benchmark Sci
NO | YES |  |  |  | 583-01247 | 583-01247 | Benchmark Scientific | M2100 |  |  | KT CCC-(KY)-Emergency Room | MHHS-South Katy CCC |  | Mixer |  | 583-01247 | 583-01247 | Katy | MHHS-Others | KT CCC-(KY)-Emergency Room | Lab |  |  |  |  | MIXERS, CLINICAL LABORATORY | Mixer | MIXER-Benchmark Sci-M2100 | MIXER | M2100 |  |  |  | Benchmark Sci | Mixer |  | MIXER-Benchmark Sci-M2100 |  | 6/24/17 |  |  | Covered PM Repair - Biomedical | MHHS-South Katy CCC | [8 empty] | MIXER | Mixer | Benchmark Sci
NO | YES |  |  |  | 013-37538 | 013-37538 | Benchmark Scientific | M2100 |  |  | SW-Laboratory | MHHS-Southwest |  | Mixer |  | 013-37538 | 013-37538 | Southwest | MHHS-Southwest | SW-Laboratory | Coag |  |  |  | PM Not Required | MIXERS, CLINICAL LABORATORY | Mixer | MIXER-Benchmark Sci-M2100 | MIXER | M2100 |  |  |  | Benchmark Sci | Mixer |  | MIXER-Benchmark Sci-M2100 |  | 3/1/17 |  |  | Covered PM Repair - Biomedical | MHHS-Southwest | [8 empty] | MIXER | Mixer | Benchmark Sci
NO | NO |  |  |  | 000-04150 |  | Benchmark Scientific | M2100 |  |  | MH DL - (SE) - LEAGUE CITY CCC | MHHS-Diagnostic Labs |  | Mixer |  | 000-04150 |  | Southeast & Bay Area |  | MH DL - (SE) - LEAGUE CITY CCC | [5 empty] | MIXERS, CLINICAL LABORATORY |  | MIXER-Benchmark Sci-M2100 | MIXER | M2100 |  |  |  | Benchmark Sci | Mixer |  | MIXER-Benchmark Sci-M2100 |  |  |  |  | Covered PM Repair - Biomedical | MHHS-Diagnostic Labs
NO | NO |  |  |  | 029-11493 |  | Benchmark Scientific | M2100 |  |  | MH DL - (WDLS) - SPRING CCC | MHHS-Diagnostic Labs |  | Mixer |  | 029-11493 |  | Woodlands |  | MH DL - (WDLS) - SPRING CCC | [5 empty] | MIXERS, CLINICAL LABORATORY |  | MIXER-Benchmark Sci-M2100 | MIXER | M2100 |  |  |  | Benchmark Sci | Mixer |  | MIXER-Benchmark Sci-M2100 |  |  |  |  | Covered PM Repair - Biomedical | MHHS-Diagnostic Labs
NO | NO |  |  |  | 013-37539 |  | Benchmark Scientific | M2100 |  |  | SW - LABORATORY - CHEMISTRY | MHHS-Southwest |  | Mixer |  | 013-37539 |  | Southwest |  | SW - LABORATORY - CHEMISTRY | [5 empty] | MIXERS, CLINICAL LABORATORY |  | MIXER-Benchmark Sci-M2100 | MIXER | M2100 |  |  |  | Benchmark Sci | Mixer |  | MIXER-Benchmark Sci-M2100 |  |  |  |  | Covered PM Repair - Biomedical | MHHS-Southwest
NO | YES |  |  |  | 069-43573 | 069-43573 | Benchmark Scientific | MYFUGE 12 |  |  | TMC-Hermann-COU (1R) | MHHS-TMC |  |  |  | 069-43573 | 069-43573 | TMC | MHHS-TMC | TMC-Hermann-COU (1R) | PRE DNA | 3/1/20 |  | 9/1/20 |  | CENTRIFUGES |  | .needs class | [5 empty] | Benchmark Sci |  |  |  |  | 6/1/19 |  |  | Covered PM Repair - Biomedical | MHHS-TMC
YES | YES |  |  |  | 099-05966 | 099-05966 | Benchmark Scientific Inc | BV1000 |  |  | TMC - LABORATORY - SPECIMEN PROCESSING (1R) |  |  |  |  | 099-05966 | 099-05966 | TMC | Memorial Hermann Texas Medical Center | TMC - LABORATORY - SPECIMEN PROCESSING (1R) | Lab
NO | YES |  |  |  | 142-09373 | 142-09373 | Benchmark Scientific Inc | M2100 |  |  | SP CCC - (SL) - BLOOD BANK |  |  |  |  | 142-09373 | 142-09373 | Sugar Land | Sugar Land | SP CCC - (SL) - BLOOD BANK |  |  |  |  | No pm |  | Mixer | MIXER-Benchmark Sci-M2100 | [23 empty] | MIXER | Mixer | Benchmark Sci
NO | YES |  |  |  | 142-09384 | 142-09384 | Benchmark Scientific Inc | M2100 |  |  | MH DL - (SL) - SIENNA PLANTATION CCC |  |  |  |  | 142-09384 | 142-09384 | Sugar Land | Sugar Land | MH DL - (SL) - SIENNA PLANTATION CCC |  |  |  |  | No pm |  | Mixer | MIXER-Benchmark Sci-M2100 | [23 empty] | MIXER | Mixer | Benchmark Sci
YES | YES |  |  |  | 129-07409 | 129-07409 | Benchmark Scientific Inc | M2100 |  |  | SUGAR LAND - LABORATORY |  |  |  |  | 129-07409 | 129-07409 | Sugar Land | Memorial Hermann Sugar Land Hospital | SUGAR LAND - LABORATORY | Lab | [5 empty] | Mixer | MIXER-Benchmark Sci-M2100 | [23 empty] | MIXER | Mixer | Benchmark Sci
YES | YES |  |  |  | 013-36969 | 013-36969 | Benchmark Scientific Inc | Ultra |  |  | SW - LABORATORY - HISTOLOGY |  |  |  |  | 013-36969 | 013-36969 | Southwest | Memorial Hermann Southwest Hospital | SW - LABORATORY - HISTOLOGY | Histology |  |  |  | PM Not Required
YES | YES |  |  |  | 013-36970 | 013-36970 | Benchmark Scientific Inc | Ultra |  |  | SW - LABORATORY - HISTOLOGY |  |  |  |  | 013-36970 | 013-36970 | Southwest | Memorial Hermann Southwest Hospital | SW - LABORATORY - HISTOLOGY | Histology |  |  |  | PM Not Required
YES | YES |  |  |  | 013-20123 | 013-20123 | Benchmark Scientific Inc | Ultra |  |  | SW - LABORATORY - HISTOLOGY |  |  |  |  | 013-20123 | 013-20123 | Southwest | Memorial Hermann Southwest Hospital | SW - LABORATORY - HISTOLOGY | Histology |  |  |  | PM Not Required
YES | YES |  |  |  | 013-20124 | 013-20124 | Benchmark Scientific Inc | Ultra |  |  | SW - LABORATORY - HISTOLOGY |  |  |  |  | 013-20124 | 013-20124 | Southwest | Memorial Hermann Southwest Hospital | SW - LABORATORY - HISTOLOGY | Histology |  |  |  | PM Not Required
YES | YES |  |  |  | 013-20125 | 013-20125 | Benchmark Scientific Inc | Ultra |  |  | SW - LABORATORY - HISTOLOGY |  |  |  |  | 013-20125 | 013-20125 | Southwest | Memorial Hermann Southwest Hospital | SW - LABORATORY - HISTOLOGY | Histology |  |  |  | PM Not Required
YES | YES |  |  |  | 013-20126 | 013-20126 | Benchmark Scientific Inc | Ultra |  |  | SW - LABORATORY - HISTOLOGY |  |  |  |  | 013-20126 | 013-20126 | Southwest | Memorial Hermann Southwest Hospital | SW - LABORATORY - HISTOLOGY | Histology |  |  |  | PM Not Required
YES | YES |  |  |  | 013-20127 | 013-20127 | Benchmark Scientific Inc | Ultra |  |  | SW - LABORATORY - HISTOLOGY |  |  |  |  | 013-20127 | 013-20127 | Southwest | Memorial Hermann Southwest Hospital | SW - LABORATORY - HISTOLOGY | Histology |  |  |  | PM Not Required
YES | YES |  |  |  | 129-02759 | 129-02759 | Bender | IPP-10DA1-C2/16P-BF |  |  | SUGAR LAND - OR |  |  |  |  | 129-02759 | 129-02759 | Sugar Land | Memorial Hermann Sugar Land Hospital | SUGAR LAND - OR | OR 1 |  |  |  | No pm
YES | YES |  |  |  | 129-02758 | 129-02758 | Bender | IPP-10DA1-C2/16P-BF |  |  | SUGAR LAND - OR |  |  |  |  | 129-02758 | 129-02758 | Sugar Land | Memorial Hermann Sugar Land Hospital | SUGAR LAND - OR | OR 1
YES | YES |  |  |  | 129-02744 | 129-02744 | Bender | Lim2000 |  |  | OR |  |  |  |  | 129-02744 | 129-02744 | Sugar Land | Memorial Hermann Sugar Land Hospital | OR | OR
NO | YES | Serial Number 13424 |  |  | 133-03963 | 133-03963 | Bender | LIM2000 plus |  |  | Katy-OR |  |  |  |  | 133-03963 | 133-03963 | Katy | MHHS-Katy | Katy-OR | OR1
YES | YES |  |  |  | 133-03956 | 133-03956 | Bender | LIM2000 plus |  |  | KATY - OR |  |  |  |  | 133-03956 | 133-03956 | Katy | Memorial Hermann Katy Hospital | KATY - OR | OR1
YES | YES |  |  |  | 133-03955 | 133-03955 | Bender | LIM2000 plus |  |  | KATY - OR |  |  |  |  | 133-03955 | 133-03955 | Katy | Memorial Hermann Katy Hospital | KATY - OR | OR1
YES | YES | Serial Number Cnf |  |  | 005-08164 | 005-08164 | Bender | LIM2000 Plus |  | CNF | SE - OR |  |  |  |  | 005-08164 | 005-08164 | Southeast | Southeast | SE - OR | SE-OR Corridor
YES | YES |  |  |  | 133-06104 | 133-06104 | Bender | Lim2000plus |  |  | OR |  |  |  |  | 133-06104 | 133-06104 | Katy | Memorial Hermann Katy Hospital | OR | OR 4 | 11/1/19 | 11/1/20
YES | YES | Serial Number Cnf |  |  | 133-06105 | 133-06105 | Bender | Lim2000plus |  | Cnf | OR |  |  |  |  | 133-06105 | 133-06105 | Katy | Memorial Hermann Katy Hospital | OR | OR 4 | 11/1/19 | 11/1/20 |  | Data plate missing
YES | YES |  |  |  | 133-03971 | 133-03971 | Bender | LIM2000plus |  |  | KATY - OR |  |  |  |  | 133-03971 | 133-03971 | Katy | Memorial Hermann Katy Hospital | KATY - OR | Cystology Procedure Rm 5 | 2/1/20
YES | YES |  |  |  | 133-03967 | 133-03967 | Bender | Lim2000plus |  |  | OR |  |  |  |  | 133-03967 | 133-03967 | Katy | Memorial Hermann Katy Hospital | OR | OR 3 | 11/1/19 | 11/1/20
YES | YES |  |  |  | 133-06103 | 133-06103 | Bender | LIM2000plus |  | NSN | Surgery |  |  |  |  | 133-06103 | 133-06103 | Katy | Memorial Hermann Katy Hospital | Surgery | OR 4
YES | YES |  |  |  | 133-03962 | 133-03962 | Bender | LIM2010 |  | N/A | [5 empty] | 133-03962 | 133-03962 | Katy | Memorial Hermann Katy Hospital |  | OR 2 |  |  |  | N/A |  | Monitor, Line Isolation | MONITORLINEISOLATION-BENDER-LIM2010 | [22 empty] | Monitor, Line Isolation | MONITORLINEISOLATION | Monitor, Line Isolation | BENDER
YES | YES |  |  |  | 099-03332 | 099-03332 | Bender | LIM2010 | [7 empty] | 099-03332 | 099-03332 | Katy | Memorial Hermann Katy Hospital |  | OR |  |  |  | N/A |  | Monitor, Line Isolation | MONITORLINEISOLATION-BENDER-LIM2010 | [22 empty] | Monitor, Line Isolation | MONITORLINEISOLATION | Monitor, Line Isolation | BENDER
YES | YES |  |  |  | 099-03334 | 099-03334 | Bender | LIM2010 | [7 empty] | 099-03334 | 099-03334 | Katy | Memorial Hermann Katy Hospital |  | Endoscopy |  |  |  | No pm needed b |  | Monitor, Line Isolation | MONITORLINEISOLATION-BENDER-LIM2010 | [22 empty] | Monitor, Line Isolation | MONITORLINEISOLATION | Monitor, Line Isolation | BENDER
YES | YES |  |  |  | 099-03203 | 099-03203 | Bender | Mark v |  |  | OR |  |  |  |  | 099-03203 | 099-03203 | Katy | Memorial Hermann Katy Hospital | OR | OR 7 | 11/1/19 | 11/1/20
YES | YES |  |  |  | 099-03204 | 099-03204 | Bender | Mark v |  |  | OR |  |  |  |  | 099-03204 | 099-03204 | Katy | Memorial Hermann Katy Hospital | OR | OR 7 | 11/1/19 | 11/1/20
NO | YES |  |  |  | 142-06800 | 142-06800 | Bender Medical Products | LIM2010 |  |  | NE-OR | MHHS-Northeast |  | Monitor, Line Isolation |  | 142-06800 | 142-06800 | Katy | MHHS-Northeast | NE-OR | Hybrid OR | 7/1/18 | 7/1/19 |  |  | POWER SYSTEMS, UNINTERRUPTIBLE | Monitor, Line Isolation | MONITORLINEISOLATION-BENDER-LIM2010 | MONITORLINEISOLATION | LIM2010 |  |  |  | BENDER | Monitor, Line Isolation |  | MONITORLINEISOLATION-BENDER-LIM2010 |  | 10/1/19 |  |  | Covered PM Repair - Biomedical | MHHS-Northeast | [8 empty] | MONITORLINEISOLATION | Monitor, Line Isolation | BENDER
NO | NO |  |  |  | 142-06801 |  | Bender Medical Products | LIM2010 |  |  | NE - OR | MHHS-Northeast |  | Monitor, Line Isolation |  | 142-06801 |  | Katy |  | NE - OR | [5 empty] | POWER SYSTEMS, UNINTERRUPTIBLE |  | MONITORLINEISOLATION-BENDER-LIM2010 | MONITORLINEISOLATION | LIM2010 |  |  |  | BENDER | Monitor, Line Isolation |  | MONITORLINEISOLATION-BENDER-LIM2010 |  |  |  |  | Covered PM Repair - Biomedical | MHHS-Northeast
NO | YES | Serial Number 7735170-U00170 |  |  | 009-10968 | 009-10968 | BERCHTOLD | CHROMOPHARE |  | 7735170-U00170 | GH - ER | MHHS-Greater Heights |  |  |  | 009-10968 | 009-10968 | Central | Greater heights | GH - ER | GH - ER |  |  |  |  | LIGHTS, SURGICAL |  | .needs class |  |  |  |  | .needs class | Berchtold Corp | [7 empty] | Covered PM Repair - Biomedical | MHHS-Greater Heights
NO | YES |  |  |  | 041-20499 | 041-20499 | BERCHTOLD | CHROMOPHARE |  |  | MEMORIAL CITY MOR | MHHS-Mem City |  |  |  | 041-20499 | 041-20499 | West | Memorial Hermann Memorial City Medical Center | MEMORIAL CITY MOR | MEMORIAL CITY MOR |  |  |  |  | LIGHTS, SURGICAL |  | .needs class |  |  |  |  | .needs class | Berchtold Corp | [7 empty] | Covered PM Repair - Biomedical | MHHS-Mem City
NO | YES |  |  |  | 041-32082 | 041-32082 | BERCHTOLD | CHROMOPHARE |  |  | Memorial City-Outpatient Surgery | MHHS-Mem City |  |  |  | 041-32082 | 041-32082 | West | Memorial Hermann Memorial City Medical Center | Memorial City-Outpatient Surgery | W1 OPS OR 4 |  |  |  |  | LIGHTS, SURGICAL |  | .needs class |  |  |  |  | .needs class | Berchtold Corp | [7 empty] | Covered PM Repair - Biomedical | MHHS-Mem City
NO | YES |  |  |  | 041-32083 | 041-32083 | BERCHTOLD | CHROMOPHARE |  |  | MEMORIAL CITY - OUTPATIENT SURGERY | MHHS-Mem City |  |  |  | 041-32083 | 041-32083 | West | Memorial Hermann Memorial City Medical Center | MEMORIAL CITY - OUTPATIENT SURGERY | Memorial City - Day Surgery Room W1 300.82 OR14 |  |  |  |  | LIGHTS, SURGICAL |  | .needs class |  |  |  |  | .needs class | Berchtold Corp | [7 empty] | Covered PM Repair - Biomedical | MHHS-Mem City
NO | YES |  |  |  | 005-33926 | 005-33926 | BERCHTOLD | CHROMOPHARE |  | NSN | SE-OR | MHHS-Southeast |  |  |  | 005-33926 | 005-33926 | Southeast | MHHS-Southeast | SE-OR | Room 12 |  |  |  |  | LIGHTS, SURGICAL |  | .needs class |  |  |  |  | .needs class | Berchtold Corp | [7 empty] | Covered PM Repair - Biomedical | MHHS-Southeast
NO | YES |  |  |  | 005-33927 | 005-33927 | BERCHTOLD | CHROMOPHARE |  | NSN | SE-OR | MHHS-Southeast |  |  |  | 005-33927 | 005-33927 | Southeast | MHHS-Southeast | SE-OR | Hybrid 2 |  |  |  |  | LIGHTS, SURGICAL |  | .needs class |  |  |  |  | .needs class | Berchtold Corp | [7 empty] | Covered PM Repair - Biomedical | MHHS-Southeast
NO | YES |  |  |  | 013-38033 | 013-38033 | BERCHTOLD | CHROMOPHARE |  |  | SW-HVI-OR | MHHS-Southwest |  |  |  | 013-38033 | 013-38033 | Southwest | MHHS-Southwest | SW-HVI-OR | CVOR2 | 7/1/18 |  |  |  | LIGHTS, SURGICAL |  | .needs class |  |  |  |  | .needs class | Berchtold Corp |  |  |  |  | 1/2/12 |  |  | Covered PM Repair - Biomedical | MHHS-Southwest
NO | YES |  |  |  | 013-38036 | 013-38036 | BERCHTOLD | CHROMOPHARE |  |  | SW-Central Supply | MHHS-Southwest |  |  |  | 013-38036 | 013-38036 | Southwest | MHHS-Southwest | SW-Central Supply | Endovascular7 | 7/1/18 |  |  |  | LIGHTS, SURGICAL |  | .needs class |  |  |  |  | .needs class | Berchtold Corp |  |  |  |  | 1/2/12 |  |  | Covered PM Repair - Biomedical | MHHS-Southwest
NO | YES |  |  |  | 013-16979 | 013-16979 | BERCHTOLD | CHROMOPHARE |  |  | SW-OR | MHHS-Southwest |  |  |  | 013-16979 | 013-16979 | Southwest | MHHS-Southwest | SW-OR | OR23 | 9/1/18 |  |  |  | LIGHTS, SURGICAL |  | .needs class |  |  |  |  | .needs class | Berchtold Corp |  |  |  |  | 1/2/12 |  |  | Covered PM Repair - Biomedical | MHHS-Southwest
NO | YES |  |  |  | 013-16980 | 013-16980 | BERCHTOLD | CHROMOPHARE |  |  | SW-OR | MHHS-Southwest |  |  |  | 013-16980 | 013-16980 | Southwest | MHHS-Southwest | SW-OR | OR23 | 7/1/18 |  |  |  | LIGHTS, SURGICAL |  | .needs class |  |  |  |  | .needs class | Berchtold Corp |  |  |  |  | 1/2/12 |  |  | Covered PM Repair - Biomedical | MHHS-Southwest
NO | YES |  |  |  | 013-37950 | 013-37950 | BERCHTOLD | CHROMOPHARE |  |  | SW-OR | MHHS-Southwest |  |  |  | 013-37950 | 013-37950 | Southwest | MHHS-Southwest | SW-OR | OR 10 | 9/1/18 |  |  |  | LIGHTS, SURGICAL |  | .needs class |  |  |  |  | .needs class | Berchtold Corp |  |  |  |  | 1/2/12 |  |  | Covered PM Repair - Biomedical | MHHS-Southwest
NO | NO |  |  |  | 009-06118 |  | BERCHTOLD | CHROMOPHARE |  | 7735170-U00166 | GH - ER | MHHS-Greater Heights |  |  |  | 009-06118 |  | Central & Greater Heights |  | GH - ER | [5 empty] | LIGHTS, SURGICAL |  | .needs class |  |  |  |  | .needs class | Berchtold Corp | [7 empty] | Covered PM Repair - Biomedical | MHHS-Greater Heights
NO | NO |  |  |  | 041-32084 |  | BERCHTOLD | CHROMOPHARE |  |  | MEMORIAL CITY - OUTPATIENT SURGERY | MHHS-Mem City |  |  |  | 041-32084 |  | West & Memorial City |  | MEMORIAL CITY - OUTPATIENT SURGERY | [5 empty] | LIGHTS, SURGICAL |  | .needs class |  |  |  |  | .needs class | Berchtold Corp | [7 empty] | Covered PM Repair - Biomedical | MHHS-Mem City
NO | NO |  |  |  | 041-32085 |  | BERCHTOLD | CHROMOPHARE |  |  | MEMORIAL CITY - OUTPATIENT SURGERY | MHHS-Mem City |  |  |  | 041-32085 |  | West & Memorial City |  | MEMORIAL CITY - OUTPATIENT SURGERY | [5 empty] | LIGHTS, SURGICAL |  | .needs class |  |  |  |  | .needs class | Berchtold Corp | [7 empty] | Covered PM Repair - Biomedical | MHHS-Mem City
NO | NO |  |  |  | 041-32086 |  | BERCHTOLD | CHROMOPHARE |  |  | MEMORIAL CITY - OUTPATIENT SURGERY | MHHS-Mem City |  |  |  | 041-32086 |  | West & Memorial City |  | MEMORIAL CITY - OUTPATIENT SURGERY | [5 empty] | LIGHTS, SURGICAL |  | .needs class |  |  |  |  | .needs class | Berchtold Corp | [7 empty] | Covered PM Repair - Biomedical | MHHS-Mem City
NO | NO |  |  |  | 005-33928 |  | BERCHTOLD | CHROMOPHARE |  |  | SE - OR | MHHS-Southeast |  |  |  | 005-33928 |  | Southeast & Bay Area |  | SE - OR | [5 empty] | LIGHTS, SURGICAL |  | .needs class |  |  |  |  | .needs class | Berchtold Corp | [7 empty] | Covered PM Repair - Biomedical | MHHS-Southeast
NO | NO |  |  |  | 013-38035 |  | BERCHTOLD | CHROMOPHARE |  |  | SW - HVI - OR | MHHS-Southwest |  |  |  | 013-38035 |  | Southwest |  | SW - HVI - OR | [5 empty] | LIGHTS, SURGICAL |  | .needs class |  |  |  |  | .needs class | Berchtold Corp | [7 empty] | Covered PM Repair - Biomedical | MHHS-Southwest
NO | NO | [5 empty] | BERCHTOLD | CHROMOPHARE |  |  | SW - HVI - OR | MHHS-Southwest | [5 empty] | Southwest |  | SW - HVI - OR | [5 empty] | LIGHTS, SURGICAL |  | .needs class |  |  |  |  | .needs class | Berchtold Corp | [7 empty] | Covered PM Repair - Biomedical | MHHS-Southwest
NO | NO |  |  |  | 013-16973 |  | BERCHTOLD | CHROMOPHARE |  |  | SW - OR | MHHS-Southwest |  |  |  | 013-16973 |  | Southwest |  | SW - OR | [5 empty] | LIGHTS, SURGICAL |  | .needs class |  |  |  |  | .needs class | Berchtold Corp | [7 empty] | Covered PM Repair - Biomedical | MHHS-Southwest
NO | NO |  |  |  | 013-37853 |  | BERCHTOLD | CHROMOPHARE |  |  | SW - OR | MHHS-Southwest |  |  |  | 013-37853 |  | Southwest |  | SW - OR | [5 empty] | LIGHTS, SURGICAL |  | .needs class |  |  |  |  | .needs class | Berchtold Corp | [7 empty] | Covered PM Repair - Biomedical | MHHS-Southwest
NO | NO |  |  |  | 013-38039 |  | BERCHTOLD | CHROMOPHARE |  |  | SW - OR | MHHS-Southwest |  |  |  | 013-38039 |  | Southwest |  | SW - OR | [5 empty] | LIGHTS, SURGICAL |  | .needs class |  |  |  |  | .needs class | Berchtold Corp | [7 empty] | Covered PM Repair - Biomedical | MHHS-Southwest
NO | NO |  |  |  | 013-16972 |  | BERCHTOLD | CHROMOPHARE |  |  | SW - RESPIRATORY | MHHS-Southwest |  |  |  | 013-16972 |  | Southwest |  | SW - RESPIRATORY | [5 empty] | LIGHTS, SURGICAL |  | .needs class |  |  |  |  | .needs class | Berchtold Corp | [7 empty] | Covered PM Repair - Biomedical | MHHS-Southwest
NO | NO |  |  |  | 069-41838 |  | BERCHTOLD | CHROMOPHARE |  | NEED | TMC - OR - HERMANN (2HP) | MHHS-TMC |  |  |  | 069-41838 |  | TMC |  | TMC - OR - HERMANN (2HP) | [5 empty] | LIGHTS, SURGICAL |  | .needs class |  |  |  |  | .needs class | Berchtold Corp | [7 empty] | Covered PM Repair - Biomedical | MHHS-TMC
NO | NO |  |  |  | 069-41830 |  | BERCHTOLD | CHROMOPHARE |  | NEED | TMC - OR - PEDI OR (2R) | MHHS-TMC |  |  |  | 069-41830 |  | TMC |  | TMC - OR - PEDI OR (2R) | [5 empty] | LIGHTS, SURGICAL |  | .needs class |  |  |  |  | .needs class | Berchtold Corp | [7 empty] | Covered PM Repair - Biomedical | MHHS-TMC
NO | NO |  |  |  | 013-38034 |  | BERCHTOLD | CHROMOPHARE E 650 |  |  | SW - HVI - OR | MHHS-Southwest |  | Lamp, Surgical, Ceiling |  | 013-38034 |  | Southwest |  | SW - HVI - OR | [5 empty] | LIGHTS, SURGICAL |  | LAMPSURGCEILING-Berchtold Corp-Chromophare E650 | LAMPSURGCEILING | Chromophare E650 |  |  |  | Berchtold Corp | Lamp, Surgical, Ceiling |  |  | LAMPSURGCEILING-Berchtold Corp-Chromophare E650 |  |  |  | Covered PM Repair - Biomedical | MHHS-Southwest
NO | YES |  |  |  | 013-16983 | 013-16983 | BERCHTOLD | CHROMOPHARE D 540 |  |  | SW-HVI-OR | MHHS-Southwest |  | Lamp, Surgical, Ceiling |  | 013-16983 | 013-16983 | Southwest | MHHS-Southwest | SW-HVI-OR | CVOR1 | 7/1/18 |  |  |  | LIGHTS, SURGICAL | Lamp, Surgical, Ceiling | LAMPSURGCEILING-Berchtold Corp-Chromophare D540 | LAMPSURGCEILING | Chromophare D540 |  |  |  | Berchtold Corp | Lamp, Surgical, Ceiling |  |  | LAMPSURGCEILING-Berchtold Corp-Chromophare D540 | 1/2/12 |  |  | Covered PM Repair - Biomedical | MHHS-Southwest | [8 empty] | LAMPSURGCEILING | Lamp, Surgical, Ceiling | Berchtold Corp
NO | YES |  |  |  | 013-16988 | 013-16988 | BERCHTOLD | CHROMOPHARE D 540 |  | 0004 075-1006 1326 | SW-HVI-OR | MHHS-Southwest |  | Lamp, Surgical, Ceiling |  | 013-16988 | 013-16988 | Southwest | MHHS-Southwest | SW-HVI-OR | Hvi or 2 |  |  |  | No pm sticker | LIGHTS, SURGICAL | Lamp, Surgical, Ceiling | LAMPSURGCEILING-Berchtold Corp-Chromophare D540 | LAMPSURGCEILING | Chromophare D540 |  |  |  | Berchtold Corp | Lamp, Surgical, Ceiling |  |  | LAMPSURGCEILING-Berchtold Corp-Chromophare D540 |  |  |  | Clinical Miscellaneous | MHHS-Southwest | [8 empty] | LAMPSURGCEILING | Lamp, Surgical, Ceiling | Berchtold Corp
NO | YES | Serial Number 1328 |  |  | 013-16989 | 013-16989 | BERCHTOLD | CHROMOPHARE D 540 |  |  | SW-HVI-OR | MHHS-Southwest |  | Lamp, Surgical, Ceiling |  | 013-16989 | 013-16989 | Southwest | MHHS-Southwest | SW-HVI-OR | CVOR3 | 7/1/18 |  |  |  | LIGHTS, SURGICAL | Lamp, Surgical, Ceiling | LAMPSURGCEILING-Berchtold Corp-Chromophare D540 | LAMPSURGCEILING | Chromophare D540 |  |  |  | Berchtold Corp | Lamp, Surgical, Ceiling |  |  | LAMPSURGCEILING-Berchtold Corp-Chromophare D540 | 1/2/12 |  |  | Covered PM Repair - Biomedical | MHHS-Southwest | [8 empty] | LAMPSURGCEILING | Lamp, Surgical, Ceiling | Berchtold Corp
NO | YES |  |  |  | 013-16994 | 013-16994 | BERCHTOLD | CHROMOPHARE D 540 |  |  | SW-HVI-OR | MHHS-Southwest |  | Lamp, Surgical, Ceiling |  | 013-16994 | 013-16994 | Southwest | MHHS-Southwest | SW-HVI-OR | CVOR4 | 7/1/18 |  |  |  | LIGHTS, SURGICAL | Lamp, Surgical, Ceiling | LAMPSURGCEILING-Berchtold Corp-Chromophare D540 | LAMPSURGCEILING | Chromophare D540 |  |  |  | Berchtold Corp | Lamp, Surgical, Ceiling |  |  | LAMPSURGCEILING-Berchtold Corp-Chromophare D540 | 1/2/12 |  |  | Covered PM Repair - Biomedical | MHHS-Southwest | [8 empty] | LAMPSURGCEILING | Lamp, Surgical, Ceiling | Berchtold Corp
NO | YES |  |  |  | 013-16982 | 013-16982 | BERCHTOLD | CHROMOPHARE D 540 |  |  | SW-OR | MHHS-Southwest |  | Lamp, Surgical, Ceiling |  | 013-16982 | 013-16982 | Southwest | MHHS-Southwest | SW-OR | OR25 | 7/1/19 |  | 7/1/20 |  | LIGHTS, SURGICAL | Lamp, Surgical, Ceiling | LAMPSURGCEILING-Berchtold Corp-Chromophare D540 | LAMPSURGCEILING | Chromophare D540 |  |  |  | Berchtold Corp | Lamp, Surgical, Ceiling |  |  | LAMPSURGCEILING-Berchtold Corp-Chromophare D540 | 1/2/12 |  |  | Covered PM Repair - Biomedical | MHHS-Southwest | [8 empty] | LAMPSURGCEILING | Lamp, Surgical, Ceiling | Berchtold Corp
NO | YES |  |  |  | 142-08446 | 142-08446 | BERCHTOLD | CHROMOPHARE D 660 |  |  | NE-OR | MHHS-Northeast |  | Lamp, Surgical, Ceiling |  | 142-08446 | 142-08446 | Katy | MHHS-Northeast | NE-OR | Or 4 | 12/1/19 | 12/1/20 |  |  | LIGHTS, SURGICAL | Lamp, Surgical, Ceiling | LAMPSURGCEILING-Berchtold Corp-Chromophare D660 | LAMPSURGCEILING | Chromophare D660 |  |  |  | Berchtold Corp | Lamp, Surgical, Ceiling |  |  | LAMPSURGCEILING-Berchtold Corp-Chromophare D660 | 1/2/12 |  |  | Covered PM Repair - Biomedical | MHHS-Northeast | [8 empty] | LAMPSURGCEILING | Lamp, Surgical, Ceiling | Berchtold Corp
NO | YES |  |  |  | 013-17171 | 013-17171 | BERCHTOLD | CHROMOPHARE D 660 |  |  | SW-Central Supply | MHHS-Southwest |  | Lamp, Surgical, Ceiling |  | 013-17171 | 013-17171 | Southwest | MHHS-Southwest | SW-Central Supply | Endovascular7 | 7/1/18 |  |  |  | LIGHTS, SURGICAL | Lamp, Surgical, Ceiling | LAMPSURGCEILING-Berchtold Corp-Chromophare D660 | LAMPSURGCEILING | Chromophare D660 |  |  |  | Berchtold Corp | Lamp, Surgical, Ceiling |  |  | LAMPSURGCEILING-Berchtold Corp-Chromophare D660 | 1/2/12 |  |  | Covered PM Repair - Biomedical | MHHS-Southwest | [8 empty] | LAMPSURGCEILING | Lamp, Surgical, Ceiling | Berchtold Corp
NO | YES | Serial Number 1325 |  |  | 013-17173 | 013-17173 | BERCHTOLD | CHROMOPHARE D 660 |  |  | SW-Central Supply | MHHS-Southwest |  | Lamp, Surgical, Ceiling |  | 013-17173 | 013-17173 | Southwest | MHHS-Southwest | SW-Central Supply | Endovascular7 | 7/1/18 |  |  |  | LIGHTS, SURGICAL | Lamp, Surgical, Ceiling | LAMPSURGCEILING-Berchtold Corp-Chromophare D660 | LAMPSURGCEILING | Chromophare D660 |  |  |  | Berchtold Corp | Lamp, Surgical, Ceiling |  |  | LAMPSURGCEILING-Berchtold Corp-Chromophare D660 | 1/2/12 |  |  | Covered PM Repair - Biomedical | MHHS-Southwest | [8 empty] | LAMPSURGCEILING | Lamp, Surgical, Ceiling | Berchtold Corp
NO | YES |  |  |  | 013-16965 | 013-16965 | BERCHTOLD | CHROMOPHARE D 660 |  |  | SW-OR | MHHS-Southwest |  | Lamp, Surgical, Ceiling |  | 013-16965 | 013-16965 | Southwest | MHHS-Southwest | SW-OR | OR 10 | 7/1/18 |  |  |  | LIGHTS, SURGICAL | Lamp, Surgical, Ceiling | LAMPSURGCEILING-Berchtold Corp-Chromophare D660 | LAMPSURGCEILING | Chromophare D660 |  |  |  | Berchtold Corp | Lamp, Surgical, Ceiling |  |  | LAMPSURGCEILING-Berchtold Corp-Chromophare D660 | 1/2/12 |  |  | Covered PM Repair - Biomedical | MHHS-Southwest | [8 empty] | LAMPSURGCEILING | Lamp, Surgical, Ceiling | Berchtold Corp
NO | NO |  |  |  | 069-43840 |  | BERCHTOLD | CHROMOPHARE E 558 |  | 7834180-W61213 | TMC - OR - HERMANN (2HP) | MHHS-TMC |  |  |  | 069-43840 |  | TMC |  | TMC - OR - HERMANN (2HP) | [5 empty] | LIGHTS, SURGICAL |  | .needs class |  |  |  |  | .needs class | Berchtold Corp | [7 empty] | Covered PM Repair - Biomedical | MHHS-TMC
NO | YES |  |  |  | 029-07202 | 029-07202 | BERCHTOLD | CHROMOPHARE E 668 |  | 7616180-S12398, 7616180-S12396 | Woodlands-OR | MHHS-Woodlands |  | Lamp, Surgical, Ceiling |  | 029-07202 | 029-07202 | Woodlands | MHHS-Woodlands | Woodlands-OR | OR 14 | 10/1/19 |  | 10/1/20 |  | LIGHTS, SURGICAL | Lamp, Surgical, Ceiling | LAMPSURGCEILING-Berchtold Corp-Chromophare E668 | LAMPSURGCEILING | Chromophare E668 |  |  |  | Berchtold Corp | Lamp, Surgical, Ceiling |  |  | LAMPSURGCEILING-Berchtold Corp-Chromophare E668 | 1/2/12 |  |  | Covered PM Repair - Biomedical | MHHS-Woodlands | [8 empty] | LAMPSURGCEILING | Lamp, Surgical, Ceiling | Berchtold Corp
NO | YES |  |  |  | 029-07203 | 029-07203 | BERCHTOLD | CHROMOPHARE E 668 |  | 7606180-S12504, 7606180-S12502 | Woodlands-OR | MHHS-Woodlands |  | Lamp, Surgical, Ceiling |  | 029-07203 | 029-07203 | Woodlands | MHHS-Woodlands | Woodlands-OR | OR 12 | 10/1/19 |  |  |  | LIGHTS, SURGICAL | Lamp, Surgical, Ceiling | LAMPSURGCEILING-Berchtold Corp-Chromophare E668 | LAMPSURGCEILING | Chromophare E668 |  |  |  | Berchtold Corp | Lamp, Surgical, Ceiling |  |  | LAMPSURGCEILING-Berchtold Corp-Chromophare E668 | 1/2/12 |  |  | Covered PM Repair - Biomedical | MHHS-Woodlands | [8 empty] | LAMPSURGCEILING | Lamp, Surgical, Ceiling | Berchtold Corp
NO | YES |  |  |  | 029-07206 | 029-07206 | BERCHTOLD | CHROMOPHARE E 668 |  | 7606180-S12329, 7606180-S12331 | Woodlands-OR | MHHS-Woodlands |  | Lamp, Surgical, Ceiling |  | 029-07206 | 029-07206 | Woodlands | MHHS-Woodlands | Woodlands-OR | OR | 10/1/19 |  | 10/1/20 |  | LIGHTS, SURGICAL | Lamp, Surgical, Ceiling | LAMPSURGCEILING-Berchtold Corp-Chromophare E668 | LAMPSURGCEILING | Chromophare E668 |  |  |  | Berchtold Corp | Lamp, Surgical, Ceiling |  |  | LAMPSURGCEILING-Berchtold Corp-Chromophare E668 | 1/2/12 |  |  | Covered PM Repair - Biomedical | MHHS-Woodlands | [8 empty] | LAMPSURGCEILING | Lamp, Surgical, Ceiling | Berchtold Corp
NO | YES |  |  |  |  | 029-07199 | BERCHTOLD | CHROMOPHARE E 668 |  | 7616180-S12299, 7606180-S12348, 7606180-S12332 | Woodlands-OR | MHHS-Woodlands |  | Lamp, Surgical, Ceiling |  |  | 029-07199 | Woodlands | MHHS-Woodlands | Woodlands-OR | OR 17 | 2/1/18 |  |  |  | LIGHTS, SURGICAL | Lamp, Surgical, Ceiling | LAMPSURGCEILING-Berchtold Corp-Chromophare E668 | LAMPSURGCEILING | Chromophare E668 |  |  |  | Berchtold Corp | Lamp, Surgical, Ceiling |  |  | LAMPSURGCEILING-Berchtold Corp-Chromophare E668 | 1/2/12 |  |  | Covered PM Repair - Biomedical | MHHS-Woodlands | [8 empty] | LAMPSURGCEILING | Lamp, Surgical, Ceiling | Berchtold Corp
NO | YES |  |  |  |  | 029-07204 | BERCHTOLD | CHROMOPHARE E 668 |  | 7606180-S12325, 7606180-S12333 | Woodlands-OR | MHHS-Woodlands |  | Lamp, Surgical, Ceiling |  |  | 029-07204 | Woodlands | MHHS-Woodlands | Woodlands-OR | OR | 10/1/19 |  | 10/1/20 |  | LIGHTS, SURGICAL | Lamp, Surgical, Ceiling | LAMPSURGCEILING-Berchtold Corp-Chromophare E668 | LAMPSURGCEILING | Chromophare E668 |  |  |  | Berchtold Corp | Lamp, Surgical, Ceiling |  |  | LAMPSURGCEILING-Berchtold Corp-Chromophare E668 | 1/2/12 |  |  | Covered PM Repair - Biomedical | MHHS-Woodlands | [8 empty] | LAMPSURGCEILING | Lamp, Surgical, Ceiling | Berchtold Corp
NO | YES |  |  |  |  | 029-07205 | BERCHTOLD | CHROMOPHARE E 668 |  | 7606180-S12345, 7606180-S12343 | Woodlands-OR | MHHS-Woodlands |  | Lamp, Surgical, Ceiling |  |  | 029-07205 | Woodlands | MHHS-Woodlands | Woodlands-OR | OR | 11/1/19 |  | 11/1/20 |  | LIGHTS, SURGICAL | Lamp, Surgical, Ceiling | LAMPSURGCEILING-Berchtold Corp-Chromophare E668 | LAMPSURGCEILING | Chromophare E668 |  |  |  | Berchtold Corp | Lamp, Surgical, Ceiling |  |  | LAMPSURGCEILING-Berchtold Corp-Chromophare E668 | 1/2/12 |  |  | Covered PM Repair - Biomedical | MHHS-Woodlands | [8 empty] | LAMPSURGCEILING | Lamp, Surgical, Ceiling | Berchtold Corp
YES | YES |  |  |  | 029-13348 | 029-13348 | BERCHTOLD | CHROMOPHARE E 668 |  |  | WOODLANDS - OR |  |  |  |  | 029-13348 | 029-13348 | Woodlands | Woodlands | WOODLANDS - OR | OR 16 | [5 empty] | Lamp, Surgical, Ceiling | LAMPSURGCEILING-Berchtold Corp-Chromophare E668 | [23 empty] | LAMPSURGCEILING | Lamp, Surgical, Ceiling | Berchtold Corp
NO | NO | [5 empty] | BERCHTOLD | CHROMOPHARE E 668 |  | 7616180-S12399, 7616180-S12298 | WOODLANDS - OR | MHHS-Woodlands |  | Lamp, Surgical, Ceiling |  |  |  | Woodlands |  | WOODLANDS - OR | [5 empty] | LIGHTS, SURGICAL |  | LAMPSURGCEILING-Berchtold Corp-Chromophare E668 | LAMPSURGCEILING | Chromophare E668 |  |  |  | Berchtold Corp | Lamp, Surgical, Ceiling |  |  | LAMPSURGCEILING-Berchtold Corp-Chromophare E668 |  |  |  | Covered PM Repair - Biomedical | MHHS-Woodlands
NO | YES |  |  |  | 151-01714 | 151-01714 | BERCHTOLD | CHROMOPHARE F 300 |  | 7735170-X15795 | CY-ER | MHHS-Cypress |  | Lamp, Surgical, Ceiling |  | 151-01714 | 151-01714 | Northwest | MHHS-Cypress | CY-ER | Treatment 8 | 5/1/19 | 5/1/20 |  |  | LIGHTS, SURGICAL | Lamp, Surgical, Ceiling | LAMPSURGCEILING-Berchtold Corp-Chromophare F300 | LAMPSURGCEILING | Chromophare F300 |  |  |  | Berchtold Corp | Lamp, Surgical, Ceiling |  |  | LAMPSURGCEILING-Berchtold Corp-Chromophare F300 |  |  |  | Covered PM Repair - Biomedical | MHHS-Cypress | [8 empty] | LAMPSURGCEILING | Lamp, Surgical, Ceiling | Berchtold Corp
NO | YES |  |  |  | 151-01716 | 151-01716 | BERCHTOLD | CHROMOPHARE F 300 |  | 7735170-X15805 | CY-ER | MHHS-Cypress |  | Lamp, Surgical, Ceiling |  | 151-01716 | 151-01716 | Northwest | MHHS-Cypress | CY-ER | M1 408 Treatment |  |  |  |  | LIGHTS, SURGICAL | Lamp, Surgical, Ceiling | LAMPSURGCEILING-Berchtold Corp-Chromophare F300 | LAMPSURGCEILING | Chromophare F300 |  |  |  | Berchtold Corp | Lamp, Surgical, Ceiling |  |  | LAMPSURGCEILING-Berchtold Corp-Chromophare F300 | 5/8/19 |  |  | Covered PM Repair - Biomedical | MHHS-Cypress | [8 empty] | LAMPSURGCEILING | Lamp, Surgical, Ceiling | Berchtold Corp
NO | YES |  |  |  | 151-01717 | 151-01717 | BERCHTOLD | CHROMOPHARE F 300 |  | 7735170-X15800 | CY-ER | MHHS-Cypress |  | Lamp, Surgical, Ceiling |  | 151-01717 | 151-01717 | Northwest | MHHS-Cypress | CY-ER | Treatment 11 | 5/1/19 | 5/1/20 |  |  | LIGHTS, SURGICAL | Lamp, Surgical, Ceiling | LAMPSURGCEILING-Berchtold Corp-Chromophare F300 | LAMPSURGCEILING | Chromophare F300 |  |  |  | Berchtold Corp | Lamp, Surgical, Ceiling |  |  | LAMPSURGCEILING-Berchtold Corp-Chromophare F300 | 8/8/19 |  |  | Covered PM Repair - Biomedical | MHHS-Cypress | [8 empty] | LAMPSURGCEILING | Lamp, Surgical, Ceiling | Berchtold Corp
NO | YES |  |  |  | 151-01720 | 151-01720 | BERCHTOLD | CHROMOPHARE F 300 |  | 7735170-X15817 | CY-ER | MHHS-Cypress |  | Lamp, Surgical, Ceiling |  | 151-01720 | 151-01720 | Northwest | MHHS-Cypress | CY-ER | Treatment 14 | 5/1/19 | 5/1/20 |  |  | LIGHTS, SURGICAL | Lamp, Surgical, Ceiling | LAMPSURGCEILING-Berchtold Corp-Chromophare F300 | LAMPSURGCEILING | Chromophare F300 |  |  |  | Berchtold Corp | Lamp, Surgical, Ceiling |  |  | LAMPSURGCEILING-Berchtold Corp-Chromophare F300 |  |  |  | Covered PM Repair - Biomedical | MHHS-Cypress | [8 empty] | LAMPSURGCEILING | Lamp, Surgical, Ceiling | Berchtold Corp
NO | YES |  |  |  | 151-01721 | 151-01721 | BERCHTOLD | CHROMOPHARE F 300 |  | 7735170-X15810 | CY-ER | MHHS-Cypress |  | Lamp, Surgical, Ceiling |  | 151-01721 | 151-01721 | Northwest | MHHS-Cypress | CY-ER | Er 15 | 5/1/19 | 5/1/20 |  |  | LIGHTS, SURGICAL | Lamp, Surgical, Ceiling | LAMPSURGCEILING-Berchtold Corp-Chromophare F300 | LAMPSURGCEILING | Chromophare F300 |  |  |  | Berchtold Corp | Lamp, Surgical, Ceiling |  |  | LAMPSURGCEILING-Berchtold Corp-Chromophare F300 | 7/24/20 |  |  | Not Covered Vendor Only - Biomedical | MHHS-Cypress | [8 empty] | LAMPSURGCEILING | Lamp, Surgical, Ceiling | Berchtold Corp
NO | YES |  |  |  | 151-01915 | 151-01915 | BERCHTOLD | CHROMOPHARE F 300 |  | 7735170-Y-16735 | CY-ER | MHHS-Cypress |  | Lamp, Surgical, Ceiling |  | 151-01915 | 151-01915 | Northwest | MHHS-Cypress | CY-ER | ER ROOM 16 | 5/1/19 | 5/1/20 |  |  | LIGHTS, SURGICAL | Lamp, Surgical, Ceiling | LAMPSURGCEILING-Berchtold Corp-Chromophare F300 | LAMPSURGCEILING | Chromophare F300 |  |  |  | Berchtold Corp | Lamp, Surgical, Ceiling |  |  | LAMPSURGCEILING-Berchtold Corp-Chromophare F300 | 7/24/20 |  |  | Not Covered Vendor Only - Biomedical | MHHS-Cypress | [8 empty] | LAMPSURGCEILING | Lamp, Surgical, Ceiling | Berchtold Corp
NO | YES |  |  |  | 151-01916 | 151-01916 | BERCHTOLD | CHROMOPHARE F 300 |  | 7735170-Y-16719 | CY-ER | MHHS-Cypress |  | Lamp, Surgical, Ceiling |  | 151-01916 | 151-01916 | Northwest | MHHS-Cypress | CY-ER | M1 401 treatment 17 | 5/1/19 | 5/1/20 |  |  | LIGHTS, SURGICAL | Lamp, Surgical, Ceiling | LAMPSURGCEILING-Berchtold Corp-Chromophare F300 | LAMPSURGCEILING | Chromophare F300 |  |  |  | Berchtold Corp | Lamp, Surgical, Ceiling |  |  | LAMPSURGCEILING-Berchtold Corp-Chromophare F300 | 7/25/19 |  |  | Covered PM Repair - Biomedical | MHHS-Cypress | [8 empty] | LAMPSURGCEILING | Lamp, Surgical, Ceiling | Berchtold Corp
NO | YES |  |  |  | 009-06119 | 009-06119 | BERCHTOLD | CHROMOPHARE F 300 |  | 7735170-U00169 | GH-ER | MHHS-Greater Heights |  | Lamp, Surgical, Ceiling |  | 009-06119 | 009-06119 | Central | MHHS-Greater Heights | GH-ER | Rm 20 | 4/1/19 |  |  |  | LIGHTS, SURGICAL | Lamp, Surgical, Ceiling | LAMPSURGCEILING-Berchtold Corp-Chromophare F300 | LAMPSURGCEILING | Chromophare F300 |  |  |  | Berchtold Corp | Lamp, Surgical, Ceiling |  |  | LAMPSURGCEILING-Berchtold Corp-Chromophare F300 | 1/2/12 |  |  | Covered PM Repair - Biomedical | MHHS-Greater Heights | [8 empty] | LAMPSURGCEILING | Lamp, Surgical, Ceiling | Berchtold Corp
NO | YES | Serial Number 7735170-U00170 |  |  | 009-06120 | 009-06120 | BERCHTOLD | CHROMOPHARE F 300 |  | 7735170-U00170 | GH-ER | MHHS-Greater Heights |  | Lamp, Surgical, Ceiling |  | 009-06120 | 009-06120 | Central | MHHS-Greater Heights | GH-ER | [5 empty] | LIGHTS, SURGICAL | Lamp, Surgical, Ceiling | LAMPSURGCEILING-Berchtold Corp-Chromophare F300 | LAMPSURGCEILING | Chromophare F300 |  |  |  | Berchtold Corp | Lamp, Surgical, Ceiling |  |  | LAMPSURGCEILING-Berchtold Corp-Chromophare F300 | 1/2/12 |  |  | Covered PM Repair - Biomedical | MHHS-Greater Heights | [8 empty] | LAMPSURGCEILING | Lamp, Surgical, Ceiling | Berchtold Corp
NO | YES |  |  |  | 009-09186 | 009-01986 | BERCHTOLD | CHROMOPHARE F 300 |  | 7735170-U60664 | GH-ER | MHHS-Greater Heights |  | Lamp, Surgical, Ceiling |  | 009-09186 | 009-01986 | Central | MHHS-Greater Heights | GH-ER | Forensics | 4/1/19 |  |  |  | LIGHTS, SURGICAL | Lamp, Surgical, Ceiling | LAMPSURGCEILING-Berchtold Corp-Chromophare F300 | LAMPSURGCEILING | Chromophare F300 |  |  |  | Berchtold Corp | Lamp, Surgical, Ceiling |  |  | LAMPSURGCEILING-Berchtold Corp-Chromophare F300 | 1/2/12 |  |  | Covered PM Repair - Biomedical | MHHS-Greater Heights | [8 empty] | LAMPSURGCEILING | Lamp, Surgical, Ceiling | Berchtold Corp
NO | YES |  |  |  | 009-09187 | 009-09187 | BERCHTOLD | CHROMOPHARE F 300 |  | 7735170-U60661 | GH-ER | MHHS-Greater Heights |  | Lamp, Surgical, Ceiling |  | 009-09187 | 009-09187 | Central | MHHS-Greater Heights | GH-ER | Rm 36 |  |  |  |  | LIGHTS, SURGICAL | Lamp, Surgical, Ceiling | LAMPSURGCEILING-Berchtold Corp-Chromophare F300 | LAMPSURGCEILING | Chromophare F300 |  |  |  | Berchtold Corp | Lamp, Surgical, Ceiling |  |  | LAMPSURGCEILING-Berchtold Corp-Chromophare F300 | 1/2/12 |  |  | Covered PM Repair - Biomedical | MHHS-Greater Heights | [8 empty] | LAMPSURGCEILING | Lamp, Surgical, Ceiling | Berchtold Corp
NO | YES |  |  |  | 009-09188 | 009-09188 | BERCHTOLD | CHROMOPHARE F 300 |  | 7735170-U60659 | GH-ER | MHHS-Greater Heights |  | Lamp, Surgical, Ceiling |  | 009-09188 | 009-09188 | Central | MHHS-Greater Heights | GH-ER | Rm 38 | 4/1/19 |  |  |  | LIGHTS, SURGICAL | Lamp, Surgical, Ceiling | LAMPSURGCEILING-Berchtold Corp-Chromophare F300 | LAMPSURGCEILING | Chromophare F300 |  |  |  | Berchtold Corp | Lamp, Surgical, Ceiling |  |  | LAMPSURGCEILING-Berchtold Corp-Chromophare F300 | 1/2/12 |  |  | Covered PM Repair - Biomedical | MHHS-Greater Heights | [8 empty] | LAMPSURGCEILING | Lamp, Surgical, Ceiling | Berchtold Corp
NO | YES |  |  |  | 009-09189 | 009-09189 | BERCHTOLD | CHROMOPHARE F 300 |  | 7735170-U60663 | GH-ER | MHHS-Greater Heights |  | Lamp, Surgical, Ceiling |  | 009-09189 | 009-09189 | Central | MHHS-Greater Heights | GH-ER | Rm 39 |  |  |  |  | LIGHTS, SURGICAL | Lamp, Surgical, Ceiling | LAMPSURGCEILING-Berchtold Corp-Chromophare F300 | LAMPSURGCEILING | Chromophare F300 |  |  |  | Berchtold Corp | Lamp, Surgical, Ceiling |  |  | LAMPSURGCEILING-Berchtold Corp-Chromophare F300 | 1/2/12 |  |  | Covered PM Repair - Biomedical | MHHS-Greater Heights | [8 empty] | LAMPSURGCEILING | Lamp, Surgical, Ceiling | Berchtold Corp
NO | YES |  |  |  | 009-09190 | 009-09190 | BERCHTOLD | CHROMOPHARE F 300 |  | 7735170-U60665 | GH-ER | MHHS-Greater Heights |  | Lamp, Surgical, Ceiling |  | 009-09190 | 009-09190 | Central | MHHS-Greater Heights | GH-ER | Rm 35 |  |  |  |  | LIGHTS, SURGICAL | Lamp, Surgical, Ceiling | LAMPSURGCEILING-Berchtold Corp-Chromophare F300 | LAMPSURGCEILING | Chromophare F300 |  |  |  | Berchtold Corp | Lamp, Surgical, Ceiling |  |  | LAMPSURGCEILING-Berchtold Corp-Chromophare F300 | 1/2/12 |  |  | Covered PM Repair - Biomedical | MHHS-Greater Heights | [8 empty] | LAMPSURGCEILING | Lamp, Surgical, Ceiling | Berchtold Corp
NO | YES |  |  |  | 009-09191 | 009-09191 | BERCHTOLD | CHROMOPHARE F 300 |  | 7735170-U60655 | GH-ER | MHHS-Greater Heights |  | Lamp, Surgical, Ceiling |  | 009-09191 | 009-09191 | Central | MHHS-Greater Heights | GH-ER | [5 empty] | LIGHTS, SURGICAL | Lamp, Surgical, Ceiling | LAMPSURGCEILING-Berchtold Corp-Chromophare F300 | LAMPSURGCEILING | Chromophare F300 |  |  |  | Berchtold Corp | Lamp, Surgical, Ceiling |  |  | LAMPSURGCEILING-Berchtold Corp-Chromophare F300 | 1/2/12 |  |  | Covered PM Repair - Biomedical | MHHS-Greater Heights | [8 empty] | LAMPSURGCEILING | Lamp, Surgical, Ceiling | Berchtold Corp
NO | YES |  |  |  | 009-09192 | 009-09192 | BERCHTOLD | CHROMOPHARE F 300 |  | 7735170-U60656 | GH-ER | MHHS-Greater Heights |  | Lamp, Surgical, Ceiling |  | 009-09192 | 009-09192 | Central | MHHS-Greater Heights | GH-ER | Rm 33 |  |  |  |  | LIGHTS, SURGICAL | Lamp, Surgical, Ceiling | LAMPSURGCEILING-Berchtold Corp-Chromophare F300 | LAMPSURGCEILING | Chromophare F300 |  |  |  | Berchtold Corp | Lamp, Surgical, Ceiling |  |  | LAMPSURGCEILING-Berchtold Corp-Chromophare F300 | 1/2/12 |  |  | Covered PM Repair - Biomedical | MHHS-Greater Heights | [8 empty] | LAMPSURGCEILING | Lamp, Surgical, Ceiling | Berchtold Corp
NO | YES |  |  |  | 009-09193 | 009-09193 | BERCHTOLD | CHROMOPHARE F 300 |  | 7735170-U60660 | GH-ER | MHHS-Greater Heights |  | Lamp, Surgical, Ceiling |  | 009-09193 | 009-09193 | Central | MHHS-Greater Heights | GH-ER |  | 4/1/19 |  |  |  | LIGHTS, SURGICAL | Lamp, Surgical, Ceiling | LAMPSURGCEILING-Berchtold Corp-Chromophare F300 | LAMPSURGCEILING | Chromophare F300 |  |  |  | Berchtold Corp | Lamp, Surgical, Ceiling |  |  | LAMPSURGCEILING-Berchtold Corp-Chromophare F300 | 2/1/12 |  |  | Covered PM Repair - Biomedical | MHHS-Greater Heights | [8 empty] | LAMPSURGCEILING | Lamp, Surgical, Ceiling | Berchtold Corp
NO | YES |  |  |  | 009-09194 | 009-09194 | BERCHTOLD | CHROMOPHARE F 300 |  | 7735170-U60657 | GH-ER | MHHS-Greater Heights |  | Lamp, Surgical, Ceiling |  | 009-09194 | 009-09194 | Central | MHHS-Greater Heights | GH-ER | Rm 32 | 4/1/19 |  |  |  | LIGHTS, SURGICAL | Lamp, Surgical, Ceiling | LAMPSURGCEILING-Berchtold Corp-Chromophare F300 | LAMPSURGCEILING | Chromophare F300 |  |  |  | Berchtold Corp | Lamp, Surgical, Ceiling |  |  | LAMPSURGCEILING-Berchtold Corp-Chromophare F300 | 1/2/12 |  |  | Covered PM Repair - Biomedical | MHHS-Greater Heights | [8 empty] | LAMPSURGCEILING | Lamp, Surgical, Ceiling | Berchtold Corp
NO | YES |  |  |  | 009-09195 | 009-09195 | BERCHTOLD | CHROMOPHARE F 300 |  | 7735170-U60658 | GH-ER | MHHS-Greater Heights |  | Lamp, Surgical, Ceiling |  | 009-09195 | 009-09195 | Central | MHHS-Greater Heights | GH-ER |  | 4/1/19 |  | 4/1/20 |  | LIGHTS, SURGICAL | Lamp, Surgical, Ceiling | LAMPSURGCEILING-Berchtold Corp-Chromophare F300 | LAMPSURGCEILING | Chromophare F300 |  |  |  | Berchtold Corp | Lamp, Surgical, Ceiling |  |  | LAMPSURGCEILING-Berchtold Corp-Chromophare F300 |  |  |  | Covered PM Repair - Biomedical | MHHS-Greater Heights | [8 empty] | LAMPSURGCEILING | Lamp, Surgical, Ceiling | Berchtold Corp
NO | YES |  |  |  | 009-09196 | 009-09196 | BERCHTOLD | CHROMOPHARE F 300 |  | 7735170-U60662 | GH-ER | MHHS-Greater Heights |  | Lamp, Surgical, Ceiling |  | 009-09196 | 009-09196 | Central | MHHS-Greater Heights | GH-ER | Rm 31 | 4/1/19 |  |  |  | LIGHTS, SURGICAL | Lamp, Surgical, Ceiling | LAMPSURGCEILING-Berchtold Corp-Chromophare F300 | LAMPSURGCEILING | Chromophare F300 |  |  |  | Berchtold Corp | Lamp, Surgical, Ceiling |  |  | LAMPSURGCEILING-Berchtold Corp-Chromophare F300 | 12/20/16 |  |  | Covered PM Repair - Biomedical | MHHS-Greater Heights | [8 empty] | LAMPSURGCEILING | Lamp, Surgical, Ceiling | Berchtold Corp
NO | YES |  |  |  | 009-09201 | 009-09201 | BERCHTOLD | CHROMOPHARE F 300 |  | 773517 V-61343 | GH-ER | MHHS-Greater Heights |  | Lamp, Surgical, Ceiling |  | 009-09201 | 009-09201 | Central | MHHS-Greater Heights | GH-ER | Rm 30 | 4/1/19 |  |  |  | LIGHTS, SURGICAL | Lamp, Surgical, Ceiling | LAMPSURGCEILING-Berchtold Corp-Chromophare F300 | LAMPSURGCEILING | Chromophare F300 |  |  |  | Berchtold Corp | Lamp, Surgical, Ceiling |  |  | LAMPSURGCEILING-Berchtold Corp-Chromophare F300 |  |  |  | Covered PM Repair - Biomedical | MHHS-Greater Heights | [8 empty] | LAMPSURGCEILING | Lamp, Surgical, Ceiling | Berchtold Corp
NO | YES |  |  |  | 009-09202 | 009-09202 | BERCHTOLD | CHROMOPHARE F 300 |  | 773517 V-61340 | GH-ER | MHHS-Greater Heights |  | Lamp, Surgical, Ceiling |  | 009-09202 | 009-09202 | Central | MHHS-Greater Heights | GH-ER | [5 empty] | LIGHTS, SURGICAL | Lamp, Surgical, Ceiling | LAMPSURGCEILING-Berchtold Corp-Chromophare F300 | LAMPSURGCEILING | Chromophare F300 |  |  |  | Berchtold Corp | Lamp, Surgical, Ceiling |  |  | LAMPSURGCEILING-Berchtold Corp-Chromophare F300 |  |  |  | Covered PM Repair - Biomedical | MHHS-Greater Heights | [8 empty] | LAMPSURGCEILING | Lamp, Surgical, Ceiling | Berchtold Corp
NO | YES |  |  |  | 009-09209 | 009-09209 | BERCHTOLD | CHROMOPHARE F 300 |  | 773517 V-61338 | GH-ER | MHHS-Greater Heights |  | Lamp, Surgical, Ceiling |  | 009-09209 | 009-09209 | Central | MHHS-Greater Heights | GH-ER | [5 empty] | LIGHTS, SURGICAL | Lamp, Surgical, Ceiling | LAMPSURGCEILING-Berchtold Corp-Chromophare F300 | LAMPSURGCEILING | Chromophare F300 |  |  |  | Berchtold Corp | Lamp, Surgical, Ceiling |  |  | LAMPSURGCEILING-Berchtold Corp-Chromophare F300 |  |  |  | Covered PM Repair - Biomedical | MHHS-Greater Heights | [8 empty] | LAMPSURGCEILING | Lamp, Surgical, Ceiling | Berchtold Corp
NO | YES |  |  |  | 009-09210 | 009-09210 | BERCHTOLD | CHROMOPHARE F 300 |  | 773517 V-61341 | GH-ER | MHHS-Greater Heights |  | Lamp, Surgical, Ceiling |  | 009-09210 | 009-09210 | Central | MHHS-Greater Heights | GH-ER |  | 4/1/19 |  |  |  | LIGHTS, SURGICAL | Lamp, Surgical, Ceiling | LAMPSURGCEILING-Berchtold Corp-Chromophare F300 | LAMPSURGCEILING | Chromophare F300 |  |  |  | Berchtold Corp | Lamp, Surgical, Ceiling |  |  | LAMPSURGCEILING-Berchtold Corp-Chromophare F300 | 6/1/14 |  |  | Covered PM Repair - Biomedical | MHHS-Greater Heights | [8 empty] | LAMPSURGCEILING | Lamp, Surgical, Ceiling | Berchtold Corp
NO | YES |  |  |  | 009-09212 | 009-09212 | BERCHTOLD | CHROMOPHARE F 300 |  | 773517 V-61337 | GH-ER | MHHS-Greater Heights |  | Lamp, Surgical, Ceiling |  | 009-09212 | 009-09212 | Central | MHHS-Greater Heights | GH-ER | Rm 27 | 4/1/19 |  |  |  | LIGHTS, SURGICAL | Lamp, Surgical, Ceiling | LAMPSURGCEILING-Berchtold Corp-Chromophare F300 | LAMPSURGCEILING | Chromophare F300 |  |  |  | Berchtold Corp | Lamp, Surgical, Ceiling |  |  | LAMPSURGCEILING-Berchtold Corp-Chromophare F300 | 6/1/14 |  |  | Covered PM Repair - Biomedical | MHHS-Greater Heights | [8 empty] | LAMPSURGCEILING | Lamp, Surgical, Ceiling | Berchtold Corp
NO | YES |  |  |  | 009-33630 | 009-33630 | BERCHTOLD | CHROMOPHARE F 300 |  | 7738170-W00013 | GH-Labor | MHHS-Greater Heights |  | Lamp, Surgical, Ceiling |  | 009-33630 | 009-33630 | Central | Memorial Hermann Greater Heights Hospital | GH-Labor | LD3 |  |  |  | No p.m. | LIGHTS, SURGICAL |  | LAMPSURGCEILING-Berchtold Corp-Chromophare F300 | LAMPSURGCEILING | Chromophare F300 |  |  |  | Berchtold Corp | Lamp, Surgical, Ceiling |  |  | LAMPSURGCEILING-Berchtold Corp-Chromophare F300 |  |  |  | Covered PM Repair - Biomedical | MHHS-Greater Heights
NO | YES |  |  |  | 009-33631 | 009-33631 | BERCHTOLD | CHROMOPHARE F 300 |  | 7738170-W00014 | GH - NICU | MHHS-Greater Heights |  | Lamp, Surgical, Ceiling |  | 009-33631 | 009-33631 | Central | Greater heights | GH - NICU | GH - NICU |  |  |  |  | LIGHTS, SURGICAL |  | LAMPSURGCEILING-Berchtold Corp-Chromophare F300 | LAMPSURGCEILING | Chromophare F300 |  |  |  | Berchtold Corp | Lamp, Surgical, Ceiling |  |  | LAMPSURGCEILING-Berchtold Corp-Chromophare F300 |  |  |  | Covered PM Repair - Biomedical | MHHS-Greater Heights
NO | YES |  |  |  | 145-00621 | 145-00621 | BERCHTOLD | CHROMOPHARE F 300 |  | 7735170-W67961 | MH MG-(PL)-Pearland Multi-Specialty (Mp 2) | MHHS-Pearland Hospital |  | Lamp, Surgical, Ceiling |  | 145-00621 | 145-00621 | Pearland | MHHS-MG | MH MG-(PL)-Pearland Multi-Specialty (Mp 2) | Multispecialty |  |  |  |  | LIGHTS, SURGICAL | Lamp, Surgical, Ceiling | LAMPSURGCEILING-Berchtold Corp-Chromophare F300 | LAMPSURGCEILING | Chromophare F300 |  |  |  | Berchtold Corp | Lamp, Surgical, Ceiling |  |  | LAMPSURGCEILING-Berchtold Corp-Chromophare F300 | 7/26/18 |  |  | Covered PM Repair - Biomedical | MHHS-Pearland Hospital | [8 empty] | LAMPSURGCEILING | Lamp, Surgical, Ceiling | Berchtold Corp
NO | YES |  |  |  | 145-00849 | 145-00849 | BERCHTOLD | CHROMOPHARE F 300 |  | 7738170-W00058 | MH MG-(PL)-Pearland Multi-Specialty (Mp 2) | MHHS-Pearland Hospital |  | Lamp, Surgical, Ceiling |  | 145-00849 | 145-00849 | Pearland | MHHS-MG | MH MG-(PL)-Pearland Multi-Specialty (Mp 2) | Multispecialty |  |  |  |  | LIGHTS, SURGICAL | Lamp, Surgical, Ceiling | LAMPSURGCEILING-Berchtold Corp-Chromophare F300 | LAMPSURGCEILING | Chromophare F300 |  |  |  | Berchtold Corp | Lamp, Surgical, Ceiling |  |  | LAMPSURGCEILING-Berchtold Corp-Chromophare F300 |  |  |  | Covered PM Repair - Biomedical | MHHS-Pearland Hospital | [8 empty] | LAMPSURGCEILING | Lamp, Surgical, Ceiling | Berchtold Corp
NO | YES |  |  |  | 000-04916 | 000-04916 | BERCHTOLD | CHROMOPHARE F 300 |  |  | SC CCC-(NE)-Emergency Room | MHHS-Summer Creek CCC |  | Lamp, Surgical, Ceiling |  | 000-04916 | 000-04916 | Katy | MHHS-Others | SC CCC-(NE)-Emergency Room | Exam 9 | 9/1/19 |  |  |  | LIGHTS, SURGICAL | Lamp, Surgical, Ceiling | LAMPSURGCEILING-Berchtold Corp-Chromophare F300 | LAMPSURGCEILING | Chromophare F300 |  |  |  | Berchtold Corp | Lamp, Surgical, Ceiling |  |  | LAMPSURGCEILING-Berchtold Corp-Chromophare F300 | 12/7/16 |  |  | Covered PM Repair - Biomedical | MHHS-Summer Creek CCC | [8 empty] | LAMPSURGCEILING | Lamp, Surgical, Ceiling | Berchtold Corp
NO | YES |  |  |  | 000-04919 | 000-04919 | BERCHTOLD | CHROMOPHARE F 300 |  |  | SC CCC-(NE)-Emergency Room | MHHS-Summer Creek CCC |  | Lamp, Surgical, Ceiling |  | 000-04919 | 000-04919 | Katy | MHHS-Others | SC CCC-(NE)-Emergency Room |  | 9/1/19 | 9/1/20 |  |  | LIGHTS, SURGICAL | Lamp, Surgical, Ceiling | LAMPSURGCEILING-Berchtold Corp-Chromophare F300 | LAMPSURGCEILING | Chromophare F300 |  |  |  | Berchtold Corp | Lamp, Surgical, Ceiling |  |  | LAMPSURGCEILING-Berchtold Corp-Chromophare F300 | 12/7/16 |  |  | Covered PM Repair - Biomedical | MHHS-Summer Creek CCC | [8 empty] | LAMPSURGCEILING | Lamp, Surgical, Ceiling | Berchtold Corp
NO | YES |  |  |  | 000-04922 | 000-04922 | BERCHTOLD | CHROMOPHARE F 300 |  |  | SC CCC-(NE)-Emergency Room | MHHS-Summer Creek CCC |  | Lamp, Surgical, Ceiling |  | 000-04922 | 000-04922 | Katy | MHHS-Others | SC CCC-(NE)-Emergency Room |  | 9/1/19 | 9/1/20 |  |  | LIGHTS, SURGICAL | Lamp, Surgical, Ceiling | LAMPSURGCEILING-Berchtold Corp-Chromophare F300 | LAMPSURGCEILING | Chromophare F300 |  |  |  | Berchtold Corp | Lamp, Surgical, Ceiling |  |  | LAMPSURGCEILING-Berchtold Corp-Chromophare F300 | 12/7/16 |  |  | Covered PM Repair - Biomedical | MHHS-Summer Creek CCC | [8 empty] | LAMPSURGCEILING | Lamp, Surgical, Ceiling | Berchtold Corp
NO | YES |  |  |  | 583-00699 | 583-00699 | BERCHTOLD | CHROMOPHARE F 300 |  | 7738170-W00030 | KT CCC-(KY)-Emergency Room | MHHS-South Katy CCC |  | Lamp, Surgical, Ceiling |  | 583-00699 | 583-00699 | Katy | MHHS-Others | KT CCC-(KY)-Emergency Room | Exam 8 | 5/1/18 |  |  |  | LIGHTS, SURGICAL | Lamp, Surgical, Ceiling | LAMPSURGCEILING-Berchtold Corp-Chromophare F300 | LAMPSURGCEILING | Chromophare F300 |  |  |  | Berchtold Corp | Lamp, Surgical, Ceiling |  |  | LAMPSURGCEILING-Berchtold Corp-Chromophare F300 | 12/7/16 |  |  | Covered PM Repair - Biomedical | MHHS-South Katy CCC | [8 empty] | LAMPSURGCEILING | Lamp, Surgical, Ceiling | Berchtold Corp
NO | YES |  |  |  | 005-11113 | 005-11113 | BERCHTOLD | CHROMOPHARE F 300 |  |  | SE-L | MHHS-Southeast |  | Lamp, Surgical, Ceiling |  | 005-11113 | 005-11113 | Southeast & Bay Area | Memorial Hermann- SE- L | SE-L |  | 8/1/18 |  |  | PM Not Required | LIGHTS, SURGICAL |  | LAMPSURGCEILING-Berchtold Corp-Chromophare F300 | LAMPSURGCEILING | Chromophare F300 |  |  |  | Berchtold Corp | Lamp, Surgical, Ceiling |  |  | LAMPSURGCEILING-Berchtold Corp-Chromophare F300 | 1/2/12 |  |  | Covered PM Repair - Biomedical | MHHS-Southeast
NO | YES |  |  |  | 029-11632 | 029-11632 | BERCHTOLD | CHROMOPHARE F 300 |  | 7735170-X 15875 | Woodlands-ER | MHHS-Woodlands |  | Lamp, Surgical, Ceiling |  | 029-11632 | 029-11632 | Woodlands | MHHS-Woodlands | Woodlands-ER | Room16 | 3/1/19 |  |  |  | LIGHTS, SURGICAL | Lamp, Surgical, Ceiling | LAMPSURGCEILING-Berchtold Corp-Chromophare F300 | LAMPSURGCEILING | Chromophare F300 |  |  |  | Berchtold Corp | Lamp, Surgical, Ceiling |  |  | LAMPSURGCEILING-Berchtold Corp-Chromophare F300 | 2/7/20 |  |  | Not Covered Vendor Only - Biomedical | MHHS-Woodlands | [8 empty] | LAMPSURGCEILING | Lamp, Surgical, Ceiling | Berchtold Corp
NO | YES |  |  |  | 029-11636 | 029-11636 | BERCHTOLD | CHROMOPHARE F 300 |  | 7735170-X 15880 | Woodlands-ER | MHHS-Woodlands |  | Lamp, Surgical, Ceiling |  | 029-11636 | 029-11636 | Woodlands | MHHS-Woodlands | Woodlands-ER | Rook 17 | 3/1/19 |  |  |  | LIGHTS, SURGICAL | Lamp, Surgical, Ceiling | LAMPSURGCEILING-Berchtold Corp-Chromophare F300 | LAMPSURGCEILING | Chromophare F300 |  |  |  | Berchtold Corp | Lamp, Surgical, Ceiling |  |  | LAMPSURGCEILING-Berchtold Corp-Chromophare F300 | 2/7/20 |  |  | Not Covered Vendor Only - Biomedical | MHHS-Woodlands | [8 empty] | LAMPSURGCEILING | Lamp, Surgical, Ceiling | Berchtold Corp
NO | YES |  |  |  | 029-11640 | 029-11640 | BERCHTOLD | CHROMOPHARE F 300 |  | 7735170-X 15360 | Woodlands-ER | MHHS-Woodlands |  | Lamp, Surgical, Ceiling |  | 029-11640 | 029-11640 | Woodlands | MHHS-Woodlands | Woodlands-ER | Room 18 | 3/1/19 |  |  |  | LIGHTS, SURGICAL | Lamp, Surgical, Ceiling | LAMPSURGCEILING-Berchtold Corp-Chromophare F300 | LAMPSURGCEILING | Chromophare F300 |  |  |  | Berchtold Corp | Lamp, Surgical, Ceiling |  |  | LAMPSURGCEILING-Berchtold Corp-Chromophare F300 | 4/24/18 |  |  | Covered PM Repair - Biomedical | MHHS-Woodlands | [8 empty] | LAMPSURGCEILING | Lamp, Surgical, Ceiling | Berchtold Corp
NO | YES |  |  |  | 029-11644 | 029-11644 | BERCHTOLD | CHROMOPHARE F 300 |  | 7735170-X 15898 | Woodlands-ER | MHHS-Woodlands |  | Lamp, Surgical, Ceiling |  | 029-11644 | 029-11644 | Woodlands | MHHS-Woodlands | Woodlands-ER | ER19 |  |  |  |  | LIGHTS, SURGICAL | Lamp, Surgical, Ceiling | LAMPSURGCEILING-Berchtold Corp-Chromophare F300 | LAMPSURGCEILING | Chromophare F300 |  |  |  | Berchtold Corp | Lamp, Surgical, Ceiling |  |  | LAMPSURGCEILING-Berchtold Corp-Chromophare F300 | 1/1/10 |  |  | Clinical Miscellaneous | MHHS-Woodlands | [8 empty] | LAMPSURGCEILING | Lamp, Surgical, Ceiling | Berchtold Corp
NO | YES |  |  |  | 029-11669 | 029-11669 | BERCHTOLD | CHROMOPHARE F 300 |  | 7735170-X 15349 | Woodlands-ER | MHHS-Woodlands |  | Lamp, Surgical, Ceiling |  | 029-11669 | 029-11669 | Woodlands | MHHS-Woodlands | Woodlands-ER | ER20 |  |  |  |  | LIGHTS, SURGICAL | Lamp, Surgical, Ceiling | LAMPSURGCEILING-Berchtold Corp-Chromophare F300 | LAMPSURGCEILING | Chromophare F300 |  |  |  | Berchtold Corp | Lamp, Surgical, Ceiling |  |  | LAMPSURGCEILING-Berchtold Corp-Chromophare F300 | 1/1/10 |  |  | Clinical Miscellaneous | MHHS-Woodlands | [8 empty] | LAMPSURGCEILING | Lamp, Surgical, Ceiling | Berchtold Corp
NO | YES |  |  |  | 029-11678 | 029-11678 | BERCHTOLD | CHROMOPHARE F 300 |  | 7735170-X 15353 | Woodlands-ER | MHHS-Woodlands |  | Lamp, Surgical, Ceiling |  | 029-11678 | 029-11678 | Woodlands | MHHS-Woodlands | Woodlands-ER | Room 25 | 3/1/19 |  |  | ?AuNo pm required?Au sticker | LIGHTS, SURGICAL | Lamp, Surgical, Ceiling | LAMPSURGCEILING-Berchtold Corp-Chromophare F300 | LAMPSURGCEILING | Chromophare F300 |  |  |  | Berchtold Corp | Lamp, Surgical, Ceiling |  |  | LAMPSURGCEILING-Berchtold Corp-Chromophare F300 | 8/12/20 |  |  | Clinical Miscellaneous | MHHS-Woodlands | [8 empty] | LAMPSURGCEILING | Lamp, Surgical, Ceiling | Berchtold Corp
NO | YES |  |  |  | 029-11682 | 029-11682 | BERCHTOLD | CHROMOPHARE F 300 |  | 7735170-X 15882 | Woodlands-ER | MHHS-Woodlands |  | Lamp, Surgical, Ceiling |  | 029-11682 | 029-11682 | Woodlands | MHHS-Woodlands | Woodlands-ER | ER 25 |  |  |  |  | LIGHTS, SURGICAL | Lamp, Surgical, Ceiling | LAMPSURGCEILING-Berchtold Corp-Chromophare F300 | LAMPSURGCEILING | Chromophare F300 |  |  |  | Berchtold Corp | Lamp, Surgical, Ceiling |  |  | LAMPSURGCEILING-Berchtold Corp-Chromophare F300 |  |  |  | Covered PM Repair - Biomedical | MHHS-Woodlands | [8 empty] | LAMPSURGCEILING | Lamp, Surgical, Ceiling | Berchtold Corp
NO | YES |  |  |  | 029-11692 | 029-11692 | BERCHTOLD | CHROMOPHARE F 300 |  | 7735170-X15896 | Woodlands-ER | MHHS-Woodlands |  | Lamp, Surgical, Ceiling |  | 029-11692 | 029-11692 | Woodlands | MHHS-Woodlands | Woodlands-ER | Room 27 |  |  |  | No p.m. | LIGHTS, SURGICAL | Lamp, Surgical, Ceiling | LAMPSURGCEILING-Berchtold Corp-Chromophare F300 | LAMPSURGCEILING | Chromophare F300 |  |  |  | Berchtold Corp | Lamp, Surgical, Ceiling |  |  | LAMPSURGCEILING-Berchtold Corp-Chromophare F300 | 1/18/17 |  |  | Covered PM Repair - Biomedical | MHHS-Woodlands | [8 empty] | LAMPSURGCEILING | Lamp, Surgical, Ceiling | Berchtold Corp
NO | YES |  |  |  | 029-11696 | 029-11696 | BERCHTOLD | CHROMOPHARE F 300 |  | 7735170-X15879 | Woodlands-ER | MHHS-Woodlands |  | Lamp, Surgical, Ceiling |  | 029-11696 | 029-11696 | Woodlands | MHHS-Woodlands | Woodlands-ER | Room 15 | 8/1/18 |  |  |  | LIGHTS, SURGICAL | Lamp, Surgical, Ceiling | LAMPSURGCEILING-Berchtold Corp-Chromophare F300 | LAMPSURGCEILING | Chromophare F300 |  |  |  | Berchtold Corp | Lamp, Surgical, Ceiling |  |  | LAMPSURGCEILING-Berchtold Corp-Chromophare F300 | 1/14/17 |  |  | Covered PM Repair - Biomedical | MHHS-Woodlands | [8 empty] | LAMPSURGCEILING | Lamp, Surgical, Ceiling | Berchtold Corp
NO | YES |  |  |  | 029-11700 | 029-11700 | BERCHTOLD | CHROMOPHARE F 300 |  | 7735170-X15876 | Woodlands-ER | MHHS-Woodlands |  | Lamp, Surgical, Ceiling |  | 029-11700 | 029-11700 | Woodlands | MHHS-Woodlands | Woodlands-ER | Room 14 | 9/1/19 |  |  |  | LIGHTS, SURGICAL | Lamp, Surgical, Ceiling | LAMPSURGCEILING-Berchtold Corp-Chromophare F300 | LAMPSURGCEILING | Chromophare F300 |  |  |  | Berchtold Corp | Lamp, Surgical, Ceiling |  |  | LAMPSURGCEILING-Berchtold Corp-Chromophare F300 |  |  |  | Covered PM Repair - Biomedical | MHHS-Woodlands | [8 empty] | LAMPSURGCEILING | Lamp, Surgical, Ceiling | Berchtold Corp
NO | YES |  |  |  | 029-11704 | 029-11704 | BERCHTOLD | CHROMOPHARE F 300 |  | 7735170-X15894 | Woodlands-ER | MHHS-Woodlands |  | Lamp, Surgical, Ceiling |  | 029-11704 | 029-11704 | Woodlands | MHHS-Woodlands | Woodlands-ER | Room 13 | 3/1/19 |  |  |  | LIGHTS, SURGICAL | Lamp, Surgical, Ceiling | LAMPSURGCEILING-Berchtold Corp-Chromophare F300 | LAMPSURGCEILING | Chromophare F300 |  |  |  | Berchtold Corp | Lamp, Surgical, Ceiling |  |  | LAMPSURGCEILING-Berchtold Corp-Chromophare F300 | 12/20/16 |  |  | Covered PM Repair - Biomedical | MHHS-Woodlands | [8 empty] | LAMPSURGCEILING | Lamp, Surgical, Ceiling | Berchtold Corp
NO | YES |  |  |  | 029-11712 | 029-11712 | BERCHTOLD | CHROMOPHARE F 300 |  | 7735170-X16225 | Woodlands-ER | MHHS-Woodlands |  | Lamp, Surgical, Ceiling |  | 029-11712 | 029-11712 | Woodlands | MHHS-Woodlands | Woodlands-ER | Room 11 | 8/1/18 |  |  | ?AuNo pm required?Au sticker | LIGHTS, SURGICAL | Lamp, Surgical, Ceiling | LAMPSURGCEILING-Berchtold Corp-Chromophare F300 | LAMPSURGCEILING | Chromophare F300 |  |  |  | Berchtold Corp | Lamp, Surgical, Ceiling |  |  | LAMPSURGCEILING-Berchtold Corp-Chromophare F300 | 1/10/17 |  |  | Covered PM Repair - Radiology, Low End | MHHS-Woodlands | [8 empty] | LAMPSURGCEILING | Lamp, Surgical, Ceiling | Berchtold Corp
NO | YES |  |  |  | 029-12205 | 029-12205 | BERCHTOLD | CHROMOPHARE F 300 |  | 7735170-W67953 | Woodlands-ER | MHHS-Woodlands |  | Lamp, Surgical, Ceiling |  | 029-12205 | 029-12205 | Woodlands | MHHS-Woodlands | Woodlands-ER | Room 6 |  |  |  |  | LIGHTS, SURGICAL | Lamp, Surgical, Ceiling | LAMPSURGCEILING-Berchtold Corp-Chromophare F300 | LAMPSURGCEILING | Chromophare F300 |  |  |  | Berchtold Corp | Lamp, Surgical, Ceiling |  |  | LAMPSURGCEILING-Berchtold Corp-Chromophare F300 | 1/10/20 |  |  | Not Covered Vendor Only - Biomedical | MHHS-Woodlands | [8 empty] | LAMPSURGCEILING | Lamp, Surgical, Ceiling | Berchtold Corp
NO | YES |  |  |  | 029-12207 | 029-12207 | BERCHTOLD | CHROMOPHARE F 300 |  |  | Woodlands-ER | MHHS-Woodlands |  | Lamp, Surgical, Ceiling |  | 029-12207 | 029-12207 | Woodlands | MHHS-Woodlands | Woodlands-ER | Room 9 | 9/1/19 |  | 9/1/20 |  | LIGHTS, SURGICAL | Lamp, Surgical, Ceiling | LAMPSURGCEILING-Berchtold Corp-Chromophare F300 | LAMPSURGCEILING | Chromophare F300 |  |  |  | Berchtold Corp | Lamp, Surgical, Ceiling |  |  | LAMPSURGCEILING-Berchtold Corp-Chromophare F300 | 12/7/16 |  |  | Covered PM Repair - Biomedical | MHHS-Woodlands | [8 empty] | LAMPSURGCEILING | Lamp, Surgical, Ceiling | Berchtold Corp
NO | YES |  |  |  | 029-12208 | 029-12208 | BERCHTOLD | CHROMOPHARE F 300 |  |  | Woodlands-ER | MHHS-Woodlands |  | Lamp, Surgical, Ceiling |  | 029-12208 | 029-12208 | Woodlands | MHHS-Woodlands | Woodlands-ER | Room 10 | 9/1/19 |  | 9/1/20 |  | LIGHTS, SURGICAL | Lamp, Surgical, Ceiling | LAMPSURGCEILING-Berchtold Corp-Chromophare F300 | LAMPSURGCEILING | Chromophare F300 |  |  |  | Berchtold Corp | Lamp, Surgical, Ceiling |  |  | LAMPSURGCEILING-Berchtold Corp-Chromophare F300 | 12/7/16 |  |  | Covered PM Repair - Biomedical | MHHS-Woodlands | [8 empty] | LAMPSURGCEILING | Lamp, Surgical, Ceiling | Berchtold Corp
NO | YES |  |  |  |  | 029-12304 | BERCHTOLD | CHROMOPHARE F 300 |  |  | Woodlands-ER | MHHS-Woodlands |  | Lamp, Surgical, Ceiling |  |  | 029-12304 | Woodlands | MHHS-Woodlands | Woodlands-ER | Room 28 | 8/1/18 |  |  | No pm required | LIGHTS, SURGICAL | Lamp, Surgical, Ceiling | LAMPSURGCEILING-Berchtold Corp-Chromophare F300 | LAMPSURGCEILING | Chromophare F300 |  |  |  | Berchtold Corp | Lamp, Surgical, Ceiling |  |  | LAMPSURGCEILING-Berchtold Corp-Chromophare F300 | 12/7/16 |  |  | Covered PM Repair - Biomedical | MHHS-Woodlands | [8 empty] | LAMPSURGCEILING | Lamp, Surgical, Ceiling | Berchtold Corp
NO | YES |  |  |  |  | 029-12310 | BERCHTOLD | CHROMOPHARE F 300 |  |  | Woodlands-ER | MHHS-Woodlands |  | Lamp, Surgical, Ceiling |  |  | 029-12310 | Woodlands | MHHS-Woodlands | Woodlands-ER | Room 28 | 8/1/18 |  |  | ?AuNo pm required?Au sticker | LIGHTS, SURGICAL | Lamp, Surgical, Ceiling | LAMPSURGCEILING-Berchtold Corp-Chromophare F300 | LAMPSURGCEILING | Chromophare F300 |  |  |  | Berchtold Corp | Lamp, Surgical, Ceiling |  |  | LAMPSURGCEILING-Berchtold Corp-Chromophare F300 | 12/7/16 |  |  | Covered PM Repair - Biomedical | MHHS-Woodlands | [8 empty] | LAMPSURGCEILING | Lamp, Surgical, Ceiling | Berchtold Corp
NO | YES |  |  |  | 029-12378 | 029-12378 | BERCHTOLD | CHROMOPHARE F 300 |  | 7738170-X / 14967 | Woodlands-ER | MHHS-Woodlands |  | Lamp, Surgical, Ceiling |  | 029-12378 | 029-12378 | Woodlands | MHHS-Woodlands | Woodlands-ER | Storage equipment | 9/1/19 |  |  |  | LIGHTS, SURGICAL | Lamp, Surgical, Ceiling | LAMPSURGCEILING-Berchtold Corp-Chromophare F300 | LAMPSURGCEILING | Chromophare F300 |  |  |  | Berchtold Corp | Lamp, Surgical, Ceiling |  |  | LAMPSURGCEILING-Berchtold Corp-Chromophare F300 | 12/7/16 |  |  | Covered PM Repair - Biomedical | MHHS-Woodlands | [8 empty] | LAMPSURGCEILING | Lamp, Surgical, Ceiling | Berchtold Corp
NO | YES |  |  |  | 029-12488 | 029-12488 | BERCHTOLD | CHROMOPHARE F 300 |  | 7735170-W67956 | Woodlands-ER | MHHS-Woodlands |  | Lamp, Surgical, Ceiling |  | 029-12488 | 029-12488 | Woodlands | MHHS-Woodlands | Woodlands-ER | ER 4 | 8/1/18 |  |  |  | LIGHTS, SURGICAL | Lamp, Surgical, Ceiling | LAMPSURGCEILING-Berchtold Corp-Chromophare F300 | LAMPSURGCEILING | Chromophare F300 |  |  |  | Berchtold Corp | Lamp, Surgical, Ceiling |  |  | LAMPSURGCEILING-Berchtold Corp-Chromophare F300 | 2/9/17 |  |  | Covered PM Repair - Biomedical | MHHS-Woodlands | [8 empty] | LAMPSURGCEILING | Lamp, Surgical, Ceiling | Berchtold Corp
NO | YES |  |  |  | 029-12489 | 029-12489 | BERCHTOLD | CHROMOPHARE F 300 |  | 7735170-W67955 | Woodlands-ER | MHHS-Woodlands |  | Lamp, Surgical, Ceiling |  | 029-12489 | 029-12489 | Woodlands | MHHS-Woodlands | Woodlands-ER | Room 5 | 9/1/19 |  |  |  | LIGHTS, SURGICAL | Lamp, Surgical, Ceiling | LAMPSURGCEILING-Berchtold Corp-Chromophare F300 | LAMPSURGCEILING | Chromophare F300 |  |  |  | Berchtold Corp | Lamp, Surgical, Ceiling |  |  | LAMPSURGCEILING-Berchtold Corp-Chromophare F300 | 12/7/16 |  |  | Covered PM Repair - Biomedical | MHHS-Woodlands | [8 empty] | LAMPSURGCEILING | Lamp, Surgical, Ceiling | Berchtold Corp
NO | YES |  |  |  | 029-32055 | 029-32055 | BERCHTOLD | CHROMOPHARE F 300 |  |  | Woodlands-ER | MHHS-Woodlands |  | Lamp, Surgical, Ceiling |  | 029-32055 | 029-32055 | Woodlands | MHHS-Woodlands | Woodlands-ER | Room 8 | 8/1/18 |  | 9/1/20 |  | LIGHTS, SURGICAL | Lamp, Surgical, Ceiling | LAMPSURGCEILING-Berchtold Corp-Chromophare F300 | LAMPSURGCEILING | Chromophare F300 |  |  |  | Berchtold Corp | Lamp, Surgical, Ceiling |  |  | LAMPSURGCEILING-Berchtold Corp-Chromophare F300 | 6/30/16 |  |  | Covered PM Repair - Biomedical | MHHS-Woodlands | [8 empty] | LAMPSURGCEILING | Lamp, Surgical, Ceiling | Berchtold Corp
NO | YES |  |  |  | 029-32051 | 029-32051 | BERCHTOLD | CHROMOPHARE F 300 |  |  | Woodlands-ER-Peds | MHHS-Woodlands |  | Lamp, Surgical, Ceiling |  | 029-32051 | 029-32051 | Woodlands | MHHS-Woodlands | Woodlands-ER-Peds | Pedi 2 | 9/1/19 |  |  |  | LIGHTS, SURGICAL | Lamp, Surgical, Ceiling | LAMPSURGCEILING-Berchtold Corp-Chromophare F300 | LAMPSURGCEILING | Chromophare F300 |  |  |  | Berchtold Corp | Lamp, Surgical, Ceiling |  |  | LAMPSURGCEILING-Berchtold Corp-Chromophare F300 | 12/7/16 |  |  | Covered PM Repair - Biomedical | MHHS-Woodlands | [8 empty] | LAMPSURGCEILING | Lamp, Surgical, Ceiling | Berchtold Corp
NO | YES |  |  |  | 029-32053 | 029-32053 | BERCHTOLD | CHROMOPHARE F 300 |  |  | Woodlands-ER-Peds | MHHS-Woodlands |  | Lamp, Surgical, Ceiling |  | 029-32053 | 029-32053 | Woodlands | MHHS-Woodlands | Woodlands-ER-Peds | Pedi ER 1 |  |  | 3/1/20 |  | LIGHTS, SURGICAL | Lamp, Surgical, Ceiling | LAMPSURGCEILING-Berchtold Corp-Chromophare F300 | LAMPSURGCEILING | Chromophare F300 |  |  |  | Berchtold Corp | Lamp, Surgical, Ceiling |  |  | LAMPSURGCEILING-Berchtold Corp-Chromophare F300 | 12/7/16 |  |  | Covered PM Repair - Biomedical | MHHS-Woodlands | [8 empty] | LAMPSURGCEILING | Lamp, Surgical, Ceiling | Berchtold Corp
YES | YES | Serial Number Cnf |  |  | 099-01905 | 099-01905 | BERCHTOLD | CHROMOPHARE F 300 |  | Cnf | SC CCC - (NE) - EMERGENCY ROOM |  |  |  |  | 099-01905 | 099-01905 | NorthEast |  | SC CCC - (NE) - EMERGENCY ROOM |  |  |  |  | No pm |  | Lamp, Surgical, Ceiling | LAMPSURGCEILING-Berchtold Corp-Chromophare F300 | [23 empty] | LAMPSURGCEILING | Lamp, Surgical, Ceiling | Berchtold Corp
YES | YES | Serial Number Cnf |  |  | 099-01926 | 099-01926 | BERCHTOLD | CHROMOPHARE F 300 |  | Cnf | MH MG - (NE) - SUMMER CREEK CCC |  |  |  |  | 099-01926 | 099-01926 | NorthEast |  | MH MG - (NE) - SUMMER CREEK CCC |  |  |  |  | No pm |  | Lamp, Surgical, Ceiling | LAMPSURGCEILING-Berchtold Corp-Chromophare F300 | [23 empty] | LAMPSURGCEILING | Lamp, Surgical, Ceiling | Berchtold Corp
YES | YES |  |  |  |  | 029-12308 | BERCHTOLD | CHROMOPHARE F 300 |  |  | Emergency department | [5 empty] | 029-12308 | Woodlands | Memorial Hermann The Woodlands Medical Center | Emergency department | Room 29 | [5 empty] | Lamp, Surgical, Ceiling | LAMPSURGCEILING-Berchtold Corp-Chromophare F300 | [23 empty] | LAMPSURGCEILING | Lamp, Surgical, Ceiling | Berchtold Corp
YES | YES |  |  |  |  | 029-32047 | BERCHTOLD | CHROMOPHARE F 300 |  |  | Pediatric ER | [5 empty] | 029-32047 | Woodlands | Memorial Hermann Hospital Woodlands | Pediatric ER | Room 4 | [5 empty] | Lamp, Surgical, Ceiling | LAMPSURGCEILING-Berchtold Corp-Chromophare F300 | [23 empty] | LAMPSURGCEILING | Lamp, Surgical, Ceiling | Berchtold Corp
NO | NO |  |  |  | 151-01712 |  | BERCHTOLD | CHROMOPHARE F 300 |  | 7735170-X15804 | CY - ER | MHHS-Cypress |  | Lamp, Surgical, Ceiling |  | 151-01712 |  | Northwest & Cypress |  | CY - ER | [5 empty] | LIGHTS, SURGICAL |  | LAMPSURGCEILING-Berchtold Corp-Chromophare F300 | LAMPSURGCEILING | Chromophare F300 |  |  |  | Berchtold Corp | Lamp, Surgical, Ceiling |  |  | LAMPSURGCEILING-Berchtold Corp-Chromophare F300 |  |  |  | Covered PM Repair - Biomedical | MHHS-Cypress
NO | NO |  |  |  | 151-01713 |  | BERCHTOLD | CHROMOPHARE F 300 |  | 7735170-X15816 | CY - ER | MHHS-Cypress |  | Lamp, Surgical, Ceiling |  | 151-01713 |  | Northwest & Cypress |  | CY - ER | [5 empty] | LIGHTS, SURGICAL |  | LAMPSURGCEILING-Berchtold Corp-Chromophare F300 | LAMPSURGCEILING | Chromophare F300 |  |  |  | Berchtold Corp | Lamp, Surgical, Ceiling |  |  | LAMPSURGCEILING-Berchtold Corp-Chromophare F300 |  |  |  | Covered PM Repair - Biomedical | MHHS-Cypress
NO | NO |  |  |  | 151-01718 |  | BERCHTOLD | CHROMOPHARE F 300 |  | 7735170-X15785 | CY - ER | MHHS-Cypress |  | Lamp, Surgical, Ceiling |  | 151-01718 |  | Northwest & Cypress |  | CY - ER | [5 empty] | LIGHTS, SURGICAL |  | LAMPSURGCEILING-Berchtold Corp-Chromophare F300 | LAMPSURGCEILING | Chromophare F300 |  |  |  | Berchtold Corp | Lamp, Surgical, Ceiling |  |  | LAMPSURGCEILING-Berchtold Corp-Chromophare F300 |  |  |  | Covered PM Repair - Biomedical | MHHS-Cypress
NO | NO |  |  |  | 151-01719 |  | BERCHTOLD | CHROMOPHARE F 300 |  | 7735170-15788 | CY - ER | MHHS-Cypress |  | Lamp, Surgical, Ceiling |  | 151-01719 |  | Northwest & Cypress |  | CY - ER | [5 empty] | LIGHTS, SURGICAL |  | LAMPSURGCEILING-Berchtold Corp-Chromophare F300 | LAMPSURGCEILING | Chromophare F300 |  |  |  | Berchtold Corp | Lamp, Surgical, Ceiling |  |  | LAMPSURGCEILING-Berchtold Corp-Chromophare F300 |  |  |  | Not Covered Vendor Only - Rad, Low End | MHHS-Cypress
NO | NO |  |  |  | 151-01914 |  | BERCHTOLD | CHROMOPHARE F 300 |  | 7735170-X 16361 | CY - ER | MHHS-Cypress |  | Lamp, Surgical, Ceiling |  | 151-01914 |  | Northwest & Cypress |  | CY - ER | [5 empty] | LIGHTS, SURGICAL |  | LAMPSURGCEILING-Berchtold Corp-Chromophare F300 | LAMPSURGCEILING | Chromophare F300 |  |  |  | Berchtold Corp | Lamp, Surgical, Ceiling |  |  | LAMPSURGCEILING-Berchtold Corp-Chromophare F300 |  |  |  | Covered PM Repair - Biomedical | MHHS-Cypress
NO | NO |  |  |  | 009-06109 |  | BERCHTOLD | CHROMOPHARE F 300 |  | 7735170-U00172 | GH - ER | MHHS-Greater Heights |  | Lamp, Surgical, Ceiling |  | 009-06109 |  | Central & Greater Heights |  | GH - ER | [5 empty] | LIGHTS, SURGICAL |  | LAMPSURGCEILING-Berchtold Corp-Chromophare F300 | LAMPSURGCEILING | Chromophare F300 |  |  |  | Berchtold Corp | Lamp, Surgical, Ceiling |  |  | LAMPSURGCEILING-Berchtold Corp-Chromophare F300 |  |  |  | Covered PM Repair - Biomedical | MHHS-Greater Heights
NO | NO |  |  |  | 009-06112 |  | BERCHTOLD | CHROMOPHARE F 300 |  | 7735170-U00168 | GH - ER | MHHS-Greater Heights |  | Lamp, Surgical, Ceiling |  | 009-06112 |  | Central & Greater Heights |  | GH - ER | [5 empty] | LIGHTS, SURGICAL |  | LAMPSURGCEILING-Berchtold Corp-Chromophare F300 | LAMPSURGCEILING | Chromophare F300 |  |  |  | Berchtold Corp | Lamp, Surgical, Ceiling |  |  | LAMPSURGCEILING-Berchtold Corp-Chromophare F300 |  |  |  | Covered PM Repair - Biomedical | MHHS-Greater Heights
NO | NO |  |  |  | 009-06113 |  | BERCHTOLD | CHROMOPHARE F 300 |  | 7735170-U00171 | GH - ER | MHHS-Greater Heights |  | Lamp, Surgical, Ceiling |  | 009-06113 |  | Central & Greater Heights |  | GH - ER | [5 empty] | LIGHTS, SURGICAL |  | LAMPSURGCEILING-Berchtold Corp-Chromophare F300 | LAMPSURGCEILING | Chromophare F300 |  |  |  | Berchtold Corp | Lamp, Surgical, Ceiling |  |  | LAMPSURGCEILING-Berchtold Corp-Chromophare F300 |  |  |  | Covered PM Repair - Biomedical | MHHS-Greater Heights
NO | NO |  |  |  | 009-06117 |  | BERCHTOLD | CHROMOPHARE F 300 |  | 7735170-U00165 | GH - ER | MHHS-Greater Heights |  | Lamp, Surgical, Ceiling |  | 009-06117 |  | Central & Greater Heights |  | GH - ER | [5 empty] | LIGHTS, SURGICAL |  | LAMPSURGCEILING-Berchtold Corp-Chromophare F300 | LAMPSURGCEILING | Chromophare F300 |  |  |  | Berchtold Corp | Lamp, Surgical, Ceiling |  |  | LAMPSURGCEILING-Berchtold Corp-Chromophare F300 |  |  |  | Covered PM Repair - Biomedical | MHHS-Greater Heights
NO | NO |  |  |  | 009-09204 |  | BERCHTOLD | CHROMOPHARE F 300 |  | 773517 V-61344 | GH - ER | MHHS-Greater Heights |  | Lamp, Surgical, Ceiling |  | 009-09204 |  | Central & Greater Heights |  | GH - ER | [5 empty] | LIGHTS, SURGICAL |  | LAMPSURGCEILING-Berchtold Corp-Chromophare F300 | LAMPSURGCEILING | Chromophare F300 |  |  |  | Berchtold Corp | Lamp, Surgical, Ceiling |  |  | LAMPSURGCEILING-Berchtold Corp-Chromophare F300 |  |  |  | Covered PM Repair - Biomedical | MHHS-Greater Heights
NO | NO |  |  |  | 009-09208 |  | BERCHTOLD | CHROMOPHARE F 300 |  | 773517 V-61342 | GH - ER | MHHS-Greater Heights |  | Lamp, Surgical, Ceiling |  | 009-09208 |  | Central & Greater Heights |  | GH - ER | [5 empty] | LIGHTS, SURGICAL |  | LAMPSURGCEILING-Berchtold Corp-Chromophare F300 | LAMPSURGCEILING | Chromophare F300 |  |  |  | Berchtold Corp | Lamp, Surgical, Ceiling |  |  | LAMPSURGCEILING-Berchtold Corp-Chromophare F300 |  |  |  | Covered PM Repair - Biomedical | MHHS-Greater Heights
NO | NO |  |  |  | 009-09213 |  | BERCHTOLD | CHROMOPHARE F 300 |  | 773517 V-61339 | GH - ER | MHHS-Greater Heights |  | Lamp, Surgical, Ceiling |  | 009-09213 |  | Central & Greater Heights |  | GH - ER | [5 empty] | LIGHTS, SURGICAL |  | LAMPSURGCEILING-Berchtold Corp-Chromophare F300 | LAMPSURGCEILING | Chromophare F300 |  |  |  | Berchtold Corp | Lamp, Surgical, Ceiling |  |  | LAMPSURGCEILING-Berchtold Corp-Chromophare F300 |  |  |  | Covered PM Repair - Biomedical | MHHS-Greater Heights
NO | NO |  |  |  | 009-33425 |  | BERCHTOLD | CHROMOPHARE F 300 |  | 7738170-Z 20003 | GH - ER | MHHS-Greater Heights |  | Lamp, Surgical, Ceiling |  | 009-33425 |  | Central & Greater Heights |  | GH - ER | [5 empty] | LIGHTS, SURGICAL |  | LAMPSURGCEILING-Berchtold Corp-Chromophare F300 | LAMPSURGCEILING | Chromophare F300 |  |  |  | Berchtold Corp | Lamp, Surgical, Ceiling |  |  | LAMPSURGCEILING-Berchtold Corp-Chromophare F300 |  |  |  | Covered PM Repair - Biomedical | MHHS-Greater Heights
NO | NO |  |  |  | 142-05995 |  | BERCHTOLD | CHROMOPHARE F 300 |  |  | MH MG - (NE) - SUMMER CREEK CCC | MHHS-MG |  | Lamp, Surgical, Ceiling |  | 142-05995 |  | Katy |  | MH MG - (NE) - SUMMER CREEK CCC | [5 empty] | LIGHTS, SURGICAL |  | LAMPSURGCEILING-Berchtold Corp-Chromophare F300 | LAMPSURGCEILING | Chromophare F300 |  |  |  | Berchtold Corp | Lamp, Surgical, Ceiling |  |  | LAMPSURGCEILING-Berchtold Corp-Chromophare F300 |  |  |  | Covered PM Repair - Biomedical | MHHS-MG
NO | NO | [5 empty] | BERCHTOLD | CHROMOPHARE F 300 |  |  | SC CCC - (NE) - EMERGENCY ROOM | MHHS-Summer Creek CCC |  | Lamp, Surgical, Ceiling |  |  |  | Katy |  | SC CCC - (NE) - EMERGENCY ROOM | [5 empty] | LIGHTS, SURGICAL |  | LAMPSURGCEILING-Berchtold Corp-Chromophare F300 | LAMPSURGCEILING | Chromophare F300 |  |  |  | Berchtold Corp | Lamp, Surgical, Ceiling |  |  | LAMPSURGCEILING-Berchtold Corp-Chromophare F300 |  |  |  | Covered PM Repair - Biomedical | MHHS-Summer Creek CCC
NO | NO | [5 empty] | BERCHTOLD | CHROMOPHARE F 300 |  | 7735170-T 60157 | SC CCC - (NE) - EMERGENCY ROOM | MHHS-Summer Creek CCC |  | Lamp, Surgical, Ceiling |  |  |  | Katy |  | SC CCC - (NE) - EMERGENCY ROOM | [5 empty] | LIGHTS, SURGICAL |  | LAMPSURGCEILING-Berchtold Corp-Chromophare F300 | LAMPSURGCEILING | Chromophare F300 |  |  |  | Berchtold Corp | Lamp, Surgical, Ceiling |  |  | LAMPSURGCEILING-Berchtold Corp-Chromophare F300 |  |  |  | Covered PM Repair - Biomedical | MHHS-Summer Creek CCC
NO | NO | [5 empty] | BERCHTOLD | CHROMOPHARE F 300 |  |  | SC CCC - (NE) - EMERGENCY ROOM | MHHS-Summer Creek CCC |  | Lamp, Surgical, Ceiling |  |  |  | Katy |  | SC CCC - (NE) - EMERGENCY ROOM | [5 empty] | LIGHTS, SURGICAL |  | LAMPSURGCEILING-Berchtold Corp-Chromophare F300 | LAMPSURGCEILING | Chromophare F300 |  |  |  | Berchtold Corp | Lamp, Surgical, Ceiling |  |  | LAMPSURGCEILING-Berchtold Corp-Chromophare F300 |  |  |  | Covered PM Repair - Biomedical | MHHS-Summer Creek CCC
NO | NO | [5 empty] | BERCHTOLD | CHROMOPHARE F 300 |  |  | SC CCC - (NE) - EMERGENCY ROOM | MHHS-Summer Creek CCC |  | Lamp, Surgical, Ceiling |  |  |  | Katy |  | SC CCC - (NE) - EMERGENCY ROOM | [5 empty] | LIGHTS, SURGICAL |  | LAMPSURGCEILING-Berchtold Corp-Chromophare F300 | LAMPSURGCEILING | Chromophare F300 |  |  |  | Berchtold Corp | Lamp, Surgical, Ceiling |  |  | LAMPSURGCEILING-Berchtold Corp-Chromophare F300 |  |  |  | Covered PM Repair - Biomedical | MHHS-Summer Creek CCC
NO | NO | [5 empty] | BERCHTOLD | CHROMOPHARE F 300 |  |  | SC CCC - (NE) - EMERGENCY ROOM | MHHS-Summer Creek CCC |  | Lamp, Surgical, Ceiling |  |  |  | Katy |  | SC CCC - (NE) - EMERGENCY ROOM | [5 empty] | LIGHTS, SURGICAL |  | LAMPSURGCEILING-Berchtold Corp-Chromophare F300 | LAMPSURGCEILING | Chromophare F300 |  |  |  | Berchtold Corp | Lamp, Surgical, Ceiling |  |  | LAMPSURGCEILING-Berchtold Corp-Chromophare F300 |  |  |  | Covered PM Repair - Biomedical | MHHS-Summer Creek CCC
NO | NO | [5 empty] | BERCHTOLD | CHROMOPHARE F 300 |  |  | SC CCC - (NE) - EMERGENCY ROOM | MHHS-Summer Creek CCC |  | Lamp, Surgical, Ceiling |  |  |  | Katy |  | SC CCC - (NE) - EMERGENCY ROOM | [5 empty] | LIGHTS, SURGICAL |  | LAMPSURGCEILING-Berchtold Corp-Chromophare F300 | LAMPSURGCEILING | Chromophare F300 |  |  |  | Berchtold Corp | Lamp, Surgical, Ceiling |  |  | LAMPSURGCEILING-Berchtold Corp-Chromophare F300 |  |  |  | Covered PM Repair - Biomedical | MHHS-Summer Creek CCC
NO | NO | [5 empty] | BERCHTOLD | CHROMOPHARE F 300 |  |  | SC CCC - (NE) - EMERGENCY ROOM | MHHS-Summer Creek CCC |  | Lamp, Surgical, Ceiling |  |  |  | Katy |  | SC CCC - (NE) - EMERGENCY ROOM | [5 empty] | LIGHTS, SURGICAL |  | LAMPSURGCEILING-Berchtold Corp-Chromophare F300 | LAMPSURGCEILING | Chromophare F300 |  |  |  | Berchtold Corp | Lamp, Surgical, Ceiling |  |  | LAMPSURGCEILING-Berchtold Corp-Chromophare F300 |  |  |  | Covered PM Repair - Biomedical | MHHS-Summer Creek CCC
NO | NO |  |  |  | 005-11112 |  | BERCHTOLD | CHROMOPHARE F 300 |  |  | SE - LABOR & DELIVERY | MHHS-Southeast |  | Lamp, Surgical, Ceiling |  | 005-11112 |  | Southeast & Bay Area |  | SE - LABOR & DELIVERY | [5 empty] | LIGHTS, SURGICAL |  | LAMPSURGCEILING-Berchtold Corp-Chromophare F300 | LAMPSURGCEILING | Chromophare F300 |  |  |  | Berchtold Corp | Lamp, Surgical, Ceiling |  |  | LAMPSURGCEILING-Berchtold Corp-Chromophare F300 |  |  |  | Covered PM Repair - Biomedical | MHHS-Southeast
NO | NO |  |  |  | 029-11674 |  | BERCHTOLD | CHROMOPHARE F 300 |  | 7735170-X 15883 | WOODLANDS - ER | MHHS-Woodlands |  | Lamp, Surgical, Ceiling |  | 029-11674 |  | Woodlands |  | WOODLANDS - ER | [5 empty] | LIGHTS, SURGICAL |  | LAMPSURGCEILING-Berchtold Corp-Chromophare F300 | LAMPSURGCEILING | Chromophare F300 |  |  |  | Berchtold Corp | Lamp, Surgical, Ceiling |  |  | LAMPSURGCEILING-Berchtold Corp-Chromophare F300 |  |  |  | Clinical Miscellaneous | MHHS-Woodlands
NO | NO |  |  |  | 029-11708 |  | BERCHTOLD | CHROMOPHARE F 300 |  | 7735170-X15897 | WOODLANDS - ER | MHHS-Woodlands |  | Lamp, Surgical, Ceiling |  | 029-11708 |  | Woodlands |  | WOODLANDS - ER | [5 empty] | LIGHTS, SURGICAL |  | LAMPSURGCEILING-Berchtold Corp-Chromophare F300 | LAMPSURGCEILING | Chromophare F300 |  |  |  | Berchtold Corp | Lamp, Surgical, Ceiling |  |  | LAMPSURGCEILING-Berchtold Corp-Chromophare F300 |  |  |  | Covered PM Repair - Biomedical | MHHS-Woodlands
NO | NO |  |  |  | 029-12300 |  | BERCHTOLD | CHROMOPHARE F 300 |  |  | WOODLANDS - ER | MHHS-Woodlands |  | Lamp, Surgical, Ceiling |  | 029-12300 |  | Woodlands |  | WOODLANDS - ER | [5 empty] | LIGHTS, SURGICAL |  | LAMPSURGCEILING-Berchtold Corp-Chromophare F300 | LAMPSURGCEILING | Chromophare F300 |  |  |  | Berchtold Corp | Lamp, Surgical, Ceiling |  |  | LAMPSURGCEILING-Berchtold Corp-Chromophare F300 |  |  |  | Covered PM Repair - Biomedical | MHHS-Woodlands
NO | NO |  |  |  | 029-12303 |  | BERCHTOLD | CHROMOPHARE F 300 |  |  | WOODLANDS - ER | MHHS-Woodlands |  | Lamp, Surgical, Ceiling |  | 029-12303 |  | Woodlands |  | WOODLANDS - ER | [5 empty] | LIGHTS, SURGICAL |  | LAMPSURGCEILING-Berchtold Corp-Chromophare F300 | LAMPSURGCEILING | Chromophare F300 |  |  |  | Berchtold Corp | Lamp, Surgical, Ceiling |  |  | LAMPSURGCEILING-Berchtold Corp-Chromophare F300 |  |  |  | Covered PM Repair - Biomedical | MHHS-Woodlands
NO | NO |  |  |  | 029-12308 |  | BERCHTOLD | CHROMOPHARE F 300 |  |  | WOODLANDS - ER | MHHS-Woodlands |  | Lamp, Surgical, Ceiling |  | 029-12308 |  | Woodlands |  | WOODLANDS - ER | [5 empty] | LIGHTS, SURGICAL |  | LAMPSURGCEILING-Berchtold Corp-Chromophare F300 | LAMPSURGCEILING | Chromophare F300 |  |  |  | Berchtold Corp | Lamp, Surgical, Ceiling |  |  | LAMPSURGCEILING-Berchtold Corp-Chromophare F300 |  |  |  | Covered PM Repair - Biomedical | MHHS-Woodlands
NO | NO |  |  |  | 029-12490 |  | BERCHTOLD | CHROMOPHARE F 300 |  | 7735170-W68225 | WOODLANDS - ER | MHHS-Woodlands |  | Lamp, Surgical, Ceiling |  | 029-12490 |  | Woodlands |  | WOODLANDS - ER | [5 empty] | LIGHTS, SURGICAL |  | LAMPSURGCEILING-Berchtold Corp-Chromophare F300 | LAMPSURGCEILING | Chromophare F300 |  |  |  | Berchtold Corp | Lamp, Surgical, Ceiling |  |  | LAMPSURGCEILING-Berchtold Corp-Chromophare F300 |  |  |  | No Coverage Specified | MHHS-Woodlands
NO | NO |  |  |  | 029-32047 |  | BERCHTOLD | CHROMOPHARE F 300 |  |  | WOODLANDS - ER - PEDS | MHHS-Woodlands |  | Lamp, Surgical, Ceiling |  | 029-32047 |  | Woodlands |  | WOODLANDS - ER - PEDS | [5 empty] | LIGHTS, SURGICAL |  | LAMPSURGCEILING-Berchtold Corp-Chromophare F300 | LAMPSURGCEILING | Chromophare F300 |  |  |  | Berchtold Corp | Lamp, Surgical, Ceiling |  |  | LAMPSURGCEILING-Berchtold Corp-Chromophare F300 |  |  |  | Covered PM Repair - Biomedical | MHHS-Woodlands
NO | NO |  |  |  | 029-32049 |  | BERCHTOLD | CHROMOPHARE F 300 |  |  | WOODLANDS - ER - PEDS | MHHS-Woodlands |  | Lamp, Surgical, Ceiling |  | 029-32049 |  | Woodlands |  | WOODLANDS - ER - PEDS | [5 empty] | LIGHTS, SURGICAL |  | LAMPSURGCEILING-Berchtold Corp-Chromophare F300 | LAMPSURGCEILING | Chromophare F300 |  |  |  | Berchtold Corp | Lamp, Surgical, Ceiling |  |  | LAMPSURGCEILING-Berchtold Corp-Chromophare F300 |  |  |  | Covered PM Repair - Biomedical | MHHS-Woodlands
NO | YES |  |  |  | 151-01711 | 151-01711 | BERCHTOLD | CHROMOPHARE F 528 |  | 7834180-X70084 | CY-ER | MHHS-Cypress |  | Lamp, Surgical, Ceiling |  | 151-01711 | 151-01711 | Northwest | MHHS-Cypress | CY-ER | Trama 3 | 5/1/19 | 5/1/20 |  |  | LIGHTS, SURGICAL | Lamp, Surgical, Ceiling | LAMPSURGCEILING-Berchtold Corp-Chromophare F528 | LAMPSURGCEILING | Chromophare F528 |  |  |  | Berchtold Corp | Lamp, Surgical, Ceiling |  |  | LAMPSURGCEILING-Berchtold Corp-Chromophare F528 | 12/12/18 |  |  | Clinical Miscellaneous | MHHS-Cypress | [8 empty] | LAMPSURGCEILING | Lamp, Surgical, Ceiling | Berchtold Corp
NO | YES |  |  |  | 151-01057 | 151-01057 | BERCHTOLD | CHROMOPHARE F 528 |  | 7834180 X70066 | CY-Labor & Delivery | MHHS-Cypress |  | Lamp, Surgical, Ceiling |  | 151-01057 | 151-01057 | Northwest | MHHS-Cypress | CY-Labor & Delivery | C-Section 1 | 12/1/18 | 12/1/19 |  |  | LIGHTS, SURGICAL | Lamp, Surgical, Ceiling | LAMPSURGCEILING-Berchtold Corp-Chromophare F528 | LAMPSURGCEILING | Chromophare F528 |  |  |  | Berchtold Corp | Lamp, Surgical, Ceiling |  |  | LAMPSURGCEILING-Berchtold Corp-Chromophare F528 | 1/1/10 |  |  | Covered PM Repair - Biomedical | MHHS-Cypress | [8 empty] | LAMPSURGCEILING | Lamp, Surgical, Ceiling | Berchtold Corp
NO | YES |  |  |  | 151-01059 | 151-01059 | BERCHTOLD | CHROMOPHARE F 528 |  | 7834180 X70057 | CY-Labor & Delivery | MHHS-Cypress |  | Lamp, Surgical, Ceiling |  | 151-01059 | 151-01059 | Northwest | MHHS-Cypress | CY-Labor & Delivery | C section 2 | 12/1/18 | 12/1/19 |  |  | LIGHTS, SURGICAL | Lamp, Surgical, Ceiling | LAMPSURGCEILING-Berchtold Corp-Chromophare F528 | LAMPSURGCEILING | Chromophare F528 |  |  |  | Berchtold Corp | Lamp, Surgical, Ceiling |  |  | LAMPSURGCEILING-Berchtold Corp-Chromophare F528 |  |  |  | Covered PM Repair - Biomedical | MHHS-Cypress | [8 empty] | LAMPSURGCEILING | Lamp, Surgical, Ceiling | Berchtold Corp
NO | YES |  |  |  | 151-01002 | 151-01002 | BERCHTOLD | CHROMOPHARE F 528 |  | 7834180 X 70085 | CY-OR | MHHS-Cypress |  | Lamp, Surgical, Ceiling |  | 151-01002 | 151-01002 | Northwest | MHHS-Cypress | CY-OR | OR8 | 12/1/18 | 12/1/19 |  |  | LIGHTS, SURGICAL | Lamp, Surgical, Ceiling | LAMPSURGCEILING-Berchtold Corp-Chromophare F528 | LAMPSURGCEILING | Chromophare F528 |  |  |  | Berchtold Corp | Lamp, Surgical, Ceiling |  |  | LAMPSURGCEILING-Berchtold Corp-Chromophare F528 | 5/15/17 |  |  | Covered PM Repair - Biomedical | MHHS-Cypress | [8 empty] | LAMPSURGCEILING | Lamp, Surgical, Ceiling | Berchtold Corp
NO | YES |  |  |  | 151-01011 | 151-01011 | BERCHTOLD | CHROMOPHARE F 528 |  | 7834180 X 70068 | CY-OR | MHHS-Cypress |  | Lamp, Surgical, Ceiling |  | 151-01011 | 151-01011 | Northwest | MHHS-Cypress | CY-OR | OR7 | 12/1/18 | 12/1/19 |  |  | LIGHTS, SURGICAL | Lamp, Surgical, Ceiling | LAMPSURGCEILING-Berchtold Corp-Chromophare F528 | LAMPSURGCEILING | Chromophare F528 |  |  |  | Berchtold Corp | Lamp, Surgical, Ceiling |  |  | LAMPSURGCEILING-Berchtold Corp-Chromophare F528 | 1/1/10 |  |  | Covered PM Repair - Biomedical | MHHS-Cypress | [8 empty] | LAMPSURGCEILING | Lamp, Surgical, Ceiling | Berchtold Corp
NO | YES |  |  |  | 151-01017 | 151-01017 | BERCHTOLD | CHROMOPHARE F 528 |  | 7834180 X 70056 | CY-OR | MHHS-Cypress |  | Lamp, Surgical, Ceiling |  | 151-01017 | 151-01017 | Northwest | MHHS-Cypress | CY-OR | OR 6 | 12/1/18 |  |  |  | LIGHTS, SURGICAL | Lamp, Surgical, Ceiling | LAMPSURGCEILING-Berchtold Corp-Chromophare F528 | LAMPSURGCEILING | Chromophare F528 |  |  |  | Berchtold Corp | Lamp, Surgical, Ceiling |  |  | LAMPSURGCEILING-Berchtold Corp-Chromophare F528 | 1/1/10 |  |  | Covered PM Repair - Biomedical | MHHS-Cypress | [8 empty] | LAMPSURGCEILING | Lamp, Surgical, Ceiling | Berchtold Corp
NO | YES |  |  |  | 151-01018 | 151-01018 | BERCHTOLD | CHROMOPHARE F 528 |  | 7834180 X 70060 | CY-OR | MHHS-Cypress |  | Lamp, Surgical, Ceiling |  | 151-01018 | 151-01018 | Northwest | MHHS-Cypress | CY-OR | OR 4 | 12/1/18 | 12/1/19 |  |  | LIGHTS, SURGICAL | Lamp, Surgical, Ceiling | LAMPSURGCEILING-Berchtold Corp-Chromophare F528 | LAMPSURGCEILING | Chromophare F528 |  |  |  | Berchtold Corp | Lamp, Surgical, Ceiling |  |  | LAMPSURGCEILING-Berchtold Corp-Chromophare F528 | 10/17/18 |  |  | Covered PM Repair - Biomedical | MHHS-Cypress | [8 empty] | LAMPSURGCEILING | Lamp, Surgical, Ceiling | Berchtold Corp
NO | YES |  |  |  | 151-01021 | 151-01021 | BERCHTOLD | CHROMOPHARE F 528 |  | 7834180 X 70087 | CY-OR | MHHS-Cypress |  | Lamp, Surgical, Ceiling |  | 151-01021 | 151-01021 | Northwest | MHHS-Cypress | CY-OR | Or 5 | 12/1/18 | 12/1/19 |  |  | LIGHTS, SURGICAL | Lamp, Surgical, Ceiling | LAMPSURGCEILING-Berchtold Corp-Chromophare F528 | LAMPSURGCEILING | Chromophare F528 |  |  |  | Berchtold Corp | Lamp, Surgical, Ceiling |  |  | LAMPSURGCEILING-Berchtold Corp-Chromophare F528 | 10/16/19 |  |  | Covered PM Repair - Biomedical | MHHS-Cypress | [8 empty] | LAMPSURGCEILING | Lamp, Surgical, Ceiling | Berchtold Corp
NO | YES |  |  |  | 009-09203 | 009-09203 | BERCHTOLD | CHROMOPHARE F 528 |  | 7834180 U-60146 | GH-ER | MHHS-Greater Heights |  | Lamp, Surgical, Ceiling |  | 009-09203 | 009-09203 | Central | MHHS-Greater Heights | GH-ER | Rm 21 | 4/1/19 |  |  |  | LIGHTS, SURGICAL | Lamp, Surgical, Ceiling | LAMPSURGCEILING-Berchtold Corp-Chromophare F528 | LAMPSURGCEILING | Chromophare F528 |  |  |  | Berchtold Corp | Lamp, Surgical, Ceiling |  |  | LAMPSURGCEILING-Berchtold Corp-Chromophare F528 | 2/27/19 |  |  | Covered PM Repair - Biomedical | MHHS-Greater Heights | [8 empty] | LAMPSURGCEILING | Lamp, Surgical, Ceiling | Berchtold Corp
NO | YES |  |  |  | 069-42689 | 069-42689 | BERCHTOLD | CHROMOPHARE F 528 |  | 7834180-X61566 | TMC-OR-Hermann (2Hp) | MHHS-TMC |  | Lamp, Surgical, Ceiling |  | 069-42689 | 069-42689 | TMC | MHHS-TMC | TMC-OR-Hermann (2Hp) | OR 51 | 11/1/18 |  |  |  | LIGHTS, SURGICAL |  | LAMPSURGCEILING-Berchtold Corp-Chromophare F528 | LAMPSURGCEILING | Chromophare F528 |  |  |  | Berchtold Corp | Lamp, Surgical, Ceiling |  |  | LAMPSURGCEILING-Berchtold Corp-Chromophare F528 |  |  |  | Covered PM Repair - Biomedical | MHHS-TMC
NO | YES |  |  |  | 069-43203 | 069-43203 | BERCHTOLD | CHROMOPHARE F 528 |  | 7834180-W61280 | TMC-OR-Pedi OR (2R) | MHHS-TMC |  | Lamp, Surgical, Ceiling |  | 069-43203 | 069-43203 | TMC | MHHS-TMC | TMC-OR-Pedi OR (2R) | S2 OR 55 | 7/1/18 |  | 7/1/19 |  | LIGHTS, SURGICAL |  | LAMPSURGCEILING-Berchtold Corp-Chromophare F528 | LAMPSURGCEILING | Chromophare F528 |  |  |  | Berchtold Corp | Lamp, Surgical, Ceiling |  |  | LAMPSURGCEILING-Berchtold Corp-Chromophare F528 | 5/11/17 |  |  | Covered PM Repair - Biomedical | MHHS-TMC
NO | NO |  |  |  | 151-01710 |  | BERCHTOLD | CHROMOPHARE F 528 |  | 7834180-X70083 | CY - ER | MHHS-Cypress |  | Lamp, Surgical, Ceiling |  | 151-01710 |  | Northwest & Cypress |  | CY - ER | [5 empty] | LIGHTS, SURGICAL |  | LAMPSURGCEILING-Berchtold Corp-Chromophare F528 | LAMPSURGCEILING | Chromophare F528 |  |  |  | Berchtold Corp | Lamp, Surgical, Ceiling |  |  | LAMPSURGCEILING-Berchtold Corp-Chromophare F528 |  |  |  | Covered PM Repair - Biomedical | MHHS-Cypress
NO | NO |  |  |  | 009-09206 |  | BERCHTOLD | CHROMOPHARE F 528 |  | 7834180 U-61813/61814 | GH - ER | MHHS-Greater Heights |  | Lamp, Surgical, Ceiling |  | 009-09206 |  | Central & Greater Heights |  | GH - ER | [5 empty] | LIGHTS, SURGICAL |  | LAMPSURGCEILING-Berchtold Corp-Chromophare F528 | LAMPSURGCEILING | Chromophare F528 |  |  |  | Berchtold Corp | Lamp, Surgical, Ceiling |  |  | LAMPSURGCEILING-Berchtold Corp-Chromophare F528 |  |  |  | Covered PM Repair - Biomedical | MHHS-Greater Heights
NO | NO |  |  |  | 041-34435 |  | BERCHTOLD | CHROMOPHARE F 528 |  | Multiple | MEMORIAL CITY - OUTPATIENT SURGERY | MHHS-Mem City |  | Lamp, Surgical, Ceiling |  | 041-34435 |  | West & Memorial City |  | MEMORIAL CITY - OUTPATIENT SURGERY | [5 empty] | LIGHTS, SURGICAL |  | LAMPSURGCEILING-Berchtold Corp-Chromophare F528 | LAMPSURGCEILING | Chromophare F528 |  |  |  | Berchtold Corp | Lamp, Surgical, Ceiling |  |  | LAMPSURGCEILING-Berchtold Corp-Chromophare F528 |  |  |  | Covered PM Repair - Biomedical | MHHS-Mem City
NO | NO | [5 empty] | BERCHTOLD | CHROMOPHARE F 528 |  | 7834180-T 60042 | SC CCC - (NE) - EMERGENCY ROOM | MHHS-Summer Creek CCC |  | Lamp, Surgical, Ceiling |  |  |  | Katy |  | SC CCC - (NE) - EMERGENCY ROOM | [5 empty] | LIGHTS, SURGICAL |  | LAMPSURGCEILING-Berchtold Corp-Chromophare F528 | LAMPSURGCEILING | Chromophare F528 |  |  |  | Berchtold Corp | Lamp, Surgical, Ceiling |  |  | LAMPSURGCEILING-Berchtold Corp-Chromophare F528 |  |  |  | Covered PM Repair - Biomedical | MHHS-Summer Creek CCC
NO | NO |  |  |  | 069-42670 |  | BERCHTOLD | CHROMOPHARE F 528 |  | 7834180-X61565 | TMC - OR - HERMANN (2HP) | MHHS-TMC |  | Lamp, Surgical, Ceiling |  | 069-42670 |  | TMC |  | TMC - OR - HERMANN (2HP) | [5 empty] | LIGHTS, SURGICAL |  | LAMPSURGCEILING-Berchtold Corp-Chromophare F528 | LAMPSURGCEILING | Chromophare F528 |  |  |  | Berchtold Corp | Lamp, Surgical, Ceiling |  |  | LAMPSURGCEILING-Berchtold Corp-Chromophare F528 |  |  |  | Covered PM Repair - Biomedical | MHHS-TMC
NO | NO |  |  |  | 069-42702 |  | BERCHTOLD | CHROMOPHARE F 528 |  |  | TMC - OR - HERMANN (2HP) | MHHS-TMC |  | Lamp, Surgical, Ceiling |  | 069-42702 |  | TMC |  | TMC - OR - HERMANN (2HP) | [5 empty] | LIGHTS, SURGICAL |  | LAMPSURGCEILING-Berchtold Corp-Chromophare F528 | LAMPSURGCEILING | Chromophare F528 |  |  |  | Berchtold Corp | Lamp, Surgical, Ceiling |  |  | LAMPSURGCEILING-Berchtold Corp-Chromophare F528 |  |  |  | Covered PM Repair - Biomedical | MHHS-TMC
NO | NO |  |  |  | 069-42703 |  | BERCHTOLD | CHROMOPHARE F 528 |  |  | TMC - OR - HERMANN (2HP) | MHHS-TMC |  | Lamp, Surgical, Ceiling |  | 069-42703 |  | TMC |  | TMC - OR - HERMANN (2HP) | [5 empty] | LIGHTS, SURGICAL |  | LAMPSURGCEILING-Berchtold Corp-Chromophare F528 | LAMPSURGCEILING | Chromophare F528 |  |  |  | Berchtold Corp | Lamp, Surgical, Ceiling |  |  | LAMPSURGCEILING-Berchtold Corp-Chromophare F528 |  |  |  | Covered PM Repair - Biomedical | MHHS-TMC
NO | NO |  |  |  | 069-42704 |  | BERCHTOLD | CHROMOPHARE F 528 |  |  | TMC - OR - HERMANN (2HP) | MHHS-TMC |  | Lamp, Surgical, Ceiling |  | 069-42704 |  | TMC |  | TMC - OR - HERMANN (2HP) | [5 empty] | LIGHTS, SURGICAL |  | LAMPSURGCEILING-Berchtold Corp-Chromophare F528 | LAMPSURGCEILING | Chromophare F528 |  |  |  | Berchtold Corp | Lamp, Surgical, Ceiling |  |  | LAMPSURGCEILING-Berchtold Corp-Chromophare F528 |  |  |  | Covered PM Repair - Biomedical | MHHS-TMC
NO | NO |  |  |  | 7834180-W61211 |  | BERCHTOLD | CHROMOPHARE F 528 |  | 7834180-W61211 | TMC - OR - HERMANN (2HP) | MHHS-TMC |  | Lamp, Surgical, Ceiling |  | 7834180-W61211 |  | TMC |  | TMC - OR - HERMANN (2HP) | [5 empty] | LIGHTS, SURGICAL |  | LAMPSURGCEILING-Berchtold Corp-Chromophare F528 | LAMPSURGCEILING | Chromophare F528 |  |  |  | Berchtold Corp | Lamp, Surgical, Ceiling |  |  | LAMPSURGCEILING-Berchtold Corp-Chromophare F528 |  |  |  | Covered PM Repair - Biomedical | MHHS-TMC
NO | NO |  |  |  | 7834180-W61212 |  | BERCHTOLD | CHROMOPHARE F 528 |  | 7834180-W61212 | TMC - OR - HERMANN (2HP) | MHHS-TMC |  | Lamp, Surgical, Ceiling |  | 7834180-W61212 |  | TMC |  | TMC - OR - HERMANN (2HP) | [5 empty] | LIGHTS, SURGICAL |  | LAMPSURGCEILING-Berchtold Corp-Chromophare F528 | LAMPSURGCEILING | Chromophare F528 |  |  |  | Berchtold Corp | Lamp, Surgical, Ceiling |  |  | LAMPSURGCEILING-Berchtold Corp-Chromophare F528 |  |  |  | Covered PM Repair - Biomedical | MHHS-TMC
NO | NO |  |  |  | 7834180-W61213 |  | BERCHTOLD | CHROMOPHARE F 528 |  | 7834180-W61213 | TMC - OR - HERMANN (2HP) | MHHS-TMC |  | Lamp, Surgical, Ceiling |  | 7834180-W61213 |  | TMC |  | TMC - OR - HERMANN (2HP) | [5 empty] | LIGHTS, SURGICAL |  | LAMPSURGCEILING-Berchtold Corp-Chromophare F528 | LAMPSURGCEILING | Chromophare F528 |  |  |  | Berchtold Corp | Lamp, Surgical, Ceiling |  |  | LAMPSURGCEILING-Berchtold Corp-Chromophare F528 |  |  |  | Covered PM Repair - Biomedical | MHHS-TMC
NO | NO |  |  |  | 7834180-X61567 |  | BERCHTOLD | CHROMOPHARE F 528 |  | 7834180-X61567 | TMC - OR - HERMANN (2HP) | MHHS-TMC |  | Lamp, Surgical, Ceiling |  | 7834180-X61567 |  | TMC |  | TMC - OR - HERMANN (2HP) | [5 empty] | LIGHTS, SURGICAL |  | LAMPSURGCEILING-Berchtold Corp-Chromophare F528 | LAMPSURGCEILING | Chromophare F528 |  |  |  | Berchtold Corp | Lamp, Surgical, Ceiling |  |  | LAMPSURGCEILING-Berchtold Corp-Chromophare F528 |  |  |  | Covered PM Repair - Biomedical | MHHS-TMC
NO | YES |  |  |  | 151-01001 | 151-01001 | BERCHTOLD | CHROMOPHARE F 628 |  | 7834180 X 70088 | CY-OR | MHHS-Cypress |  | Lamp, Surgical, Ceiling |  | 151-01001 | 151-01001 | Northwest | MHHS-Cypress | CY-OR | Or | 12/1/18 | 12/1/19 |  |  | LIGHTS, SURGICAL | Lamp, Surgical, Ceiling | LAMPSURGCEILING-Berchtold Corp-Chromophare F528 | LAMPSURGCEILING | Chromophare F528 |  |  |  | Berchtold Corp | Lamp, Surgical, Ceiling |  |  | LAMPSURGCEILING-Berchtold Corp-Chromophare F528 | 5/16/17 |  |  | Covered PM Repair - Biomedical | MHHS-Cypress | [8 empty] | LAMPSURGCEILING | Lamp, Surgical, Ceiling | Berchtold Corp
NO | YES |  |  |  | 151-01056 | 151-01056 | BERCHTOLD | CHROMOPHARE F 628 |  | 7934180 X70204 | CY-Labor & Delivery | MHHS-Cypress |  | Lamp, Surgical, Ceiling |  | 151-01056 | 151-01056 | Northwest | MHHS-Cypress | CY-Labor & Delivery | C-Section 1 | 12/1/18 | 12/1/19 |  |  | LIGHTS, SURGICAL | Lamp, Surgical, Ceiling | LAMPSURGCEILING-Berchtold Corp-Chromophare F628 | LAMPSURGCEILING | Chromophare F628 |  |  |  | Berchtold Corp | Lamp, Surgical, Ceiling |  |  | LAMPSURGCEILING-Berchtold Corp-Chromophare F628 | 4/15/14 |  |  | Covered PM Repair - Biomedical | MHHS-Cypress | [8 empty] | LAMPSURGCEILING | Lamp, Surgical, Ceiling | Berchtold Corp
NO | YES |  |  |  | 151-01058 | 151-01058 | BERCHTOLD | CHROMOPHARE F 628 |  | 7934180 X70210 | CY-Labor & Delivery | MHHS-Cypress |  | Lamp, Surgical, Ceiling |  | 151-01058 | 151-01058 | Northwest | MHHS-Cypress | CY-Labor & Delivery | C section 2 | 12/1/18 | 12/1/19 |  |  | LIGHTS, SURGICAL | Lamp, Surgical, Ceiling | LAMPSURGCEILING-Berchtold Corp-Chromophare F628 | LAMPSURGCEILING | Chromophare F628 |  |  |  | Berchtold Corp | Lamp, Surgical, Ceiling |  |  | LAMPSURGCEILING-Berchtold Corp-Chromophare F628 | 4/16/14 |  |  | Covered PM Repair - Biomedical | MHHS-Cypress | [8 empty] | LAMPSURGCEILING | Lamp, Surgical, Ceiling | Berchtold Corp
NO | YES |  |  |  | 151-01004 | 151-01004 | BERCHTOLD | CHROMOPHARE F 628 |  | 7934180 X 70206 | CY-OR | MHHS-Cypress |  | Lamp, Surgical, Ceiling |  | 151-01004 | 151-01004 | Northwest | MHHS-Cypress | CY-OR | OR 6 | 12/1/18 |  |  |  | LIGHTS, SURGICAL | Lamp, Surgical, Ceiling | LAMPSURGCEILING-Berchtold Corp-Chromophare F628 | LAMPSURGCEILING | Chromophare F628 |  |  |  | Berchtold Corp | Lamp, Surgical, Ceiling |  |  | LAMPSURGCEILING-Berchtold Corp-Chromophare F628 | 4/16/14 |  |  | Covered PM Repair - Biomedical | MHHS-Cypress | [8 empty] | LAMPSURGCEILING | Lamp, Surgical, Ceiling | Berchtold Corp
NO | YES |  |  |  | 151-01005 | 151-01005 | BERCHTOLD | CHROMOPHARE F 628 |  | 7934180 X 70209 | CY-OR | MHHS-Cypress |  | Lamp, Surgical, Ceiling |  | 151-01005 | 151-01005 | Northwest | MHHS-Cypress | CY-OR | OR 4 | 12/1/18 | 12/1/19 |  |  | LIGHTS, SURGICAL | Lamp, Surgical, Ceiling | LAMPSURGCEILING-Berchtold Corp-Chromophare F628 | LAMPSURGCEILING | Chromophare F628 |  |  |  | Berchtold Corp | Lamp, Surgical, Ceiling |  |  | LAMPSURGCEILING-Berchtold Corp-Chromophare F628 | 4/16/14 |  |  | Covered PM Repair - Biomedical | MHHS-Cypress | [8 empty] | LAMPSURGCEILING | Lamp, Surgical, Ceiling | Berchtold Corp
NO | YES |  |  |  | 151-01010 | 151-01010 | BERCHTOLD | CHROMOPHARE F 628 |  | 7934180 X 70208 | CY-OR | MHHS-Cypress |  | Lamp, Surgical, Ceiling |  | 151-01010 | 151-01010 | Northwest | MHHS-Cypress | CY-OR | OR7 | 12/1/18 | 12/1/19 |  |  | LIGHTS, SURGICAL | Lamp, Surgical, Ceiling | LAMPSURGCEILING-Berchtold Corp-Chromophare F628 | LAMPSURGCEILING | Chromophare F628 |  |  |  | Berchtold Corp | Lamp, Surgical, Ceiling |  |  | LAMPSURGCEILING-Berchtold Corp-Chromophare F628 | 4/16/14 |  |  | Covered PM Repair - Biomedical | MHHS-Cypress | [8 empty] | LAMPSURGCEILING | Lamp, Surgical, Ceiling | Berchtold Corp
NO | YES |  |  |  | 151-01012 | 151-01012 | BERCHTOLD | CHROMOPHARE F 628 |  | 7934180 X 70211 | CY-OR | MHHS-Cypress |  | Lamp, Surgical, Ceiling |  | 151-01012 | 151-01012 | Northwest | MHHS-Cypress | CY-OR | Or | 12/1/18 | 12/1/19 |  |  | LIGHTS, SURGICAL | Lamp, Surgical, Ceiling | LAMPSURGCEILING-Berchtold Corp-Chromophare F628 | LAMPSURGCEILING | Chromophare F628 |  |  |  | Berchtold Corp | Lamp, Surgical, Ceiling |  |  | LAMPSURGCEILING-Berchtold Corp-Chromophare F628 | 4/16/14 |  |  | Covered PM Repair - Biomedical | MHHS-Cypress | [8 empty] | LAMPSURGCEILING | Lamp, Surgical, Ceiling | Berchtold Corp
NO | YES |  |  |  | 151-01013 | 151-01013 | BERCHTOLD | CHROMOPHARE F 628 |  | 7934180 X 70203 | CY-OR | MHHS-Cypress |  | Lamp, Surgical, Ceiling |  | 151-01013 | 151-01013 | Northwest | MHHS-Cypress | CY-OR | Or 8 | 12/1/18 | 2/1/19 |  |  | LIGHTS, SURGICAL | Lamp, Surgical, Ceiling | LAMPSURGCEILING-Berchtold Corp-Chromophare F628 | LAMPSURGCEILING | Chromophare F628 |  |  |  | Berchtold Corp | Lamp, Surgical, Ceiling |  |  | LAMPSURGCEILING-Berchtold Corp-Chromophare F628 |  |  |  | Covered PM Repair - Biomedical | MHHS-Cypress | [8 empty] | LAMPSURGCEILING | Lamp, Surgical, Ceiling | Berchtold Corp
NO | YES |  |  |  | 151-01022 | 151-01022 | BERCHTOLD | CHROMOPHARE F 628 |  | 7934180 X 70207 | CY-OR | MHHS-Cypress |  | Lamp, Surgical, Ceiling |  | 151-01022 | 151-01022 | Northwest | MHHS-Cypress | CY-OR | Or 5 |  |  |  | No pm sticker | LIGHTS, SURGICAL | Lamp, Surgical, Ceiling | LAMPSURGCEILING-Berchtold Corp-Chromophare F628 | LAMPSURGCEILING | Chromophare F628 |  |  |  | Berchtold Corp | Lamp, Surgical, Ceiling |  |  | LAMPSURGCEILING-Berchtold Corp-Chromophare F628 | 11/7/19 |  |  | Covered PM Repair - Biomedical | MHHS-Cypress | [8 empty] | LAMPSURGCEILING | Lamp, Surgical, Ceiling | Berchtold Corp
NO | YES |  |  |  | 142-07984 | 142-07984 | BERCHTOLD | CHROMOPHARE F 628 |  |  | NE-OR | MHHS-Northeast |  | Lamp, Surgical, Ceiling |  | 142-07984 | 142-07984 | Katy | MHHS-Northeast | NE-OR | OR 3 | 10/1/19 | 10/1/20 |  |  | LIGHTS, SURGICAL | Lamp, Surgical, Ceiling | LAMPSURGCEILING-Berchtold Corp-Chromophare F628 | LAMPSURGCEILING | Chromophare F628 |  |  |  | Berchtold Corp | Lamp, Surgical, Ceiling |  |  | LAMPSURGCEILING-Berchtold Corp-Chromophare F628 | 4/16/14 |  |  | Covered PM Repair - Biomedical | MHHS-Northeast | [8 empty] | LAMPSURGCEILING | Lamp, Surgical, Ceiling | Berchtold Corp
NO | YES |  |  |  | 142-07986 | 142-07986 | BERCHTOLD | CHROMOPHARE F 628 |  |  | NE-OR | MHHS-Northeast |  | Lamp, Surgical, Ceiling |  | 142-07986 | 142-07986 | Katy | MHHS-Northeast | NE-OR | OR 8 | 11/1/18 | 11/1/19 |  |  | LIGHTS, SURGICAL | Lamp, Surgical, Ceiling | LAMPSURGCEILING-Berchtold Corp-Chromophare F628 | LAMPSURGCEILING | Chromophare F628 |  |  |  | Berchtold Corp | Lamp, Surgical, Ceiling |  |  | LAMPSURGCEILING-Berchtold Corp-Chromophare F628 | 4/16/14 |  |  | Covered PM Repair - Biomedical | MHHS-Northeast | [8 empty] | LAMPSURGCEILING | Lamp, Surgical, Ceiling | Berchtold Corp
NO | YES |  |  |  | 142-07987 | 142-07987 | BERCHTOLD | CHROMOPHARE F 628 |  |  | NE-OR | MHHS-Northeast |  | Lamp, Surgical, Ceiling |  | 142-07987 | 142-07987 | Katy | MHHS-Northeast | NE-OR | OR 2 | 11/1/18 | 11/1/19 |  |  | LIGHTS, SURGICAL | Lamp, Surgical, Ceiling | LAMPSURGCEILING-Berchtold Corp-Chromophare F628 | LAMPSURGCEILING | Chromophare F628 |  |  |  | Berchtold Corp | Lamp, Surgical, Ceiling |  |  | LAMPSURGCEILING-Berchtold Corp-Chromophare F628 | 4/15/14 |  |  | Covered PM Repair - Biomedical | MHHS-Northeast | [8 empty] | LAMPSURGCEILING | Lamp, Surgical, Ceiling | Berchtold Corp
NO | YES |  |  |  | 145-00815 | 145-00815 | BERCHTOLD | CHROMOPHARE F 628 |  | 7934180-W63616 | Pearland-OR | MHHS-Pearland Hospital |  | Lamp, Surgical, Ceiling |  | 145-00815 | 145-00815 | Pearland | MHHS-Pearland Hospital | Pearland-OR | Minor Procedure Room | 10/1/18 |  |  |  | LIGHTS, SURGICAL | Lamp, Surgical, Ceiling | LAMPSURGCEILING-Berchtold Corp-Chromophare F628 | LAMPSURGCEILING | Chromophare F628 |  |  |  | Berchtold Corp | Lamp, Surgical, Ceiling |  |  | LAMPSURGCEILING-Berchtold Corp-Chromophare F628 | 11/7/19 |  |  | Covered PM Repair - Biomedical | MHHS-Pearland Hospital | [8 empty] | LAMPSURGCEILING | Lamp, Surgical, Ceiling | Berchtold Corp
NO | YES |  |  |  | 145-01338 | 145-01338 | BERCHTOLD | CHROMOPHARE F 628 |  |  | Pearland-Labor & Delivery | MHHS-Pearland Hospital |  | Lamp, Surgical, Ceiling |  | 145-01338 | 145-01338 | Pearland | MHHS-Pearland Hospital | Pearland-Labor & Delivery | OR C SECTION | 10/1/18 | 10/1/20 |  |  | LIGHTS, SURGICAL | Lamp, Surgical, Ceiling | LAMPSURGCEILING-Berchtold Corp-Chromophare F628 | LAMPSURGCEILING | Chromophare F628 |  |  |  | Berchtold Corp | Lamp, Surgical, Ceiling |  |  | LAMPSURGCEILING-Berchtold Corp-Chromophare F628 | 11/7/19 |  |  | Covered PM Repair - Biomedical | MHHS-Pearland Hospital | [8 empty] | LAMPSURGCEILING | Lamp, Surgical, Ceiling | Berchtold Corp
NO | YES |  |  |  | 145-01339 | 145-01339 | BERCHTOLD | CHROMOPHARE F 628 |  |  | Pearland-Labor & Delivery | MHHS-Pearland Hospital |  | Lamp, Surgical, Ceiling |  | 145-01339 | 145-01339 | Pearland | MHHS-Pearland Hospital | Pearland-Labor & Delivery | OR C SECTION | 10/1/18 | 10/1/20 |  |  | LIGHTS, SURGICAL | Lamp, Surgical, Ceiling | LAMPSURGCEILING-Berchtold Corp-Chromophare F628 | LAMPSURGCEILING | Chromophare F628 |  |  |  | Berchtold Corp | Lamp, Surgical, Ceiling |  |  | LAMPSURGCEILING-Berchtold Corp-Chromophare F628 | 11/7/19 |  |  | Covered PM Repair - Biomedical | MHHS-Pearland Hospital | [8 empty] | LAMPSURGCEILING | Lamp, Surgical, Ceiling | Berchtold Corp
NO | YES |  |  |  | 145-00042 | 145-00042 | BERCHTOLD | CHROMOPHARE F 628 |  | 7934180-W63622 | Pearland-OR | MHHS-Pearland Hospital |  | Lamp, Surgical, Ceiling |  | 145-00042 | 145-00042 | Pearland | MHHS-Pearland Hospital | Pearland-OR | OR 3 | 10/1/18 |  |  |  | LIGHTS, SURGICAL | Lamp, Surgical, Ceiling | LAMPSURGCEILING-Berchtold Corp-Chromophare F628 | LAMPSURGCEILING | Chromophare F628 |  |  |  | Berchtold Corp | Lamp, Surgical, Ceiling |  |  | LAMPSURGCEILING-Berchtold Corp-Chromophare F628 | 9/21/12 |  |  | Covered PM Repair - Biomedical | MHHS-Pearland Hospital | [8 empty] | LAMPSURGCEILING | Lamp, Surgical, Ceiling | Berchtold Corp
NO | YES |  |  |  | 145-00043 | 145-00043 | BERCHTOLD | CHROMOPHARE F 628 |  | 7934180-W63617 | Pearland-OR | MHHS-Pearland Hospital |  | Lamp, Surgical, Ceiling |  | 145-00043 | 145-00043 | Pearland | MHHS-Pearland Hospital | Pearland-OR | OR 3 | 10/1/18 |  |  |  | LIGHTS, SURGICAL | Lamp, Surgical, Ceiling | LAMPSURGCEILING-Berchtold Corp-Chromophare F628 | LAMPSURGCEILING | Chromophare F628 |  |  |  | Berchtold Corp | Lamp, Surgical, Ceiling |  |  | LAMPSURGCEILING-Berchtold Corp-Chromophare F628 |  |  |  | Covered PM Repair - Biomedical | MHHS-Pearland Hospital | [8 empty] | LAMPSURGCEILING | Lamp, Surgical, Ceiling | Berchtold Corp
NO | YES |  |  |  | 145-00060 | 145-00060 | BERCHTOLD | CHROMOPHARE F 628 |  | 7934180-W6321 | Pearland-OR | MHHS-Pearland Hospital |  | Lamp, Surgical, Ceiling |  | 145-00060 | 145-00060 | Pearland | MHHS-Pearland Hospital | Pearland-OR | OR1 | 10/1/18 | 10/1/20 |  |  | LIGHTS, SURGICAL | Lamp, Surgical, Ceiling | LAMPSURGCEILING-Berchtold Corp-Chromophare F628 | LAMPSURGCEILING | Chromophare F628 |  |  |  | Berchtold Corp | Lamp, Surgical, Ceiling |  |  | LAMPSURGCEILING-Berchtold Corp-Chromophare F628 | 4/16/14 |  |  | Covered PM Repair - Biomedical | MHHS-Pearland Hospital | [8 empty] | LAMPSURGCEILING | Lamp, Surgical, Ceiling | Berchtold Corp
NO | YES |  |  |  | 145-00061 | 145-00061 | BERCHTOLD | CHROMOPHARE F 628 |  | 7934180-W63618 | Pearland-OR | MHHS-Pearland Hospital |  | Lamp, Surgical, Ceiling |  | 145-00061 | 145-00061 | Pearland | MHHS-Pearland Hospital | Pearland-OR | OR1 | 10/1/18 | 10/1/20 |  |  | LIGHTS, SURGICAL | Lamp, Surgical, Ceiling | LAMPSURGCEILING-Berchtold Corp-Chromophare F628 | LAMPSURGCEILING | Chromophare F628 |  |  |  | Berchtold Corp | Lamp, Surgical, Ceiling |  |  | LAMPSURGCEILING-Berchtold Corp-Chromophare F628 | 4/16/14 |  |  | Covered PM Repair - Biomedical | MHHS-Pearland Hospital | [8 empty] | LAMPSURGCEILING | Lamp, Surgical, Ceiling | Berchtold Corp
NO | YES |  |  |  | 145-00067 | 145-00067 | BERCHTOLD | CHROMOPHARE F 628 |  | 7934180-W63626 | Pearland-OR | MHHS-Pearland Hospital |  | Lamp, Surgical, Ceiling |  | 145-00067 | 145-00067 | Pearland | MHHS-Pearland Hospital | Pearland-OR | OR2 | 9/1/18 |  |  |  | LIGHTS, SURGICAL | Lamp, Surgical, Ceiling | LAMPSURGCEILING-Berchtold Corp-Chromophare F628 | LAMPSURGCEILING | Chromophare F628 |  |  |  | Berchtold Corp | Lamp, Surgical, Ceiling |  |  | LAMPSURGCEILING-Berchtold Corp-Chromophare F628 | 4/16/14 |  |  | Covered PM Repair - Biomedical | MHHS-Pearland Hospital | [8 empty] | LAMPSURGCEILING | Lamp, Surgical, Ceiling | Berchtold Corp
NO | YES |  |  |  | 145-00068 | 145-00068 | BERCHTOLD | CHROMOPHARE F 628 |  | 7934180-W63619 | Pearland-OR | MHHS-Pearland Hospital |  | Lamp, Surgical, Ceiling |  | 145-00068 | 145-00068 | Pearland | MHHS-Pearland Hospital | Pearland-OR | OR2 | 9/1/18 |  |  |  | LIGHTS, SURGICAL | Lamp, Surgical, Ceiling | LAMPSURGCEILING-Berchtold Corp-Chromophare F628 | LAMPSURGCEILING | Chromophare F628 |  |  |  | Berchtold Corp | Lamp, Surgical, Ceiling |  |  | LAMPSURGCEILING-Berchtold Corp-Chromophare F628 | 4/16/14 |  |  | Covered PM Repair - Biomedical | MHHS-Pearland Hospital | [8 empty] | LAMPSURGCEILING | Lamp, Surgical, Ceiling | Berchtold Corp
NO | YES |  |  |  | 145-00959 | 145-00959 | BERCHTOLD | CHROMOPHARE F 628 |  | NSN | Pearland-OR | MHHS-Pearland Hospital |  | Lamp, Surgical, Ceiling |  | 145-00959 | 145-00959 | Pearland | MHHS-Pearland Hospital | Pearland-OR | OR C SECTION | 1/1/19 |  |  |  | LIGHTS, SURGICAL | Lamp, Surgical, Ceiling | LAMPSURGCEILING-Berchtold Corp-Chromophare F628 | LAMPSURGCEILING | Chromophare F628 |  |  |  | Berchtold Corp | Lamp, Surgical, Ceiling |  |  | LAMPSURGCEILING-Berchtold Corp-Chromophare F628 | 4/16/14 |  |  | Covered PM Repair - Biomedical | MHHS-Pearland Hospital | [8 empty] | LAMPSURGCEILING | Lamp, Surgical, Ceiling | Berchtold Corp
NO | YES |  |  |  | 013-38689 | 013-38689 | BERCHTOLD | CHROMOPHARE F 628 |  | X70037 | SW-OR | MHHS-Southwest |  | Lamp, Surgical, Ceiling |  | 013-38689 | 013-38689 | Southwest | MHHS-Southwest | SW-OR | OR | 1/1/19 |  | 1/1/20 |  | LIGHTS, SURGICAL | Lamp, Surgical, Ceiling | LAMPSURGCEILING-Berchtold Corp-Chromophare F628 | LAMPSURGCEILING | Chromophare F628 |  |  |  | Berchtold Corp | Lamp, Surgical, Ceiling |  |  | LAMPSURGCEILING-Berchtold Corp-Chromophare F628 | 4/16/14 |  |  | Covered PM Repair - Biomedical | MHHS-Southwest | [8 empty] | LAMPSURGCEILING | Lamp, Surgical, Ceiling | Berchtold Corp
NO | YES |  |  |  | 013-38690 | 013-38690 | BERCHTOLD | CHROMOPHARE F 628 |  | X70039 | SW-OR | MHHS-Southwest |  | Lamp, Surgical, Ceiling |  | 013-38690 | 013-38690 | Southwest | MHHS-Southwest | SW-OR | OR | 1/1/19 |  |  |  | LIGHTS, SURGICAL | Lamp, Surgical, Ceiling | LAMPSURGCEILING-Berchtold Corp-Chromophare F628 | LAMPSURGCEILING | Chromophare F628 |  |  |  | Berchtold Corp | Lamp, Surgical, Ceiling |  |  | LAMPSURGCEILING-Berchtold Corp-Chromophare F628 | 4/16/14 |  |  | Covered PM Repair - Biomedical | MHHS-Southwest | [8 empty] | LAMPSURGCEILING | Lamp, Surgical, Ceiling | Berchtold Corp
NO | YES |  |  |  | 069-43202 | 069-43202 | BERCHTOLD | CHROMOPHARE F 628 |  | 7934180-W63652 | TMC-OR-Pedi OR (2R) | MHHS-TMC |  | Lamp, Surgical, Ceiling |  | 069-43202 | 069-43202 | TMC | MHHS-TMC | TMC-OR-Pedi OR (2R) | S2 OR 55 | 7/1/18 |  | 7/1/19 |  | LIGHTS, SURGICAL |  | LAMPSURGCEILING-Berchtold Corp-Chromophare F628 | LAMPSURGCEILING | Chromophare F628 |  |  |  | Berchtold Corp | Lamp, Surgical, Ceiling |  |  | LAMPSURGCEILING-Berchtold Corp-Chromophare F628 |  |  |  | Covered PM Repair - Biomedical | MHHS-TMC
YES | YES | Serial Number Cnf |  |  | 099-04319 | 099-04319 | BERCHTOLD | CHROMOPHARE F 628 |  | CNF | Or |  |  |  |  | 099-04319 | 099-04319 | Pearland | Memorial Hermann Pearland Hospital | Or | OR1 | [5 empty] | Lamp, Surgical, Ceiling | LAMPSURGCEILING-Berchtold Corp-Chromophare F628 | [23 empty] | LAMPSURGCEILING | Lamp, Surgical, Ceiling | Berchtold Corp
NO | NO |  |  |  | 009-08448 |  | BERCHTOLD | CHROMOPHARE F 628 |  | 7834180-U60147 and 148 | GH - ER | MHHS-Greater Heights |  | Lamp, Surgical, Ceiling |  | 009-08448 |  | Central & Greater Heights |  | GH - ER | [5 empty] | LIGHTS, SURGICAL |  | LAMPSURGCEILING-Berchtold Corp-Chromophare F628 | LAMPSURGCEILING | Chromophare F628 |  |  |  | Berchtold Corp | Lamp, Surgical, Ceiling |  |  | LAMPSURGCEILING-Berchtold Corp-Chromophare F628 |  |  |  | Covered PM Repair - Biomedical | MHHS-Greater Heights
NO | NO |  |  |  | 009-10216 |  | BERCHTOLD | CHROMOPHARE F 628 |  | 7934180-X 64990 | GH - OR | MHHS-Greater Heights |  | Lamp, Surgical, Ceiling |  | 009-10216 |  | Central & Greater Heights |  | GH - OR | [5 empty] | LIGHTS, SURGICAL |  | LAMPSURGCEILING-Berchtold Corp-Chromophare F628 | LAMPSURGCEILING | Chromophare F628 |  |  |  | Berchtold Corp | Lamp, Surgical, Ceiling |  |  | LAMPSURGCEILING-Berchtold Corp-Chromophare F628 |  |  |  | Covered PM Repair - Biomedical | MHHS-Greater Heights
NO | NO |  |  |  | 009-10217 |  | BERCHTOLD | CHROMOPHARE F 628 |  | 7934180-X 64991 | GH - OR | MHHS-Greater Heights |  | Lamp, Surgical, Ceiling |  | 009-10217 |  | Central & Greater Heights |  | GH - OR | [5 empty] | LIGHTS, SURGICAL |  | LAMPSURGCEILING-Berchtold Corp-Chromophare F628 | LAMPSURGCEILING | Chromophare F628 |  |  |  | Berchtold Corp | Lamp, Surgical, Ceiling |  |  | LAMPSURGCEILING-Berchtold Corp-Chromophare F628 |  |  |  | Covered PM Repair - Biomedical | MHHS-Greater Heights
NO | NO |  |  |  | 009-10218 |  | BERCHTOLD | CHROMOPHARE F 628 |  | 7934180-X 64989 | GH - OR | MHHS-Greater Heights |  | Lamp, Surgical, Ceiling |  | 009-10218 |  | Central & Greater Heights |  | GH - OR | [5 empty] | LIGHTS, SURGICAL |  | LAMPSURGCEILING-Berchtold Corp-Chromophare F628 | LAMPSURGCEILING | Chromophare F628 |  |  |  | Berchtold Corp | Lamp, Surgical, Ceiling |  |  | LAMPSURGCEILING-Berchtold Corp-Chromophare F628 |  |  |  | Covered PM Repair - Biomedical | MHHS-Greater Heights
NO | NO |  |  |  | 142-07985 |  | BERCHTOLD | CHROMOPHARE F 628 |  |  | NE - OR | MHHS-Northeast |  | Lamp, Surgical, Ceiling |  | 142-07985 |  | Katy |  | NE - OR | [5 empty] | LIGHTS, SURGICAL |  | LAMPSURGCEILING-Berchtold Corp-Chromophare F628 | LAMPSURGCEILING | Chromophare F628 |  |  |  | Berchtold Corp | Lamp, Surgical, Ceiling |  |  | LAMPSURGCEILING-Berchtold Corp-Chromophare F628 |  |  |  | Covered PM Repair - Biomedical | MHHS-Northeast
NO | NO |  |  |  | 145-00049 |  | BERCHTOLD | CHROMOPHARE F 628 |  | 7934180-W63623 | PEARLAND - OR | MHHS-Pearland Hospital |  | Lamp, Surgical, Ceiling |  | 145-00049 |  | Pearland |  | PEARLAND - OR | [5 empty] | LIGHTS, SURGICAL |  | LAMPSURGCEILING-Berchtold Corp-Chromophare F628 | LAMPSURGCEILING | Chromophare F628 |  |  |  | Berchtold Corp | Lamp, Surgical, Ceiling |  |  | LAMPSURGCEILING-Berchtold Corp-Chromophare F628 |  |  |  | Covered PM Repair - Biomedical | MHHS-Pearland Hospital
NO | NO |  |  |  | 145-00050 |  | BERCHTOLD | CHROMOPHARE F 628 |  | 7934180-W63620 | PEARLAND - OR | MHHS-Pearland Hospital |  | Lamp, Surgical, Ceiling |  | 145-00050 |  | Pearland |  | PEARLAND - OR | [5 empty] | LIGHTS, SURGICAL |  | LAMPSURGCEILING-Berchtold Corp-Chromophare F628 | LAMPSURGCEILING | Chromophare F628 |  |  |  | Berchtold Corp | Lamp, Surgical, Ceiling |  |  | LAMPSURGCEILING-Berchtold Corp-Chromophare F628 |  |  |  | Covered PM Repair - Biomedical | MHHS-Pearland Hospital
YES | YES |  |  |  | 7834180-W61224 | 7834180-W61224 | Berchtold | Chromophare F528 |  | 7834180-W61224 | MEMORIAL CITY - OUTPATIENT SURGERY |  |  |  |  | 7834180-W61224 | 7834180-W61224 | West | Memorial City - Memorial Hermann Hospital West Tower | MEMORIAL CITY - OUTPATIENT SURGERY | W1 300.73 OR 2 |  |  |  | No PM sticker | Surgical Light
YES | YES |  |  |  | 7834180-W61223 | 7834180-W61223 | Berchtold | Chromophare F528 |  | 7834180-W61223 | MEMORIAL CITY - OUTPATIENT SURGERY |  |  |  |  | 7834180-W61223 | 7834180-W61223 | West | Memorial City - Memorial Hermann Hospital West Tower | MEMORIAL CITY - OUTPATIENT SURGERY | W1 300.73 OR 2 |  |  |  | No PM sticker | Surgical Light
YES | YES | [5 empty] | Berchtold | Chromophare F528 |  |  | MEMORIAL CITY - OUTPATIENT SURGERY | [6 empty] | West | Memorial City - Memorial Hermann Hospital West Tower | MEMORIAL CITY - OUTPATIENT SURGERY | W1 300.75 OR 3 |  |  |  |  | Surgical Light
YES | YES | [5 empty] | Berchtold | Chromophare F528 |  |  | MEMORIAL CITY - OUTPATIENT SURGERY | [6 empty] | West | Memorial City - Memorial Hermann Hospital West Tower | MEMORIAL CITY - OUTPATIENT SURGERY | W1 300.75 OR 3 |  |  |  |  | Surgical Light
YES | YES | [5 empty] | Berchtold | Chromophare F528 |  |  | MEMORIAL CITY - OUTPATIENT SURGERY | [6 empty] | West | Memorial City - Memorial Hermann Hospital West Tower | MEMORIAL CITY - OUTPATIENT SURGERY | W1 300.94 OR 7 |  |  |  |  | Surgical Light
YES | YES | [5 empty] | Berchtold | Chromophare F528 |  |  | MEMORIAL CITY - OUTPATIENT SURGERY | [6 empty] | West | Memorial City - Memorial Hermann Hospital West Tower | MEMORIAL CITY - OUTPATIENT SURGERY | W1 300.94 OR 7 |  |  |  |  | Surgical Light
NO | YES |  |  |  | 013-16984 | 013-16984 | BERCHTOLD | CHROMOPHARE X65 |  |  | SW-HVI-OR | MHHS-Southwest |  |  |  | 013-16984 | 013-16984 | Southwest | MHHS-Southwest | SW-HVI-OR | CVOR1 | 7/1/18 |  |  |  | LIGHTS, SURGICAL |  | .needs class |  |  |  |  | .needs class | Berchtold Corp |  |  |  |  | 4/16/14 |  |  | Covered PM Repair - Biomedical | MHHS-Southwest
NO | YES |  |  |  | 013-16985 | 013-16985 | BERCHTOLD | CHROMOPHARE X65 |  |  | SW-HVI-OR | MHHS-Southwest |  |  |  | 013-16985 | 013-16985 | Southwest | MHHS-Southwest | SW-HVI-OR | CVOR1 | 7/1/18 |  |  |  | LIGHTS, SURGICAL |  | .needs class |  |  |  |  | .needs class | Berchtold Corp |  |  |  |  | 4/16/14 |  |  | Covered PM Repair - Biomedical | MHHS-Southwest
NO | YES |  |  |  | 013-16986 | 013-16986 | BERCHTOLD | CHROMOPHARE X65 |  | N10543 | SW-HVI-OR | MHHS-Southwest |  |  |  | 013-16986 | 013-16986 | Southwest | MHHS-Southwest | SW-HVI-OR | Hvi or 2 |  |  |  | No pm sticker | LIGHTS, SURGICAL |  | .needs class |  |  |  |  | .needs class | Berchtold Corp |  |  |  |  | 4/16/14 |  |  | Covered PM Repair - Biomedical | MHHS-Southwest
NO | YES |  |  |  | 013-16987 | 013-16987 | BERCHTOLD | CHROMOPHARE X65 |  | N10540 | SW-HVI-OR | MHHS-Southwest |  |  |  | 013-16987 | 013-16987 | Southwest | MHHS-Southwest | SW-HVI-OR | Hvi or 2 |  |  |  | No pm sticker | LIGHTS, SURGICAL |  | .needs class |  |  |  |  | .needs class | Berchtold Corp |  |  |  |  | 4/15/14 |  |  | Covered PM Repair - Biomedical | MHHS-Southwest
NO | YES |  |  |  | 013-16990 | 013-16990 | BERCHTOLD | CHROMOPHARE X65 |  |  | SW-HVI-OR | MHHS-Southwest |  |  |  | 013-16990 | 013-16990 | Southwest | MHHS-Southwest | SW-HVI-OR | CVOR3 | 7/1/18 |  |  |  | LIGHTS, SURGICAL |  | .needs class |  |  |  |  | .needs class | Berchtold Corp |  |  |  |  | 4/15/14 |  |  | Covered PM Repair - Biomedical | MHHS-Southwest
NO | YES |  |  |  | 013-16991 | 013-16991 | BERCHTOLD | CHROMOPHARE X65 |  | N10548 | SW-HVI-OR | MHHS-Southwest |  |  |  | 013-16991 | 013-16991 | Southwest | MHHS-Southwest | SW-HVI-OR | CVOR3 | 7/1/18 |  |  |  | LIGHTS, SURGICAL |  | .needs class |  |  |  |  | .needs class | Berchtold Corp |  |  |  |  | 4/15/14 |  |  | Covered PM Repair - Biomedical | MHHS-Southwest
NO | YES |  |  |  | 013-16992 | 013-16992 | BERCHTOLD | CHROMOPHARE X65 |  | N10541 | SW-HVI-OR | MHHS-Southwest |  |  |  | 013-16992 | 013-16992 | Southwest | MHHS-Southwest | SW-HVI-OR | CVOR4 | 7/1/18 |  |  |  | LIGHTS, SURGICAL |  | .needs class |  |  |  |  | .needs class | Berchtold Corp |  |  |  |  | 4/15/14 |  |  | Covered PM Repair - Biomedical | MHHS-Southwest
NO | YES |  |  |  | 013-16993 | 013-16993 | BERCHTOLD | CHROMOPHARE X65 |  | N10555 | SW-HVI-OR | MHHS-Southwest |  |  |  | 013-16993 | 013-16993 | Southwest | MHHS-Southwest | SW-HVI-OR | CVOR4 | 7/1/18 |  |  |  | LIGHTS, SURGICAL |  | .needs class |  |  |  |  | .needs class | Berchtold Corp |  |  |  |  | 4/15/14 |  |  | Covered PM Repair - Biomedical | MHHS-Southwest
NO | YES |  |  |  | 151-02289 | 151-02289 | BERCHTOLD | CHROMOVISION HR-24 |  | 9323004-Y 10873 | CY-OR | MHHS-Cypress |  | Controller |  | 151-02289 | 151-02289 | Northwest | MHHS-Cypress | CY-OR | Or |  |  |  |  | CAMERAS | Controller | CONTROLLER-Berchtold Corp-ChromoVision HR-24 | CONTROLLER | ChromoVision HR-24 |  |  |  | Berchtold Corp | Controller |  | CONTROLLER-Berchtold Corp-ChromoVision HR-24 |  | 1/1/12 |  |  | Covered PM Repair - Biomedical | MHHS-Cypress | [8 empty] | CONTROLLER | Controller | Berchtold Corp
NO | YES |  |  |  | 029-08962 | 029-08962 | BERCHTOLD | CHROMOVISION HR-24 |  | 9323004S10182 | Woodlands-OR | MHHS-Woodlands |  | Controller |  | 029-08962 | 029-08962 | Woodlands | MHHS-Woodlands | Woodlands-OR | OR 16 | 10/1/18 |  |  |  | CAMERAS | Controller | CONTROLLER-Berchtold Corp-ChromoVision HR-24 | CONTROLLER | ChromoVision HR-24 |  |  |  | Berchtold Corp | Controller |  | CONTROLLER-Berchtold Corp-ChromoVision HR-24 |  | 1/1/12 |  |  | Covered PM Repair - Biomedical | MHHS-Woodlands | [8 empty] | CONTROLLER | Controller | Berchtold Corp
NO | NO |  |  |  | 009-10275 |  | BERCHTOLD | CHROMOVISION HR-24 |  | 9323004-X 10827 | GH - OR | MHHS-Greater Heights |  | Controller |  | 009-10275 |  | Central & Greater Heights |  | GH - OR | [5 empty] | CAMERAS |  | CONTROLLER-Berchtold Corp-ChromoVision HR-24 | CONTROLLER | ChromoVision HR-24 |  |  |  | Berchtold Corp | Controller |  | CONTROLLER-Berchtold Corp-ChromoVision HR-24 |  |  |  |  | Covered PM Repair - Biomedical | MHHS-Greater Heights
NO | NO |  |  |  | 013-38061 |  | BERCHTOLD | CHROMOVISION HR-24 |  | s231729 | SW - OR | MHHS-Southwest |  | Controller |  | 013-38061 |  | Southwest |  | SW - OR | [5 empty] | CAMERAS |  | CONTROLLER-Berchtold Corp-ChromoVision HR-24 | CONTROLLER | ChromoVision HR-24 |  |  |  | Berchtold Corp | Controller |  | CONTROLLER-Berchtold Corp-ChromoVision HR-24 |  |  |  |  | Covered PM Repair - Biomedical | MHHS-Southwest
NO | NO |  |  |  | 013-38914 |  | BERCHTOLD | CHROMOVISION HR-24 |  | S231651 | SW - OR | MHHS-Southwest |  | Controller |  | 013-38914 |  | Southwest |  | SW - OR | [5 empty] | CAMERAS |  | CONTROLLER-Berchtold Corp-ChromoVision HR-24 | CONTROLLER | ChromoVision HR-24 |  |  |  | Berchtold Corp | Controller |  | CONTROLLER-Berchtold Corp-ChromoVision HR-24 |  |  |  |  | Covered PM Repair - Biomedical | MHHS-Southwest
NO | YES |  |  |  | 005-33853 | 005-33853 | BERCHTOLD | D300 |  | 5738010-I 13974 | SE-Labor & Delivery | MHHS-Southeast |  |  |  | 005-33853 | 005-33853 | Southeast | MHHS-Southeast | SE-Labor & Delivery |  | 8/1/18 |  |  |  | LIGHTS, SURGICAL |  | .needs class | [5 empty] | Berchtold Corp |  |  |  |  | 7/6/16 |  |  | Covered PM Repair - Biomedical | MHHS-Southeast
NO | YES |  |  |  | 013-17172 | 013-17172 | BERCHTOLD | D540 |  |  | SW-Central Supply | MHHS-Southwest |  |  |  | 013-17172 | 013-17172 | Southwest | MHHS-Southwest | SW-Central Supply | CVOR4 | 7/1/18 |  |  |  | LIGHTS, SURGICAL |  | .needs class | [5 empty] | Berchtold Corp |  |  |  |  | 7/6/16 |  |  | Covered PM Repair - Biomedical | MHHS-Southwest
NO | YES |  |  |  | 013-16964 | 013-16964 | BERCHTOLD | D540 |  |  | SW-OR | MHHS-Southwest |  |  |  | 013-16964 | 013-16964 | Southwest | MHHS-Southwest | SW-OR | OR 10 | 7/1/18 |  |  |  | LIGHTS, SURGICAL |  | .needs class | [5 empty] | Berchtold Corp |  |  |  |  | 7/6/16 |  |  | Covered PM Repair - Biomedical | MHHS-Southwest
NO | YES |  |  |  | 013-16981 | 013-16981 | BERCHTOLD | D540 |  |  | SW-OR | MHHS-Southwest |  |  |  | 013-16981 | 013-16981 | Southwest | MHHS-Southwest | SW-OR | OR25 | 7/1/18 |  |  |  | LIGHTS, SURGICAL |  | .needs class | [5 empty] | Berchtold Corp | [7 empty] | Covered PM Repair - Biomedical | MHHS-Southwest
NO | NO |  |  |  | 013-16489 |  | BERCHTOLD | D540 |  | 0907 1432 | SW - OR | MHHS-Southwest |  |  |  | 013-16489 |  | Southwest |  | SW - OR | [5 empty] | LIGHTS, SURGICAL |  | .needs class | [5 empty] | Berchtold Corp | [7 empty] | Covered PM Repair - Biomedical | MHHS-Southwest
NO | NO |  |  |  | 013-16961 |  | BERCHTOLD | D540 |  |  | SW - OR | MHHS-Southwest |  |  |  | 013-16961 |  | Southwest |  | SW - OR | [5 empty] | LIGHTS, SURGICAL |  | .needs class | [5 empty] | Berchtold Corp | [7 empty] | Covered PM Repair - Biomedical | MHHS-Southwest
NO | NO |  |  |  | 013-16962 |  | BERCHTOLD | D540 |  |  | SW - OR | MHHS-Southwest |  |  |  | 013-16962 |  | Southwest |  | SW - OR | [5 empty] | LIGHTS, SURGICAL |  | .needs class | [5 empty] | Berchtold Corp | [7 empty] | Covered PM Repair - Biomedical | MHHS-Southwest
NO | NO |  |  |  | 013-16963 |  | BERCHTOLD | D540 |  |  | SW - OR | MHHS-Southwest |  |  |  | 013-16963 |  | Southwest |  | SW - OR | [5 empty] | LIGHTS, SURGICAL |  | .needs class | [5 empty] | Berchtold Corp | [7 empty] | Covered PM Repair - Biomedical | MHHS-Southwest
NO | NO |  |  |  | 013-16966 |  | BERCHTOLD | D540 |  | 0907-1438 | SW - OR | MHHS-Southwest |  |  |  | 013-16966 |  | Southwest |  | SW - OR | [5 empty] | LIGHTS, SURGICAL |  | .needs class | [5 empty] | Berchtold Corp | [7 empty] | Covered PM Repair - Biomedical | MHHS-Southwest
NO | NO |  |  |  | 013-16967 |  | BERCHTOLD | D540 |  | 0907-1439 | SW - OR | MHHS-Southwest |  |  |  | 013-16967 |  | Southwest |  | SW - OR | [5 empty] | LIGHTS, SURGICAL |  | .needs class | [5 empty] | Berchtold Corp | [7 empty] | Covered PM Repair - Biomedical | MHHS-Southwest
NO | NO |  |  |  | 013-16968 |  | BERCHTOLD | D540 |  | 0907-1455 | SW - OR | MHHS-Southwest |  |  |  | 013-16968 |  | Southwest |  | SW - OR | [5 empty] | LIGHTS, SURGICAL |  | .needs class | [5 empty] | Berchtold Corp | [7 empty] | Covered PM Repair - Biomedical | MHHS-Southwest
NO | NO |  |  |  | 013-16974 |  | BERCHTOLD | D540 |  | 0907 1442 | SW - OR | MHHS-Southwest |  |  |  | 013-16974 |  | Southwest |  | SW - OR | [5 empty] | LIGHTS, SURGICAL |  | .needs class | [5 empty] | Berchtold Corp | [7 empty] | Covered PM Repair - Biomedical | MHHS-Southwest
NO | NO |  |  |  | 013-16975 |  | BERCHTOLD | D540 |  | 0907 1454 | SW - OR | MHHS-Southwest |  |  |  | 013-16975 |  | Southwest |  | SW - OR | [5 empty] | LIGHTS, SURGICAL |  | .needs class | [5 empty] | Berchtold Corp | [7 empty] | Covered PM Repair - Biomedical | MHHS-Southwest
NO | NO |  |  |  | 013-16976 |  | BERCHTOLD | D540 |  | 0907 1443 | SW - OR | MHHS-Southwest |  |  |  | 013-16976 |  | Southwest |  | SW - OR | [5 empty] | LIGHTS, SURGICAL |  | .needs class | [5 empty] | Berchtold Corp | [7 empty] | Covered PM Repair - Biomedical | MHHS-Southwest
NO | NO |  |  |  | 013-16977 |  | BERCHTOLD | D540 |  |  | SW - OR | MHHS-Southwest |  |  |  | 013-16977 |  | Southwest |  | SW - OR | [5 empty] | LIGHTS, SURGICAL |  | .needs class | [5 empty] | Berchtold Corp | [7 empty] | Covered PM Repair - Biomedical | MHHS-Southwest
NO | NO |  |  |  | 7738170-W0010 |  | BERCHTOLD | F300 |  | 7738170-W0010 | GH - LABOR & DELIVERY | MHHS-Greater Heights |  | Lamp, Exam |  | 7738170-W0010 |  | Central & Greater Heights |  | GH - LABOR & DELIVERY | [5 empty] | LIGHTS, SURGICAL |  | LAMPEXAM-Berchtold Corp-F300 | LAMPEXAM | F300 |  |  |  | Berchtold Corp | Lamp, Exam |  | LAMPEXAM-Berchtold Corp-F300 |  |  |  |  | Covered PM Repair - Biomedical | MHHS-Greater Heights
NO | YES |  |  |  | 013-14193 | 013-14193 | BERCHTOLD | OPERON B 810 |  | C129 | SW-OR | MHHS-Southwest |  | Table, Surgical, Electric |  | 013-14193 | 013-14193 | Southwest | MHHS-Southwest | SW-OR | OR4 | 1/1/20 |  | 7/1/20 |  | TABLES, OPERATING | Table, Surgical, Electric | TABLESURGICALELECT-Berchtold Corp-Operon B 810 | TABLESURGICALELECT | Operon B 810 |  |  |  | Berchtold Corp | Table, Surgical, Electric |  | TABLESURGICALELECT-Berchtold Corp-Operon B 810 |  | 4/27/17 |  | TSE-A | Covered PM Repair - Biomedical | MHHS-Southwest | [8 empty] | TABLESURGICALELECT | Table, Surgical, Electric | Berchtold Corp
NO | NO |  |  |  | 013-14194 |  | BERCHTOLD | OPERON B 810 |  | c131 | SW - HVI - OR | MHHS-Southwest |  | Table, Surgical, Electric |  | 013-14194 |  | Southwest |  | SW - HVI - OR | [5 empty] | TABLES, OPERATING |  | TABLESURGICALELECT-Berchtold Corp-Operon B 810 | TABLESURGICALELECT | Operon B 810 |  |  |  | Berchtold Corp | Table, Surgical, Electric |  | TABLESURGICALELECT-Berchtold Corp-Operon B 810 |  |  |  |  | Covered PM Repair - Biomedical | MHHS-Southwest
NO | YES |  |  |  | 009-33648 | 009-33648 | BERCHTOLD | OPERON D 820 |  | 3711110W10041 | GH-OR | MHHS-Greater Heights |  | Table, Surgical, Electric |  | 009-33648 | 009-33648 | Central Greater Heights | MHHS-Greater Heights | GH-OR | Hallway | 12/1/19 |  | 6/1/20 |  | TABLES, OPERATING | Table, Surgical, Electric | TABLESURGICALELECT-Berchtold Corp-Operon D820 | TABLESURGICALELECT | Operon D820 |  |  |  | Berchtold Corp | Table, Surgical, Electric |  |  | TABLESURGICALELECT-Berchtold Corp-Operon D820 | 4/26/17 |  | TSE-A | Covered PM Repair - Biomedical | MHHS-Greater Heights | [8 empty] | TABLESURGICALELECT | Table, Surgical, Electric | Berchtold Corp
NO | NO |  |  |  | 009-08369 |  | BERCHTOLD | OPERON D 820 |  | 34 11110-T 10182 | GH - OR | MHHS-Greater Heights |  | Table, Surgical, Electric |  | 009-08369 |  | Central & Greater Heights |  | GH - OR | [5 empty] | TABLES, OPERATING |  | TABLESURGICALELECT-Berchtold Corp-Operon D820 | TABLESURGICALELECT | Operon D820 |  |  |  | Berchtold Corp | Table, Surgical, Electric |  |  | TABLESURGICALELECT-Berchtold Corp-Operon D820 |  |  |  | Covered PM Repair - Biomedical | MHHS-Greater Heights
NO | YES |  |  |  | 005-08604 | 005-08604 | BERCHTOLD | OPERON D 850 |  | 3262065R10332 | SE-OR | MHHS-Southeast |  | Table, Surgical, Electric |  | 005-08604 | 005-08604 | Southeast | MHHS-Southeast | SE-OR | OR4 | 1/1/20 |  | 7/1/20 |  | TABLES, OPERATING |  | TABLESURGICALELECT-Berchtold Corp-Operon D 850 | TABLESURGICALELECT | Operon D 850 |  |  |  | Berchtold Corp | Table, Surgical, Electric |  | TABLESURGICALELECT-Berchtold Corp-Operon D 850 |  | 4/28/17 |  |  | Covered PM Repair - Biomedical | MHHS-Southeast
NO | YES |  |  |  | 013-16025 | 013-16025 | BERCHTOLD | OPERON D 850 |  | S10211 | SW-OR | MHHS-Southwest |  | Table, Surgical, Electric |  | 013-16025 | 013-16025 | Southwest | MHHS-Southwest | SW-OR | HVI OR | 3/1/20 |  | 9/1/20 |  | TABLES, OPERATING | Table, Surgical, Electric | TABLESURGICALELECT-Berchtold Corp-Operon D 850 | TABLESURGICALELECT | Operon D 850 |  |  |  | Berchtold Corp | Table, Surgical, Electric |  | TABLESURGICALELECT-Berchtold Corp-Operon D 850 |  | 4/28/17 |  | TSE-A | Covered PM Repair - Biomedical | MHHS-Southwest | [8 empty] | TABLESURGICALELECT | Table, Surgical, Electric | Berchtold Corp
NO | YES |  |  |  | 013-19232 | 013-19232 | BERCHTOLD | OPERON D 850 |  | 3501110-s 10051 | SW-OR | MHHS-Southwest |  | Table, Surgical, Electric |  | 013-19232 | 013-19232 | Southwest | MHHS-Southwest | SW-OR | OR22 | 7/1/19 |  | 7/1/20 |  | TABLES, OPERATING | Table, Surgical, Electric | TABLESURGICALELECT-Berchtold Corp-Operon D 850 | TABLESURGICALELECT | Operon D 850 |  |  |  | Berchtold Corp | Table, Surgical, Electric |  | TABLESURGICALELECT-Berchtold Corp-Operon D 850 |  | 5/6/17 |  | TSE-A | Covered PM Repair - Biomedical | MHHS-Southwest | [8 empty] | TABLESURGICALELECT | Table, Surgical, Electric | Berchtold Corp
NO | YES |  |  |  | 013-19318 | 013-19318 | BERCHTOLD | OPERON D 850 |  | 3262065-R10200 | SW-OR | MHHS-Southwest |  | Table, Surgical, Electric |  | 013-19318 | 013-19318 | Southwest | MHHS-Southwest | SW-OR | Room 14 | 1/1/20 |  | 7/1/20 |  | TABLES, OPERATING | Table, Surgical, Electric | TABLESURGICALELECT-Berchtold Corp-Operon D 850 | TABLESURGICALELECT | Operon D 850 |  |  |  | Berchtold Corp | Table, Surgical, Electric |  | TABLESURGICALELECT-Berchtold Corp-Operon D 850 |  | 5/6/17 |  | TSE-A | Covered PM Repair - Biomedical | MHHS-Southwest | [8 empty] | TABLESURGICALELECT | Table, Surgical, Electric | Berchtold Corp
NO | YES |  |  |  | 013-35060 | 013-35060 | BERCHTOLD | OPERON D 850 |  |  | SW-OR | MHHS-Southwest |  | Table, Surgical, Electric |  | 013-35060 | 013-35060 | Southwest | MHHS-Southwest | SW-OR | Room 21 | 1/1/20 |  | 7/1/20 |  | TABLES, OPERATING | Table, Surgical, Electric | TABLESURGICALELECT-Berchtold Corp-Operon D 850 | TABLESURGICALELECT | Operon D 850 |  |  |  | Berchtold Corp | Table, Surgical, Electric |  | TABLESURGICALELECT-Berchtold Corp-Operon D 850 |  | 5/6/17 |  | TSE-A | Covered PM Repair - Biomedical | MHHS-Southwest | [8 empty] | TABLESURGICALELECT | Table, Surgical, Electric | Berchtold Corp
NO | YES |  |  |  | 013-35061 | 013-35061 | BERCHTOLD | OPERON D 850 |  |  | SW-OR | MHHS-Southwest |  | Table, Surgical, Electric |  | 013-35061 | 013-35061 | Southwest | MHHS-Southwest | SW-OR | Room 16 | 1/1/20 |  | 7/1/20 |  | TABLES, OPERATING | Table, Surgical, Electric | TABLESURGICALELECT-Berchtold Corp-Operon D 850 | TABLESURGICALELECT | Operon D 850 |  |  |  | Berchtold Corp | Table, Surgical, Electric |  | TABLESURGICALELECT-Berchtold Corp-Operon D 850 |  | 5/3/17 |  | TSE-A | Covered PM Repair - Biomedical | MHHS-Southwest | [8 empty] | TABLESURGICALELECT | Table, Surgical, Electric | Berchtold Corp
NO | YES |  |  |  | 129-05820 | 129-05820 | BERCHTOLD | OPERON D 850 |  | 3501110-V10767 | Sugar Land-OR | MHHS-Sugarland |  | Table, Surgical, Electric |  | 129-05820 | 129-05820 | Sugar Land | MHHS-Sugarland | Sugar Land-OR | OR | 7/1/19 |  | 8/1/20 |  | TABLES, OPERATING | Table, Surgical, Electric | TABLESURGICALELECT-Berchtold Corp-Operon D 850 | TABLESURGICALELECT | Operon D 850 |  |  |  | Berchtold Corp | Table, Surgical, Electric |  | TABLESURGICALELECT-Berchtold Corp-Operon D 850 |  | 4/26/17 |  | TSE-A | Covered PM Repair - Biomedical | MHHS-Sugarland | [8 empty] | TABLESURGICALELECT | Table, Surgical, Electric | Berchtold Corp
NO | NO | [5 empty] | BERCHTOLD | OPERON D 850 |  | 3501110-S 10251 | MEMORIAL CITY - MOR | MHHS-Mem City |  | Table, Surgical, Electric |  |  |  | West & Memorial City |  | MEMORIAL CITY - MOR | [5 empty] | TABLES, OPERATING |  | TABLESURGICALELECT-Berchtold Corp-Operon D 850 | TABLESURGICALELECT | Operon D 850 |  |  |  | Berchtold Corp | Table, Surgical, Electric |  | TABLESURGICALELECT-Berchtold Corp-Operon D 850 |  |  |  |  | Covered PM Repair - Biomedical | MHHS-Mem City
NO | NO |  |  |  | 005-08603 |  | BERCHTOLD | OPERON D 850 |  | 3262065R10334 | SE - OR | MHHS-Southeast |  | Table, Surgical, Electric |  | 005-08603 |  | Southeast & Bay Area |  | SE - OR | [5 empty] | TABLES, OPERATING |  | TABLESURGICALELECT-Berchtold Corp-Operon D 850 | TABLESURGICALELECT | Operon D 850 |  |  |  | Berchtold Corp | Table, Surgical, Electric |  | TABLESURGICALELECT-Berchtold Corp-Operon D 850 |  |  |  |  | Covered PM Repair - Biomedical | MHHS-Southeast
NO | NO |  |  |  | 013-19317 |  | BERCHTOLD | OPERON D 850 |  | 3501110-S | SW - OR | MHHS-Southwest |  | Table, Surgical, Electric |  | 013-19317 |  | Southwest |  | SW - OR | [5 empty] | TABLES, OPERATING |  | TABLESURGICALELECT-Berchtold Corp-Operon D 850 | TABLESURGICALELECT | Operon D 850 |  |  |  | Berchtold Corp | Table, Surgical, Electric |  | TABLESURGICALELECT-Berchtold Corp-Operon D 850 |  |  |  |  | Covered PM Repair - Biomedical | MHHS-Southwest
NO | YES |  |  |  | 009-10093 | 009-10093 | BERCHTOLD | OPERON D 860 |  | 3801110-X-10558 | GH-OR Anesthesia | MHHS-Greater Heights |  | Table, Surgical, Electric |  | 009-10093 | 009-10093 | Central & Greater Heights | MHHS-Greater Heights | GH-OR Anesthesia | Room 8 | 12/1/19 |  | 6/1/20 |  | TABLES, OPERATING | Table, Surgical, Electric | TABLESURGICALELECT-Berchtold Corp-Operon D 860 | TABLESURGICALELECT | Operon D 860 |  |  |  | Berchtold Corp | Table, Surgical, Electric |  | TABLESURGICALELECT-Berchtold Corp-Operon D 860 |  | 5/3/17 |  | TSE-A | Covered PM Repair - Biomedical | MHHS-Greater Heights | [8 empty] | TABLESURGICALELECT | Table, Surgical, Electric | Berchtold Corp
NO | YES | Asset Tag 009-10094 |  |  | 009-10094 | 009-10094 | BERCHTOLD | OPERON D 860 |  | 3801110-X-10561 | GH-OR | MHHS-Greater Heights |  | Table, Surgical, Electric |  | 009-10094 | 009-10094 | Central & Greater Heights | MHHS-Greater Heights | GH-OR |  | 12/23/19 |  |  |  | TABLES, OPERATING | Table, Surgical, Electric | TABLESURGICALELECT-Berchtold Corp-Operon D 860 | TABLESURGICALELECT | Operon D 860 |  |  |  | Berchtold Corp | Table, Surgical, Electric |  | TABLESURGICALELECT-Berchtold Corp-Operon D 860 |  | 5/3/17 | Finished from Script 3/27/2020 12:11:52pm (Central) | TSE-A | Covered PM Repair - Biomedical | MHHS-Greater Heights | [8 empty] | TABLESURGICALELECT | Table, Surgical, Electric | Berchtold Corp
NO | YES |  |  |  | 009-10095 | 009-10095 | BERCHTOLD | OPERON D 860 |  | 3801110-X-10583 | GH-OR | MHHS-Greater Heights |  | Table, Surgical, Electric |  | 009-10095 | 009-10095 | Central & Greater Heights | MHHS-Greater Heights | GH-OR | OR 9 | 12/1/19 |  | 6/1/20 |  | TABLES, OPERATING | Table, Surgical, Electric | TABLESURGICALELECT-Berchtold Corp-Operon D 860 | TABLESURGICALELECT | Operon D 860 |  |  |  | Berchtold Corp | Table, Surgical, Electric |  | TABLESURGICALELECT-Berchtold Corp-Operon D 860 |  | 5/3/17 |  | TSE-A | Covered PM Repair - Biomedical | MHHS-Greater Heights | [8 empty] | TABLESURGICALELECT | Table, Surgical, Electric | Berchtold Corp
NO | YES |  |  |  | 009-10096 | 009-10096 | BERCHTOLD | OPERON D 860 |  | 3801110-X-10580 | GH-OR | MHHS-Greater Heights |  | Table, Surgical, Electric |  | 009-10096 | 009-10096 |  | MHHS-Greater Heights | GH-OR |  | 12/1/19 |  |  |  | TABLES, OPERATING | Table, Surgical, Electric | TABLESURGICALELECT-Berchtold Corp-Operon D 860 | TABLESURGICALELECT | Operon D 860 |  |  |  | Berchtold Corp | Table, Surgical, Electric |  | TABLESURGICALELECT-Berchtold Corp-Operon D 860 |  |  |  | TSE-A | Covered PM Repair - Biomedical | MHHS-Greater Heights | [8 empty] | TABLESURGICALELECT | Table, Surgical, Electric | Berchtold Corp
NO | YES |  |  |  | 009-34740 | 009-34740 | BERCHTOLD | OPERON D 860 |  |  | GH-OR | MHHS-Greater Heights |  | Table, Surgical, Electric |  | 009-34740 | 009-34740 | Central | MHHS-Greater Heights | GH-OR | RM 6 |  |  |  |  | TABLES, OPERATING | Table, Surgical, Electric | TABLESURGICALELECT-Berchtold Corp-Operon D 860 | TABLESURGICALELECT | Operon D 860 |  |  |  | Berchtold Corp | Table, Surgical, Electric |  | TABLESURGICALELECT-Berchtold Corp-Operon D 860 |  | 7/1/16 |  | TSE-A | Covered PM Repair - Biomedical | MHHS-Greater Heights | [8 empty] | TABLESURGICALELECT | Table, Surgical, Electric | Berchtold Corp
NO | YES |  |  |  | 009-34741 | 009-34741 | BERCHTOLD | OPERON D 860 |  |  | GH-OR | MHHS-Greater Heights |  | Table, Surgical, Electric |  | 009-34741 | 009-34741 | Central & Greater Heights | MHHS-Greater Heights | GH-OR | Room 3 | 12/1/19 |  |  |  | TABLES, OPERATING | Table, Surgical, Electric | TABLESURGICALELECT-Berchtold Corp-Operon D 860 | TABLESURGICALELECT | Operon D 860 |  |  |  | Berchtold Corp | Table, Surgical, Electric |  | TABLESURGICALELECT-Berchtold Corp-Operon D 860 |  | 3/1/17 |  | TSE-A | Covered PM Repair - Biomedical | MHHS-Greater Heights | [8 empty] | TABLESURGICALELECT | Table, Surgical, Electric | Berchtold Corp
NO | YES |  |  |  | 041-21024 | 041-21024 | BERCHTOLD | OPERON D 860 |  | 3801110-X10933 | Memorial City-Labor & Delivery | MHHS-Mem City |  | Table, Surgical, Electric |  | 041-21024 | 041-21024 | West | MHHS-Mem City | Memorial City-Labor & Delivery | OR 4 | 3/1/20 |  | 9/1/20 |  | TABLES, OPERATING |  | TABLESURGICALELECT-Berchtold Corp-Operon D 860 | TABLESURGICALELECT | Operon D 860 |  |  |  | Berchtold Corp | Table, Surgical, Electric |  | TABLESURGICALELECT-Berchtold Corp-Operon D 860 |  | 4/26/17 |  |  | Covered PM Repair - Biomedical | MHHS-Mem City
NO | YES |  |  |  | 041-17280 | 041-17280 | BERCHTOLD | OPERON D 860 |  | 3801110-Y11070 | Memorial City-Outpatient Surgery | MHHS-Mem City |  | Table, Surgical, Electric |  | 041-17280 | 041-17280 | West | Memorial Hermann Memorial City Medical Center | Memorial City-Outpatient Surgery | W1 OPS OR 4 |  |  |  |  | TABLES, OPERATING |  | TABLESURGICALELECT-Berchtold Corp-Operon D 860 | TABLESURGICALELECT | Operon D 860 |  |  |  | Berchtold Corp | Table, Surgical, Electric |  | TABLESURGICALELECT-Berchtold Corp-Operon D 860 |  |  |  |  | Covered PM Repair - Biomedical | MHHS-Mem City
NO | YES |  |  |  | 041-17281 | 041-17281 | BERCHTOLD | OPERON D 860 |  | 3801110-Y11071 | MEMORIAL CITY - OUTPATIENT SURGERY | MHHS-Mem City |  | Table, Surgical, Electric |  | 041-17281 | 041-17281 | West | Memorial Hermann - Memorial City | MEMORIAL CITY - OUTPATIENT SURGERY | W1 300.70 OR 5 |  |  |  |  | TABLES, OPERATING |  | TABLESURGICALELECT-Berchtold Corp-Operon D 860 | TABLESURGICALELECT | Operon D 860 |  |  |  | Berchtold Corp | Table, Surgical, Electric |  | TABLESURGICALELECT-Berchtold Corp-Operon D 860 |  |  |  |  | Covered PM Repair - Biomedical | MHHS-Mem City
NO | YES |  |  |  | 041-20729 | 041-20729 | BERCHTOLD | OPERON D 860 |  | 3801110-X 10777 | MEMORIAL CITY - OUTPATIENT SURGERY | MHHS-Mem City |  | Table, Surgical, Electric |  | 041-20729 | 041-20729 | West | Memorial City - Memorial Hermann Hospital West Tower | MEMORIAL CITY - OUTPATIENT SURGERY | W1 300.75 OR 3 |  |  |  |  | TABLES, OPERATING |  | TABLESURGICALELECT-Berchtold Corp-Operon D 860 | TABLESURGICALELECT | Operon D 860 |  |  |  | Berchtold Corp | Table, Surgical, Electric |  | TABLESURGICALELECT-Berchtold Corp-Operon D 860 |  |  |  |  | Covered PM Repair - Biomedical | MHHS-Mem City
NO | YES |  |  |  | 041-20730 | 041-20730 | BERCHTOLD | OPERON D 860 |  | 3801110-X10776 | MEMORIAL CITY - Outpatient | MHHS-Mem City |  | Table, Surgical, Electric |  | 041-20730 | 041-20730 | West | Memorial Hermann Memorial City Medical Center | MEMORIAL CITY - Outpatient | MEMORIAL CITY - OUTPATIENT |  |  |  |  | TABLES, OPERATING |  | TABLESURGICALELECT-Berchtold Corp-Operon D 860 | TABLESURGICALELECT | Operon D 860 |  |  |  | Berchtold Corp | Table, Surgical, Electric |  | TABLESURGICALELECT-Berchtold Corp-Operon D 860 |  |  |  |  | Covered PM Repair - Biomedical | MHHS-Mem City
NO | YES |  |  |  | 142-08012 | 142-08012 | BERCHTOLD | OPERON D 860 |  |  | NE-OR | MHHS-Northeast |  | Table, Surgical, Electric |  | 142-08012 | 142-08012 | Katy | MHHS-Northeast | NE-OR | OR 8 | 6/1/19 | 12/1/19 |  |  | TABLES, OPERATING | Table, Surgical, Electric | TABLESURGICALELECT-Berchtold Corp-Operon D 860 | TABLESURGICALELECT | Operon D 860 |  |  |  | Berchtold Corp | Table, Surgical, Electric |  | TABLESURGICALELECT-Berchtold Corp-Operon D 860 |  |  |  | TSE-A | Not Covered Vendor Only - Biomedical | MHHS-Northeast | [8 empty] | TABLESURGICALELECT | Table, Surgical, Electric | Berchtold Corp
NO | YES |  |  |  | 145-00464 | 145-00464 | BERCHTOLD | OPERON D 860 |  | 3701110X10138 | Pearland-OR | MHHS-Pearland Hospital |  | Table, Surgical, Electric |  | 145-00464 | 145-00464 | Pearland | MHHS-Pearland Hospital | Pearland-OR | OR | 10/1/19 | 10/1/20 |  |  | TABLES, OPERATING | Table, Surgical, Electric | TABLESURGICALELECT-Berchtold Corp-Operon D 860 | TABLESURGICALELECT | Operon D 860 |  |  |  | Berchtold Corp | Table, Surgical, Electric |  | TABLESURGICALELECT-Berchtold Corp-Operon D 860 |  |  |  | TSE-A | Not Covered Vendor Only - Biomedical | MHHS-Pearland Hospital | [8 empty] | TABLESURGICALELECT | Table, Surgical, Electric | Berchtold Corp
NO | YES |  |  |  | 145-00499 | 145-00499 | BERCHTOLD | OPERON D 860 |  | 3801110-X10371 | Pearland-OR | MHHS-Pearland Hospital |  | Table, Surgical, Electric |  | 145-00499 | 145-00499 | Pearland | MHHS-Pearland Hospital | Pearland-OR | OR C SECTION | 9/1/19 | 3/1/20 |  |  | TABLES, OPERATING | Table, Surgical, Electric | TABLESURGICALELECT-Berchtold Corp-Operon D 860 | TABLESURGICALELECT | Operon D 860 |  |  |  | Berchtold Corp | Table, Surgical, Electric |  | TABLESURGICALELECT-Berchtold Corp-Operon D 860 |  |  |  | TSE-A | Not Covered Vendor Only - Biomedical | MHHS-Pearland Hospital | [8 empty] | TABLESURGICALELECT | Table, Surgical, Electric | Berchtold Corp
NO | YES |  |  |  | 145-00513 | 145-00513 | BERCHTOLD | OPERON D 860 |  | 3801110-X10375 | Pearland-OR | MHHS-Pearland Hospital |  | Table, Surgical, Electric |  | 145-00513 | 145-00513 | Pearland | MHHS-Pearland Hospital | Pearland-OR | OR 3 | 9/1/19 | 9/1/20 |  |  | TABLES, OPERATING | Table, Surgical, Electric | TABLESURGICALELECT-Berchtold Corp-Operon D 860 | TABLESURGICALELECT | Operon D 860 |  |  |  | Berchtold Corp | Table, Surgical, Electric |  | TABLESURGICALELECT-Berchtold Corp-Operon D 860 |  |  |  | TSE-A | Not Covered Vendor Only - Biomedical | MHHS-Pearland Hospital | [8 empty] | TABLESURGICALELECT | Table, Surgical, Electric | Berchtold Corp
NO | YES |  |  |  | 145-01306 | 145-01306 | BERCHTOLD | OPERON D 860 |  | 3801110-W10343 | Pearland-OR | MHHS-Pearland Hospital |  | Table, Surgical, Electric |  | 145-01306 | 145-01306 | Pearland | MHHS-Pearland Hospital | Pearland-OR | OR2 | 10/1/19 | 2/1/20 |  |  | TABLES, OPERATING | Table, Surgical, Electric | TABLESURGICALELECT-Berchtold Corp-Operon D 860 | TABLESURGICALELECT | Operon D 860 |  |  |  | Berchtold Corp | Table, Surgical, Electric |  | TABLESURGICALELECT-Berchtold Corp-Operon D 860 |  |  |  | TSE-A | Not Covered Vendor Only - Biomedical | MHHS-Pearland Hospital | [8 empty] | TABLESURGICALELECT | Table, Surgical, Electric | Berchtold Corp
NO | YES |  |  |  | 005-10712 | 005-10712 | BERCHTOLD | OPERON D 860 |  | 3801110-W10290 | SE-OR | MHHS-Southeast |  | Table, Surgical, Electric |  | 005-10712 | 005-10712 | Southeast | MHHS-Southeast | SE-OR | Or 11 | 1/1/20 |  | 1/1/21 |  | TABLES, OPERATING |  | TABLESURGICALELECT-Berchtold Corp-Operon D 860 | TABLESURGICALELECT | Operon D 860 |  |  |  | Berchtold Corp | Table, Surgical, Electric |  | TABLESURGICALELECT-Berchtold Corp-Operon D 860 |  | 4/28/17 |  |  | Covered PM Repair - Biomedical | MHHS-Southeast
NO | YES |  |  |  | 005-11236 | 005-11236 | BERCHTOLD | OPERON D 860 |  |  | SE-OR | MHHS-Southeast |  | Table, Surgical, Electric |  | 005-11236 | 005-11236 | Southeast | MHHS-Southeast | SE-OR | OR corridor | 1/1/20 |  | 7/1/20 |  | TABLES, OPERATING |  | TABLESURGICALELECT-Berchtold Corp-Operon D 860 | TABLESURGICALELECT | Operon D 860 |  |  |  | Berchtold Corp | Table, Surgical, Electric |  | TABLESURGICALELECT-Berchtold Corp-Operon D 860 |  | 5/13/17 |  |  | Covered PM Repair - Biomedical | MHHS-Southeast
NO | YES |  |  |  | 005-11237 | 005-11237 | BERCHTOLD | OPERON D 860 |  |  | SE-OR | MHHS-Southeast |  | Table, Surgical, Electric |  | 005-11237 | 005-11237 | Southeast | MHHS-Southeast | SE-OR | Hall | 10/1/19 |  | 4/1/20 |  | TABLES, OPERATING |  | TABLESURGICALELECT-Berchtold Corp-Operon D 860 | TABLESURGICALELECT | Operon D 860 |  |  |  | Berchtold Corp | Table, Surgical, Electric |  | TABLESURGICALELECT-Berchtold Corp-Operon D 860 |  | 5/3/17 |  |  | Covered PM Repair - Biomedical | MHHS-Southeast
NO | YES |  |  |  | 005-11423 | 005-11423 | BERCHTOLD | OPERON D 860 |  | 3801110-X10342 | SE-OR | MHHS-Southeast |  | Table, Surgical, Electric |  | 005-11423 | 005-11423 | Southeast | MHHS-Southeast | SE-OR | OR 7 | 1/1/20 |  | 1/1/21 |  | TABLES, OPERATING |  | TABLESURGICALELECT-Berchtold Corp-Operon D 860 | TABLESURGICALELECT | Operon D 860 |  |  |  | Berchtold Corp | Table, Surgical, Electric |  | TABLESURGICALELECT-Berchtold Corp-Operon D 860 |  | 5/3/17 |  |  | Covered PM Repair - Biomedical | MHHS-Southeast
NO | YES |  |  |  | 005-33958 | 005-33958 | BERCHTOLD | OPERON D 860 |  | 3801110-Z11626 | SE-OR | MHHS-Southeast |  | Table, Surgical, Electric |  | 005-33958 | 005-33958 | Southeast | MHHS-Southeast | SE-OR | Room 12 | 1/1/20 |  | 7/1/20 |  | TABLES, OPERATING |  | TABLESURGICALELECT-Berchtold Corp-Operon D 860 | TABLESURGICALELECT | Operon D 860 |  |  |  | Berchtold Corp | Table, Surgical, Electric |  | TABLESURGICALELECT-Berchtold Corp-Operon D 860 |  | 4/28/17 |  |  | Covered PM Repair - Biomedical | MHHS-Southeast
NO | YES |  |  |  | 013-16031 | 013-16031 | BERCHTOLD | OPERON D 860 |  | 3811110-V 100 18 | SW-HVI-OR | MHHS-Southwest |  | Table, Surgical, Electric |  | 013-16031 | 013-16031 | Southwest | MHHS-Southwest | SW-HVI-OR | CVOR1 | 3/1/20 |  | 9/1/20 |  | TABLES, OPERATING | Table, Surgical, Electric | TABLESURGICALELECT-Berchtold Corp-Operon D 860 | TABLESURGICALELECT | Operon D 860 |  |  |  | Berchtold Corp | Table, Surgical, Electric |  | TABLESURGICALELECT-Berchtold Corp-Operon D 860 |  | 3/1/17 |  | TSE-A | Covered PM Repair - Biomedical | MHHS-Southwest | [8 empty] | TABLESURGICALELECT | Table, Surgical, Electric | Berchtold Corp
NO | YES |  |  |  | 013-38055 | 013-38055 | BERCHTOLD | OPERON D 860 |  | 3801110 - Y 11047 | SW-HVI-OR | MHHS-Southwest |  | Table, Surgical, Electric |  | 013-38055 | 013-38055 | Southwest | MHHS-Southwest | SW-HVI-OR | SW-HVI-OR |  |  |  |  | TABLES, OPERATING | Table, Surgical, Electric | TABLESURGICALELECT-Berchtold Corp-Operon D 860 | TABLESURGICALELECT | Operon D 860 |  |  |  | Berchtold Corp | Table, Surgical, Electric |  | TABLESURGICALELECT-Berchtold Corp-Operon D 860 |  | 10/16/19 |  | TSE-A | Covered PM Repair - Biomedical | MHHS-Southwest | [8 empty] | TABLESURGICALELECT | Table, Surgical, Electric | Berchtold Corp
NO | YES |  |  |  | 013-38056 | 013-38056 | BERCHTOLD | OPERON D 860 |  | 3801110 - X 10848 | SW-HVI-OR | MHHS-Southwest |  | Table, Surgical, Electric |  | 013-38056 | 013-38056 | Southwest | MHHS-Southwest | SW-HVI-OR | CVOR2 | 9/1/19 |  | 3/1/20 |  | TABLES, OPERATING | Table, Surgical, Electric | TABLESURGICALELECT-Berchtold Corp-Operon D 860 | TABLESURGICALELECT | Operon D 860 |  |  |  | Berchtold Corp | Table, Surgical, Electric |  | TABLESURGICALELECT-Berchtold Corp-Operon D 860 |  |  |  | TSE-A | Not Covered Vendor Only - Biomedical | MHHS-Southwest | [8 empty] | TABLESURGICALELECT | Table, Surgical, Electric | Berchtold Corp
NO | YES |  |  |  | 013-37970 | 013-37970 | BERCHTOLD | OPERON D 860 |  |  | SW-OR | MHHS-Southwest |  | Table, Surgical, Electric |  | 013-37970 | 013-37970 | Southwest | MHHS-Southwest | SW-OR | Or 24 | 11/1/19 |  | 5/1/20 |  | TABLES, OPERATING | Table, Surgical, Electric | TABLESURGICALELECT-Berchtold Corp-Operon D 860 | TABLESURGICALELECT | Operon D 860 |  |  |  | Berchtold Corp | Table, Surgical, Electric |  | TABLESURGICALELECT-Berchtold Corp-Operon D 860 |  |  |  | TSE-A | Not Covered Vendor Only - Biomedical | MHHS-Southwest | [8 empty] | TABLESURGICALELECT | Table, Surgical, Electric | Berchtold Corp
NO | YES |  |  |  | 013-38070 | 013-38070 | BERCHTOLD | OPERON D 860 |  |  | SW-OR | MHHS-Southwest |  | Table, Surgical, Electric |  | 013-38070 | 013-38070 | Southwest | MHHS-Southwest | SW-OR | OR15 | 11/1/19 |  | 5/1/20 |  | TABLES, OPERATING | Table, Surgical, Electric | TABLESURGICALELECT-Berchtold Corp-Operon D 860 | TABLESURGICALELECT | Operon D 860 |  |  |  | Berchtold Corp | Table, Surgical, Electric |  | TABLESURGICALELECT-Berchtold Corp-Operon D 860 |  |  |  | TSE-A | Not Covered Vendor Only - Biomedical | MHHS-Southwest | [8 empty] | TABLESURGICALELECT | Table, Surgical, Electric | Berchtold Corp
NO | NO |  |  |  | 041-18972 |  | BERCHTOLD | OPERON D 860 |  | 3801110-X10557 | MEMORIAL CITY - MOR | MHHS-Mem City |  | Table, Surgical, Electric |  | 041-18972 |  | West & Memorial City |  | MEMORIAL CITY - MOR | [5 empty] | TABLES, OPERATING |  | TABLESURGICALELECT-Berchtold Corp-Operon D 860 | TABLESURGICALELECT | Operon D 860 |  |  |  | Berchtold Corp | Table, Surgical, Electric |  | TABLESURGICALELECT-Berchtold Corp-Operon D 860 |  |  |  |  | Covered PM Repair - Biomedical | MHHS-Mem City
NO | NO |  |  |  | 005-10711 |  | BERCHTOLD | OPERON D 860 |  | 3801110-W10204 | SE - OR | MHHS-Southeast |  | Table, Surgical, Electric |  | 005-10711 |  | Southeast & Bay Area |  | SE - OR | [5 empty] | TABLES, OPERATING |  | TABLESURGICALELECT-Berchtold Corp-Operon D 860 | TABLESURGICALELECT | Operon D 860 |  |  |  | Berchtold Corp | Table, Surgical, Electric |  | TABLESURGICALELECT-Berchtold Corp-Operon D 860 |  |  |  |  | Covered PM Repair - Biomedical | MHHS-Southeast
NO | NO |  |  |  | 005-33356 |  | BERCHTOLD | OPERON D 860 |  | 38 11110-Y 11191 | SE - OR | MHHS-Southeast |  | Table, Surgical, Electric |  | 005-33356 |  | Southeast & Bay Area |  | SE - OR | [5 empty] | TABLES, OPERATING |  | TABLESURGICALELECT-Berchtold Corp-Operon D 860 | TABLESURGICALELECT | Operon D 860 |  |  |  | Berchtold Corp | Table, Surgical, Electric |  | TABLESURGICALELECT-Berchtold Corp-Operon D 860 |  |  |  |  | Covered PM Repair - Biomedical | MHHS-Southeast
NO | YES |  |  |  | 009-10215 | 009-10215 | BERCHTOLD | TELETOM 700 |  | TT 724-P SOKO 6333 075 | GH-OR Anesthesia | MHHS-Greater Heights |  |  |  | 009-10215 | 009-10215 | Central | MHHS-Greater Heights | GH-OR Anesthesia | OR | 6/1/18 |  |  |  | SURGICAL FACILITY BOOM, CEILING-MOUNTED | Equipment Boom/ Column | EQUIPMENTBOOM-Berchtold Corp-Teletom |  |  |  |  | EQUIPMENTBOOM-Berchtold Corp-Teletom | Berchtold Corp | [7 empty] | Covered PM Repair - Biomedical | MHHS-Greater Heights | [8 empty] | EQUIPMENTBOOM | Equipment Boom/ Column | Berchtold Corp
NO | YES |  |  |  | 005-08719 | 005-08719 | BERCHTOLD | TELETOM 700 |  | 710-1-075-0305-0067 | SE-Esophageal Disease Center | MHHS-Southeast |  |  |  | 005-08719 | 005-08719 | Southeast & Bay Area | MHHS-Southeast | SE-Esophageal Disease Center | EP 1 | 1/1/19 |  | 4/1/20 | PM Not Required | SURGICAL FACILITY BOOM, CEILING-MOUNTED |  | EQUIPMENTBOOM-Berchtold Corp-Teletom |  |  |  |  | EQUIPMENTBOOM-Berchtold Corp-Teletom | Berchtold Corp |  |  |  |  | 10/30/18 |  |  | Covered PM Repair - Biomedical | MHHS-Southeast
NO | YES |  |  |  | 005-08720 | 005-08720 | BERCHTOLD | TELETOM 700 |  | 710 075-0305 0064 | SE-Esophageal Disease Center | MHHS-Southeast |  |  |  | 005-08720 | 005-08720 | Southeast | MHHS-Southeast | SE-Esophageal Disease Center | Procedure 5 |  |  |  |  | SURGICAL FACILITY BOOM, CEILING-MOUNTED |  | EQUIPMENTBOOM-Berchtold Corp-Teletom |  |  |  |  | EQUIPMENTBOOM-Berchtold Corp-Teletom | Berchtold Corp |  |  |  |  | 10/30/18 |  |  | Covered PM Repair - Biomedical | MHHS-Southeast
NO | YES |  |  |  | 005-08722 | 005-08722 | BERCHTOLD | TELETOM 700 |  | 710-075-0305-0065 | SE-Esophageal Disease Center | MHHS-Southeast |  |  |  | 005-08722 | 005-08722 | Southeast & Bay Area | MHHS-Southeast | SE-Esophageal Disease Center | EP 4 | 1/1/19 |  |  | PM Not Required | SURGICAL FACILITY BOOM, CEILING-MOUNTED |  | EQUIPMENTBOOM-Berchtold Corp-Teletom |  |  |  |  | EQUIPMENTBOOM-Berchtold Corp-Teletom | Berchtold Corp |  |  |  |  | 10/30/18 |  |  | Covered PM Repair - Biomedical | MHHS-Southeast
NO | YES |  |  |  | 005-08723 | 005-08723 | BERCHTOLD | TELETOM 700 |  | 764 075-0305 0068 | SE-Esophageal Disease Center | MHHS-Southeast |  |  |  | 005-08723 | 005-08723 | Southeast & Bay Area | MHHS-Southeast | SE-Esophageal Disease Center | EP 4 | 1/1/19 |  |  | PM Not Required | SURGICAL FACILITY BOOM, CEILING-MOUNTED |  | EQUIPMENTBOOM-Berchtold Corp-Teletom |  |  |  |  | EQUIPMENTBOOM-Berchtold Corp-Teletom | Berchtold Corp | [7 empty] | Covered PM Repair - Biomedical | MHHS-Southeast
NO | YES |  |  |  | 005-08724 | 005-08724 | BERCHTOLD | TELETOM 700 |  | 710 075-0305 0066 | SE-Esophageal Disease Center | MHHS-Southeast |  |  |  | 005-08724 | 005-08724 | Southeast | MHHS-Southeast | SE-Esophageal Disease Center | Endo 3 |  |  |  | No pm | SURGICAL FACILITY BOOM, CEILING-MOUNTED |  | EQUIPMENTBOOM-Berchtold Corp-Teletom |  |  |  |  | EQUIPMENTBOOM-Berchtold Corp-Teletom | Berchtold Corp | [7 empty] | Covered PM Repair - Biomedical | MHHS-Southeast
YES | YES | Serial Number Cnf |  |  | 005-08889 | 005-08889 | BERCHTOLD | TELETOM 700 |  | Cnf | SE - ESOPHAGEAL DISEASE CENTER |  |  |  |  | 005-08889 | 005-08889 | Southeast | Memorial Hermann Southeast Hospital | SE - ESOPHAGEAL DISEASE CENTER | Endo 3 |  |  |  | No pm
NO | NO |  |  |  | 009-10212 |  | BERCHTOLD | TELETOM 700 |  | TP 622 TC X 64380 | GH - OR | MHHS-Greater Heights |  |  |  | 009-10212 |  | Central & Greater Heights |  | GH - OR | [5 empty] | SURGICAL FACILITY BOOM, CEILING-MOUNTED |  | EQUIPMENTBOOM-Berchtold Corp-Teletom |  |  |  |  | EQUIPMENTBOOM-Berchtold Corp-Teletom | Berchtold Corp | [7 empty] | Covered PM Repair - Biomedical | MHHS-Greater Heights
NO | NO |  |  |  | 009-10213 |  | BERCHTOLD | TELETOM 700 |  | TP 612 TC X 64379 | GH - OR | MHHS-Greater Heights |  |  |  | 009-10213 |  | Central & Greater Heights |  | GH - OR | [5 empty] | SURGICAL FACILITY BOOM, CEILING-MOUNTED |  | EQUIPMENTBOOM-Berchtold Corp-Teletom |  |  |  |  | EQUIPMENTBOOM-Berchtold Corp-Teletom | Berchtold Corp | [7 empty] | Not Covered Vendor Only - Biomedical | MHHS-Greater Heights
NO | NO |  |  |  | 009-10214 |  | BERCHTOLD | TELETOM 700 |  | TP 622 TC X 64381 | GH - OR | MHHS-Greater Heights |  |  |  | 009-10214 |  | Central & Greater Heights |  | GH - OR | [5 empty] | SURGICAL FACILITY BOOM, CEILING-MOUNTED |  | EQUIPMENTBOOM-Berchtold Corp-Teletom |  |  |  |  | EQUIPMENTBOOM-Berchtold Corp-Teletom | Berchtold Corp | [7 empty] | Covered PM Repair - Biomedical | MHHS-Greater Heights
NO | NO |  |  |  | 005-08718 |  | BERCHTOLD | TELETOM 700 |  | 764 075-0305 0071 | SE - ESOPHAGEAL DISEASE CENTER | MHHS-Southeast |  |  |  | 005-08718 |  | Southeast & Bay Area |  | SE - ESOPHAGEAL DISEASE CENTER | [5 empty] | SURGICAL FACILITY BOOM, CEILING-MOUNTED |  | EQUIPMENTBOOM-Berchtold Corp-Teletom |  |  |  |  | EQUIPMENTBOOM-Berchtold Corp-Teletom | Berchtold Corp | [7 empty] | Covered PM Repair - Biomedical | MHHS-Southeast
NO | YES |  |  |  | 029-10351 | 029-10351 | BERCHTOLD | TELETOM TC-734-1 |  | 7834180-W61228 | Woodlands-ER | MHHS-Woodlands |  |  |  | 029-10351 | 029-10351 | Woodlands | MHHS-Woodlands | Woodlands-ER | ER2 | 9/1/19 |  |  |  | SURGICAL FACILITY BOOM, CEILING-MOUNTED | Equipment Boom/ Column | EQUIPMENTBOOM-Berchtold Corp-Teletom |  |  |  |  | EQUIPMENTBOOM-Berchtold Corp-Teletom | Berchtold Corp |  |  |  |  | 7/15/17 |  |  | Covered PM Repair - Biomedical | MHHS-Woodlands | [8 empty] | EQUIPMENTBOOM | Equipment Boom/ Column | Berchtold Corp
NO | YES | Serial Number 7834180-W61231 |  |  | 029-10357 | 029-10357 | BERCHTOLD | TELETOM TC-734-1 |  | 7834180-W61231 | Woodlands-ER | MHHS-Woodlands |  |  |  | 029-10357 | 029-10357 | Woodlands | MHHS-Woodlands | Woodlands-ER | Trauma 1 | 8/1/18 |  |  | ?AuNo pm required?Au sticker | SURGICAL FACILITY BOOM, CEILING-MOUNTED | Equipment Boom/ Column | EQUIPMENTBOOM-Berchtold Corp-Teletom |  |  |  |  | EQUIPMENTBOOM-Berchtold Corp-Teletom | Berchtold Corp |  |  |  |  | 12/11/18 |  |  | Covered PM Repair - Biomedical | MHHS-Woodlands | [8 empty] | EQUIPMENTBOOM | Equipment Boom/ Column | Berchtold Corp
YES | YES |  |  |  | 099-01461 | 099-01461 | BERCHTOLD | TELETOM TC-734-1 |  |  | WOODLANDS - ER |  |  |  |  | 099-01461 | 099-01461 | Woodlands | Memorial Hermann The Woodlands Medical Center | WOODLANDS - ER | Trauma 1 |  |  |  | Patient coming in
NO | YES |  |  |  | 151-01009 | 151-01009 | BERCHTOLD | TELETOM TF-612 |  | T X70355 | CY-OR | MHHS-Cypress |  |  |  | 151-01009 | 151-01009 | Northwest | MHHS-Cypress | CY-OR | OR7 |  |  |  |  | SURGICAL FACILITY BOOM, CEILING-MOUNTED | Equipment Boom/ Column | EQUIPMENTBOOM-Berchtold Corp-Teletom |  |  |  |  | EQUIPMENTBOOM-Berchtold Corp-Teletom | Berchtold Corp |  |  |  |  | 10/1/17 |  |  | Covered PM Repair - Biomedical | MHHS-Cypress | [8 empty] | EQUIPMENTBOOM | Equipment Boom/ Column | Berchtold Corp
NO | YES |  |  |  | 151-01014 | 151-01014 | BERCHTOLD | TELETOM TF-612 |  | T X70359 | CY-OR | MHHS-Cypress |  |  |  | 151-01014 | 151-01014 | Northwest | MHHS-Cypress | CY-OR | OR8 | 12/1/18 |  |  |  | SURGICAL FACILITY BOOM, CEILING-MOUNTED | Equipment Boom/ Column | EQUIPMENTBOOM-Berchtold Corp-Teletom |  |  |  |  | EQUIPMENTBOOM-Berchtold Corp-Teletom | Berchtold Corp | [7 empty] | Covered PM Repair - Biomedical | MHHS-Cypress | [8 empty] | EQUIPMENTBOOM | Equipment Boom/ Column | Berchtold Corp
NO | YES |  |  |  | 151-01024 | 151-01024 | BERCHTOLD | TELETOM TF-612 |  | T X70356 | CY-OR | MHHS-Cypress |  |  |  | 151-01024 | 151-01024 | Northwest | MHHS-Cypress | CY-OR | Or 5 |  |  |  | No pm sticker | SURGICAL FACILITY BOOM, CEILING-MOUNTED | Equipment Boom/ Column | EQUIPMENTBOOM-Berchtold Corp-Teletom |  |  |  |  | EQUIPMENTBOOM-Berchtold Corp-Teletom | Berchtold Corp | [7 empty] | Covered PM Repair - Biomedical | MHHS-Cypress | [8 empty] | EQUIPMENTBOOM | Equipment Boom/ Column | Berchtold Corp
NO | YES |  |  |  | 151-02288 | 151-02288 | BERCHTOLD | TELETOM TF-612 |  | T X70357 | CY-OR | MHHS-Cypress |  |  |  | 151-02288 | 151-02288 | Northwest | MHHS-Cypress | CY-OR | OR 3 |  |  |  |  | SURGICAL FACILITY BOOM, CEILING-MOUNTED | Equipment Boom/ Column | EQUIPMENTBOOM-Berchtold Corp-Teletom |  |  |  |  | EQUIPMENTBOOM-Berchtold Corp-Teletom | Berchtold Corp |  |  |  |  | 10/1/18 |  |  | Covered PM Repair - Biomedical | MHHS-Cypress | [8 empty] | EQUIPMENTBOOM | Equipment Boom/ Column | Berchtold Corp
NO | YES |  |  |  | 145-01120 | 145-01120 | BERCHTOLD | TELETOM TF-612 |  | 612C0W63233 | Pearland-OR | MHHS-Pearland Hospital |  |  |  | 145-01120 | 145-01120 | Pearland | MHHS-Pearland Hospital | Pearland-OR | Pearland OR4 | 1/1/19 | 1/1/20 |  |  | SURGICAL FACILITY BOOM, CEILING-MOUNTED | Equipment Boom/ Column | EQUIPMENTBOOM-Berchtold Corp-Teletom |  |  |  |  | EQUIPMENTBOOM-Berchtold Corp-Teletom | Berchtold Corp |  |  |  |  | 10/1/18 |  |  | Covered PM Repair - Biomedical | MHHS-Pearland Hospital | [8 empty] | EQUIPMENTBOOM | Equipment Boom/ Column | Berchtold Corp
NO | YES |  |  |  | 145-01139 | 145-01139 | BERCHTOLD | TELETOM TF-612 |  | 612C0W63235 | Pearland-OR | MHHS-Pearland Hospital |  |  |  | 145-01139 | 145-01139 | Pearland | MHHS-Pearland Hospital | Pearland-OR | OR2 | 12/1/18 | 12/1/19 |  |  | SURGICAL FACILITY BOOM, CEILING-MOUNTED | Equipment Boom/ Column | EQUIPMENTBOOM-Berchtold Corp-Teletom |  |  |  |  | EQUIPMENTBOOM-Berchtold Corp-Teletom | Berchtold Corp |  |  |  |  | 10/26/18 |  |  | Covered PM Repair - Biomedical | MHHS-Pearland Hospital | [8 empty] | EQUIPMENTBOOM | Equipment Boom/ Column | Berchtold Corp
NO | NO |  |  |  | 151-01006 |  | BERCHTOLD | TELETOM TF-612 |  | T X70360 | CY - OR | MHHS-Cypress |  |  |  | 151-01006 |  | Northwest & Cypress |  | CY - OR | [5 empty] | SURGICAL FACILITY BOOM, CEILING-MOUNTED |  | EQUIPMENTBOOM-Berchtold Corp-Teletom |  |  |  |  | EQUIPMENTBOOM-Berchtold Corp-Teletom | Berchtold Corp | [7 empty] | Covered PM Repair - Biomedical | MHHS-Cypress
NO | NO |  |  |  | 151-02287 |  | BERCHTOLD | TELETOM TF-612 |  | T X70358 | CY - OR | MHHS-Cypress |  |  |  | 151-02287 |  | Northwest & Cypress |  | CY - OR | [5 empty] | SURGICAL FACILITY BOOM, CEILING-MOUNTED |  | EQUIPMENTBOOM-Berchtold Corp-Teletom |  |  |  |  | EQUIPMENTBOOM-Berchtold Corp-Teletom | Berchtold Corp | [7 empty] | Covered PM Repair - Biomedical | MHHS-Cypress
NO | NO |  |  |  | 145-01111 |  | BERCHTOLD | TELETOM TF-612 |  | 612C0W63234 | PEARLAND - OR | MHHS-Pearland Hospital |  |  |  | 145-01111 |  | Pearland |  | PEARLAND - OR | [5 empty] | SURGICAL FACILITY BOOM, CEILING-MOUNTED |  | EQUIPMENTBOOM-Berchtold Corp-Teletom |  |  |  |  | EQUIPMENTBOOM-Berchtold Corp-Teletom | Berchtold Corp | [7 empty] | Covered PM Repair - Biomedical | MHHS-Pearland Hospital
NO | NO |  |  |  | 145-01145 |  | BERCHTOLD | TELETOM TF-612 |  | 612C0W63236 | PEARLAND - OR | MHHS-Pearland Hospital |  |  |  | 145-01145 |  | Pearland |  | PEARLAND - OR | [5 empty] | SURGICAL FACILITY BOOM, CEILING-MOUNTED |  | EQUIPMENTBOOM-Berchtold Corp-Teletom |  |  |  |  | EQUIPMENTBOOM-Berchtold Corp-Teletom | Berchtold Corp | [7 empty] | Covered PM Repair - Biomedical | MHHS-Pearland Hospital
NO | YES |  |  |  | 151-01259 | 151-01259 | BERCHTOLD | TELETOM TF-622 |  | TC X70354 | CY-Endoscopy | MHHS-Cypress |  |  |  | 151-01259 | 151-01259 | Northwest | MHHS-Cypress | CY-Endoscopy | Bronchoscopy |  | 2/1/20 |  | No pm sticker | SURGICAL FACILITY BOOM, CEILING-MOUNTED | Equipment Boom/ Column | EQUIPMENTBOOM-Berchtold Corp-Teletom |  |  |  |  | EQUIPMENTBOOM-Berchtold Corp-Teletom | Berchtold Corp | [7 empty] | Covered PM Repair - Biomedical | MHHS-Cypress | [8 empty] | EQUIPMENTBOOM | Equipment Boom/ Column | Berchtold Corp
NO | YES |  |  |  | 151-01260 | 151-01260 | BERCHTOLD | TELETOM TF-622 |  | TC X70353 | CY-OR | MHHS-Cypress |  |  |  | 151-01260 | 151-01260 | Northwest | MHHS-Cypress | CY-OR | Endoscopy |  |  |  |  | SURGICAL FACILITY BOOM, CEILING-MOUNTED | Equipment Boom/ Column | EQUIPMENTBOOM-Berchtold Corp-Teletom |  |  |  |  | EQUIPMENTBOOM-Berchtold Corp-Teletom | Berchtold Corp | [7 empty] | Covered PM Repair - Biomedical | MHHS-Cypress | [8 empty] | EQUIPMENTBOOM | Equipment Boom/ Column | Berchtold Corp
NO | YES |  |  |  | 151-01003 | 151-01003 | BERCHTOLD | TELETOM TF-622 |  | SO X70365 | CY-OR | MHHS-Cypress |  |  |  | 151-01003 | 151-01003 | Northwest | MHHS-Cypress | CY-OR | Or |  |  |  |  | SURGICAL FACILITY BOOM, CEILING-MOUNTED | Equipment Boom/ Column | EQUIPMENTBOOM-Berchtold Corp-Teletom |  |  |  |  | EQUIPMENTBOOM-Berchtold Corp-Teletom | Berchtold Corp |  |  |  |  | 6/30/20 |  |  | Not Covered Vendor Only - Biomedical | MHHS-Cypress | [8 empty] | EQUIPMENTBOOM | Equipment Boom/ Column | Berchtold Corp
NO | YES |  |  |  | 151-01008 | 151-01008 | BERCHTOLD | TELETOM TF-622 |  | SO X70364 | CY-OR | MHHS-Cypress |  |  |  | 151-01008 | 151-01008 | Northwest | MHHS-Cypress | CY-OR | Or 7 |  |  |  |  | SURGICAL FACILITY BOOM, CEILING-MOUNTED | Equipment Boom/ Column | EQUIPMENTBOOM-Berchtold Corp-Teletom |  |  |  |  | EQUIPMENTBOOM-Berchtold Corp-Teletom | Berchtold Corp |  |  |  |  | 6/30/20 |  |  | Not Covered Vendor Only - Biomedical | MHHS-Cypress | [8 empty] | EQUIPMENTBOOM | Equipment Boom/ Column | Berchtold Corp
NO | YES |  |  |  | 151-01015 | 151-01015 | BERCHTOLD | TELETOM TF-622 |  | SO X70362 | CY-OR | MHHS-Cypress |  |  |  | 151-01015 | 151-01015 | Northwest | MHHS-Cypress | CY-OR | OR 8 |  |  |  |  | SURGICAL FACILITY BOOM, CEILING-MOUNTED | Equipment Boom/ Column | EQUIPMENTBOOM-Berchtold Corp-Teletom |  |  |  |  | EQUIPMENTBOOM-Berchtold Corp-Teletom | Berchtold Corp |  |  |  |  | 6/30/20 |  |  | Not Covered Vendor Only - Biomedical | MHHS-Cypress | [8 empty] | EQUIPMENTBOOM | Equipment Boom/ Column | Berchtold Corp
NO | YES |  |  |  | 151-01023 | 151-01023 | BERCHTOLD | TELETOM TF-622 |  | SO X70363 | CY-OR | MHHS-Cypress |  |  |  | 151-01023 | 151-01023 | Northwest | MHHS-Cypress | CY-OR | Or 5 |  |  |  | No pm sticker | SURGICAL FACILITY BOOM, CEILING-MOUNTED | Equipment Boom/ Column | EQUIPMENTBOOM-Berchtold Corp-Teletom |  |  |  |  | EQUIPMENTBOOM-Berchtold Corp-Teletom | Berchtold Corp |  |  |  |  | 6/30/20 |  |  | Not Covered Vendor Only - Biomedical | MHHS-Cypress | [8 empty] | EQUIPMENTBOOM | Equipment Boom/ Column | Berchtold Corp
NO | YES |  |  |  | 145-00944 | 145-00944 | BERCHTOLD | TELETOM TF-622 |  | 622C0W63242 | Pearland-OR | MHHS-Pearland Hospital |  |  |  | 145-00944 | 145-00944 | Pearland | MHHS-Pearland Hospital | Pearland-OR | PEARLAND - Endoscopy | 12/1/18 | 12/1/19 |  |  | SURGICAL FACILITY BOOM, CEILING-MOUNTED | Equipment Boom/ Column | EQUIPMENTBOOM-Berchtold Corp-Teletom |  |  |  |  | EQUIPMENTBOOM-Berchtold Corp-Teletom | Berchtold Corp |  |  |  |  | 5/15/20 |  |  | Not Covered Vendor Only - Biomedical | MHHS-Pearland Hospital | [8 empty] | EQUIPMENTBOOM | Equipment Boom/ Column | Berchtold Corp
NO | YES |  |  |  | 145-01119 | 145-01119 | BERCHTOLD | TELETOM TF-622 |  | 622C0W63241 | Pearland-OR | MHHS-Pearland Hospital |  |  |  | 145-01119 | 145-01119 | Pearland | MHHS-Pearland Hospital | Pearland-OR | Pearland OR4 | 1/1/19 | 1/1/20 |  |  | SURGICAL FACILITY BOOM, CEILING-MOUNTED | Equipment Boom/ Column | EQUIPMENTBOOM-Berchtold Corp-Teletom |  |  |  |  | EQUIPMENTBOOM-Berchtold Corp-Teletom | Berchtold Corp |  |  |  |  | 3/2/20 |  |  | Not Covered Vendor Only - Biomedical | MHHS-Pearland Hospital | [8 empty] | EQUIPMENTBOOM | Equipment Boom/ Column | Berchtold Corp
NO | YES |  |  |  | 145-01140 | 145-01140 | BERCHTOLD | TELETOM TF-622 |  | 622C0W63239 | Pearland-OR | MHHS-Pearland Hospital |  |  |  | 145-01140 | 145-01140 | Pearland | MHHS-Pearland Hospital | Pearland-OR | OR2 | 12/1/18 | 12/1/19 |  |  | SURGICAL FACILITY BOOM, CEILING-MOUNTED | Equipment Boom/ Column | EQUIPMENTBOOM-Berchtold Corp-Teletom |  |  |  |  | EQUIPMENTBOOM-Berchtold Corp-Teletom | Berchtold Corp |  |  |  |  | 3/2/20 |  |  | Not Covered Vendor Only - Biomedical | MHHS-Pearland Hospital | [8 empty] | EQUIPMENTBOOM | Equipment Boom/ Column | Berchtold Corp
YES | YES |  |  |  | 099-04034 | 099-04034 | BERCHTOLD | TELETOM TF-622 |  |  | PEARLAND - OR |  |  |  |  | 099-04034 | 099-04034 | Pearland | Memorial Hermann Pearland Hospital | PEARLAND - OR | PEARLAND - Endoscopy
NO | NO |  |  |  | 151-01007 |  | BERCHTOLD | TELETOM TF-622 |  | SO X70361 | CY - OR | MHHS-Cypress |  |  |  | 151-01007 |  | Northwest & Cypress |  | CY - OR | [5 empty] | SURGICAL FACILITY BOOM, CEILING-MOUNTED |  | EQUIPMENTBOOM-Berchtold Corp-Teletom |  |  |  |  | EQUIPMENTBOOM-Berchtold Corp-Teletom | Berchtold Corp | [7 empty] | Not Covered Vendor Only - Biomedical | MHHS-Cypress
NO | NO |  |  |  | 151-01016 |  | BERCHTOLD | TELETOM TF-622 |  | SO X70366 | CY - OR | MHHS-Cypress |  |  |  | 151-01016 |  | Northwest & Cypress |  | CY - OR | [5 empty] | SURGICAL FACILITY BOOM, CEILING-MOUNTED |  | EQUIPMENTBOOM-Berchtold Corp-Teletom |  |  |  |  | EQUIPMENTBOOM-Berchtold Corp-Teletom | Berchtold Corp | [7 empty] | Not Covered Vendor Only - Biomedical | MHHS-Cypress
NO | NO |  |  |  | 145-01112 |  | BERCHTOLD | TELETOM TF-622 |  | 622C0W63238 | PEARLAND - OR | MHHS-Pearland Hospital |  |  |  | 145-01112 |  | Pearland |  | PEARLAND - OR | [5 empty] | SURGICAL FACILITY BOOM, CEILING-MOUNTED |  | EQUIPMENTBOOM-Berchtold Corp-Teletom |  |  |  |  | EQUIPMENTBOOM-Berchtold Corp-Teletom | Berchtold Corp | [7 empty] | Not Covered Vendor Only - Biomedical | MHHS-Pearland Hospital
NO | NO |  |  |  | 145-01146 |  | BERCHTOLD | TELETOM TF-622 |  | 622C0W63240 | PEARLAND - OR | MHHS-Pearland Hospital |  |  |  | 145-01146 |  | Pearland |  | PEARLAND - OR | [5 empty] | SURGICAL FACILITY BOOM, CEILING-MOUNTED |  | EQUIPMENTBOOM-Berchtold Corp-Teletom |  |  |  |  | EQUIPMENTBOOM-Berchtold Corp-Teletom | Berchtold Corp | [7 empty] | Not Covered Vendor Only - Biomedical | MHHS-Pearland Hospital
NO | YES |  |  |  | 151-02864 | 151-02864 | BERCHTOLD | TELETOM TP-622 |  |  | CY-Endoscopy | MHHS-Cypress |  |  |  | 151-02864 | 151-02864 | Northwest | MHHS-Cypress | CY-Endoscopy | Endo two | 2/1/19 |  |  |  | SURGICAL FACILITY BOOM, CEILING-MOUNTED | Equipment Boom/ Column | EQUIPMENTBOOM-Berchtold Corp-Teletom |  |  |  |  | EQUIPMENTBOOM-Berchtold Corp-Teletom | Berchtold Corp |  |  |  |  | 3/2/20 |  |  | Not Covered Vendor Only - Biomedical | MHHS-Cypress | [8 empty] | EQUIPMENTBOOM | Equipment Boom/ Column | Berchtold Corp
NO | YES |  |  |  | 029-10343 | 029-10343 | BERCHTOLD | TP-422 |  | W63268 | Woodlands-ER | MHHS-Woodlands |  |  |  | 029-10343 | 029-10343 | Woodlands | MHHS-Woodlands | Woodlands-ER | Trauma 3 | 9/1/19 |  |  | ?AuNo pm required?Au sticker | SURGICAL FACILITY BOOM, CEILING-MOUNTED |  | .needs class | [5 empty] | Berchtold Corp |  |  |  |  | 4/1/18 |  |  | Covered PM Repair - Biomedical | MHHS-Woodlands
NO | NO |  |  |  | 009-06111 |  | BERCHTOLD | TP-422 |  | V61806 | GH - ER | MHHS-Greater Heights |  |  |  | 009-06111 |  | Central & Greater Heights |  | GH - ER | [5 empty] | SURGICAL FACILITY BOOM, CEILING-MOUNTED |  | .needs class | [5 empty] | Berchtold Corp | [7 empty] | Covered PM Repair - Biomedical | MHHS-Greater Heights
NO | NO |  |  |  | 009-09205 |  | BERCHTOLD | TP-422 |  | U60962 | GH - ER | MHHS-Greater Heights |  |  |  | 009-09205 |  | Central & Greater Heights |  | GH - ER | [5 empty] | SURGICAL FACILITY BOOM, CEILING-MOUNTED |  | .needs class | [5 empty] | Berchtold Corp | [7 empty] | Covered PM Repair - Biomedical | MHHS-Greater Heights
YES | YES |  |  |  | 099-13732 | 099-13732 | Berchtold Corp |  |  |  | SW - ICU - NEURO |  |  |  |  | 099-13732 | 099-13732 | Southwest | Memorial Hermann Southwest Hospital Emergency Center | SW - ICU - NEURO | ER
YES | YES |  |  |  | 099-01962 | 099-01962 | Berchtold Corp | 7934180-X 75232 |  |  | NE - OR |  |  |  |  | 099-01962 | 099-01962 | Katy | Memorial Hermann Northeast Hospital | NE - OR | OR 8
YES | YES | Serial Number Cnf |  |  | 151-05210 | 151-05210 | Berchtold Corp | Chromophare |  | CNF | [5 empty] | 151-05210 | 151-05210 | Northwest | Memorial Hermann Cypress Hospital |  | OR7
YES | YES | Serial Number Cnf |  |  | 151-05211 | 151-05211 | Berchtold Corp | Chromophare |  | CNF | [5 empty] | 151-05211 | 151-05211 | Northwest | Memorial Hermann Cypress Hospital |  | OR8 |  | 2/1/20
YES | YES |  |  |  | 151-05019 | 151-05019 | Berchtold Corp | Chromophare |  | Nsn | Or |  |  |  |  | 151-05019 | 151-05019 | Northwest | Memorial Hermann Cypress Hospital | Or | Or 3
YES | YES |  |  |  | 099-04033 | 099-04033 | Berchtold Corp | Chromophare |  |  | PEARLAND - OR |  |  |  |  | 099-04033 | 099-04033 | Pearland | Memorial Hermann Pearland Hospital | PEARLAND - OR | PEARLAND - OR4
YES | YES |  |  |  | 099-04037 | 099-04037 | Berchtold Corp | Chromophare |  |  | PEARLAND - OR |  |  |  |  | 099-04037 | 099-04037 | Pearland | Memorial Hermann Pearland Hospital | PEARLAND - OR | PEARLAND - OR2
YES | YES |  |  |  | 099-10813 | 099-10813 | Berchtold Corp | Chromophare |  |  | SW - HVI - OR |  |  |  |  | 099-10813 | 099-10813 | Southwest | Memorial Hermann Heart | SW - HVI - OR | CVOR2 |  |  |  | New Add - Wall Panel
YES | YES |  |  |  | 099-13729 | 099-13729 | Berchtold Corp | Chromophare |  |  | SW - ICU - NEURO |  |  |  |  | 099-13729 | 099-13729 | Southwest | Memorial Hermann Southwest Hospital Emergency Center | SW - ICU - NEURO | ER
YES | YES |  |  |  | 099-13721 | 099-13721 | Berchtold Corp | Chromophare |  |  | ER |  |  |  |  | 099-13721 | 099-13721 | Southwest | Memorial Hermann Southwest Hospital Emergency Center | ER | ER
YES | YES |  |  |  | 142-08278 | 142-08278 | Berchtold Corp | CHROMOPHARE |  | N/A | NE - OR |  |  |  |  | 142-08278 | 142-08278 | Katy | NE - OR | NE - OR | NE - OR
YES | YES | Serial Number Cnf |  |  | 151-05079 | 151-05079 | Berchtold Corp | Chromophare C45x |  | Cnf | Or |  |  |  |  | 151-05079 | 151-05079 | Northwest | Memorial Hermann Cypress Hospital | Or | Or 5 |  |  |  | No pm sticker. No serial found |  | Lamp, Surgical, Ceiling | LAMPSURGCEILING-Berchtold Corp-Chromophare C45x | [22 empty] | Lamp, Surgical, Ceiling | LAMPSURGCEILING | Lamp, Surgical, Ceiling | Berchtold Corp
YES | YES | Serial Number Cnf |  |  | 029-13277 | 029-13277 | Berchtold Corp | Chromophare E668 |  | Cnf | Or |  |  |  |  | 029-13277 | 029-13277 | Woodlands | Memorial Hermann The Woodlands Medical Center | Or | OR 19 | [5 empty] | Lamp, Surgical, Ceiling | LAMPSURGCEILING-Berchtold Corp-Chromophare E668 | [22 empty] | Lamp, Surgical, Ceiling | LAMPSURGCEILING | Lamp, Surgical, Ceiling | Berchtold Corp
YES | YES |  |  |  | 099-02862 | 099-02862 | Berchtold Corp | Chromophare F300 |  |  | NE - WOUND CARE |  |  |  |  | 099-02862 | 099-02862 | Katy | Memorial Hermann Cancer Center - Northeast | NE - WOUND CARE | Ex 1 | 2/1/20 |  |  |  |  | Lamp, Surgical, Ceiling | LAMPSURGCEILING-Berchtold Corp-Chromophare F300 | [22 empty] | Lamp, Surgical, Ceiling | LAMPSURGCEILING | Lamp, Surgical, Ceiling | Berchtold Corp
YES | YES |  |  |  | 099-03935 | 099-03935 | Berchtold Corp | Chromophare F300 |  |  | NE - WOUND CARE |  |  |  |  | 099-03935 | 099-03935 | Katy | Memorial Hermann Cancer Center - Northeast | NE - WOUND CARE | Ex 5 | [5 empty] | Lamp, Surgical, Ceiling | LAMPSURGCEILING-Berchtold Corp-Chromophare F300 | [22 empty] | Lamp, Surgical, Ceiling | LAMPSURGCEILING | Lamp, Surgical, Ceiling | Berchtold Corp
YES | YES |  |  |  | 099-06958 | 099-06958 | Berchtold Corp | Chromophare F300 |  | 7738170-X-14122 | Labor and Delivery |  |  |  |  | 099-06958 | 099-06958 | Southeast | Memorial Hermann Southeast | Labor and Delivery | L | [5 empty] | Lamp, Surgical, Ceiling | LAMPSURGCEILING-Berchtold Corp-Chromophare F300 | [22 empty] | Lamp, Surgical, Ceiling | LAMPSURGCEILING | Lamp, Surgical, Ceiling | Berchtold Corp
YES | YES |  |  |  | 009-33091 | 009-33091 | Berchtold Corp | Chromophare F300 |  | 7738170-W00011 | GH - Labor |  |  |  |  | 009-33091 | 009-33091 | Central | GH | GH - Labor | LD6
YES | YES | Serial Number Cnf |  |  | 151-05201 | 151-05201 | Berchtold Corp | Chromophare F528 |  | CNF | CY - L |  |  |  |  | 151-05201 | 151-05201 | Northwest | Memorial Hermann Cypress Hospital | CY - L | C-Section 1 | [5 empty] | Lamp, Surgical, Ceiling | LAMPSURGCEILING-Berchtold Corp-Chromophare F528 | [22 empty] | Lamp, Surgical, Ceiling | LAMPSURGCEILING | Lamp, Surgical, Ceiling | Berchtold Corp
YES | YES |  |  |  | 151-04729 | 151-04729 | Berchtold Corp | Chromophare F528 |  | 7834180 - X 70064 | CY - ER |  |  |  |  | 151-04729 | 151-04729 | Northwest | Memorial Hermann Cypress Hospital | CY - ER | M1 415 Trauma | [5 empty] | Lamp, Surgical, Ceiling | LAMPSURGCEILING-Berchtold Corp-Chromophare F528 | [22 empty] | Lamp, Surgical, Ceiling | LAMPSURGCEILING | Lamp, Surgical, Ceiling | Berchtold Corp
YES | YES |  |  |  | 099-02486 | 099-02486 | Berchtold Corp | Chromophare F528 |  |  | NE - OR |  |  |  |  | 099-02486 | 099-02486 | Katy | Memorial Hermann Northeast Hospital | NE - OR | OR 6 | [5 empty] | Lamp, Surgical, Ceiling | LAMPSURGCEILING-Berchtold Corp-Chromophare F528 | [22 empty] | Lamp, Surgical, Ceiling | LAMPSURGCEILING | Lamp, Surgical, Ceiling | Berchtold Corp
YES | YES |  |  |  | 099-02487 | 099-02487 | Berchtold Corp | Chromophare F528 |  |  | NE - OR |  |  |  |  | 099-02487 | 099-02487 | Katy | Memorial Hermann Northeast Hospital | NE - OR | OR 6 | [5 empty] | Lamp, Surgical, Ceiling | LAMPSURGCEILING-Berchtold Corp-Chromophare F528 | [22 empty] | Lamp, Surgical, Ceiling | LAMPSURGCEILING | Lamp, Surgical, Ceiling | Berchtold Corp
YES | YES |  |  |  | 099-02633 | 099-02633 | Berchtold Corp | Chromophare F528 |  |  | NE - OR |  |  |  |  | 099-02633 | 099-02633 | Katy | Memorial Hermann Northeast Hospital | NE - OR | Or 4 | 2/1/20 |  |  |  |  | Lamp, Surgical, Ceiling | LAMPSURGCEILING-Berchtold Corp-Chromophare F528 | [22 empty] | Lamp, Surgical, Ceiling | LAMPSURGCEILING | Lamp, Surgical, Ceiling | Berchtold Corp
YES | YES |  |  |  | 099-02623 | 099-02623 | Berchtold Corp | Chromophare F528 |  |  | NE - OR |  |  |  |  | 099-02623 | 099-02623 | Katy | Memorial Hermann Northeast Hospital | NE - OR | Or 4 | [5 empty] | Lamp, Surgical, Ceiling | LAMPSURGCEILING-Berchtold Corp-Chromophare F528 | [22 empty] | Lamp, Surgical, Ceiling | LAMPSURGCEILING | Lamp, Surgical, Ceiling | Berchtold Corp
YES | YES |  |  |  | 099-00769 | 099-00769 | Berchtold Corp | Chromophare F528 |  | 7934180-x74626 | NE - OR |  |  |  |  | 099-00769 | 099-00769 | Katy | Memorial Hermann Northeast Hospital | NE - OR | Or 8 | [5 empty] | Lamp, Surgical, Ceiling | LAMPSURGCEILING-Berchtold Corp-Chromophare F528 | [22 empty] | Lamp, Surgical, Ceiling | LAMPSURGCEILING | Lamp, Surgical, Ceiling | Berchtold Corp
YES | YES |  |  |  | 005-33088 | 005-33088 | Berchtold Corp | Chromophare F528 |  | 7834180-W61230 | WOODLANDS - ER |  |  |  |  | 005-33088 | 005-33088 | Woodlands | Memorial Hermann The Woodlands Medical Center | WOODLANDS - ER | Trauma 3 |  |  |  | New add |  | Lamp, Surgical, Ceiling | LAMPSURGCEILING-Berchtold Corp-Chromophare F528 | [22 empty] | Lamp, Surgical, Ceiling | LAMPSURGCEILING | Lamp, Surgical, Ceiling | Berchtold Corp
YES | YES |  |  |  | 005-33089 | 005-33089 | Berchtold Corp | Chromophare F528 |  | 7834180-W61227 | WOODLANDS - ER |  |  |  |  | 005-33089 | 005-33089 | Woodlands | Memorial Hermann The Woodlands Medical Center | WOODLANDS - ER | Trauma 3 |  |  |  | New add |  | Lamp, Surgical, Ceiling | LAMPSURGCEILING-Berchtold Corp-Chromophare F528 | [22 empty] | Lamp, Surgical, Ceiling | LAMPSURGCEILING | Lamp, Surgical, Ceiling | Berchtold Corp
NO | YES | Serial Number 7834180-W61231 |  |  | 099-01463 | 099-01463 | Berchtold Corp | Chromophare F528 |  | 7834180-W61231 | Woodlands-ER |  |  |  |  | 099-01463 | 099-01463 | Woodlands | MHHS-Woodlands | Woodlands-ER | Trauma 1 |  |  |  | New add |  | Lamp, Surgical, Ceiling | LAMPSURGCEILING-Berchtold Corp-Chromophare F528 | [22 empty] | Lamp, Surgical, Ceiling | LAMPSURGCEILING | Lamp, Surgical, Ceiling | Berchtold Corp
YES | YES |  |  |  | 099-01462 | 099-01462 | Berchtold Corp | Chromophare F528 |  | 7834180-W61232 | WOODLANDS - ER |  |  |  |  | 099-01462 | 099-01462 | Woodlands | Memorial Hermann The Woodlands Medical Center | WOODLANDS - ER | Trauma 1 |  |  |  | New add |  | Lamp, Surgical, Ceiling | LAMPSURGCEILING-Berchtold Corp-Chromophare F528 | [22 empty] | Lamp, Surgical, Ceiling | LAMPSURGCEILING | Lamp, Surgical, Ceiling | Berchtold Corp
YES | YES |  |  |  | 099-08119 | 099-08119 | Berchtold Corp | Chromophare F528 |  | 7834180-U 60146 | GH - ER |  |  |  |  | 099-08119 | 099-08119 | Central | Memorial Hermann Greater Heights Hospital | GH - ER | Rm 21 | [5 empty] | Lamp, Surgical, Ceiling | LAMPSURGCEILING-Berchtold Corp-Chromophare F528 | [22 empty] | Lamp, Surgical, Ceiling | LAMPSURGCEILING | Lamp, Surgical, Ceiling | Berchtold Corp
YES | YES |  |  |  | 099-13735 | 099-13735 | Berchtold Corp | Chromophare F528 |  |  | SW - ICU - NEURO |  |  |  |  | 099-13735 | 099-13735 | Southwest | Memorial Hermann Southwest Hospital Emergency Center | SW - ICU - NEURO | ER | [5 empty] | Lamp, Surgical, Ceiling | LAMPSURGCEILING-Berchtold Corp-Chromophare F528 | [22 empty] | Lamp, Surgical, Ceiling | LAMPSURGCEILING | Lamp, Surgical, Ceiling | Berchtold Corp
YES | YES |  |  |  | 099-08799 | 099-08799 | Berchtold Corp | Chromophare F528 |  |  | SW - ER |  |  |  |  | 099-08799 | 099-08799 | Southwest | Memorial Hermann Southwest Hospital Emergency Center | SW - ER | EMS Triage 6 |  |  |  | New Add No Pm |  | Lamp, Surgical, Ceiling | LAMPSURGCEILING-Berchtold Corp-Chromophare F528 | [22 empty] | Lamp, Surgical, Ceiling | LAMPSURGCEILING | Lamp, Surgical, Ceiling | Berchtold Corp
YES | YES |  |  |  | 099-13727 | 099-13727 | Berchtold Corp | Chromophare F528 |  |  | SW - ICU - NEURO |  |  |  |  | 099-13727 | 099-13727 | Southwest | Memorial Hermann Southwest Hospital Emergency Center | SW - ICU - NEURO | ER | [5 empty] | Lamp, Surgical, Ceiling | LAMPSURGCEILING-Berchtold Corp-Chromophare F528 | [22 empty] | Lamp, Surgical, Ceiling | LAMPSURGCEILING | Lamp, Surgical, Ceiling | Berchtold Corp
YES | YES |  |  |  | 099-13800 | 099-13800 | Berchtold Corp | Chromophare F528 |  | 7934180-X72689 | SW - Labor |  |  |  |  | 099-13800 | 099-13800 | Southwest | Memorial Hermann Southwest Hospital | SW - Labor | OR 1 | [5 empty] | Lamp, Surgical, Ceiling | LAMPSURGCEILING-Berchtold Corp-Chromophare F528 | [22 empty] | Lamp, Surgical, Ceiling | LAMPSURGCEILING | Lamp, Surgical, Ceiling | Berchtold Corp
YES | YES |  |  |  | 099-13805 | 099-13805 | Berchtold Corp | Chromophare F528 |  | 7934180-X72780 | SW - LABOR |  |  |  |  | 099-13805 | 099-13805 | Southwest | Memorial Hermann Southwest Hospital | SW - LABOR | OR 2 | [5 empty] | Lamp, Surgical, Ceiling | LAMPSURGCEILING-Berchtold Corp-Chromophare F528 | [22 empty] | Lamp, Surgical, Ceiling | LAMPSURGCEILING | Lamp, Surgical, Ceiling | Berchtold Corp
YES | YES |  |  |  | 099-13807 | 099-13807 | Berchtold Corp | Chromophare F528 |  | 7934180-X72687 | SW - LABOR |  |  |  |  | 099-13807 | 099-13807 | Southwest | Memorial Hermann Southwest Hospital | SW - LABOR | OR 2 | [5 empty] | Lamp, Surgical, Ceiling | LAMPSURGCEILING-Berchtold Corp-Chromophare F528 | [22 empty] | Lamp, Surgical, Ceiling | LAMPSURGCEILING | Lamp, Surgical, Ceiling | Berchtold Corp
YES | YES |  |  |  | 099-13809 | 099-13809 | Berchtold Corp | Chromophare F528 |  | 7934180-X72686 | SW - LABOR |  |  |  |  | 099-13809 | 099-13809 | Southwest | Memorial Hermann Southwest Hospital | SW - LABOR | OR 3 | [5 empty] | Lamp, Surgical, Ceiling | LAMPSURGCEILING-Berchtold Corp-Chromophare F528 | [22 empty] | Lamp, Surgical, Ceiling | LAMPSURGCEILING | Lamp, Surgical, Ceiling | Berchtold Corp
YES | YES |  |  |  | 099-13810 | 099-13810 | Berchtold Corp | Chromophare F528 |  | 7934180-X72685 | SW - LABOR |  |  |  |  | 099-13810 | 099-13810 | Southwest | Memorial Hermann Southwest Hospital | SW - LABOR | OR 3 | [5 empty] | Lamp, Surgical, Ceiling | LAMPSURGCEILING-Berchtold Corp-Chromophare F528 | [22 empty] | Lamp, Surgical, Ceiling | LAMPSURGCEILING | Lamp, Surgical, Ceiling | Berchtold Corp
NO | YES | Serial Number 61460 |  |  |  |  | Berchtold Corp | Chromophare F528 |  |  | MEMORIAL CITY MOR | [6 empty] | West | Memorial Hermann Memorial City Medical Center | MEMORIAL CITY MOR | MEMORIAL CITY MOR
YES | YES | [5 empty] | Berchtold Corp | Chromophare F528 |  |  | MEMORIAL CITY - Outpatient | [6 empty] | West | Memorial Hermann Memorial City Medical Center | MEMORIAL CITY - Outpatient | MEMORIAL CITY - OUTPATIENT
YES | YES | [5 empty] | Berchtold Corp | Chromophare F528 |  |  | MEMORIAL CITY - Outpatient | [6 empty] | West | Memorial Hermann Memorial City Medical Center | MEMORIAL CITY - Outpatient | MEMORIAL CITY - OUTPATIENT
NO | YES | [5 empty] | Berchtold Corp | Chromophare F528 |  |  | MEMORIAL CITY - OUTPATIENT SURGERY | [6 empty] | West | Memorial Hermann - Memorial City | MEMORIAL CITY - OUTPATIENT SURGERY | W1 300.70 OR 5
YES | YES | [5 empty] | Berchtold Corp | Chromophare F528 |  |  | MEMORIAL CITY - OUTPATIENT SURGERY | [6 empty] | West | Memorial Hermann - Memorial City | MEMORIAL CITY - OUTPATIENT SURGERY | W1 300.70 OR 5
YES | YES | [5 empty] | Berchtold Corp | Chromophare F528 |  |  | Memorial City-Outpatient Surgery | [6 empty] | West | Memorial Hermann Memorial City Medical Center | Memorial City-Outpatient Surgery | W1 OPS OR 4
YES | YES | [5 empty] | Berchtold Corp | Chromophare F528 |  |  | Memorial City-Outpatient Surgery | [6 empty] | West | Memorial Hermann Memorial City Medical Center | Memorial City-Outpatient Surgery | W1 OPS OR 4
YES | YES |  |  |  | 7834180 - W 61192 | 7834180 - W 61192 | Berchtold Corp | Chromophare F528 |  | 7834180 - W 61192 | MEMORIAL CITY - OUTPATIENT SURGERY |  |  |  |  | 7834180 - W 61192 | 7834180 - W 61192 | West | Memorial Hermann Memorial City Medical Center | MEMORIAL CITY - OUTPATIENT SURGERY | Memorial City - Day Surgery Room W1 300.82 OR14
YES | YES |  |  |  | 7834180 - W 61191 | 7834180 - W 61191 | Berchtold Corp | Chromophare F528 |  | 7834180 - W 61191 | MEMORIAL CITY - OUTPATIENT SURGERY |  |  |  |  | 7834180 - W 61191 | 7834180 - W 61191 | West | Memorial Hermann Memorial City Medical Center | MEMORIAL CITY - OUTPATIENT SURGERY | Memorial City - Day Surgery Room W1 300.82 OR14
YES | YES |  |  |  | 142-09541 | 142-09541 | Berchtold Corp | Chromophare F528 |  |  | SW - Labor Delivery |  |  |  |  | 142-09541 | 142-09541 | Southwest | Memorial Hermann Southwest Hospital | SW - Labor Delivery | OR 1 |  |  |  | Conroller for lights
YES | YES |  |  |  | 142-09543 | 142-09543 | Berchtold Corp | Chromophare F528 |  | None | SW - Labor Delivery |  |  |  |  | 142-09543 | 142-09543 | Southwest | Memorial Hermann Southwest Hospital | SW - Labor Delivery | OR 2 |  |  |  | Controller for lights
YES | YES | Serial Number Cnf |  |  | 151-04989 | 151-04989 | Berchtold Corp | Chromophare F628 |  | CNF | CY - L |  |  |  |  | 151-04989 | 151-04989 | Northwest | Memorial Hermann Cypress Hospital | CY - L | C section 2 | [5 empty] | Lamp, Surgical, Ceiling | LAMPSURGCEILING-Berchtold Corp-Chromophare F628 | [22 empty] | Lamp, Surgical, Ceiling | LAMPSURGCEILING | Lamp, Surgical, Ceiling | Berchtold Corp
YES | YES | Serial Number Cnf |  |  | 151-04970 | 151-04970 | Berchtold Corp | Chromophare F628 |  | CNF | CY - OR |  |  |  |  | 151-04970 | 151-04970 | Northwest | Memorial Hermann Cypress Hospital | CY - OR | OR 6 | [5 empty] | Lamp, Surgical, Ceiling | LAMPSURGCEILING-Berchtold Corp-Chromophare F628 | [22 empty] | Lamp, Surgical, Ceiling | LAMPSURGCEILING | Lamp, Surgical, Ceiling | Berchtold Corp
YES | YES |  |  |  | 099-03860 | 099-03860 | Berchtold Corp | Chromophare F628 |  |  | OR |  |  |  |  | 099-03860 | 099-03860 | Katy | Memorial Hermann Northeast Hospital | OR | OR 4 | [5 empty] | Lamp, Surgical, Ceiling | LAMPSURGCEILING-Berchtold Corp-Chromophare F628 | [22 empty] | Lamp, Surgical, Ceiling | LAMPSURGCEILING | Lamp, Surgical, Ceiling | Berchtold Corp
YES | YES |  |  |  | 099-01352 | 099-01352 | Berchtold Corp | Chromophare F628 |  |  | OR |  |  |  |  | 099-01352 | 099-01352 | Katy | Memorial Hermann Northeast Hospital | OR | OR 4 | [5 empty] | Lamp, Surgical, Ceiling | LAMPSURGCEILING-Berchtold Corp-Chromophare F628 | [22 empty] | Lamp, Surgical, Ceiling | LAMPSURGCEILING | Lamp, Surgical, Ceiling | Berchtold Corp
YES | YES |  |  |  | 099-01351 | 099-01351 | Berchtold Corp | Chromophare F628 |  |  | NE - OR |  |  |  |  | 099-01351 | 099-01351 | Katy | Memorial Hermann Northeast Hospital | NE - OR | OR2 | [5 empty] | Lamp, Surgical, Ceiling | LAMPSURGCEILING-Berchtold Corp-Chromophare F628 | [22 empty] | Lamp, Surgical, Ceiling | LAMPSURGCEILING | Lamp, Surgical, Ceiling | Berchtold Corp
YES | YES |  |  |  | 099-01968 | 099-01968 | Berchtold Corp | Chromophare F628 |  |  | OR |  |  |  |  | 099-01968 | 099-01968 | Katy | Memorial Hermann Northeast Hospital | OR | OR 3 | [5 empty] | Lamp, Surgical, Ceiling | LAMPSURGCEILING-Berchtold Corp-Chromophare F628 | [22 empty] | Lamp, Surgical, Ceiling | LAMPSURGCEILING | Lamp, Surgical, Ceiling | Berchtold Corp
YES | YES |  |  |  | 099-01969 | 099-01969 | Berchtold Corp | Chromophare F628 |  |  | OR |  |  |  |  | 099-01969 | 099-01969 | Katy | Memorial Hermann Northeast Hospital | OR | OR 3 | [5 empty] | Lamp, Surgical, Ceiling | LAMPSURGCEILING-Berchtold Corp-Chromophare F628 | [22 empty] | Lamp, Surgical, Ceiling | LAMPSURGCEILING | Lamp, Surgical, Ceiling | Berchtold Corp
YES | YES |  |  |  | 029-13089 | 029-13089 | Berchtold Corp | Chromophare F628 |  |  | Surgery |  |  |  |  | 029-13089 | 029-13089 | Woodlands | Memorial Hermann Hospital woodlands | Surgery | Surgery room 18 | [5 empty] | Lamp, Surgical, Ceiling | LAMPSURGCEILING-Berchtold Corp-Chromophare F628 | [22 empty] | Lamp, Surgical, Ceiling | LAMPSURGCEILING | Lamp, Surgical, Ceiling | Berchtold Corp
YES | YES |  |  |  | 029-13090 | 029-13090 | Berchtold Corp | Chromophare F628 |  |  | Surgery |  |  |  |  | 029-13090 | 029-13090 | Woodlands | Memorial Hermann Hospital Woodlands | Surgery | Surgery room 18 | [5 empty] | Lamp, Surgical, Ceiling | LAMPSURGCEILING-Berchtold Corp-Chromophare F628 | [22 empty] | Lamp, Surgical, Ceiling | LAMPSURGCEILING | Lamp, Surgical, Ceiling | Berchtold Corp
YES | YES |  |  |  | 029-13326 | 029-13326 | Berchtold Corp | Chromophare F628 |  |  | WOODLANDS - OR |  |  |  |  | 029-13326 | 029-13326 | Woodlands | Memorial Hermann The Woodlands Medical Center | WOODLANDS - OR | Room 15 |  |  |  | New add |  | Lamp, Surgical, Ceiling | LAMPSURGCEILING-Berchtold Corp-Chromophare F628 | [22 empty] | Lamp, Surgical, Ceiling | LAMPSURGCEILING | Lamp, Surgical, Ceiling | Berchtold Corp
YES | YES |  |  |  | 029-13327 | 029-13327 | Berchtold Corp | Chromophare F628 |  |  | WOODLANDS - OR |  |  |  |  | 029-13327 | 029-13327 | Woodlands | Memorial Hermann The Woodlands Medical Center | WOODLANDS - OR | Room 15 |  |  |  | New Add |  | Lamp, Surgical, Ceiling | LAMPSURGCEILING-Berchtold Corp-Chromophare F628 | [22 empty] | Lamp, Surgical, Ceiling | LAMPSURGCEILING | Lamp, Surgical, Ceiling | Berchtold Corp
YES | YES | [5 empty] | Berchtold Corp | Chromophare F628 |  |  | MEMORIAL CITY MOR | [6 empty] | West | Memorial Hermann Memorial City Medical Center | MEMORIAL CITY MOR | MEMORIAL CITY MOR
YES | YES | [5 empty] | Berchtold Corp | Chromophare F628 |  |  | MEMORIAL CITY MOR | [6 empty] | West | Memorial Hermann Memorial City Medical Center | MEMORIAL CITY MOR | MEMORIAL CITY MOR
YES | YES |  |  |  | 099-10973 | 099-10973 | Berchtold Corp | Chromophare Wall Station |  |  | SW - HVI - OR |  |  |  |  | 099-10973 | 099-10973 | Southwest | Memorial Hermann Heart | SW - HVI - OR | CVOR1 |  |  |  | New Add
YES | YES |  |  |  | 099-10974 | 099-10974 | Berchtold Corp | Chromophare Wall Station |  |  | SW - HVI - OR |  |  |  |  | 099-10974 | 099-10974 | Southwest | Memorial Hermann Heart | SW - HVI - OR | CVOR1 |  |  |  | New Add
YES | YES |  |  |  | 029-13168 | 029-13168 | Berchtold Corp | Chromophare Wall Unit |  |  | WOODLANDS - OR |  |  |  |  | 029-13168 | 029-13168 | Woodlands | Memorial Hermann The Woodlands Medical Center | WOODLANDS - OR |  |  |  |  | New Add - no visible SN
YES | YES | [5 empty] | Berchtold Corp | ChromoVision Camera Mount |  |  | Memorial City - Orthopetic Surgery OR 5 | [6 empty] | West | Memorial Hermann Memorial City Medical Center | Memorial City - Orthopetic Surgery OR 5 | Memorial City - Orthopetic Surgery OR 5 |  |  |  | No pm sticker
YES | YES | Serial Number Cnf |  |  | 099-09625 | 099-09625 | Berchtold Corp | ChromoVision HD Technology |  | Cnf | TMC - OR - PEDI OR (2R) |  |  |  |  | 099-09625 | 099-09625 | TMC | Memorial Hermann-Texas Medical Center | TMC - OR - PEDI OR (2R) | S2 OR 55
YES | YES |  |  |  | 099-04278 | 099-04278 | Berchtold Corp | F 300 |  | 7735170-a 23649 | Wound care |  |  |  |  | 099-04278 | 099-04278 | Katy | Memorial Hermann Cancer Center - Northeast | Wound care | Room 3
YES | YES |  |  |  | 099-04279 | 099-04279 | Berchtold Corp | F 300 |  | 7735170-a 23650 | Wound care |  |  |  |  | 099-04279 | 099-04279 | Katy | Memorial Hermann Cancer Center - Northeast | Wound care | Room 3 | 2/1/20
YES | YES |  |  |  | 099-13197 | 099-13197 | Berchtold Corp | F 528 |  | 7934180-x72688 | SW-OR |  |  |  |  | 099-13197 | 099-13197 | Southwest | Memorial Hermann Southwest Hospital | SW-OR | OR1
YES | YES |  |  |  | 005-13060 | 005-13060 | Berchtold Corp | F300 |  | 7738170-W00057 | Memorial Hermann- SE |  |  |  |  | 005-13060 | 005-13060 |  | Memorial Hermann- SE | Memorial Hermann- SE | L | 12/1/18 |  | 12/1/19 |  |  | Lamp, Exam | LAMPEXAM-Berchtold Corp-F300 | [22 empty] | Lamp, Exam | LAMPEXAM | Lamp, Exam | Berchtold Corp
YES | YES |  |  |  | 029-13217 | 029-13217 | Berchtold Corp | F528 |  |  | OR |  |  |  |  | 029-13217 | 029-13217 | Woodlands | Memorial Hermann in the woodlands | OR | OR
YES | YES |  |  |  | 099-09950 | 099-09950 | Berchtold Corp | Operon D 830 |  | 380-1110W 10204 | SE - CATH LAB |  |  |  |  | 099-09950 | 099-09950 |  | Memorial Hermann- SE - CATH LAB | SE - CATH LAB | OR8 | 4/1/20 |  |  | No PM Sticker |  | Table, Surgical, Electric | TABLESURGICALELECT-Berchtold Corp-Operon D 830 | [12 empty] | TSE-A | [9 empty] | Table, Surgical, Electric | TABLESURGICALELECT | Table, Surgical, Electric | Berchtold Corp
YES | YES |  |  |  | 005-11803 | 005-11803 | Berchtold Corp | Operon D 850 |  | 3262065-r 10334 | SE - OR |  |  |  |  | 005-11803 | 005-11803 | Southeast | Memorial Hermann Southeast Hospital | SE - OR | Or 5 | 1/1/20 |  | 7/1/20 |  |  | Table, Surgical, Electric | TABLESURGICALELECT-Berchtold Corp-Operon D 850 | [12 empty] | TSE-A | [9 empty] | Table, Surgical, Electric | TABLESURGICALELECT | Table, Surgical, Electric | Berchtold Corp
NO | YES | Asset Tag 009-10094 |  |  | 009-10094 | 009-10094 | Berchtold Corp | Operon D 860 |  |  | GH-OR |  |  |  |  | 009-10094 | 009-10094 | Central | MHHS-Greater Heights | GH-OR | RM 4 | [5 empty] | Table, Surgical, Electric | TABLESURGICALELECT-Berchtold Corp-Operon D 860 | [12 empty] | TSE-A | [9 empty] | Table, Surgical, Electric | TABLESURGICALELECT | Table, Surgical, Electric | Berchtold Corp
YES | YES | Serial Number Cnf |  |  | 099-07742 | 099-07742 | Berchtold Corp | Operon D series |  | Cnf | SE - OR |  |  |  |  | 099-07742 | 099-07742 | Southeast | Memorial Hermann Southeast Hospital | SE - OR | OR14 |  |  | 4/1/20
YES | YES | [5 empty] | Berchtold Corp | Single Flat Panel 32 |  |  | MEMORIAL CITY MOR | [6 empty] | West | Memorial Hermann Memorial City Medical Center | MEMORIAL CITY MOR | MEMORIAL CITY MOR
YES | YES | [5 empty] | Berchtold Corp | Single Flat Panel 32 |  |  | MEMORIAL CITY MOR | [6 empty] | West | Memorial Hermann Memorial City Medical Center | MEMORIAL CITY MOR | MEMORIAL CITY MOR
YES | YES |  |  |  | 099-08837 | 099-08837 | Berchtold Corp | TC 541-1 |  | 075-1006 0699 | SW - CENTRAL SUPPLY |  |  |  |  | 099-08837 | 099-08837 | Southwest | Memorial Hermann Southwest Hospital | SW - CENTRAL SUPPLY | CVOR4
YES | YES |  |  |  | 099-08836 | J-08836 | Berchtold Corp | TC 632-0 |  | 075-1007 0834 | SW - CENTRAL SUPPLY |  |  |  |  | 099-08836 | J-08836 | Southwest | Memorial Hermann Southwest Hospital | SW - CENTRAL SUPPLY | CVOR4
YES | YES |  |  |  | 099-10812 | 099-10812 | Berchtold Corp | TC 754-1 |  | 075-1006 0698 | SW - HVI - OR |  |  |  |  | 099-10812 | 099-10812 | Southwest | Memorial Hermann Heart | SW - HVI - OR | CVOR2 |  |  |  | New Add
YES | YES |  |  |  | 005-08721 | 005-08721 | Berchtold Corp | Tc 764-1 |  | 075-0305 | SE - Endo |  |  |  |  | 005-08721 | 005-08721 | Southeast | Memorial Hermann Southeast Hospital | SE - Endo | Procedure 5
YES | YES |  |  |  | 099-10799 | 099-10799 | Berchtold Corp | TC 764-2 |  | 075-0406 0171 | SW - OR |  |  |  |  | 099-10799 | 099-10799 | Southwest | Memorial Hermann Southwest Hospital | SW - OR | Room 24 |  |  |  | New Add
YES | YES |  |  |  | 099-03208 | 099-03208 | Berchtold Corp | Teletom |  | ax70034 | KATY - OR |  |  |  |  | 099-03208 | 099-03208 | Katy | Memorial Hermann Katy Hospital | KATY - OR | Endo 2 |  |  |  | No pm |  | Equipment Boom/ Column | EQUIPMENTBOOM-Berchtold Corp-Teletom | [22 empty] | Equipment Boom/ Column | EQUIPMENTBOOM | Equipment Boom/ Column | Berchtold Corp
YES | YES |  |  |  | 099-03211 | 099-03211 | Berchtold Corp | Teletom |  | X70030 | KATY - OR |  |  |  |  | 099-03211 | 099-03211 | Katy | Memorial Hermann Katy Hospital | KATY - OR | Bronchoscopy | [5 empty] | Equipment Boom/ Column | EQUIPMENTBOOM-Berchtold Corp-Teletom | [22 empty] | Equipment Boom/ Column | EQUIPMENTBOOM | Equipment Boom/ Column | Berchtold Corp
YES | YES |  |  |  | 005-33090 | 005-33090 | Berchtold Corp | Teletom |  | TP 442 C0 W 63268 | WOODLANDS - ER |  |  |  |  | 005-33090 | 005-33090 | Woodlands | Memorial Hermann The Woodlands Medical Center | WOODLANDS - ER | Trauma 3 | 3/1/20 |  |  | New add |  | Equipment Boom/ Column | EQUIPMENTBOOM-Berchtold Corp-Teletom | [22 empty] | Equipment Boom/ Column | EQUIPMENTBOOM | Equipment Boom/ Column | Berchtold Corp
YES | YES |  |  |  | 099-03347 | 099-03347 | Berchtold Corp | TF 422 Teletom |  |  | L |  |  |  |  | 099-03347 | 099-03347 | Southwest | Memorial Hermann Southwest Hospital | L | L
YES | YES |  |  |  | 099-10809 | 099-10809 | Berchtold Corp | TS 623-0 |  | 075-0208 0098 | SW - HVI - OR |  |  |  |  | 099-10809 | 099-10809 | Southwest | Memorial Hermann Heart | SW - HVI - OR | CVOR2 |  |  |  | New Add
YES | YES |  |  |  | 099-10814 | 099-10814 | Berchtold Corp | TS 724-1 Teletom |  | 075-10060706 | SW - HVI - OR |  |  |  |  | 099-10814 | 099-10814 | Southwest | Memorial Hermann Southwest Hospital | SW - HVI - OR | CVOR2 |  |  |  | New Add |  | Equipment Boom/ Column | EQUIPMENTBOOM-Berchtold Corp-TS 724-1 Teletom | [22 empty] | Equipment Boom/ Column | EQUIPMENTBOOM | Equipment Boom/ Column | Berchtold Corp
YES | YES |  |  |  | 099-08783 | 099-08783 | Berchtold Corp | TS 724-1 Teletom |  | 075-1006-0696 | SW - HVI - OR |  |  |  |  | 099-08783 | 099-08783 | Southwest | Memorial Hermann Heart | SW - HVI - OR | HVI OR Core |  |  |  | No PM Sticker New Add |  | Equipment Boom/ Column | EQUIPMENTBOOM-Berchtold Corp-TS 724-1 Teletom | [22 empty] | Equipment Boom/ Column | EQUIPMENTBOOM | Equipment Boom/ Column | Berchtold Corp
YES | YES |  |  |  | 009-02677 | 009-02677 | Berkeley Medevices | VC-2 |  |  | GH - LABOR |  |  |  |  | 009-02677 | 009-02677 | Central | Memorial Hermann Hospital greater heights | GH - LABOR | OR2 | 5/1/19 |  | 5/1/20
NO | YES |  |  |  | 069-15008 | 069-15008 | Berkeley Medevices | VC-2 |  | V02A1162 | Labor and delivery |  |  |  |  | 069-15008 | 069-15008 | TMC | Children's Memorial Hermann Hospital | Labor and delivery | Sub Sterile H5142 | 1/1/20 |  | 1/1/21 | (null)
NO | YES |  |  |  |  | 041-33994 | Berkeley Medevices Inc | SV-10 |  |  | MEMORIAL CITY - OUTPATIENT SURGERY | MHHS-Mem City |  | Aspirator (Suction Pump) |  |  | 041-33994 | West | Memorial herman - memorial city medical center | MEMORIAL CITY - OUTPATIENT SURGERY | W1 case cart staging area |  |  |  |  | ASPIRATORS |  | ASPIRATORSUCTPUMP-Berkeley Medevi-SV 10 | ASPIRATORSUCTPUMP | SV 10 |  |  |  | Berkeley Medevi | Aspirator (Suction Pump) |  |  | ASPIRATORSUCTPUMP-Berkeley Medevi-SV 10 |  |  |  | Covered PM Repair - Biomedical | MHHS-Mem City
NO | YES |  |  |  | 145-00425 | 145-00425 | Berkeley Medevices Inc | SV-10 |  |  | Pearland-OR | MHHS-Pearland Hospital |  | Aspirator (Suction Pump) |  | 145-00425 | 145-00425 | Pearland | MHHS-Pearland Hospital | Pearland-OR | O.R. Pack storage | 10/1/19 | 10/1/20 |  |  | ASPIRATORS | Aspirator (Suction Pump) | ASPIRATORSUCTPUMP-Berkeley Medevi-SV 10 | ASPIRATORSUCTPUMP | SV 10 |  |  |  | Berkeley Medevi | Aspirator (Suction Pump) |  |  | ASPIRATORSUCTPUMP-Berkeley Medevi-SV 10 |  |  |  | Covered PM Repair - Biomedical | MHHS-Pearland Hospital | [8 empty] | ASPIRATORSUCTPUMP | Aspirator (Suction Pump) | Berkeley Medevi
NO | YES |  |  |  | 005-02604 | 005-02604 | Berkeley Medevices Inc | SV-10 |  |  | SE-Labor & Delivery | MHHS-Southeast |  | Aspirator (Suction Pump) |  | 005-02604 | 005-02604 | Southeast | MHHS-Southeast | SE-Labor & Delivery | Sub sterile | 2/1/20 |  | 2/1/21 |  | ASPIRATORS |  | ASPIRATORSUCTPUMP-Berkeley Medevi-SV 10 | ASPIRATORSUCTPUMP | SV 10 |  |  |  | Berkeley Medevi | Aspirator (Suction Pump) |  |  | ASPIRATORSUCTPUMP-Berkeley Medevi-SV 10 | 1/1/18 |  |  | Covered PM Repair - Biomedical | MHHS-Southeast
NO | YES |  |  |  | 005-05863 | 005-05863 | Berkeley Medevices Inc | SV-10 |  |  | SE-OR | MHHS-Southeast |  | Aspirator (Suction Pump) |  | 005-05863 | 005-05863 | Southeast | MHHS-Southeast | SE-OR |  | 10/1/19 |  |  |  | ASPIRATORS |  | ASPIRATORSUCTPUMP-Berkeley Medevi-SV 10 | ASPIRATORSUCTPUMP | SV 10 |  |  |  | Berkeley Medevi | Aspirator (Suction Pump) |  |  | ASPIRATORSUCTPUMP-Berkeley Medevi-SV 10 |  |  |  | Covered PM Repair - Biomedical | MHHS-Southeast
NO | YES |  |  |  | 129-01894 | 129-01894 | Berkeley Medevices Inc | SV-10 |  | V05C1834 | Sugar Land-OR | MHHS-Sugarland |  | Aspirator (Suction Pump) |  | 129-01894 | 129-01894 | Sugar Land | MHHS-Sugarland | Sugar Land-OR |  | 7/1/19 | 7/1/20 |  |  | ASPIRATORS | Aspirator (Suction Pump) | ASPIRATORSUCTPUMP-Berkeley Medevi-SV 10 | ASPIRATORSUCTPUMP | SV 10 |  |  |  | Berkeley Medevi | Aspirator (Suction Pump) |  |  | ASPIRATORSUCTPUMP-Berkeley Medevi-SV 10 |  |  |  | Covered PM Repair - Biomedical | MHHS-Sugarland | [8 empty] | ASPIRATORSUCTPUMP | Aspirator (Suction Pump) | Berkeley Medevi
NO | YES |  |  |  | 142-07434 | 142-07434 | Berkeley Medevices Inc | VC-10 |  | SF8010512 | NE-OR | MHHS-Northeast |  | Aspirator (Suction Pump) |  | 142-07434 | 142-07434 | Katy | MHHS-Northeast | NE-OR | Or storage | 10/1/19 | 10/1/20 |  |  | ASPIRATORS | Aspirator (Suction Pump) | ASPIRATORSUCTPUMP-Berkeley Medevi-VC-10 | ASPIRATORSUCTPUMP | VC-10 |  |  |  | Berkeley Medevi | Aspirator (Suction Pump) |  | ASPIRATORSUCTPUMP-Berkeley Medevi-VC-10 |  | 4/1/18 |  |  | Covered PM Repair - Biomedical | MHHS-Northeast | [8 empty] | ASPIRATORSUCTPUMP | Aspirator (Suction Pump) | Berkeley Medevi
NO | YES |  |  |  | 069-01655 | 069-01655 | Berkeley Medevices Inc | VC-2 |  |  | TMC-OR-Robertson (2R) | MHHS-TMC |  | Aspirator (Suction Pump) |  | 069-01655 | 069-01655 | TMC | MHHS-TMC | TMC-OR-Robertson (2R) | TMC OR ROBERTSON (2R) | 2/1/20 |  | 2/1/21 |  | ASPIRATORS |  | ASPIRATORSUCTPUMP-Berkeley Medevi-VC-2 | ASPIRATORSUCTPUMP | VC-2 |  |  |  | Berkeley Medevi | Aspirator (Suction Pump) |  | ASPIRATORSUCTPUMP-Berkeley Medevi-VC-2 |  | 4/1/18 |  |  | Covered PM Repair - Biomedical | MHHS-TMC
NO | NO | [5 empty] | Berkeley Medevices Inc | VC-2 |  | V02E1254 | MEMORIAL CITY - OUTPATIENT SURGERY | MHHS-Mem City |  | Aspirator (Suction Pump) |  |  |  | West & Memorial City |  | MEMORIAL CITY - OUTPATIENT SURGERY | [5 empty] | ASPIRATORS |  | ASPIRATORSUCTPUMP-Berkeley Medevi-VC-2 | ASPIRATORSUCTPUMP | VC-2 |  |  |  | Berkeley Medevi | Aspirator (Suction Pump) |  | ASPIRATORSUCTPUMP-Berkeley Medevi-VC-2 |  |  |  |  | Covered PM Repair - Biomedical | MHHS-Mem City
YES | YES |  |  |  | 142-09389 | 142-09389 | Bertec | 97P-0007 |  | S016424 | TIRR - SUGAR LAND |  |  |  |  | 142-09389 | 142-09389 | Sugar Land | TIRR Memorial Hermann Sugar Land - Outpatient (#195) | TIRR - SUGAR LAND |  | 3/1/19 | 3/1/20
YES | YES |  |  |  | 142-09485 | 142-09485 | Bertec | 97P-0007 |  | S039028 | TIRR - OP - WOODLANDS (MP2, STE 200) |  |  |  |  | 142-09485 | 142-09485 | Woodlands |  | TIRR - OP - WOODLANDS (MP2, STE 200) | MP2 suite 270 | 3/1/20 |  | 8/1/20
YES | YES |  |  |  | 241-04531 | 241-04531 | Bertec | Balance Advantage |  |  | TIRR - KIRBY GLENN |  |  |  |  | 241-04531 | 241-04531 | TMC | TIRR Memorial Hermann | TIRR - KIRBY GLENN | Rehab | [5 empty] | Exerciser/Ergometer, Bicycle | EXERCISERERGBICYCLE-Bertec-Balance Advantage | [12 empty] | EEB-A | [9 empty] | Exerciser/Ergometer, Bicycle | EXERCISERERGBICYCLE | Exerciser/Ergometer, Bicycle | Bertec
NO | YES |  |  |  | 009-10342 | 009-10342 | BERTEC CORP. | BALANCE ADVANTAGE - DYNAMIC CDP |  | S026722 | GH-Cardiac Rehab | MHHS-TIRR |  |  |  | 009-10342 | 009-10342 | Central | MHHS-Greater Heights | GH-Cardiac Rehab | Gym | 8/1/19 |  | 8/1/20 |  | EXERCISERS | Exerciser/Ergometer, Bicycle | EXERCISERERGBICYCLE-Bertec-Balance Advantage |  |  |  |  | EXERCISERERGBICYCLE-Bertec-Balance Advantage | Bertec |  |  |  |  | 12/19/20 |  | EEB-A | No Coverage Specified | MHHS-TIRR | [8 empty] | EXERCISERERGBICYCLE | Exerciser/Ergometer, Bicycle | Bertec
NO | NO |  |  |  | 241-04530 |  | BERTEC CORP. | BALANCE ADVANTAGE - DYNAMIC CDP |  | S039017 | TIRR - KIRBY GLENN | MHHS-TIRR |  |  |  | 241-04530 |  | TMC |  | TIRR - KIRBY GLENN | [5 empty] | EXERCISERS |  | EXERCISERERGBICYCLE-Bertec-Balance Advantage |  |  |  |  | EXERCISERERGBICYCLE-Bertec-Balance Advantage | Bertec | [7 empty] | No Coverage Specified | MHHS-TIRR
NO | NO |  |  |  | 029-09171 |  | BERTEC CORP. | BALANCE ADVANTAGE - DYNAMIC CDP |  | S023179 | TIRR - OP - WOODLANDS (MP2, STE 200) | MHHS-TIRR |  |  |  | 029-09171 |  | Woodlands |  | TIRR - OP - WOODLANDS (MP2, STE 200) | [5 empty] | EXERCISERS |  | EXERCISERERGBICYCLE-Bertec-Balance Advantage |  |  |  |  | EXERCISERERGBICYCLE-Bertec-Balance Advantage | Bertec | [7 empty] | No Coverage Specified | MHHS-TIRR
NO | NO |  |  |  | 129-07796 |  | BERTEC CORP. | BALANCE ADVANTAGE - DYNAMIC CDP |  | S030598 | TIRR - SUGAR LAND | MHHS-TIRR |  |  |  | 129-07796 |  | Sugar Land |  | TIRR - SUGAR LAND | [5 empty] | EXERCISERS |  | EXERCISERERGBICYCLE-Bertec-Balance Advantage |  |  |  |  | EXERCISERERGBICYCLE-Bertec-Balance Advantage | Bertec | [7 empty] | No Coverage Specified | MHHS-TIRR
YES | YES |  |  |  | 099-14802 | 099-14802 | Bestcare, LLC | Pl400H |  |  | TIRR - Therapy Gym |  |  |  |  | 099-14802 | 099-14802 | TMC | TIRR Memorial Hermann | TIRR - Therapy Gym | Rehab
NO | YES |  |  |  |  | 099-01267 | Beverage-Air | UCF27A |  |  | NE-Laboratory | MHHS-Northeast |  |  |  |  | 099-01267 | Katy | MHHS-Northeast | NE-Laboratory | Lab | 1/1/20 | 1/1/21 |  |  | FREEZERS, LABORATORY |  | .needs class | [5 empty] | Beverage Air |  |  |  |  | 4/1/18 |  |  | Covered PM Repair - Biomedical | MHHS-Northeast
NO | YES |  |  |  |  | 099-01291 | Beverage-Air | UCR48A |  |  | NE-Laboratory | MHHS-Northeast |  |  |  |  | 099-01291 | Katy | MHHS-Northeast | NE-Laboratory |  | 1/1/19 | 1/1/20 |  |  | REFRIGERATORS, LABORATORY |  | .needs class | [5 empty] | Beverage Air |  |  |  |  | 4/1/18 |  |  | Covered PM Repair - Biomedical | MHHS-Northeast
NO | YES |  |  |  | 129-03250 | 129-03250 | BFW Inc |  |  | 30-2562 | Sugar Land-OR | MHHS-Sugarland |  | Light Source, Fiberoptic |  | 129-03250 | 129-03250 | Sugar Land | MHHS-Sugarland | Sugar Land-OR |  | 9/1/19 | 9/1/20 |  |  | LIGHT SOURCES, FIBEROPTIC | Light Source, Fiberoptic | LIGHTSOURCEFIBEROPT-BFW Inc-3010 | LIGHTSOURCEFIBEROPT |  |  |  |  | BFW Inc | Light Source, Fiberoptic |  | LIGHTSOURCEFIBEROPT-BFW Inc-3010 |  | 11/11/20 |  |  | No Coverage Specified | MHHS-Sugarland | [7 empty] | Light Source, Fiberoptic | LIGHTSOURCEFIBEROPT | Light Source, Fiberoptic | BFW Inc
NO | YES |  |  |  | 129-03251 | 129-03251 | BFW Inc |  |  | 30-2555 | Sugar Land-OR | MHHS-Sugarland |  | Light Source, Fiberoptic |  | 129-03251 | 129-03251 | Sugar Land | MHHS-Sugarland | Sugar Land-OR | OR 2 | 9/1/19 |  | 9/1/20 |  | LIGHT SOURCES, FIBEROPTIC | Light Source, Fiberoptic | LIGHTSOURCEFIBEROPT-BFW Inc-3010 | LIGHTSOURCEFIBEROPT |  |  |  |  | BFW Inc | Light Source, Fiberoptic |  | LIGHTSOURCEFIBEROPT-BFW Inc-3010 |  | 11/8/20 |  |  | No Coverage Specified | MHHS-Sugarland | [7 empty] | Light Source, Fiberoptic | LIGHTSOURCEFIBEROPT | Light Source, Fiberoptic | BFW Inc
NO | YES |  |  |  | 074-04997 | 074-04997 | BFW Inc |  |  | 9870-20063 | TMC-OR-CVOR (7Hvi) | MHHS-TMC |  | Light Source, Fiberoptic |  | 074-04997 | 074-04997 | TMC | MHHS-TMC | TMC-OR-CVOR (7Hvi) | OSub Sterile OR 4 | 3/1/20 |  | 3/1/21 |  | LIGHT SOURCES, FIBEROPTIC | Light Source, Fiberoptic | LIGHTSOURCEFIBEROPT-BFW Inc-3010 | LIGHTSOURCEFIBEROPT |  |  |  |  | BFW Inc | Light Source, Fiberoptic |  | LIGHTSOURCEFIBEROPT-BFW Inc-3010 |  |  |  |  | Covered PM Repair - Biomedical | MHHS-TMC | [7 empty] | Light Source, Fiberoptic | LIGHTSOURCEFIBEROPT | Light Source, Fiberoptic | BFW Inc
NO | YES |  |  |  | 074-04998 | 074-04998 | BFW Inc |  |  |  | TMC-OR-CVOR (7Hvi) | MHHS-TMC |  | Light Source, Fiberoptic |  | 074-04998 | 074-04998 | TMC | MHHS-TMC | TMC-OR-CVOR (7Hvi) | OSub Sterile OR 4 | 3/1/20 |  | 3/1/21 |  | LIGHT SOURCES, FIBEROPTIC | Light Source, Fiberoptic | LIGHTSOURCEFIBEROPT-BFW Inc-3010 | LIGHTSOURCEFIBEROPT |  |  |  |  | BFW Inc | Light Source, Fiberoptic |  | LIGHTSOURCEFIBEROPT-BFW Inc-3010 |  | 11/11/20 |  |  | No Coverage Specified | MHHS-TMC | [7 empty] | Light Source, Fiberoptic | LIGHTSOURCEFIBEROPT | Light Source, Fiberoptic | BFW Inc
YES | YES |  |  |  | 069-49205 | 069-49205 | BFW Inc | BFW1600 |  |  | TMC - SAROFIM 2 - OR |  |  |  |  | 069-49205 | 069-49205 |  | Memorial Hermann-tmc | TMC - SAROFIM 2 - OR | OR10 | 1/1/20 |  | 1/1/21 |  |  | Light Source, Fiberoptic | LIGHTSOURCEFIBEROPT-BFW Inc-BFW1600 | [22 empty] | Light Source, Fiberoptic | LIGHTSOURCEFIBEROPT | Light Source, Fiberoptic | BFW Inc
YES | YES |  |  |  | 069-49216 | 069-49216 | BFW Inc | BFW8010 |  |  | TMC - SAROFIM 2 - OR |  |  |  |  | 069-49216 | 069-49216 |  | Memorial Hermann-tmc | TMC - SAROFIM 2 - OR | OR10 | 1/1/20 |  | 1/1/21 |  |  | Controller, Camera | CONTROLLERCAMERA-BFW Inc-BFW8010 | [22 empty] | Controller, Camera | CONTROLLERCAMERA | Controller, Camera | BFW Inc
NO | YES |  |  |  | 041-18241 | 041-18241 | BFW Inc | BFW9870 |  | 1238633YYHD365986 | MEMORIAL CITY MOR | MHHS-Mem City |  |  |  | 041-18241 | 041-18241 | West | Memorial Hermann Memorial City Medical Center | MEMORIAL CITY MOR | MEMORIAL CITY MOR |  |  |  |  | LIGHT SOURCES, FIBEROPTIC |  | .needs class | [5 empty] | BFW Inc | [7 empty] | Not Covered Vendor Only - Biomedical | MHHS-Mem City
NO | YES |  |  |  | 129-04649 | 129-04649 | BFW Inc | BFW9870 |  | 9870-00249 | Sugar Land-OR | MHHS-Sugarland |  |  |  | 129-04649 | 129-04649 | Sugar Land | MHHS-Sugarland | Sugar Land-OR | OR Storage | 8/1/19 |  |  |  | LIGHT SOURCES, FIBEROPTIC |  | .needs class | [5 empty] | BFW Inc |  |  |  |  | 12/1/20 |  |  | Not Covered Vendor Only - Biomedical | MHHS-Sugarland
NO | YES | [5 empty] | BFW Inc | BFW9870 |  | 9870-00775 | Woodlands-OR | MHHS-Woodlands | [5 empty] | Woodlands | MHHS-Woodlands | Woodlands-OR | OR Storage | 10/1/19 |  | 10/1/20 |  | LIGHT SOURCES, FIBEROPTIC |  | .needs class | [5 empty] | BFW Inc |  |  |  |  | 12/1/20 |  |  | Not Covered Vendor Only - Biomedical | MHHS-Woodlands
NO | NO |  |  |  | 029-07297 |  | BFW Inc | BFW9870 |  | 9870-00776 | WOODLANDS - OR | MHHS-Woodlands |  |  |  | 029-07297 |  | Woodlands |  | WOODLANDS - OR | [5 empty] | LIGHT SOURCES, FIBEROPTIC |  | .needs class | [5 empty] | BFW Inc | [7 empty] | Not Covered Vendor Only - Biomedical | MHHS-Woodlands
NO | NO |  |  |  | 029-07846 |  | BFW Inc | BFW9870 |  | 9870-00683 | WOODLANDS - OR | MHHS-Woodlands |  |  |  | 029-07846 |  | Woodlands |  | WOODLANDS - OR | [5 empty] | LIGHT SOURCES, FIBEROPTIC |  | .needs class | [5 empty] | BFW Inc | [7 empty] | Not Covered Vendor Only - Biomedical | MHHS-Woodlands
YES | YES |  |  |  | 069-49204 | 069-49204 | BFW Inc | Hatteras |  |  | TMC - OR - PEDI OR (2R) |  |  |  |  | 069-49204 | 069-49204 | TMC | Memorial Hermann Texas Medical Center | TMC - OR - PEDI OR (2R) | OR 7 | 1/1/20 |  |  |  |  | Light Source, Fiberoptic | LIGHTSOURCEFIBEROPT-BFW Inc-Hatteras | [22 empty] | Light Source, Fiberoptic | LIGHTSOURCEFIBEROPT | Light Source, Fiberoptic | BFW Inc
NO | YES |  |  |  | 041-32897 | 041-32897 | BFW Inc | HATTERAS BFW 1600 |  |  | Surgery nurses station | MHHS-Southeast |  |  |  | 041-32897 | 041-32897 | West | Memorial Hermann Memorial City Medical Center | Surgery nurses station | Surgery nurses station |  |  |  |  | LIGHT SOURCES, FIBEROPTIC |  | .needs class | [5 empty] | BFW Inc | [7 empty] | Covered PM Repair - Biomedical | MHHS-Southeast
NO | YES |  |  |  | 069-33657 | 069-33657 | BFW Inc | HATTERAS BFW 1600 |  |  | TMC-OR-Hermann (2Hp) | MHHS-TMC |  |  |  | 069-33657 | 069-33657 | TMC | MHHS-TMC | TMC-OR-Hermann (2Hp) | Storage | 7/1/19 |  | 7/1/20 |  | LIGHT SOURCES, FIBEROPTIC |  | .needs class | [5 empty] | BFW Inc |  |  |  |  | 7/6/05 |  |  | Covered PM Repair - Biomedical | MHHS-TMC
NO | YES |  |  |  | 069-33659 | 069-33659 | BFW Inc | HATTERAS BFW 1600 |  |  | TMC-OR-Anesthesia (Contract Equip) | MHHS-TMC |  |  |  | 069-33659 | 069-33659 | TMC | MHHS-TMC | TMC-OR-Anesthesia (Contract Equip) | OR 9 | 7/1/19 |  | 7/1/20 |  | LIGHT SOURCES, FIBEROPTIC |  | .needs class | [5 empty] | BFW Inc | [7 empty] | Covered PM Repair - Biomedical | MHHS-TMC
NO | YES |  |  |  | 029-12477 | 029-12477 | BFW Inc | HATTERAS BFW 1600 |  |  | Woodlands-OR | MHHS-Woodlands |  |  |  | 029-12477 | 029-12477 | Woodlands | MHHS-Woodlands | Woodlands-OR | OR storage | 10/1/19 |  | 10/1/20 |  | LIGHT SOURCES, FIBEROPTIC |  | .needs class | [5 empty] | BFW Inc | [7 empty] | Covered PM Repair - Biomedical | MHHS-Woodlands
NO | YES |  |  |  | 029-32207 | 029-32207 | BFW Inc | HATTERAS BFW 1600 |  |  | Woodlands-OR | MHHS-Woodlands |  |  |  | 029-32207 | 029-32207 | Woodlands | MHHS-Woodlands | Woodlands-OR | OR 10 | 10/1/19 |  | 10/1/20 |  | LIGHT SOURCES, FIBEROPTIC |  | .needs class | [5 empty] | BFW Inc | [7 empty] | Covered PM Repair - Biomedical | MHHS-Woodlands
NO | NO |  |  |  | 069-03353 |  | BFW Inc | MID 2000 |  |  | TMC - JONES - ENT CLINIC (JB) | MHHS-TMC |  |  |  | 069-03353 |  | TMC |  | TMC - JONES - ENT CLINIC (JB) | [5 empty] | LIGHT SOURCES, FIBEROPTIC |  | .needs class | [5 empty] | BFW Inc | [7 empty] | Covered PM Repair - Biomedical | MHHS-TMC
NO | YES |  |  |  | 041-32895 | 041-32895 | BFW Inc | PHAROS HD |  |  | Surgery nurses station | MHHS-Southeast |  | Lamp, Head |  | 041-32895 | 041-32895 | West | Memorial Hermann Memorial City Medical Center | Surgery nurses station | Surgery nurses station |  |  |  |  | CAMERAS |  | LAMPHEAD-BFW Inc-Pharos HD | LAMPHEAD | Pharos HD |  |  |  | BFW Inc | Lamp, Head |  | LAMPHEAD-BFW Inc-Pharos HD |  |  |  |  | Covered PM Repair - Biomedical | MHHS-Southeast
YES | YES |  |  |  | 099-09873 | 099-09873 | BFW Inc | Pharos HD |  | Bfw 8010 | TMC - OR - ANESTHESIA (CONTRACT EQUIP) |  |  |  |  | 099-09873 | 099-09873 | TMC | Memorial Hermann-Texas Medical Center | TMC - OR - ANESTHESIA (CONTRACT EQUIP) | OR 9 | [5 empty] | Lamp, Head | LAMPHEAD-BFW Inc-Pharos HD | [22 empty] | Lamp, Head | LAMPHEAD | Lamp, Head | BFW Inc
YES | YES |  |  |  | 069-49215 | 069-49215 | BFW Inc | Pharos HD |  |  | TMC - OR - PEDI OR (2R) |  |  |  |  | 069-49215 | 069-49215 | TMC | Memorial Hermann Texas Medical Center | TMC - OR - PEDI OR (2R) | OR 7 | 1/1/20 |  |  |  |  | Lamp, Head | LAMPHEAD-BFW Inc-Pharos HD | [22 empty] | Lamp, Head | LAMPHEAD | Lamp, Head | BFW Inc
YES | YES |  |  |  | 029-10068 | 029-10068 | BHM Medical | Maxi Lite |  | KM60-00693 | TIRR - WOODLANDS INPATIENT |  |  |  |  | 029-10068 | 029-10068 | Woodlands | Memorial Hermann The Woodlands Medical Center | TIRR - WOODLANDS INPATIENT | TIRR
YES | YES |  |  |  | 013-38302 | 013-38302 | Bicron |  |  | B973Z | Cardiovascular |  |  |  |  | 013-38302 | 013-38302 | Southwest | Memorial Harmann Hospital - Medical Plaza 2 | Cardiovascular | Cardiovascular
YES | YES |  |  |  | 129-07867 | 129-07867 | Bien-Air USA | OSSEO DUO |  | 19C0008 | SUGAR LAND - OR |  |  |  |  | 129-07867 | 129-07867 | Sugar Land |  | SUGAR LAND - OR |  | 10/1/19 | 10/1/20 |  |  |  | Drill, Surgical, Electric | DRILLSURGICALELECT-Bien-Air USA-OSSEO DUO | [22 empty] | Drill, Surgical, Electric | DRILLSURGICALELECT | Drill, Surgical, Electric | Bien-Air USA
NO | YES |  |  |  | 009-34593 | 009-34593 | BIIM ULTRASOUND | BIIM |  | GG7W10H3HLFC | GH - ER | MHHS-Greater Heights |  |  |  | 009-34593 | 009-34593 | Central | Memorial Hermann Greater Heights Hospital | GH - ER | Dialysis N4 469 |  |  |  |  | ULTRASONIC UNITS, DIAGNOSTIC |  | .needs class | [5 empty] | Biim Ultrasound | [7 empty] | Not Covered Vendor Only - Biomedical | MHHS-Greater Heights
NO | NO |  |  |  | 009-33628 |  | BIIM ULTRASOUND | BIIM |  | GCTVP2RYHLFC | GH - ER | MHHS-Greater Heights |  |  |  | 009-33628 |  | Central & Greater Heights |  | GH - ER | [5 empty] | ULTRASONIC UNITS, DIAGNOSTIC |  | .needs class | [5 empty] | Biim Ultrasound | [7 empty] | Not Covered Vendor Only - Biomedical | MHHS-Greater Heights
YES | YES |  |  |  | 009-34592 | 009-34592 | Biim Ultrasound Inc | L12-4 |  |  | Therapy |  |  |  |  | 009-34592 | 009-34592 | Central | Memorial Hermann Greater Heights Hospital | Therapy | Dialysis
YES | YES |  |  |  | 041-08016 | 041-08016 | BiliChek | B800-21 |  | B1635 | MEMORIAL CITY - POSTPARTUM - NURSERY |  |  |  |  | 041-08016 | 041-08016 | West | Women?s Memorial Hermann Memorial City Hospital | MEMORIAL CITY - POSTPARTUM - NURSERY |  |  |  | 4/1/20
YES | YES | Serial Number B26752 |  |  | 099-06770 | 099-06770 | BiliChek | B800-21 |  | B26752 | MEMORIAL CITY - POSTPARTUM - NURSERY |  |  |  |  | 099-06770 | 099-06770 | West | Women?s Memorial Hermann Memorial City Hospital | MEMORIAL CITY - POSTPARTUM - NURSERY
YES | YES |  |  |  | 099-06769 | 099-06769 | BiliChek | B800-21 |  | B36535 | MEMORIAL CITY - POSTPARTUM - NURSERY |  |  |  |  | 099-06769 | 099-06769 | West | Women?s Memorial Hermann Memorial City Hospital | MEMORIAL CITY - POSTPARTUM - NURSERY
NO | YES |  |  |  | 000-02735 | 000-02735 | Bio Compression Systems, Inc. | SC-3004 |  |  | SMR-(STX)-Wharton | MHHS-SMR |  | Sequential Compression Device |  | 000-02735 | 000-02735 | South | MHHS-Others | SMR-(STX)-Wharton | Storage | 10/1/19 | 10/1/20 |  |  | CIRCULATORY ASSIST UNITS, PERIPHERAL COMPRESSION | Sequential Compression Device | SEQUENTIALCOMPRESSIONDEV-BioCompresSys-SC-3004 | SEQUENTIALCOMPRESSIONDEV | SC-3004 |  |  |  | BioCompresSys | Sequential Compression Device |  | SEQUENTIALCOMPRESSIONDEV-BioCompresSys-SC-3004 |  |  |  |  | Covered PM Repair - Biomedical | MHHS-SMR | [8 empty] | SEQUENTIALCOMPRESSIONDEV | Sequential Compression Device | BioCompresSys
YES | YES |  |  |  | 009-33238 | 009-33238 | Bio Rad | Geenous Reader |  | DP6D002809 | SW - LABORATORY - PROCESSING |  |  |  |  | 009-33238 | 009-33238 | Southwest | Memorial Hermann Diagnostic Laboratory - Southwest Medical Plaza 1 (#756) | SW - LABORATORY - PROCESSING | Lab |  |  |  | New Add
NO | NO | [5 empty] | Bio-logic Systems Corp | 580-XFS751 |  | 8u93f324acc | SW - SLEEP LAB | MHHS-Southwest | [5 empty] | Southwest |  | SW - SLEEP LAB | [5 empty] | POWER SUPPLIES |  | TRNSFRMRCONSTANTVLTG-Bio-LogicSys-580-XSF751 |  |  |  |  | TRNSFRMRCONSTANTVLTG-Bio-LogicSys-580-XSF751 | Bio-Logic Sys | [7 empty] | Not Covered Vendor Only - Biomedical | MHHS-Southwest
NO | NO | [5 empty] | Bio-logic Systems Corp | 580-XFS751 |  | 8u95k893acd | SW - SLEEP LAB | MHHS-Southwest | [5 empty] | Southwest |  | SW - SLEEP LAB | [5 empty] | POWER SUPPLIES |  | TRNSFRMRCONSTANTVLTG-Bio-LogicSys-580-XSF751 |  |  |  |  | TRNSFRMRCONSTANTVLTG-Bio-LogicSys-580-XSF751 | Bio-Logic Sys | [7 empty] | Not Covered Vendor Only - Biomedical | MHHS-Southwest
NO | NO | [5 empty] | Bio-logic Systems Corp | 580-XFS751 |  | 8u95k891acd | SW - SLEEP LAB | MHHS-Southwest | [5 empty] | Southwest |  | SW - SLEEP LAB | [5 empty] | POWER SUPPLIES |  | TRNSFRMRCONSTANTVLTG-Bio-LogicSys-580-XSF751 |  |  |  |  | TRNSFRMRCONSTANTVLTG-Bio-LogicSys-580-XSF751 | Bio-Logic Sys | [7 empty] | Not Covered Vendor Only - Biomedical | MHHS-Southwest
NO | NO | [5 empty] | Bio-logic Systems Corp | 580-XFS751 |  | 8u99h799acd | SW - SLEEP LAB | MHHS-Southwest | [5 empty] | Southwest |  | SW - SLEEP LAB | [5 empty] | POWER SUPPLIES |  | TRNSFRMRCONSTANTVLTG-Bio-LogicSys-580-XSF751 |  |  |  |  | TRNSFRMRCONSTANTVLTG-Bio-LogicSys-580-XSF751 | Bio-Logic Sys | [7 empty] | Not Covered Vendor Only - Biomedical | MHHS-Southwest
NO | NO | [5 empty] | Bio-logic Systems Corp | 580-XFS751 |  | 8u93g374acc | SW - SLEEP LAB | MHHS-Southwest | [5 empty] | Southwest |  | SW - SLEEP LAB | [5 empty] | POWER SUPPLIES |  | TRNSFRMRCONSTANTVLTG-Bio-LogicSys-580-XSF751 |  |  |  |  | TRNSFRMRCONSTANTVLTG-Bio-LogicSys-580-XSF751 | Bio-Logic Sys | [7 empty] | Not Covered Vendor Only - Biomedical | MHHS-Southwest
NO | NO | [5 empty] | Bio-logic Systems Corp | 580-XFS751 |  | 8u99h788acd | SW - SLEEP LAB | MHHS-Southwest | [5 empty] | Southwest |  | SW - SLEEP LAB | [5 empty] | POWER SUPPLIES |  | TRNSFRMRCONSTANTVLTG-Bio-LogicSys-580-XSF751 |  |  |  |  | TRNSFRMRCONSTANTVLTG-Bio-LogicSys-580-XSF751 | Bio-Logic Sys | [7 empty] | Not Covered Vendor Only - Biomedical | MHHS-Southwest
NO | NO |  |  |  | 069-43848 |  | Bio-logic Systems Corp | PS2 |  |  | TMC - OR - HERMANN (2HP) | MHHS-TMC |  |  |  | 069-43848 |  | TMC |  | TMC - OR - HERMANN (2HP) | [5 empty] | STIMULATORS, PHOTIC, VISUAL |  | .needs class | [5 empty] | Bio-Logic Sys | [7 empty] | Covered PM Repair - Biomedical | MHHS-TMC
YES | YES | Serial Number Cnf |  |  | 013-08222 | 013-08222 | Bio-Med Devices Inc | MVP-10 |  | CNF | SW - NICU |  |  |  |  | 013-08222 | 013-08222 | Southwest | Memorial Hermann Southwest Hospital | SW - NICU | Hall
NO | NO |  |  |  | 029-07468 |  | Bio-Med Devices Inc. | 2001M |  | 080402BM | WOODLANDS - RESPIRATORY | MHHS-Woodlands |  | Blender, Oxygen/Air |  | 029-07468 |  | Woodlands |  | WOODLANDS - RESPIRATORY | [5 empty] | OXYGEN-AIR PROPORTIONERS |  | BLENDEROXYGENAIR-Bio-Med Dev-2001M | BLENDEROXYGENAIR | 2001M |  |  |  | Bio-Med Dev | Blender, Oxygen/Air |  | BLENDEROXYGENAIR-Bio-Med Dev-2001M |  |  |  |  | Covered PM Repair - Biomedical | MHHS-Woodlands
NO | YES |  |  |  | 013-10806 | 013-10806 | Bio-Med Devices Inc. |  |  | 191B04B | SW-NICU | MHHS-Southwest |  | Ventilator, Anesthesia |  | 013-10806 | 013-10806 | Southwest | MHHS-Southwest | SW-NICU | NICU | 11/1/19 |  |  |  | OXYGEN-AIR PROPORTIONERS | Ventilator, Anesthesia | VENTILATORANESTHESIA-Hallowell EMC-2002 | VENTILATORANESTHESIA |  |  |  |  | Hallowell EMC | Ventilator, Anesthesia |  |  | VENTILATORANESTHESIA-Hallowell EMC-2002 | 3/9/17 |  | VENTA-SA | Covered PM Repair - Biomedical | MHHS-Southwest | [8 empty] | VENTILATORANESTHESIA | Ventilator, Anesthesia | Hallowell EMC
NO | YES |  |  |  | 013-12021 | 013-12021 | Bio-Med Devices Inc. |  |  | AFF02161 | SW-NICU | MHHS-Southwest |  | Ventilator, Anesthesia |  | 013-12021 | 013-12021 | Southwest | MHHS-Southwest | SW-NICU | Clean equipment in nicu | 8/1/18 |  |  |  | OXYGEN-AIR PROPORTIONERS | Ventilator, Anesthesia | VENTILATORANESTHESIA-Hallowell EMC-2002 | VENTILATORANESTHESIA |  |  |  |  | Hallowell EMC | Ventilator, Anesthesia |  |  | VENTILATORANESTHESIA-Hallowell EMC-2002 | 3/25/17 |  | VENTA-SA | Covered PM Repair - Biomedical | MHHS-Southwest | [8 empty] | VENTILATORANESTHESIA | Ventilator, Anesthesia | Hallowell EMC
NO | NO |  |  |  | 013-18098 |  | Bio-Med Devices Inc. |  |  | CAQ04982 | SW - NICU | MHHS-Southwest |  | Ventilator, Anesthesia |  | 013-18098 |  | Southwest |  | SW - NICU | [5 empty] | OXYGEN-AIR PROPORTIONERS |  | VENTILATORANESTHESIA-Hallowell EMC-2002 | VENTILATORANESTHESIA |  |  |  |  | Hallowell EMC | Ventilator, Anesthesia |  |  | VENTILATORANESTHESIA-Hallowell EMC-2002 |  |  |  | Covered PM Repair - Biomedical | MHHS-Southwest
NO | NO | [5 empty] | Bio-Med Devices Inc. |  |  | 091704B | SW - NICU | MHHS-Southwest |  | Ventilator, Anesthesia |  |  |  | Southwest |  | SW - NICU | [5 empty] | OXYGEN-AIR PROPORTIONERS |  | VENTILATORANESTHESIA-Hallowell EMC-2002 | VENTILATORANESTHESIA |  |  |  |  | Hallowell EMC | Ventilator, Anesthesia |  |  | VENTILATORANESTHESIA-Hallowell EMC-2002 |  |  |  | Covered PM Repair - Biomedical | MHHS-Southwest
NO | NO |  |  |  | 029-07467 |  | Bio-Med Devices Inc. |  |  | 258104B | WOODLANDS - RESPIRATORY | MHHS-Woodlands |  | Ventilator, Anesthesia |  | 029-07467 |  | Woodlands |  | WOODLANDS - RESPIRATORY | [5 empty] | OXYGEN-AIR PROPORTIONERS |  | VENTILATORANESTHESIA-Hallowell EMC-2002 | VENTILATORANESTHESIA |  |  |  |  | Hallowell EMC | Ventilator, Anesthesia |  |  | VENTILATORANESTHESIA-Hallowell EMC-2002 |  |  |  | Covered PM Repair - Respiratory/Steriliz | MHHS-Woodlands
NO | YES |  |  |  | 077-09062 | 077-09062 | Bio-Med Devices Inc. |  |  | BX1501924 | TMC-Children's-Pedi Transport (7Hp) | MHHS-TMC |  | Blender, Oxygen/Air |  | 077-09062 | 077-09062 | TMC | MHHS-TMC | TMC-Children's-Pedi Transport (7Hp) |  | 7/26/19 |  |  |  | OXYGEN-AIR PROPORTIONERS |  | BLENDEROXYGENAIR-Bio-Med Dev-2003 | BLENDEROXYGENAIR |  |  |  |  | Bio-Med Dev | Blender, Oxygen/Air |  | BLENDEROXYGENAIR-Bio-Med Dev-2003 |  | 12/8/05 | Verified 3/30/2020 4:07pm (Central) |  | Covered PM Repair - Biomedical | MHHS-TMC
NO | NO |  |  |  | 077-09045 |  | Bio-Med Devices Inc. |  |  | B1504861 | TMC - CHILDRENS - PEDI TRANSPORT (7HP) | MHHS-TMC |  | Blender, Oxygen/Air |  | 077-09045 |  | TMC |  | TMC - CHILDRENS - PEDI TRANSPORT (7HP) | [5 empty] | OXYGEN-AIR PROPORTIONERS |  | BLENDEROXYGENAIR-Bio-Med Dev-2003 | BLENDEROXYGENAIR |  |  |  |  | Bio-Med Dev | Blender, Oxygen/Air |  | BLENDEROXYGENAIR-Bio-Med Dev-2003 |  |  |  |  | Covered PM Repair - Biomedical | MHHS-TMC
NO | NO |  |  |  | 077-09135 |  | Bio-Med Devices Inc. |  |  | BX1601235 | TMC - CHILDRENS - PEDI TRANSPORT (7HP) | MHHS-TMC |  | Blender, Oxygen/Air |  | 077-09135 |  | TMC |  | TMC - CHILDRENS - PEDI TRANSPORT (7HP) | [5 empty] | OXYGEN-AIR PROPORTIONERS |  | BLENDEROXYGENAIR-Bio-Med Dev-2003 | BLENDEROXYGENAIR |  |  |  |  | Bio-Med Dev | Blender, Oxygen/Air |  | BLENDEROXYGENAIR-Bio-Med Dev-2003 |  |  |  |  | Covered PM Repair - Biomedical | MHHS-TMC
NO | YES |  |  |  | 133-08133 | 133-08133 | Bio-Med Devices Inc. |  |  | B1309796 | Katy-NICU | MHHS-Katy |  | Blender, Oxygen/Air |  | 133-08133 | 133-08133 | Katy | MHHS-Katy | Katy-NICU | NICU 310B | 4/1/19 | 4/1/20 |  |  | OXYGEN-AIR PROPORTIONERS | Blender, Oxygen/Air | BLENDEROXYGENAIR-Bio-Med Dev-2004 | BLENDEROXYGENAIR |  |  |  |  | Bio-Med Dev | Blender, Oxygen/Air |  | BLENDEROXYGENAIR-Bio-Med Dev-2004 |  | 7/2/16 |  | BOA-A | Covered PM Repair - Biomedical | MHHS-Katy | [8 empty] | BLENDEROXYGENAIR | Blender, Oxygen/Air | Bio-Med Dev
NO | YES |  |  |  | 133-08134 | 133-08134 | Bio-Med Devices Inc. |  |  | B1309798 | Katy-NICU | MHHS-Katy |  | Blender, Oxygen/Air |  | 133-08134 | 133-08134 | Katy | MHHS-Katy | Katy-NICU | E311 | 4/1/19 | 4/1/20 |  |  | OXYGEN-AIR PROPORTIONERS | Blender, Oxygen/Air | BLENDEROXYGENAIR-Bio-Med Dev-2004 | BLENDEROXYGENAIR |  |  |  |  | Bio-Med Dev | Blender, Oxygen/Air |  | BLENDEROXYGENAIR-Bio-Med Dev-2004 |  |  |  | BOA-A | Covered PM Repair - Biomedical | MHHS-Katy | [8 empty] | BLENDEROXYGENAIR | Blender, Oxygen/Air | Bio-Med Dev
NO | YES |  |  |  | 133-08135 | 133-08135 | Bio-Med Devices Inc. |  |  | B1309797 | Katy-Postpartum-2W | MHHS-Katy |  | Blender, Oxygen/Air |  | 133-08135 | 133-08135 | Katy | MHHS-Katy | Katy-Postpartum-2W | Treatment room | 5/1/20 | 5/1/21 |  |  | OXYGEN-AIR PROPORTIONERS | Blender, Oxygen/Air | BLENDEROXYGENAIR-Bio-Med Dev-2004 | BLENDEROXYGENAIR |  |  |  |  | Bio-Med Dev | Blender, Oxygen/Air |  | BLENDEROXYGENAIR-Bio-Med Dev-2004 |  |  |  | BOA-A | Covered PM Repair - Biomedical | MHHS-Katy | [8 empty] | BLENDEROXYGENAIR | Blender, Oxygen/Air | Bio-Med Dev
NO | YES |  |  |  | 133-03157 | 133-03157 | Bio-Med Devices Inc. | MVP-10 |  |  | Katy-Nursery | MHHS-Katy |  | Ventilator |  | 133-03157 | 133-03157 | Katy | MHHS-Katy | Katy-Nursery | Blood gas room | 9/1/19 | 3/1/20 |  |  | VENTILATORS | Ventilator | VENTILATOR-Bio-Med Dev-MVP-10 | VENTILATOR | MVP-10 |  |  |  | Bio-Med Dev | Ventilator |  | VENTILATOR-Bio-Med Dev-MVP-10 |  |  |  | VENT-SA | Not Covered Vendor Only - Lab Ana/Anes | MHHS-Katy | [8 empty] | VENTILATOR | Ventilator | Bio-Med Dev
NO | YES | [5 empty] | Bio-Med Devices Inc. | MVP-10 |  |  | MEMORIAL CITY - MHT - NICU | MHHS-Mem City |  | Ventilator |  |  |  | West | Memorial Hermann Memorial City Medical Center | MEMORIAL CITY - MHT - NICU | MEMORIAL CITY- MHT - NICU |  |  |  |  | VENTILATORS |  | VENTILATOR-Bio-Med Dev-MVP-10 | VENTILATOR | MVP-10 |  |  |  | Bio-Med Dev | Ventilator |  | VENTILATOR-Bio-Med Dev-MVP-10 |  |  |  |  | Not Covered Vendor Only - Lab Ana/Anes | MHHS-Mem City
NO | YES |  |  |  | 077-03958 | 077-03958 | Bio-Med Devices Inc. | MVP-10 |  |  | TMC-Children's-Pedi Transport (7Hp) | MHHS-TMC |  | Ventilator |  | 077-03958 | 077-03958 | TMC | MHHS-TMC | TMC-Children's-Pedi Transport (7Hp) |  | 7/26/19 |  |  |  | VENTILATORS |  | VENTILATOR-Bio-Med Dev-MVP-10 | VENTILATOR | MVP-10 |  |  |  | Bio-Med Dev | Ventilator |  | VENTILATOR-Bio-Med Dev-MVP-10 |  |  | Verified 3/30/2020 4:07pm (Central) |  | Not Covered Vendor Only - Lab Ana/Anes | MHHS-TMC
NO | YES |  |  |  | 077-03982 | 077-03982 | Bio-Med Devices Inc. | MVP-10 |  |  | TMC-Children's-Pedi Transport (7Hp) | MHHS-TMC |  | Ventilator |  | 077-03982 | 077-03982 | TMC | MHHS-TMC | TMC-Children's-Pedi Transport (7Hp) |  | 7/26/19 |  |  |  | VENTILATORS |  | VENTILATOR-Bio-Med Dev-MVP-10 | VENTILATOR | MVP-10 |  |  |  | Bio-Med Dev | Ventilator |  | VENTILATOR-Bio-Med Dev-MVP-10 |  |  | Verified 3/30/2020 4:07pm (Central) |  | Not Covered Vendor Only - Lab Ana/Anes | MHHS-TMC
NO | YES |  |  |  | 077-04501 | 077-04501 | Bio-Med Devices Inc. | MVP-10 |  |  | TMC-Children's-Pedi Transport (7Hp) | MHHS-TMC |  | Ventilator |  | 077-04501 | 077-04501 | TMC | MHHS-TMC | TMC-Children's-Pedi Transport (7Hp) |  | 7/24/19 |  |  |  | VENTILATORS |  | VENTILATOR-Bio-Med Dev-MVP-10 | VENTILATOR | MVP-10 |  |  |  | Bio-Med Dev | Ventilator |  | VENTILATOR-Bio-Med Dev-MVP-10 |  | 12/8/19 | Verified 3/30/2020 4:07pm (Central) |  | Covered PM Repair - Biomedical | MHHS-TMC
NO | YES |  |  |  | 077-09042 | 077-09042 | Bio-Med Devices Inc. | MVP-10 |  |  | TMC-Children's-Pedi Transport (7Hp) | MHHS-TMC |  | Ventilator |  | 077-09042 | 077-09042 | TMC | MHHS-TMC | TMC-Children's-Pedi Transport (7Hp) |  | 7/26/19 |  |  |  | VENTILATORS |  | VENTILATOR-Bio-Med Dev-MVP-10 | VENTILATOR | MVP-10 |  |  |  | Bio-Med Dev | Ventilator |  | VENTILATOR-Bio-Med Dev-MVP-10 |  |  | Verified 3/30/2020 4:07pm (Central) |  | Not Covered Vendor Only - Lab Ana/Anes | MHHS-TMC
NO | YES |  |  |  | 077-09061 | 077-09061 | Bio-Med Devices Inc. | MVP-10 |  |  | TMC-Children's-Pedi Transport (7Hp) | MHHS-TMC |  | Ventilator |  | 077-09061 | 077-09061 | TMC | MHHS-TMC | TMC-Children's-Pedi Transport (7Hp) |  | 7/26/19 |  |  |  | VENTILATORS |  | VENTILATOR-Bio-Med Dev-MVP-10 | VENTILATOR | MVP-10 |  |  |  | Bio-Med Dev | Ventilator |  | VENTILATOR-Bio-Med Dev-MVP-10 |  |  | Verified 3/30/2020 4:07pm (Central) |  | Not Covered Vendor Only - Lab Ana/Anes | MHHS-TMC
NO | YES |  |  |  | 077-09126 | 077-09126 | Bio-Med Devices Inc. | MVP-10 |  |  | TMC-Children's-Pedi Transport (7Hp) | MHHS-TMC |  | Ventilator |  | 077-09126 | 077-09126 | TMC | MHHS-TMC | TMC-Children's-Pedi Transport (7Hp) |  | 6/20/19 |  |  |  | VENTILATORS |  | VENTILATOR-Bio-Med Dev-MVP-10 | VENTILATOR | MVP-10 |  |  |  | Bio-Med Dev | Ventilator |  | VENTILATOR-Bio-Med Dev-MVP-10 |  |  | Verified 3/30/2020 4:07pm (Central) |  | Not Covered Vendor Only - Biomedical | MHHS-TMC
NO | YES |  |  |  | 077-09134 | 077-09134 | Bio-Med Devices Inc. | MVP-10 |  | NX1601042 | TMC-Children's-Pedi Transport (7Hp) | MHHS-TMC |  | Ventilator |  | 077-09134 | 077-09134 | TMC | MHHS-TMC | TMC-Children's-Pedi Transport (7Hp) |  | 7/23/19 |  |  |  | VENTILATORS |  | VENTILATOR-Bio-Med Dev-MVP-10 | VENTILATOR | MVP-10 |  |  |  | Bio-Med Dev | Ventilator |  | VENTILATOR-Bio-Med Dev-MVP-10 |  |  | Verified 3/30/2020 4:07pm (Central) |  | Not Covered Vendor Only - Biomedical | MHHS-TMC
NO | YES | [5 empty] | Bio-Med Devices Inc. | MVP-10 |  |  | TMC-Respiratory-Pedi | MHHS-TMC |  | Ventilator |  |  |  | TMC | MHHS-TMC | TMC-Respiratory-Pedi |  | 7/26/19 |  |  |  | VENTILATORS |  | VENTILATOR-Bio-Med Dev-MVP-10 | VENTILATOR | MVP-10 |  |  |  | Bio-Med Dev | Ventilator |  | VENTILATOR-Bio-Med Dev-MVP-10 |  |  | Verified 3/30/2020 4:07pm (Central) |  | Not Covered Vendor Only - Lab Ana/Anes | MHHS-TMC
NO | YES |  |  |  |  | 029-04557 | Bio-Med Devices Inc. | MVP-10 |  | 2931061M | Woodlands-Respiratory | MHHS-Woodlands |  | Ventilator |  |  | 029-04557 | Woodlands | MHHS-Woodlands | Woodlands-Respiratory |  | 7/1/19 |  | 7/1/20 |  | VENTILATORS | Ventilator | VENTILATOR-Bio-Med Dev-MVP-10 | VENTILATOR | MVP-10 |  |  |  | Bio-Med Dev | Ventilator |  | VENTILATOR-Bio-Med Dev-MVP-10 |  |  |  | VENT-SA | Not Covered Vendor Only - Lab Ana/Anes | MHHS-Woodlands | [8 empty] | VENTILATOR | Ventilator | Bio-Med Dev
NO | NO |  |  |  | 077-04548 |  | Bio-Med Devices Inc. | MVP-10 |  |  | TMC - CHILDRENS - PEDI TRANSPORT (7HP) | MHHS-TMC |  | Ventilator |  | 077-04548 |  | TMC |  | TMC - CHILDRENS - PEDI TRANSPORT (7HP) | [5 empty] | VENTILATORS |  | VENTILATOR-Bio-Med Dev-MVP-10 | VENTILATOR | MVP-10 |  |  |  | Bio-Med Dev | Ventilator |  | VENTILATOR-Bio-Med Dev-MVP-10 |  |  |  |  | Not Covered Vendor Only - Lab Ana/Anes | MHHS-TMC
NO | NO |  |  |  | 077-08154 |  | Bio-Med Devices Inc. | MVP-10 |  |  | TMC - CHILDRENS - PEDI TRANSPORT (7HP) | MHHS-TMC |  | Ventilator |  | 077-08154 |  | TMC |  | TMC - CHILDRENS - PEDI TRANSPORT (7HP) | [5 empty] | VENTILATORS |  | VENTILATOR-Bio-Med Dev-MVP-10 | VENTILATOR | MVP-10 |  |  |  | Bio-Med Dev | Ventilator |  | VENTILATOR-Bio-Med Dev-MVP-10 |  |  |  |  | Not Covered Vendor Only - Lab Ana/Anes | MHHS-TMC
NO | NO | [5 empty] | Bio-Med Devices Inc. | MVP-10 |  | 0115931M | TMC - CHILDRENS - PEDI TRANSPORT (7HP) | MHHS-TMC |  | Ventilator |  |  |  | TMC |  | TMC - CHILDRENS - PEDI TRANSPORT (7HP) | [5 empty] | VENTILATORS |  | VENTILATOR-Bio-Med Dev-MVP-10 | VENTILATOR | MVP-10 |  |  |  | Bio-Med Dev | Ventilator |  | VENTILATOR-Bio-Med Dev-MVP-10 |  |  |  |  | Covered PM Repair - Biomedical | MHHS-TMC
NO | NO | [5 empty] | Bio-Med Devices Inc. | MVP-10 |  |  | TMC - CHILDRENS - PEDI TRANSPORT (7HP) | MHHS-TMC |  | Ventilator |  |  |  | TMC |  | TMC - CHILDRENS - PEDI TRANSPORT (7HP) | [5 empty] | VENTILATORS |  | VENTILATOR-Bio-Med Dev-MVP-10 | VENTILATOR | MVP-10 |  |  |  | Bio-Med Dev | Ventilator |  | VENTILATOR-Bio-Med Dev-MVP-10 |  |  |  |  | Not Covered Vendor Only - Lab Ana/Anes | MHHS-TMC
YES | YES |  |  |  | 099-13669 | 099-13669 | Bio-Rad Laboratories Inc | BioPlex 2200 |  | 2200-0780 | SW - LABORATORY - CHEMISTRY |  |  |  |  | 099-13669 | 099-13669 | Southwest | Memorial Hermann Diagnostic Laboratory - Southwest Medical Plaza 1 (#756) | SW - LABORATORY - CHEMISTRY | Lab
YES | YES |  |  |  | 099-10995 | 099-10995 | Bio-Rad Laboratories Inc | BioPlex 2200 |  | 2200-0781 | SW - Laboratory |  |  |  |  | 099-10995 | 099-10995 | Southwest | Memorial Hermann Southwest Hospital | SW - Laboratory | Core Lab |  |  |  | New Add
YES | YES |  |  |  | 099-13672 | 099-13672 | Bio-Rad Laboratories Inc | PhD lx |  | PB8L463802 | SW - LABORATORY - CHEMISTRY |  |  |  |  | 099-13672 | 099-13672 | Southwest | Memorial Hermann Diagnostic Laboratory - Southwest Medical Plaza 1 (#756) | SW - LABORATORY - CHEMISTRY | Lab
YES | YES |  |  |  | 099-13671 | 099-13671 | Bio-Rad Laboratories Inc | PhD lx |  | PB8K218104 | SW - LABORATORY - CHEMISTRY |  |  |  |  | 099-13671 | 099-13671 | Southwest | Memorial Hermann Diagnostic Laboratory - Southwest Medical Plaza 1 (#756) | SW - LABORATORY - CHEMISTRY | Lab
YES | YES | [5 empty] | Bio-Rad Laboratories Inc | PR 4100 |  |  | SW - Lab | [6 empty] | Southwest | Memorial Hermann Diagnostic Laboratory - Southwest Medical Plaza 1 (#756) | SW - Lab | Lab
YES | YES |  |  |  | 013-35729 | 013-35729 | Bio-Rad Laboratories Inc | VARIANT II |  |  | SW - LABORATORY - CHEMISTRY |  |  |  |  | 013-35729 | 013-35729 | Southwest | Memorial Hermann Diagnostic Laboratory - Southwest Medical Plaza 1 (#756) | SW - LABORATORY - CHEMISTRY | Lab
YES | YES | [5 empty] | Bio-Tek |  |  |  | Memorial Hermann- Southeast | [7 empty] | Memorial Hermann- Southeast | Memorial Hermann- Southeast | Storage | 4/1/20 |  | 4/1/20 | No PM Sticker
NO | YES |  |  |  | 069-35225 | 069-35225 | Bio/Data Corporation | PAP-8E |  |  | TMC-Laboratory-Hematology (1R) | MHHS-TMC |  | Analyzer, Hematology |  | 069-35225 | 069-35225 | TMC | MHHS-TMC | TMC-Laboratory-Hematology (1R) | Hemo | 7/1/19 |  | 7/1/20 |  | ANALYZERS, LABORATORY, HEMATOLOGY |  | ANALYZERHEMATOLOGY-Bio Data Corp-PAP-8E | ANALYZERHEMATOLOGY | PAP-8E |  |  |  | Bio.Data Corp | Analyzer, Hematology |  | ANALYZERHEMATOLOGY-Bio Data Corp-PAP-8E |  | 6/29/20 |  |  | Not Covered Vendor Only - Biomedical | MHHS-TMC
NO | YES |  |  |  | 069-35224 | 069-35224 | Bio/Data Corporation | PAP-8E |  | NSN | TMC-Laboratory-Hematology (1R) | MHHS-TMC |  | Analyzer, Hematology |  | 069-35224 | 069-35224 | TMC | MHHS-TMC | TMC-Laboratory-Hematology (1R) | Hemo | 4/1/19 |  | 4/1/20 |  | ANALYZERS, LABORATORY, HEMATOLOGY |  | ANALYZERHEMATOLOGY-Bio Data Corp-PAP-8E | ANALYZERHEMATOLOGY | PAP-8E |  |  |  | Bio.Data Corp | Analyzer, Hematology |  | ANALYZERHEMATOLOGY-Bio Data Corp-PAP-8E |  | 6/29/20 |  |  | Not Covered Vendor Only - Biomedical | MHHS-TMC
NO | NO |  |  |  | 069-17657 |  | Bio/Data Corporation | PAP-8E |  |  | TMC - LABORATORY - HEMATOLOGY (1R) | MHHS-TMC |  | Analyzer, Hematology |  | 069-17657 |  | TMC |  | TMC - LABORATORY - HEMATOLOGY (1R) | [5 empty] | ANALYZERS, LABORATORY, HEMATOLOGY |  | ANALYZERHEMATOLOGY-Bio Data Corp-PAP-8E | ANALYZERHEMATOLOGY | PAP-8E |  |  |  | Bio.Data Corp | Analyzer, Hematology |  | ANALYZERHEMATOLOGY-Bio Data Corp-PAP-8E |  |  |  |  | Not Covered Vendor Only - Biomedical | MHHS-TMC
NO | NO |  |  |  | 069-20326 |  | Bio/Data Corporation | PAP-8E |  |  | TMC - LABORATORY - HEMATOLOGY (1R) | MHHS-TMC |  | Analyzer, Hematology |  | 069-20326 |  | TMC |  | TMC - LABORATORY - HEMATOLOGY (1R) | [5 empty] | ANALYZERS, LABORATORY, HEMATOLOGY |  | ANALYZERHEMATOLOGY-Bio Data Corp-PAP-8E | ANALYZERHEMATOLOGY | PAP-8E |  |  |  | Bio.Data Corp | Analyzer, Hematology |  | ANALYZERHEMATOLOGY-Bio Data Corp-PAP-8E |  |  |  |  | Not Covered Vendor Only - Biomedical | MHHS-TMC
NO | YES |  |  |  | 013-20168 | 013-20168 | Biocare Medical, LLC | DESERT CHAMBER PRO |  | A1DBS-126 | SW-Laboratory-Histology | MHHS-Southwest |  |  |  | 013-20168 | 013-20168 | Southwest | MHHS-Southwest | SW-Laboratory-Histology | Lab |  |  |  |  | DRYERS |  | .needs class | [5 empty] | Biocare Medical LLC |  |  |  |  | 9/17/20 |  |  | Not Covered Vendor Only - Biomedical | MHHS-Southwest
YES | YES |  |  |  | 142-03042 | 142-03042 | Biodex | 132-502 |  |  | NE-Radiology |  |  |  |  | 142-03042 | 142-03042 | humble | MHHS-Northeast | NE-Radiology | NM |  |  |  | Pulmonex Xenon Systems
YES | YES |  |  |  | 099-04276 | 099-04276 | Biodex Medical Systems Inc | 05-605 | [7 empty] | 099-04276 | 099-04276 | Katy | Memorial Hermann Cancer Center - Northeast |  | Linear Acceleratin Storage | 2/1/20 | 2/1/20
NO | YES |  |  |  | 145-00349 | 145-00349 | Biodex Medical Systems Inc | 132-503 |  |  | Pearland-Radiology-Nuc Med |  |  |  |  | 145-00349 | 145-00349 | Pearland | MHHS-Pearland Hospital | Pearland-Radiology-Nuc Med | Nuc med crash cart | 12/1/19 | 12/1/20
YES | YES |  |  |  | 041-16762 | 041-16762 | Biodex Medical Systems Inc | 132-503 |  | But 11031085 | Memeoial City - Nuclear Medicine |  |  |  |  | 041-16762 | 041-16762 | West | Memorial Hermann Memorial City Medical Center | Memeoial City - Nuclear Medicine | E8 114
NO | YES |  |  |  | 041-16763 | 041-16763 | Biodex Medical Systems Inc | 132-503 |  |  | Memorial City-NucMed |  |  |  |  | 041-16763 | 041-16763 | West | Memorial Hermann Memorial City Medical Center | Memorial City-NucMed | E8 114 |  |  |  | Busted right rear roller. CNF PM sticker.
NO | YES |  |  |  | 142-03130 | 142-03130 | Biodex Medical Systems Inc | 187-225 |  |  | NE-Radiology |  |  |  |  | 142-03130 | 142-03130 | Katy | MHHS-Northeast | NE-Radiology | Stress lab | 9/1/19 | 9/1/20
NO | YES | Asset Tag 133-03216 |  |  | 133-03216 | 133-03216 | Biodex Medical Systems Inc |  |  |  | Katy-Nuclear Medicine |  |  |  |  | 133-03216 | 133-03216 | Katy | MHHS-Katy | Katy-Nuclear Medicine | Muclear Medicine | 10/1/18 | 10/1/19
NO | YES | Asset Tag 005-06376 |  |  | 005-06376 | 005-06376 | Biodex Medical Systems Inc |  |  |  | Nuc Med |  |  |  |  | 005-06376 | 005-06376 | South East | Memorial Herman Southeast 11800 ASTORIA | Nuc Med | Nuc med Thyroid Utake, holding rm.
NO | YES |  |  |  | 099-01947 | 099-01947 | Biodex Medical Systems Inc | 830-110 |  |  | SMR-(TMC)-Shepherd Square |  |  |  |  | 099-01947 | 099-01947 | TMC | MHHS-Others | SMR-(TMC)-Shepherd Square | Gym Floor
YES | YES |  |  |  | 041-33091 | 041-33091 | Biodex Medical Systems Inc | 835-210 |  |  | SMR - (MC) - MC IRONMAN [GARAGE5-STE101] |  |  |  |  | 041-33091 | 041-33091 | West | Memorial Hermann Memorial City | SMR - (MC) - MC IRONMAN [GARAGE5-STE101] | UT
YES | YES |  |  |  | 099-01948 | 099-01948 | Biodex Medical Systems Inc | 900-860 |  | 28-690 | SMR - (TMC) - SHEPHERD SQUARE |  |  |  |  | 099-01948 | 099-01948 | TMC | Sports Rehab | SMR - (TMC) - SHEPHERD SQUARE | Gym Floor
YES | YES |  |  |  | 005-04622 | 005-04622 | Biodex Medical Systems Inc | 950-130 |  | U05020956 | SMR - (PL) - PEARLAND WEST (SILVERLAKE) |  |  |  |  | 005-04622 | 005-04622 | Pearland | Memorial Hermann Sports Medicine | SMR - (PL) - PEARLAND WEST (SILVERLAKE) | Sports med | 9/1/19 | 9/1/20 |  |  |  | Exerciser/Ergometer, Arm | EXERCISERERGOMETERARM-BiodexMedSys-950-130 | [12 empty] | EEA-A | [10 empty] | EXERCISERERGOMETERARM | Exerciser/Ergometer, Arm | BiodexMedSys
NO | YES |  |  |  | 133-08575 | 133-08575 | Biodex Medical Systems Inc | AtomLab 500 |  | 086-242 | Katy-Nuclear Medicine |  |  |  |  | 133-08575 | 133-08575 | Katy | MHHS-Katy | Katy-Nuclear Medicine | Nuclear Medicine | 8/1/19 | 8/1/20
YES | YES |  |  |  | 009-34788 | 009-34788 | Biodex Medical Systems Inc | Atomlab 500 wwipe test chamber |  | NSN20020914-206341 | Memorial Hermann - Radiology |  |  |  |  | 009-34788 | 009-34788 | Central | Memorial Hermann Greater Heights Hospital | Memorial Hermann - Radiology | GH- NucMed room |  |  |  | No pm sticker
NO | YES | Asset Tag 133-03216 |  |  | 133-03216 | 133-03216 | Biodex Medical Systems Inc | Atomlab 950 |  |  | Katy Kmaging Dept |  |  |  |  | 133-03216 | 133-03216 |  | Memorial Hermann Katy | Katy Kmaging Dept | Nuclear Medicine | 9/1/18 | 9/1/19 |  |  | Thyroid reuptake | [22 empty] | 1/1/09
YES | YES |  |  |  | 069-24015 | 069-24015 | Biodex Medical Systems Inc | Atomlab 950 |  |  | OPID - (TMC) - MH IMAGING CENTER - 417 |  |  |  |  | 069-24015 | 069-24015 | TMC |  | OPID - (TMC) - MH IMAGING CENTER - 417 | Suite 1600
YES | YES | Serial Number Cnf |  |  | 099-06395 | 099-06395 | Biodex Medical Systems Inc | Cnf |  | Cnf | MEMORIAL CITY - NUCLEAR MEDICINE |  |  |  |  | 099-06395 | 099-06395 | West | Memorial city - nuke med | MEMORIAL CITY - NUCLEAR MEDICINE | Hot lab |  |  |  | No pm date found
YES | YES |  |  |  | 129-06445 | 129-06445 | Biodex Medical Systems Inc | Pulmonex II |  |  | SUGAR LAND - Nuclear Medicine |  |  |  |  | 129-06445 | 129-06445 | Sugar Land | Memorial Hermann Sugar Land Hospital | SUGAR LAND - Nuclear Medicine | W1 328.4 | 10/1/18 | 10/1/19
YES | YES |  |  |  | 005-04438 | 005-04438 | Biodex Medical Systems Inc | Pulmonex II |  | 040-9713 | Nuc med |  |  |  |  | 005-04438 | 005-04438 | Southeast | Memorial Hermann Southeast Hospital | Nuc med | Room 3
YES | YES |  |  |  | 005-01811 | 005-01811 | Biodex Medical Systems Inc | Pulmonex Xenon System |  |  | SE - RADIOLOGY - NUC MED |  |  |  |  | 005-01811 | 005-01811 | Southeast | Memorial Hermann Southeast Hospital | SE - RADIOLOGY - NUC MED | Nuc Med rm. 2
NO | YES |  |  |  | 241-01693 |  | Biodex Medical Systems, Inc. | 058-710 |  |  | TIRR-Radiology | MHHS-TIRR |  | Table, Exam |  | 241-01693 |  | TMC | MHHS-Others | TIRR-Radiology | Ultrasound | 10/1/19 |  |  |  | TABLES, EXAMINATION/TREATMENT |  | TABLEEXAM-BiodexMedSys-058-710 | TABLEEXAM | 058-710 |  |  |  | BiodexMedSys | Table, Exam |  | TABLEEXAM-BiodexMedSys-058-710 |  | 2/25/20 |  |  | No Coverage Specified | MHHS-TIRR
NO | NO |  |  |  | 583-00751 |  | Biodex Medical Systems, Inc. | 058-710 |  |  | CAHF - (KY) - KATY [MP2-STE200] | MHHS - Heart Failure Clinics |  | Table, Exam |  | 583-00751 |  | Katy |  | CAHF - (KY) - KATY [MP2-STE200] | [5 empty] | TABLES, EXAMINATION/TREATMENT |  | TABLEEXAM-BiodexMedSys-058-710 | TABLEEXAM | 058-710 |  |  |  | BiodexMedSys | Table, Exam |  | TABLEEXAM-BiodexMedSys-058-710 |  |  |  |  | Covered PM Repair - Biomedical | MHHS - Heart Failure Clinics
NO | YES |  |  |  | 129-06440 | 129-06440 | Biodex Medical Systems, Inc. | 058-720 |  |  | CAHF - (SL) - SUGAR LAND (MP2) | MHHS - Heart Failure Clinics |  | Table, X-Ray |  | 129-06440 | 129-06440 | Sugar Land | MHHS-Others | CAHF - (SL) - SUGAR LAND (MP2) | Echo | 10/1/17 |  | 10/1/18 |  | TABLES, EXAMINATION/TREATMENT |  | TABLEXRAY-BiodexMedSys-058-720 | TABLEXRAY | 058-720 |  |  |  | BiodexMedSys | Table, X-Ray |  | TABLEXRAY-BiodexMedSys-058-720 |  |  |  |  | Covered PM Repair - Biomedical | MHHS - Heart Failure Clinics
NO | NO |  |  |  | 129-02414 |  | Biodex Medical Systems, Inc. | 058-840 |  |  | SUGAR LAND - OR | MHHS-Sugarland |  | Table, Surgical, Electric |  | 129-02414 |  | Sugar Land |  | SUGAR LAND - OR | [5 empty] | TABLES, OPERATING |  | TABLESURGICALELECT-BiodexMedSys-058-840 | TABLESURGICALELECT | 058-840 |  |  |  | BiodexMedSys | Table, Surgical, Electric |  | TABLESURGICALELECT-BiodexMedSys-058-840 |  |  |  |  | Covered PM Repair - Biomedical | MHHS-Sugarland
NO | YES |  |  |  | 925-01124 | 925-01124 | Biodex Medical Systems, Inc. | 058-870 |  |  | MHOSH-OR | MHHS Orthopedic & Spine |  | Table, Surgical, Electric |  | 925-01124 | 925-01124 | Central & Greater Heights | MHHS-Orthopedic & Spine | MHOSH-OR |  | 8/3/17 |  |  |  | TABLES, IMAGING, RADIOGRAPHIC | Table, Surgical, Electric | TABLESURGICALELECT-BiodexMedSys-058-870 | TABLESURGICALELECT | 058-870 |  |  |  | BiodexMedSys | Table, Surgical, Electric |  | TABLESURGICALELECT-BiodexMedSys-058-870 |  |  | MHOSH Inventory Dec 2019 into 2020 - Copy.xls - Newly Verified | TSE-A | Covered PM Repair - Biomedical | MHHS Orthopedic & Spine | [8 empty] | TABLESURGICALELECT | Table, Surgical, Electric | BiodexMedSys
NO | YES |  |  |  | 929-00903 | 929-00903 | Biodex Medical Systems, Inc. | 058-870 |  |  | MHOSH-Radiology | MHHS Orthopedic & Spine |  | Table, Surgical, Electric |  | 929-00903 | 929-00903 | Central & Greater Heights | MHHS-Orthopedic & Spine | MHOSH-Radiology |  | 8/7/17 |  |  |  | TABLES, IMAGING, RADIOGRAPHIC | Table, Surgical, Electric | TABLESURGICALELECT-BiodexMedSys-058-870 | TABLESURGICALELECT | 058-870 |  |  |  | BiodexMedSys | Table, Surgical, Electric |  | TABLESURGICALELECT-BiodexMedSys-058-870 |  |  | MHOSH Inventory Dec 2019 into 2020 - Copy.xls - Newly Verified | TSE-A | Covered PM Repair - Biomedical | MHHS Orthopedic & Spine | [8 empty] | TABLESURGICALELECT | Table, Surgical, Electric | BiodexMedSys
NO | NO | [5 empty] | Biodex Medical Systems, Inc. | 132-503 |  |  | NE - RADIOLOGY | MHHS-Northeast | [5 empty] | Katy |  | NE - RADIOLOGY | [5 empty] | XENON SYSTEMS |  | .needs class |  |  |  |  | .needs class | BiodexMedSys | [7 empty] | Covered PM Repair - Biomedical | MHHS-Northeast
NO | NO |  |  |  | R-041-05842 |  | Biodex Medical Systems, Inc. | 187-225 |  |  | OPID - (MC) - MEMORIAL CITY - 422 (MP4) | MHHS-OPID |  | System, Thyroid Uptake |  | R-041-05842 |  | West & Memorial City |  | OPID - (MC) - MEMORIAL CITY - 422 (MP4) | [5 empty] | THYROID UPTAKE SYSTEM |  | SYSTEMTHYROIDUPTAKE-BiodexMedSys-187225 | SYSTEMTHYROIDUPTAKE |  |  |  |  | BiodexMedSys | System, Thyroid Uptake |  |  | SYSTEMTHYROIDUPTAKE-BiodexMedSys-187225 |  |  |  | Covered PM Repair - Biomedical | MHHS-OPID
NO | YES |  |  |  | 129-06812 | 129-06812 | Biodex Medical Systems, Inc. | 830-210 |  |  | SMR - (SL) - SL IRONMAN [MP2-STE100] | MHHS-SMR |  | Dynamometer |  | 129-06812 | 129-06812 | Sugar Land | MHHS-Others | SMR - (SL) - SL IRONMAN [MP2-STE100] |  | 3/1/19 |  |  |  | EXERCISERS | Dynamometer | DYNAMOMETER-BiodexMedSys-830-210 | DYNAMOMETER | 830-210 |  |  |  | BiodexMedSys | Dynamometer |  | DYNAMOMETER-BiodexMedSys-830-210 |  |  |  |  | Not Covered Vendor Only - Lab Ana/Anes | MHHS-SMR | [8 empty] | DYNAMOMETER | Dynamometer | BiodexMedSys
NO | YES |  |  |  | 069-37114 | 069-37114 | Biodex Medical Systems, Inc. | 900-800 |  | P020 | SMR - (TMC) - IRONMAN [MHMP-16FLR] | MHHS-SMR |  |  |  | 069-37114 | 069-37114 | TMC | MHHS-Others | SMR - (TMC) - IRONMAN [MHMP-16FLR] | Gym | 5/1/19 |  | 5/1/20 |  | EXERCISERS |  | .needs class |  |  |  |  | .needs class | BiodexMedSys | [7 empty] | Covered PM Repair - Biomedical | MHHS-SMR
NO | NO |  |  |  | 000-03601 |  | Biodex Medical Systems, Inc. | 945-130 |  | U9611154 | SMR - (SE) - ALVIN | MHHS-SMR |  | Exerciser/Ergometer, Arm |  | 000-03601 |  | Southeast & Bay Area |  | SMR - (SE) - ALVIN | [5 empty] | EXERCISERS |  | EXERCISERERGOMETERARM-BiodexMedSys-945-130 | EXERCISERERGOMETERARM | 945-130 |  |  |  | BiodexMedSys | Exerciser/Ergometer, Arm |  | EXERCISERERGOMETERARM-BiodexMedSys-945-130 |  |  |  |  | Covered PM Repair - Biomedical | MHHS-SMR
NO | YES |  |  |  | 005-04621 | 005-04621 | Biodex Medical Systems, Inc. | 950-110 |  | L05010269 | SMR-(PL)-Pearland West (Silverlake) | MHHS-SMR |  | Exerciser, CPM Machine |  | 005-04621 | 005-04621 | Pearland | MHHS-Others | SMR-(PL)-Pearland West (Silverlake) | Sports med | 9/1/19 | 9/1/20 |  |  | EXERCISERS | Exerciser, CPM Machine | EXERCISERCPMMACHINE-BiodexMedSys-950-110 | EXERCISERCPMMACHINE | 950-110 |  |  |  | BiodexMedSys | Exerciser, CPM Machine |  | EXERCISERCPMMACHINE-BiodexMedSys-950-110 |  | 8/18/18 |  | ECM-SA | Covered PM Repair - Biomedical | MHHS-SMR | [8 empty] | EXERCISERCPMMACHINE | Exerciser, CPM Machine | BiodexMedSys
NO | YES |  |  |  | 005-04623 | 005-04623 | Biodex Medical Systems, Inc. | 950-120 |  | S05010487 | SMR-(PL)-Pearland West (Silverlake) | MHHS-SMR |  | Exerciser/Ergometer, Bicycle |  | 005-04623 | 005-04623 | Pearland | MHHS-Others | SMR-(PL)-Pearland West (Silverlake) | Sports med | 9/1/19 | 9/1/20 |  |  | EXERCISERS | Exerciser/Ergometer, Bicycle | EXERCISERERGBICYCLE-BiodexMedSys-950-120 | EXERCISERERGBICYCLE | 950-120 |  |  |  | BiodexMedSys | Exerciser/Ergometer, Bicycle |  | EXERCISERERGBICYCLE-BiodexMedSys-950-120 |  | 8/17/18 |  | EEB-A | Covered PM Repair - Biomedical | MHHS-SMR | [8 empty] | EXERCISERERGBICYCLE | Exerciser/Ergometer, Bicycle | BiodexMedSys
NO | YES |  |  |  | 005-04624 | 005-04624 | Biodex Medical Systems, Inc. | 950-130 |  | U05010917 | SMR-(PL)-Pearland West (Silverlake) | MHHS-SMR |  | Exerciser/Ergometer, Arm |  | 005-04624 | 005-04624 | Pearland | MHHS-Others | SMR-(PL)-Pearland West (Silverlake) | Sports med | 9/1/19 | 9/1/20 |  |  | EXERCISERS | Exerciser/Ergometer, Arm | EXERCISERERGOMETERARM-BiodexMedSys-950-130 | EXERCISERERGOMETERARM | 950-130 |  |  |  | BiodexMedSys | Exerciser/Ergometer, Arm |  | EXERCISERERGOMETERARM-BiodexMedSys-950-130 |  | 9/18/18 |  | EEA-A | Covered PM Repair - Biomedical | MHHS-SMR | [8 empty] | EXERCISERERGOMETERARM | Exerciser/Ergometer, Arm | BiodexMedSys
NO | NO | [5 empty] | Biodex Medical Systems, Inc. | 950-275 |  |  | TIRR - THERAPY GYM | MHHS-TIRR |  | Treadmill |  |  |  | TMC |  | TIRR - THERAPY GYM | [5 empty] | TREADMILLS |  | TREADMILL-BiodexMedSys-950-275 | TREADMILL | 950-275 |  |  |  | BiodexMedSys | Treadmill |  | TREADMILL-BiodexMedSys-950-275 |  |  |  |  | Covered PM Repair - Biomedical | MHHS-TIRR
NO | NO |  |  |  | 241-02675 |  | Biodex Medical Systems, Inc. | 950-440 |  |  | TIRR - OP - WEST UNIVERSITY CLINIC | MHHS-TIRR |  | Balance, Electronic |  | 241-02675 |  | TMC |  | TIRR - OP - WEST UNIVERSITY CLINIC | [5 empty] | EXERCISERS |  | BALANCEELECTRONIC-BiodexMedSys-950-440 | BALANCEELECTRONIC | 950-440 |  |  |  | BiodexMedSys | Balance, Electronic |  | BALANCEELECTRONIC-BiodexMedSys-950-440 |  |  |  |  | Covered PM Repair - Biomedical | MHHS-TIRR
NO | NO | [5 empty] | Biodex Medical Systems, Inc. | ATOMLAB 100 |  |  | MH MG - (STX) - SOUTH TEXAS - WHARTON | MHHS-MG | [5 empty] | South |  | MH MG - (STX) - SOUTH TEXAS - WHARTON | [5 empty] | CALIBRATORS, RADIOPHARMACEUTICAL |  | CALIBRATORISOTOPE-BiodexMedSys-AtomLab 100 086-250 |  |  |  |  | CALIBRATORISOTOPE-BiodexMedSys-AtomLab 100 086-250 | BiodexMedSys | [7 empty] | Not Covered Vendor Only - Biomedical | MHHS-MG
NO | NO | [5 empty] | Biodex Medical Systems, Inc. | ATOMLAB 100 |  |  | SW - HVI - NONINVASIVE CARDIOLOGY | MHHS-Southwest | [5 empty] | Southwest |  | SW - HVI - NONINVASIVE CARDIOLOGY | [5 empty] | CALIBRATORS, RADIOPHARMACEUTICAL |  | CALIBRATORISOTOPE-BiodexMedSys-AtomLab 100 086-250 |  |  |  |  | CALIBRATORISOTOPE-BiodexMedSys-AtomLab 100 086-250 | BiodexMedSys | [7 empty] | Not Covered Vendor Only - Biomedical | MHHS-Southwest
NO | YES |  |  |  | 142-06163 |  | Biodex Medical Systems, Inc. | ATOMLAB 200 |  |  | NE - RADIOLOGY | MHHS-Northeast |  | Dosimeter, Radiation |  | 142-06163 |  | Katy |  | NE - RADIOLOGY |  | 5/22/19 |  |  |  | CALIBRATORS, RADIOPHARMACEUTICAL |  | DOSIMETERRADIATION-BiodexMedSys-AtomLab 200 | DOSIMETERRADIATION | AtomLab 200 |  |  |  | BiodexMedSys | Dosimeter, Radiation |  | DOSIMETERRADIATION-BiodexMedSys-AtomLab 200 |  | 1/1/20 |  |  | Not Covered Vendor Only - Biomedical | MHHS-Northeast
NO | NO |  |  |  | 151-02060 |  | Biodex Medical Systems, Inc. | ATOMLAB 500 |  |  | CY - IMAGING | MHHS-Cypress |  |  |  | 151-02060 |  | Northwest & Cypress |  | CY - IMAGING | [5 empty] | CALIBRATORS, RADIOPHARMACEUTICAL |  | CALIBRATORISOTOPE-BiodexMedSys-AtomLab500 086-331 |  |  |  |  | CALIBRATORISOTOPE-BiodexMedSys-AtomLab500 086-331 | BiodexMedSys | [7 empty] | Not Covered Vendor Only - Biomedical | MHHS-Cypress
NO | YES |  |  |  |  | 013-06588 | Biodex Medical Systems, Inc. | ATOMLAB 930 |  |  | SW - RADIOLOGY | MHHS-Southwest |  | System, Thyroid Uptake |  |  | 013-06588 | Southwest | MHHS-Southwest | SW - RADIOLOGY | [5 empty] | THYROID UPTAKE SYSTEM |  | SYSTEMTHYROIDUPTAKE-BiodexMedSys-Atomlab 930 | SYSTEMTHYROIDUPTAKE | Atomlab 930 |  |  |  | BiodexMedSys | System, Thyroid Uptake |  | SYSTEMTHYROIDUPTAKE-BiodexMedSys-Atomlab 930 |  | 1/1/20 |  |  | Not Covered Vendor Only - Biomedical | MHHS-Southwest
NO | YES |  |  |  | R-145-THYROID |  | Biodex Medical Systems, Inc. | ATOMLAB 950 |  |  | PEARLAND - RADIOLOGY - NUC MED | MHHS-Pearland Hospital |  | System, Thyroid Uptake |  | R-145-THYROID |  | Pearland |  | PEARLAND - RADIOLOGY - NUC MED |  | 5/31/19 |  |  |  | THYROID UPTAKE SYSTEM |  | SYSTEMTHYROIDUPTAKE-BiodexMedSys-Atomlab 950 | SYSTEMTHYROIDUPTAKE | Atomlab 950 |  |  |  | BiodexMedSys | System, Thyroid Uptake |  | SYSTEMTHYROIDUPTAKE-BiodexMedSys-Atomlab 950 |  | 1/1/20 |  |  | Not Covered Vendor Only - Biomedical | MHHS-Pearland Hospital
NO | YES | [5 empty] | Biodex Medical Systems, Inc. | ATOMLAB 950 |  |  | Woodlands-Radiology | MHHS-Woodlands |  | System, Thyroid Uptake |  |  |  | Woodlands | MHHS-Woodlands | Woodlands-Radiology |  | 2/1/19 |  |  |  | THYROID UPTAKE SYSTEM | System, Thyroid Uptake | SYSTEMTHYROIDUPTAKE-BiodexMedSys-Atomlab 950 | SYSTEMTHYROIDUPTAKE | Atomlab 950 |  |  |  | BiodexMedSys | System, Thyroid Uptake |  | SYSTEMTHYROIDUPTAKE-BiodexMedSys-Atomlab 950 |  | 1/1/20 |  | STU-A | Not Covered Vendor Only - Biomedical | MHHS-Woodlands | [8 empty] | SYSTEMTHYROIDUPTAKE | System, Thyroid Uptake | BiodexMedSys
NO | NO |  |  |  | 151-02065 |  | Biodex Medical Systems, Inc. | ATOMLAB 960 |  |  | CY - IMAGING | MHHS-Cypress |  | System, Thyroid Uptake |  | 151-02065 |  | Northwest & Cypress |  | CY - IMAGING | [5 empty] | SPECTROPHOTOMETERS |  | SYSTEMTHYROIDUPTAKE-BiodexMedSys-Atomlab 960 | SYSTEMTHYROIDUPTAKE | Atomlab 960 |  |  |  | BiodexMedSys | System, Thyroid Uptake |  | SYSTEMTHYROIDUPTAKE-BiodexMedSys-Atomlab 960 |  |  |  |  | Not Covered Vendor Only - Biomedical | MHHS-Cypress
NO | NO |  |  |  | 009-10875 |  | Biodex Medical Systems, Inc. | ECHO PRO 058-700 |  |  | CAHF - (GH) - GREATER HEIGHTS [MP1-STE250] | MHHS - Heart Failure Clinics |  | Table, X-Ray |  | 009-10875 |  | Central & Greater Heights |  | CAHF - (GH) - GREATER HEIGHTS [MP1-STE250] | [5 empty] | TABLES, IMAGING, RADIOGRAPHIC |  | TABLEXRAY-BiodexMedSys-Echo Pro 058-700 | TABLEXRAY | Echo Pro 058-700 |  |  |  | BiodexMedSys | Table, X-Ray |  | TABLEXRAY-BiodexMedSys-Echo Pro 058-700 |  |  |  |  | Covered PM Repair - Biomedical | MHHS - Heart Failure Clinics
NO | YES |  |  |  | 029-08619 | 029-08619 | Biodex Medical Systems, Inc. | GAIT TRAINER 3 |  |  | SMR-(WDLS)-Med Plaza 4 (Mp4) | MHHS-SMR |  |  |  | 029-08619 | 029-08619 | Woodlands | MHHS-Others | SMR-(WDLS)-Med Plaza 4 (Mp4) | Open Gym | 8/1/19 |  | 8/1/20 |  | TREADMILLS |  | .needs class | [5 empty] | BiodexMedSys | [7 empty] | Covered PM Repair - Biomedical | MHHS-SMR
NO | YES | [5 empty] | Biodex Medical Systems, Inc. | PULMONEX |  |  | GH-ER | MHHS-Greater Heights |  | System, Xenon |  |  |  | Central | MHHS-Greater Heights | GH-ER | Rad NucMed | 1/1/19 |  | 1/1/20 |  | XENON SYSTEMS | System, Xenon | SYSTEMXENON-BiodexMedSys-Pulmonex | SYSTEMXENON | Pulmonex |  |  |  | BiodexMedSys | System, Xenon |  | SYSTEMXENON-BiodexMedSys-Pulmonex |  |  |  |  | Covered PM Repair - Biomedical | MHHS-Greater Heights | [8 empty] | SYSTEMXENON | System, Xenon | BiodexMedSys
NO | YES |  |  |  | 133-04407 | 133-04407 | Biodex Medical Systems, Inc. | PULMONEX |  |  | Katy-Nuclear Medicine | MHHS-Katy |  | System, Xenon |  | 133-04407 | 133-04407 | Katy | MHHS-Katy | Katy-Nuclear Medicine | Nuclear med 1 | 4/1/19 | 4/1/20 |  |  | XENON SYSTEMS | System, Xenon | SYSTEMXENON-BiodexMedSys-Pulmonex | SYSTEMXENON | Pulmonex |  |  |  | BiodexMedSys | System, Xenon |  | SYSTEMXENON-BiodexMedSys-Pulmonex |  |  |  |  | Covered PM Repair - Biomedical | MHHS-Katy | [8 empty] | SYSTEMXENON | System, Xenon | BiodexMedSys
NO | YES |  |  |  | 029-32304 | 029-32304 | Biodex Medical Systems, Inc. | PULMONEX |  |  | Woodlands-Nuc Med | MHHS-Woodlands |  | System, Xenon |  | 029-32304 | 029-32304 | Woodlands | MHHS-Woodlands | Woodlands-Nuc Med | NM rm 3 | 2/1/19 |  |  |  | XENON SYSTEMS | System, Xenon | SYSTEMXENON-BiodexMedSys-Pulmonex | SYSTEMXENON | Pulmonex |  |  |  | BiodexMedSys | System, Xenon |  | SYSTEMXENON-BiodexMedSys-Pulmonex |  |  |  |  | Covered PM Repair - Biomedical | MHHS-Woodlands | [8 empty] | SYSTEMXENON | System, Xenon | BiodexMedSys
NO | NO | [5 empty] | Biodex Medical Systems, Inc. | PULMONEX 130-502 |  |  | MEMORIAL CITY - NUCLEAR MEDICINE | MHHS-Mem City | [5 empty] | West & Memorial City |  | MEMORIAL CITY - NUCLEAR MEDICINE | [5 empty] | ANALYZERS, PHYSIOLOGIC, PULMONARY FUNCTION |  | .needs class | [5 empty] | BiodexMedSys | [7 empty] | Covered PM Repair - Biomedical | MHHS-Mem City
NO | YES |  |  |  | 151-02066 | 151-02066 | Biodex Medical Systems, Inc. | PULMONEX II |  |  | CY-Cardiopulmonary | MHHS-Cypress |  | System, Xenon |  | 151-02066 | 151-02066 | Northwest | MHHS-Cypress | CY-Cardiopulmonary | Imaging Room | 3/1/19 | 3/1/20 |  |  | XENON SYSTEMS | System, Xenon | SYSTEMXENON-BiodexMedSys-Pulmonex II | SYSTEMXENON | Pulmonex II |  |  |  | BiodexMedSys | System, Xenon |  | SYSTEMXENON-BiodexMedSys-Pulmonex II |  |  |  |  | Covered PM Repair - Biomedical | MHHS-Cypress | [8 empty] | SYSTEMXENON | System, Xenon | BiodexMedSys
NO | YES |  |  |  | R-005-XENON1 |  | Biodex Medical Systems, Inc. | PULMONEX II |  |  | SE - RADIOLOGY - NUC MED | MHHS-Southeast |  | System, Xenon |  | R-005-XENON1 |  | Southeast & Bay Area |  | SE - RADIOLOGY - NUC MED |  | 12/6/19 |  |  |  | XENON SYSTEMS |  | SYSTEMXENON-BiodexMedSys-Pulmonex II | SYSTEMXENON | Pulmonex II |  |  |  | BiodexMedSys | System, Xenon |  | SYSTEMXENON-BiodexMedSys-Pulmonex II |  |  |  |  | Covered PM Repair - Biomedical | MHHS-Southeast
NO | YES |  |  |  | 013-37486 |  | Biodex Medical Systems, Inc. | PULMONEX II |  |  | SW - RADIOLOGY | MHHS-Southwest |  | System, Xenon |  | 013-37486 |  | Southwest | Memorial Hermann Southwest Hospital | SW - RADIOLOGY | Nuc med rm 3 |  |  |  |  | XENON SYSTEMS |  | SYSTEMXENON-BiodexMedSys-Pulmonex II | SYSTEMXENON | Pulmonex II |  |  |  | BiodexMedSys | System, Xenon |  | SYSTEMXENON-BiodexMedSys-Pulmonex II |  |  |  |  | Covered PM Repair - Biomedical | MHHS-Southwest
NO | YES | [5 empty] | Biodex Medical Systems, Inc. | PULMONEX II |  |  | TMC-Radiology-Nuc Med | MHHS-TMC |  | System, Xenon |  |  |  | TMC | MHHS-TMC | TMC-Radiology-Nuc Med | Nuc med | 10/1/19 |  | 10/1/20 |  | XENON SYSTEMS |  | SYSTEMXENON-BiodexMedSys-Pulmonex II | SYSTEMXENON | Pulmonex II |  |  |  | BiodexMedSys | System, Xenon |  | SYSTEMXENON-BiodexMedSys-Pulmonex II |  |  |  |  | Not Covered Vendor Only - Biomedical | MHHS-TMC
NO | YES | [5 empty] | Biodex Medical Systems, Inc. | PULMONEX II |  |  | TMC - RADIOLOGY - NUC MED | MHHS-TMC |  | System, Xenon |  |  |  | TMC |  | TMC - RADIOLOGY - NUC MED |  | 10/31/19 |  |  |  | XENON SYSTEMS |  | SYSTEMXENON-BiodexMedSys-Pulmonex II | SYSTEMXENON | Pulmonex II |  |  |  | BiodexMedSys | System, Xenon |  | SYSTEMXENON-BiodexMedSys-Pulmonex II |  |  |  |  | Covered PM Repair - Biomedical | MHHS-TMC
NO | YES |  |  |  | 029-02067 | 029-02067 | Biodex Medical Systems, Inc. | PULMONEX II |  |  | Woodlands-Nuc Med | MHHS-Woodlands |  | System, Xenon |  | 029-02067 | 029-02067 | Woodlands | MHHS-Woodlands | Woodlands-Nuc Med | N1 514.1 | 5/1/19 |  |  |  | XENON SYSTEMS | System, Xenon | SYSTEMXENON-BiodexMedSys-Pulmonex II | SYSTEMXENON | Pulmonex II |  |  |  | BiodexMedSys | System, Xenon |  | SYSTEMXENON-BiodexMedSys-Pulmonex II |  |  |  |  | Covered PM Repair - Biomedical | MHHS-Woodlands | [8 empty] | SYSTEMXENON | System, Xenon | BiodexMedSys
NO | NO |  |  |  | R-005-XENON2 |  | Biodex Medical Systems, Inc. | PULMONEX II |  |  | SE - RADIOLOGY - NUC MED | MHHS-Southeast |  | System, Xenon |  | R-005-XENON2 |  | Southeast & Bay Area |  | SE - RADIOLOGY - NUC MED | [5 empty] | XENON SYSTEMS |  | SYSTEMXENON-BiodexMedSys-Pulmonex II | SYSTEMXENON | Pulmonex II |  |  |  | BiodexMedSys | System, Xenon |  | SYSTEMXENON-BiodexMedSys-Pulmonex II |  |  |  |  | Covered PM Repair - Biomedical | MHHS-Southeast
NO | YES |  |  |  | 069-36757 | 069-36757 | Biodex Medical Systems, Inc. | SYSTEM 3 |  |  | SMR-(TMC)-Shepherd Square | MHHS-SMR |  | Dynamometer |  | 069-36757 | 069-36757 | TMC | MHHS-Others | SMR-(TMC)-Shepherd Square | Gym Floor | 3/1/19 | 3/1/20 |  |  | DYNAMOMETER EXERCISE SYSTEMS, COMPUTERIZED | Dynamometer | DYNAMOMETER-BiodexMedSys-System 3 | DYNAMOMETER | System 3 |  |  |  | BiodexMedSys | Dynamometer |  | DYNAMOMETER-BiodexMedSys-System 3 |  | 6/1/18 |  |  | Covered PM Repair - Biomedical | MHHS-SMR | [8 empty] | DYNAMOMETER | Dynamometer | BiodexMedSys
NO | YES |  |  |  | 041-18853 | 041-18853 | Biodex Medical Systems, Inc. | SYSTEM 4 PRO |  | p264 | SMR - (MC) - MC IRONMAN [GARAGE5-STE101] | MHHS-SMR |  | Dynamometer |  | 041-18853 | 041-18853 | West | MHHS-Others | SMR - (MC) - MC IRONMAN [GARAGE5-STE101] | UT | 6/1/19 |  |  |  | DYNAMOMETER EXERCISE SYSTEMS, COMPUTERIZED |  | DYNAMOMETER-BiodexMedSys-System 4 PRO | DYNAMOMETER | System 4 PRO |  |  |  | BiodexMedSys | Dynamometer |  | DYNAMOMETER-BiodexMedSys-System 4 PRO |  | 6/1/18 |  |  | Covered PM Repair - Biomedical | MHHS-SMR
NO | NO |  |  |  | 069-41928 |  | Biodex Medical Systems, Inc. | SYSTEM 4 PRO |  |  | SMR - (TMC) - IRONMAN [MHMP-16FLR] | MHHS-SMR |  | Dynamometer |  | 069-41928 |  | TMC |  | SMR - (TMC) - IRONMAN [MHMP-16FLR] | [5 empty] | DYNAMOMETER EXERCISE SYSTEMS, COMPUTERIZED |  | DYNAMOMETER-BiodexMedSys-System 4 PRO | DYNAMOMETER | System 4 PRO |  |  |  | BiodexMedSys | Dynamometer |  | DYNAMOMETER-BiodexMedSys-System 4 PRO |  |  |  |  | Covered PM Repair - Biomedical | MHHS-SMR
YES | YES |  |  |  | 099-05333 | 099-05333 | Biohit | E300 |  | Nsn | Memorial Hermann- Texas Medical Center Ribinson |  |  |  |  | 099-05333 | 099-05333 |  | TMC | Memorial Hermann- Texas Medical Center Ribinson | Clean area | 3/1/20 |  |  | No PM Sticker
YES | YES |  |  |  | 099-09405 | 099-09405 | Biohit | E300 |  |  | 1R hemotology |  |  |  |  | 099-09405 | 099-09405 | TMC | Memorial Hermann-Texas Medical Center | 1R hemotology | Hemotlogy
YES | YES |  |  |  | 142-09216 | 142-09216 | Biomed Devices | 2003GE |  | 047010B | Woodlands hospital |  |  |  |  | 142-09216 | 142-09216 | Woodlands | Memorial Hermann The Woodlands Medical Center | Woodlands hospital | Biomed shop | 3/1/20 |  |  | No PM sticker
NO | YES |  |  |  | 005-11762 |  | BioMedical Life Systems Inc | EMS 2000 |  | E30037-L9JTP | SMR - (SE) - BEAUMONT | MHHS-SMR |  | Stimulator, Neuromuscular |  | 005-11762 |  | Southeast & Bay Area |  | SMR - (SE) - BEAUMONT | [5 empty] | STIMULATORS, ELECTRICAL, NEUROMUSCULAR |  | STIMNEUROMUSC-BioMedical Life Sys-EMS 2000 | STIMNEUROMUSC | EMS 2000 |  |  |  | BioMed Life Sys | Stimulator, Neuromuscular |  | STIMNEUROMUSC-BioMedical Life Sys-EMS 2000 |  |  |  |  | Covered PM Repair - Biomedical | MHHS-SMR
YES | YES |  |  |  | 099-13405 | 099-13405 | BioMedical Life Systems Inc | GV 350 |  |  | SMR - (MC) - BASEBALL USA |  |  |  |  | 099-13405 | 099-13405 | West | Memorial Hermann Sports Medicine | SMR - (MC) - BASEBALL USA |  |  |  |  | New Add
NO | NO |  |  |  | 069-23232 |  | BioMedical Life Systems Inc | GV350 |  | G19567 | SMR - (TMC) - IRONMAN [MHMP-16FLR] | MHHS-SMR |  |  |  | 069-23232 |  | TMC |  | SMR - (TMC) - IRONMAN [MHMP-16FLR] | [5 empty] | STIMULATORS, ELECTRICAL, NEUROMUSCULAR |  | .needs class | [5 empty] | BioMed Life Sys | [7 empty] | Covered PM Repair - Biomedical | MHHS-SMR
NO | NO |  |  |  | 145-00970 |  | BioMedical Life Systems Inc | IMPULSE EMS D7 |  | 064487/2015A | PEARLAND - REHAB SERVICES | MHHS-Pearland Hospital |  | Stimulator, Neuromuscular |  | 145-00970 |  | Pearland |  | PEARLAND - REHAB SERVICES | [5 empty] | STIMULATORS, ELECTRICAL, NEUROMUSCULAR |  | STIMNEUROMUSC-BioMedical Life Sys-Impulse EMS D7 | STIMNEUROMUSC | Impulse EMS D7 |  |  |  | BioMed Life Sys | Stimulator, Neuromuscular |  | STIMNEUROMUSC-BioMedical Life Sys-Impulse EMS D7 |  |  |  |  | Not Covered Vendor Only - Biomedical | MHHS-Pearland Hospital
YES | YES |  |  |  | 074-06073 | 074-06073 | BioMedical Life Systems Inc | Impulse TENS D5 |  | 52070/20103 | SMR - (WDLS) - WL IRONMAN [PINECROFT-STE450] |  |  |  |  | 074-06073 | 074-06073 | Woodlands | IRONMAN Sports Medicine Institute at Memorial Hermann The Woodlands (#450) | SMR - (WDLS) - WL IRONMAN [PINECROFT-STE450] | Cabinets |  |  |  | New add
YES | YES |  |  |  | 074-06074 | 074-06074 | BioMedical Life Systems Inc | Impulse TENS D5 |  | 52083/2010J | SMR - (WDLS) - WL IRONMAN [PINECROFT-STE450] |  |  |  |  | 074-06074 | 074-06074 | Woodlands | IRONMAN Sports Medicine Institute at Memorial Hermann The Woodlands (#450) | SMR - (WDLS) - WL IRONMAN [PINECROFT-STE450] | Cabinets
YES | YES |  |  |  | 074-06075 | 074-06075 | BioMedical Life Systems Inc | Impulse TENS D5 |  | 52065/2010J | SMR - (WDLS) - WL IRONMAN [PINECROFT-STE450] |  |  |  |  | 074-06075 | 074-06075 | Woodlands | IRONMAN Sports Medicine Institute at Memorial Hermann The Woodlands (#450) | SMR - (WDLS) - WL IRONMAN [PINECROFT-STE450] | Cabinets
YES | YES |  |  |  | 074-06076 | 074-06076 | BioMedical Life Systems Inc | Impulse TENS D5 |  | 52068/2010J | SMR - (WDLS) - WL IRONMAN [PINECROFT-STE450] |  |  |  |  | 074-06076 | 074-06076 | Woodlands | IRONMAN Sports Medicine Institute at Memorial Hermann The Woodlands (#450) | SMR - (WDLS) - WL IRONMAN [PINECROFT-STE450] | Cabinets
NO | YES |  |  |  | 041-15405 | 041-15405 | Biomedical Systems Corp.. | 101NR |  |  | MH MG - (MC) - MC CARDIOLOGY (MP4) STE400 | MHHS-MG |  | Monitor, Cardiac, Fixed |  | 041-15405 | 041-15405 | West | MHHS-MG | MH MG - (MC) - MC CARDIOLOGY (MP4) STE400 | Across from the hot lab | 11/1/19 |  | 11/1/20 |  | MONITORS, PHYSIOLOGIC, VITAL SIGNS |  | MONITORCARDIACFIXED-Ivy Biomed Sys-101NR | MONITORCARDIACFIXED | 101NR |  |  |  | Ivy Biomed Sys | Monitor, Cardiac, Fixed |  |  | MONITORCARDIACFIXED-Ivy Biomed Sys-101NR | 7/1/18 |  |  | Covered PM Repair - Biomedical | MHHS-MG
NO | YES |  |  |  | 133-10211 | 133-10211 | Biomedical Systems Corp.. | 101T |  |  | Katy-Nuclear Medicine | MHHS-Katy |  | Monitor, Cardiac, Fixed |  | 133-10211 | 133-10211 | Katy | MHHS-Katy | Katy-Nuclear Medicine | Nuclear med 2 | 5/1/19 | 5/1/20 |  |  | MONITORS, PHYSIOLOGIC, VITAL SIGNS | Monitor, Cardiac, Fixed | MONITORCARDIACFIXED-Ivy Biomed Sys-101T | MONITORCARDIACFIXED | 101T |  |  |  | Ivy Biomed Sys | Monitor, Cardiac, Fixed |  |  | MONITORCARDIACFIXED-Ivy Biomed Sys-101T | 7/1/18 |  | MCH-A | Covered PM Repair - Biomedical | MHHS-Katy | [8 empty] | MONITORCARDIACFIXED | Monitor, Cardiac, Fixed | Ivy Biomed Sys
NO | NO |  |  |  | 029-03540 |  | Biomedical Systems Corp.. | 101T |  |  | WOODLANDS - NUC MED | MHHS-Woodlands |  | Monitor, Cardiac, Fixed |  | 029-03540 |  | Woodlands |  | WOODLANDS - NUC MED | [5 empty] | MONITORS, PHYSIOLOGIC, VITAL SIGNS |  | MONITORCARDIACFIXED-Ivy Biomed Sys-101T | MONITORCARDIACFIXED | 101T |  |  |  | Ivy Biomed Sys | Monitor, Cardiac, Fixed |  |  | MONITORCARDIACFIXED-Ivy Biomed Sys-101T |  |  |  | Covered PM Repair - Biomedical | MHHS-Woodlands
YES | YES |  |  |  | 099-08890 | 099-08890 | bioMerieux Inc | BacT Alert VIRTUO |  | (21)VRTB-00353 | SW - Lab |  |  |  |  | 099-08890 | 099-08890 | Southwest | Memorial Hermann Southwest Hospital | SW - Lab | Microbiology |  |  |  | New Add
YES | YES |  |  |  | 099-08891 | 099-08891 | bioMerieux Inc | BacT Alert VIRTUO |  | (21)VRTB-00352 | SW - Lab |  |  |  |  | 099-08891 | 099-08891 | Southwest | Memorial Hermann Southwest Hospital | SW - Lab | Microbiology |  |  |  | New Add
YES | YES |  |  |  | 099-08892 | 099-08892 | bioMerieux Inc | BacT Alert VIRTUO |  | (21)VRTA-00979 | SW - Lab |  |  |  |  | 099-08892 | 099-08892 | Southwest | Memorial Hermann Southwest Hospital | SW - Lab | Microbiology |  |  |  | New Add
YES | YES |  |  |  | 099-08893 | 099-08893 | bioMerieux Inc | BacT Alert VIRTUO |  | (21)VRTB-00375 | SW - Lab |  |  |  |  | 099-08893 | 099-08893 | Southwest | Memorial Hermann Southwest Hospital | SW - Lab | Microbiology |  |  |  | New Add
YES | YES |  |  |  | 099-08894 | 099-08894 | bioMerieux Inc | BacT Alert VIRTUO |  | (21)VRTB-00350 | SW - Lab |  |  |  |  | 099-08894 | 099-08894 | Southwest | Memorial Hermann Southwest Hospital | SW - Lab | Microbiology |  |  |  | New Add
YES | YES |  |  |  | 099-08895 | 099-08895 | bioMerieux Inc | BacT Alert VIRTUO |  | (21)VRTB-00349 | SW - Lab |  |  |  |  | 099-08895 | 099-08895 | Southwest | Memorial Hermann Southwest Hospital | SW - Lab | Microbiology |  |  |  | New Add
YES | YES |  |  |  | 099-11008 | 099-11008 | bioMerieux Inc | BacT Alert VIRTUO |  | (21)VRTA-00953 | SW - Lab |  |  |  |  | 099-11008 | 099-11008 | Southwest | Memorial Hermann Southwest Hospital | SW - Lab | Microbiology |  |  |  | New Add
YES | YES |  |  |  | 099-11009 | 099-11009 | bioMerieux Inc | BacT Alert VIRTUO |  | (21)VRTB-00366 | SW - Lab |  |  |  |  | 099-11009 | 099-11009 | Southwest | Memorial Hermann Southwest Hospital | SW - Lab | Microbiology |  |  |  | New Add
YES | YES |  |  |  | 099-11010 | 099-11010 | bioMerieux Inc | BacT Alert VIRTUO |  | (21)VRTB-00351 | SW - Lab |  |  |  |  | 099-11010 | 099-11010 | Southwest | Memorial Hermann Southwest Hospital | SW - Lab | Microbiology |  |  |  | New Add
YES | YES |  |  |  | 099-11011 | 099-11011 | bioMerieux Inc | BacT Alert VIRTUO |  | (21)VRTB-00347 | SW - Lab |  |  |  |  | 099-11011 | 099-11011 | Southwest | Memorial Hermann Southwest Hospital | SW - Lab | Microbiology |  |  |  | New Add
YES | YES |  |  |  | 099-11012 | 099-11012 | bioMerieux Inc | BacT Alert VIRTUO |  | (21)VRTA-00954 | SW - Lab |  |  |  |  | 099-11012 | 099-11012 | Southwest | Memorial Hermann Southwest Hospital | SW - Lab | Microbiology |  |  |  | New Add
YES | YES |  |  |  | 029-05297 | 029-05297 | bioMerieux Inc | BacT/Alert 3D |  | 809IR7134 | WOODLANDS - LABORATORY - BLOOD BANK |  |  |  |  | 029-05297 | 029-05297 | Woodlands | Memorial Hermann The Woodlands Medical Center | WOODLANDS - LABORATORY - BLOOD BANK | Lab | 3/1/20 | [5 empty] | Micro analyzer
YES | YES |  |  |  | 029-05296 | 029-05296 | bioMerieux Inc | BacT/Alert 3D |  | 711IR6769 | WOODLANDS - LABORATORY - BLOOD BANK |  |  |  |  | 029-05296 | 029-05296 | Woodlands | Memorial Hermann The Woodlands Medical Center | WOODLANDS - LABORATORY - BLOOD BANK | Lab
YES | YES |  |  |  | 029-05295 | 029-05295 | bioMerieux Inc | BacT/Alert 3D |  | 710CM5803 | WOODLANDS - LABORATORY - BLOOD BANK |  |  |  |  | 029-05295 | 029-05295 | Woodlands | Memorial Hermann The Woodlands Medical Center | WOODLANDS - LABORATORY - BLOOD BANK | Lab
YES | YES |  |  |  | 009-05494 | 009-05494 | bioMerieux Inc | Bact/alert control |  | 709 CM 5763 | GH - LABORATORY |  |  |  |  | 009-05494 | 009-05494 | Central | GH - LABORATORY | GH - LABORATORY | GH - LABORATORY
YES | YES |  |  |  |  | 583-01686 | bioMerieux Inc | Bact/alert left incubation module |  | 711 IL 6266 | GH - LABORATORY | [5 empty] | 583-01686 | Central | GH - LABORATORY | GH - LABORATORY | GH - LABORATORY
YES | YES |  |  |  | 583-01687 | 583-01687 | bioMerieux Inc | Bact/alert left incubation module |  | 708 IL 6164 | GH - LABORATORY |  |  |  |  | 583-01687 | 583-01687 | Central | GH - LABORATORY | GH - LABORATORY | GH - LABORATORY
YES | YES |  |  |  | 013-37657 | 013-37657 | bioMerieux Inc | PREVI Color Gram |  | NSN | SW-Lab |  |  |  |  | 013-37657 | 013-37657 | Southwest | Memorial Hermann Southwest Hospital Emergency Center | SW-Lab | Microbiology
YES | YES |  |  |  | 013-37533 | 013-37533 | bioMerieux Inc | PREVI Color Gram |  | NSN | SW-Lab |  |  |  |  | 013-37533 | 013-37533 | Southwest | Memorial Hermann Southwest Hospital Emergency Center | SW-Lab | Microbiology
YES | YES |  |  |  | 099-06522 | 099-06522 | bioMerieux Inc | PREVI Color Gram |  |  | SE - LABORATORY |  |  |  |  | 099-06522 | 099-06522 | Southeast | Memorial Hermann South East | SE - LABORATORY | Lab
YES | YES |  |  |  | 583-01689 | 583-01689 | bioMerieux Inc | PREVI Color Gram |  |  | GH - LABORATORY |  |  |  |  | 583-01689 | 583-01689 | Central | GH - LABORATORY | GH - LABORATORY | GH - LABORATORY
YES | YES |  |  |  | 099-01266 | 099-01266 | bioMerieux Inc | VIDAS |  | VN05602 | [5 empty] | 099-01266 | 099-01266 | Katy | Memorial Hermann Northeast Hospital |  | Lab | 2/1/20
YES | YES |  |  |  | 099-04794 | 099-04794 | bioMerieux Inc | Vidas 3 |  | VN05620 | PEARLAND - LABORATORY - MAIN |  |  |  |  | 099-04794 | 099-04794 | Pearland | Memorial Hermann Pearland Hospital | PEARLAND - LABORATORY - MAIN | Speciman Processing
YES | YES |  |  |  | 099-10994 | 099-10994 | bioMerieux Inc | Vidas 3 |  | VN04703 | SW - Laboratory |  |  |  |  | 099-10994 | 099-10994 | Southwest | Memorial Hermann Southwest Hospital | SW - Laboratory | Core Lab |  |  |  | New Add
NO | YES |  |  |  | 129-05877 | 129-05877 | bioMerieux, Inc | 99737 MINI VIDAS |  | IVD1210986 | Sugar Land-Laboratory | MHHS-Sugarland |  |  |  | 129-05877 | 129-05877 | Sugar Land | MHHS-Sugarland | Sugar Land-Laboratory |  | 2/1/15 | 2/1/16 |  |  | ANALYZERS, LABORATORY, CLINICAL CHEMISTRY | Analyzer, Immunochemistry | ANALYZERIMMUNOCHEMISTRY-bioMerieux-MINI VIDAS |  |  |  |  | ANALYZERIMMUNOCHEMISTRY-bioMerieux-MINI VIDAS | bioMerieux | [6 empty] | AI-A | Covered PM Repair - Biomedical | MHHS-Sugarland | [8 empty] | ANALYZERIMMUNOCHEMISTRY | Analyzer, Immunochemistry | bioMerieux
NO | YES |  |  |  | 151-02468 | 151-02468 | bioMerieux, Inc | bacT/ALERT 3D |  |  | CY-Laboratory | MHHS-Cypress |  | Analyzer, Microbiology |  | 151-02468 | 151-02468 | Northwest | MHHS-Cypress | CY-Laboratory | Micro | 2/1/19 | 2/1/20 |  |  | ANALYZERS, LABORATORY, MICROBIOLOGY | Analyzer, Microbiology | ANALYZERMICROBIOL-bioMerieux-BacT Alert 3D | ANALYZERMICROBIOL | BacT/Alert 3D |  |  |  | bioMerieux | Analyzer, Microbiology |  | ANALYZERMICROBIOL-bioMerieux-BacT Alert 3D |  | 12/1/20 |  | AMBIO-A | Not Covered Vendor Only - Biomedical | MHHS-Cypress | [8 empty] | ANALYZERMICROBIOL | Analyzer, Microbiology | bioMerieux
NO | YES |  |  |  |  | 099-03827 | bioMerieux, Inc | bacT/ALERT 3D |  | 102ir8223 | Katy-Laboratory | MHHS-Katy |  | Analyzer, Microbiology |  |  | 099-03827 | Katy | MHHS-Katy | Katy-Laboratory | Lab |  |  |  |  | ANALYZERS, LABORATORY, MICROBIOLOGY | Analyzer, Microbiology | ANALYZERMICROBIOL-bioMerieux-BacT Alert 3D | ANALYZERMICROBIOL | BacT/Alert 3D |  |  |  | bioMerieux | Analyzer, Microbiology |  | ANALYZERMICROBIOL-bioMerieux-BacT Alert 3D |  | 12/1/20 |  | AMBIO-A | Not Covered Vendor Only - Biomedical | MHHS-Katy | [8 empty] | ANALYZERMICROBIOL | Analyzer, Microbiology | bioMerieux
NO | YES |  |  |  |  | 099-03636 | bioMerieux, Inc | bacT/ALERT 3D |  | 408il4660 | Katy-Laboratory | MHHS-Katy |  | Analyzer, Microbiology |  |  | 099-03636 | Katy | MHHS-Katy | Katy-Laboratory | Lab |  |  |  |  | ANALYZERS, LABORATORY, MICROBIOLOGY | Analyzer, Microbiology | ANALYZERMICROBIOL-bioMerieux-BacT Alert 3D | ANALYZERMICROBIOL | BacT/Alert 3D |  |  |  | bioMerieux | Analyzer, Microbiology |  | ANALYZERMICROBIOL-bioMerieux-BacT Alert 3D |  | 12/1/20 |  | AMBIO-A | Not Covered Vendor Only - Biomedical | MHHS-Katy | [8 empty] | ANALYZERMICROBIOL | Analyzer, Microbiology | bioMerieux
NO | YES |  |  |  |  | 041-11451 | bioMerieux, Inc | bacT/ALERT 3D |  | 703 CM 5582 | MEMORIAL CITY - LABORATORY | MHHS-Mem City |  | Analyzer, Microbiology |  |  | 041-11451 | West |  | MEMORIAL CITY - LABORATORY | Lab |  |  |  |  | ANALYZERS, LABORATORY, MICROBIOLOGY |  | ANALYZERMICROBIOL-bioMerieux-BacT Alert 3D | ANALYZERMICROBIOL | BacT/Alert 3D |  |  |  | bioMerieux | Analyzer, Microbiology |  | ANALYZERMICROBIOL-bioMerieux-BacT Alert 3D |  |  |  |  | Not Covered Vendor Only - Biomedical | MHHS-Mem City
NO | YES |  |  |  |  | 142-00386 | bioMerieux, Inc | bacT/ALERT 3D |  |  | NE-Laboratory | MHHS-Northeast |  | Analyzer, Microbiology |  |  | 142-00386 | Katy | MHHS-Northeast | NE-Laboratory | Lab | 3/1/15 |  |  |  | ANALYZERS, LABORATORY, MICROBIOLOGY | Analyzer, Microbiology | ANALYZERMICROBIOL-bioMerieux-BacT Alert 3D | ANALYZERMICROBIOL | BacT/Alert 3D |  |  |  | bioMerieux | Analyzer, Microbiology |  | ANALYZERMICROBIOL-bioMerieux-BacT Alert 3D |  | 12/1/20 |  | AMBIO-A | Not Covered Vendor Only - Biomedical | MHHS-Northeast | [8 empty] | ANALYZERMICROBIOL | Analyzer, Microbiology | bioMerieux
NO | YES |  |  |  | 145-00935 | 145-00935 | bioMerieux, Inc | bacT/ALERT 3D |  | 6 06 CL3797 | SW-Laboratory-Microbiology | MHHS-Pearland Hospital |  | Analyzer, Microbiology |  | 145-00935 | 145-00935 | Southwest | MHHS-Southwest | SW-Laboratory-Microbiology | Micro-AFB Fungus |  |  |  |  | ANALYZERS, LABORATORY, MICROBIOLOGY | Analyzer, Microbiology | ANALYZERMICROBIOL-bioMerieux-BacT Alert 3D | ANALYZERMICROBIOL | BacT/Alert 3D |  |  |  | bioMerieux | Analyzer, Microbiology |  | ANALYZERMICROBIOL-bioMerieux-BacT Alert 3D |  | 12/1/20 |  | AMBIO-A | Not Covered Vendor Only - Biomedical | MHHS-Pearland Hospital | [8 empty] | ANALYZERMICROBIOL | Analyzer, Microbiology | bioMerieux
NO | YES |  |  |  | 145-00936 | 145-00936 | bioMerieux, Inc | bacT/ALERT 3D |  | 7 08 IL9267 | SW-Laboratory-Microbiology | MHHS-Pearland Hospital |  | Analyzer, Microbiology |  | 145-00936 | 145-00936 | Southwest | MHHS-Southwest | SW-Laboratory-Microbiology | Microbiology |  |  |  |  | ANALYZERS, LABORATORY, MICROBIOLOGY | Analyzer, Microbiology | ANALYZERMICROBIOL-bioMerieux-BacT Alert 3D | ANALYZERMICROBIOL | BacT/Alert 3D |  |  |  | bioMerieux | Analyzer, Microbiology |  | ANALYZERMICROBIOL-bioMerieux-BacT Alert 3D |  | 12/1/20 |  | AMBIO-A | Not Covered Vendor Only - Biomedical | MHHS-Pearland Hospital | [8 empty] | ANALYZERMICROBIOL | Analyzer, Microbiology | bioMerieux
NO | YES |  |  |  | 005-08116 | 005-08116 | bioMerieux, Inc | bacT/ALERT 3D |  | 708cm5748 | SE-Laboratory | MHHS-Southeast |  | Analyzer, Microbiology |  | 005-08116 | 005-08116 | Southeast | MHHS-Southeast | SE-Laboratory | Lab | 3/1/18 |  |  |  | ANALYZERS, LABORATORY, MICROBIOLOGY |  | ANALYZERMICROBIOL-bioMerieux-BacT Alert 3D | ANALYZERMICROBIOL | BacT/Alert 3D |  |  |  | bioMerieux | Analyzer, Microbiology |  | ANALYZERMICROBIOL-bioMerieux-BacT Alert 3D |  | 12/1/20 |  |  | Not Covered Vendor Only - Biomedical | MHHS-Southeast
NO | YES |  |  |  |  | 013-11616 | bioMerieux, Inc | bacT/ALERT 3D |  | NSN | SW-Laboratory-Microbiology | MHHS-Southwest |  | Analyzer, Microbiology |  |  | 013-11616 | Southwest | MHHS-Southwest | SW-Laboratory-Microbiology | Microbiology | 11/1/04 |  |  | PM Not Required | ANALYZERS, LABORATORY, MICROBIOLOGY | Analyzer, Microbiology | ANALYZERMICROBIOL-bioMerieux-BacT Alert 3D | ANALYZERMICROBIOL | BacT/Alert 3D |  |  |  | bioMerieux | Analyzer, Microbiology |  | ANALYZERMICROBIOL-bioMerieux-BacT Alert 3D |  | 12/1/20 |  | AMBIO-A | Not Covered Vendor Only - Biomedical | MHHS-Southwest | [8 empty] | ANALYZERMICROBIOL | Analyzer, Microbiology | bioMerieux
NO | YES |  |  |  |  | 013-11614 | bioMerieux, Inc | bacT/ALERT 3D |  | NSN | SW-Laboratory-Microbiology | MHHS-Southwest |  | Analyzer, Microbiology |  |  | 013-11614 | Southwest | MHHS-Southwest | SW-Laboratory-Microbiology | Microbiology |  |  |  |  | ANALYZERS, LABORATORY, MICROBIOLOGY | Analyzer, Microbiology | ANALYZERMICROBIOL-bioMerieux-BacT Alert 3D | ANALYZERMICROBIOL | BacT/Alert 3D |  |  |  | bioMerieux | Analyzer, Microbiology |  | ANALYZERMICROBIOL-bioMerieux-BacT Alert 3D |  | 12/1/20 |  | AMBIO-A | Not Covered Vendor Only - Biomedical | MHHS-Southwest | [8 empty] | ANALYZERMICROBIOL | Analyzer, Microbiology | bioMerieux
NO | YES |  |  |  |  | 013-11617 | bioMerieux, Inc | bacT/ALERT 3D |  |  | SW-Laboratory-Microbiology | MHHS-Southwest |  | Analyzer, Microbiology |  |  | 013-11617 | Southwest | MHHS-Southwest | SW-Laboratory-Microbiology | Microbiology |  |  |  |  | ANALYZERS, LABORATORY, MICROBIOLOGY | Analyzer, Microbiology | ANALYZERMICROBIOL-bioMerieux-BacT Alert 3D | ANALYZERMICROBIOL | BacT/Alert 3D |  |  |  | bioMerieux | Analyzer, Microbiology |  | ANALYZERMICROBIOL-bioMerieux-BacT Alert 3D |  | 12/1/20 |  | AMBIO-A | Not Covered Vendor Only - Biomedical | MHHS-Southwest | [8 empty] | ANALYZERMICROBIOL | Analyzer, Microbiology | bioMerieux
NO | YES |  |  |  |  | 013-35801 | bioMerieux, Inc | bacT/ALERT 3D |  | NSN | SW-Laboratory-Microbiology | MHHS-Southwest |  |  |  |  | 013-35801 | Southwest | MHHS-Southwest | SW-Laboratory-Microbiology | Microbilogy |  |  |  |  | ANALYZERS, LABORATORY, MICROBIOLOGY | Analyzer, Microbiology | ANALYZERMICROBIOL-BIOMERIEUX-BacT Alert 3D 60 |  |  |  |  | ANALYZERMICROBIOL-BIOMERIEUX-BacT Alert 3D 60 | bioMerieux |  |  |  |  | 12/1/20 |  | AMBIO-A | Not Covered Vendor Only - Biomedical | MHHS-Southwest | [8 empty] | ANALYZERMICROBIOL | Analyzer, Microbiology | bioMerieux
NO | YES |  |  |  |  | 129-04488 | bioMerieux, Inc | bacT/ALERT 3D |  | cb3119 | Sugar Land-Laboratory | MHHS-Sugarland |  | Analyzer, Microbiology |  |  | 129-04488 | Sugar Land | MHHS-Sugarland | Sugar Land-Laboratory | Laboratory |  |  |  |  | ANALYZERS, LABORATORY, MICROBIOLOGY | Analyzer, Microbiology | ANALYZERMICROBIOL-bioMerieux-BacT Alert 3D | ANALYZERMICROBIOL | BacT/Alert 3D |  |  |  | bioMerieux | Analyzer, Microbiology |  | ANALYZERMICROBIOL-bioMerieux-BacT Alert 3D |  | 12/1/20 |  | AMBIO-A | Not Covered Vendor Only - Biomedical | MHHS-Sugarland | [8 empty] | ANALYZERMICROBIOL | Analyzer, Microbiology | bioMerieux
YES | YES |  |  |  |  | 013-35803 | bioMerieux, Inc | bacT/ALERT 3D |  | NSN | SW-Lab | [5 empty] | 013-35803 | Southwest | Memorial Hermann Southwest Hospital Emergency Center | SW-Lab | Microbiology
YES | YES |  |  |  |  | 013-35802 | bioMerieux, Inc | bacT/ALERT 3D |  | NSN | SW-Lab | [5 empty] | 013-35802 | Southwest | Memorial Hermann Southwest Hospital Emergency Center | SW-Lab | Microbiology
YES | YES |  |  |  |  | 013-11615 | bioMerieux, Inc | bacT/ALERT 3D |  | NSN | SW-Lab | [5 empty] | 013-11615 | Southwest | Memorial Hermann Southwest Hospital Emergency Center | SW-Lab | Microbiology
YES | YES |  |  |  | 013-35808 | 013-35808 | bioMerieux, Inc | bacT/ALERT 3D |  | NSN | SW-Lab |  |  |  |  | 013-35808 | 013-35808 | Southwest | Memorial Hermann Southwest Hospital Emergency Center | SW-Lab | Microbiology
YES | YES |  |  |  | 013-11618 | 013-11618 | bioMerieux, Inc | bacT/ALERT 3D |  |  | SW-Lab |  |  |  |  | 013-11618 | 013-11618 | Southwest | Memorial Hermann Southwest Hospital Emergency Center | SW-Lab | Microbiology
YES | YES |  |  |  | 013-11623 | 013-11623 | bioMerieux, Inc | bacT/ALERT 3D |  |  | SW-Lab |  |  |  |  | 013-11623 | 013-11623 | Southwest | Memorial Hermann Southwest Hospital Emergency Center | SW-Lab | Microbiology
YES | YES |  |  |  | 013-11620 | 013-11620 | bioMerieux, Inc | bacT/ALERT 3D |  | NSN | SW-Lab |  |  |  |  | 013-11620 | 013-11620 | Southwest | Memorial Hermann Southwest Hospital Emergency Center | SW-Lab | Microbiology-AFB Fungus
YES | YES |  |  |  | 013-11619 | 013-11619 | bioMerieux, Inc | bacT/ALERT 3D |  | NSN | SW-Lab |  |  |  |  | 013-11619 | 013-11619 | Southwest | Memorial Hermann Southwest Hospital Emergency Center | SW-Lab | Micro-AFB Fungus
YES | YES |  |  |  | 013-11621 | 013-11621 | bioMerieux, Inc | bacT/ALERT 3D |  | NSN | SW-Lab |  |  |  |  | 013-11621 | 013-11621 | Southwest | Memorial Hermann Southwest Hospital Emergency Center | SW-Lab | Micro-AFB Fungus
YES | YES |  |  |  | 013-39192 | 013-39192 | bioMerieux, Inc | bacT/ALERT 3D |  | NSN | SW-Lab |  |  |  |  | 013-39192 | 013-39192 | Southwest | Memorial Hermann Southwest Hospital Emergency Center | SW-Lab | Micro-AFB Fungus
YES | YES | Serial Number Cnf |  |  | 583-01635 | 583-01635 | bioMerieux, Inc | bacT/ALERT 3D |  | Cnf | MEMORIAL CITY - LABORATORY |  |  |  |  | 583-01635 | 583-01635 | West |  | MEMORIAL CITY - LABORATORY | Lab
YES | YES | Serial Number Cnf |  |  | 583-01634 | 583-01634 | bioMerieux, Inc | bacT/ALERT 3D |  | Cnf | MEMORIAL CITY - LABORATORY |  |  |  |  | 583-01634 | 583-01634 | West |  | MEMORIAL CITY - LABORATORY | Lab
YES | YES | Serial Number Cnf |  |  | 583-01633 | 583-01633 | bioMerieux, Inc | bacT/ALERT 3D |  | Cnf | MEMORIAL CITY - LABORATORY |  |  |  |  | 583-01633 | 583-01633 | West |  | MEMORIAL CITY - LABORATORY | Lab
NO | YES |  |  |  | 133-02481 | 133-02481 | bioMerieux, Inc | BacT/ALERT 3D SIGNATURE |  | 3d2196 | Katy-Laboratory | MHHS-Katy |  |  |  | 133-02481 | 133-02481 | Katy | MHHS-Katy | Katy-Laboratory | Lab |  |  |  |  | ANALYZERS, LABORATORY, MICROBIOLOGY | Analyzer, Microbiology | ANALYZERMICROBIOL-BIOMERIEUX-BacT Alert 3D 60 |  |  |  |  | ANALYZERMICROBIOL-BIOMERIEUX-BacT Alert 3D 60 | bioMerieux |  |  |  |  | 12/19/20 |  | AMBIO-A | No Coverage Specified | MHHS-Katy | [8 empty] | ANALYZERMICROBIOL | Analyzer, Microbiology | bioMerieux
NO | YES |  |  |  | 133-08440 | 133-08440 | bioMerieux, Inc | MINI VIDAS |  | IVD121918 | Katy-Laboratory | MHHS-Katy |  | Analyzer, Immunochemistry |  | 133-08440 | 133-08440 | Katy | MHHS-Katy | Katy-Laboratory | Lab |  |  |  |  | ANALYZERS, LABORATORY, IMMUNOASSAY | Analyzer, Immunochemistry | ANALYZERIMMUNOCHEMISTRY-bioMerieux-MINI VIDAS | ANALYZERIMMUNOCHEMISTRY | MINI VIDAS |  |  |  | bioMerieux | Analyzer, Immunochemistry |  | ANALYZERIMMUNOCHEMISTRY-bioMerieux-MINI VIDAS |  |  |  | AI-A | Covered PM Repair - Biomedical | MHHS-Katy | [8 empty] | ANALYZERIMMUNOCHEMISTRY | Analyzer, Immunochemistry | bioMerieux
NO | YES |  |  |  | 041-17764 | 041-17764 | bioMerieux, Inc | MINI VIDAS |  | IVD1210970 | Clinical Laboratory | MHHS-Mem City |  | Analyzer, Immunochemistry |  | 041-17764 | 041-17764 | West | Memorial Hermann Memorial City Medical Center | Clinical Laboratory | Work Station #1 (Right) Inside Door |  |  |  |  | ANALYZERS, LABORATORY, IMMUNOASSAY |  | ANALYZERIMMUNOCHEMISTRY-bioMerieux-MINI VIDAS | ANALYZERIMMUNOCHEMISTRY | MINI VIDAS |  |  |  | bioMerieux | Analyzer, Immunochemistry |  | ANALYZERIMMUNOCHEMISTRY-bioMerieux-MINI VIDAS |  |  |  |  | Covered PM Repair - Biomedical | MHHS-Mem City
NO | YES |  |  |  |  | 099-01132 | bioMerieux, Inc | MINI VIDAS |  | IVD1210910 | NE-Laboratory-Blood Bank | MHHS-Northeast |  | Analyzer, Immunochemistry |  |  | 099-01132 | Katy | MHHS-Northeast | NE-Laboratory-Blood Bank | Blood Bank | 10/1/14 | 3/1/20 |  |  | ANALYZERS, LABORATORY, IMMUNOASSAY | Analyzer, Immunochemistry | ANALYZERIMMUNOCHEMISTRY-bioMerieux-MINI VIDAS | ANALYZERIMMUNOCHEMISTRY | MINI VIDAS |  |  |  | bioMerieux | Analyzer, Immunochemistry |  | ANALYZERIMMUNOCHEMISTRY-bioMerieux-MINI VIDAS |  |  |  | AI-A | Covered PM Repair - Biomedical | MHHS-Northeast | [8 empty] | ANALYZERIMMUNOCHEMISTRY | Analyzer, Immunochemistry | bioMerieux
NO | YES |  |  |  | 069-39352 | 069-39352 | bioMerieux, Inc | MINI VIDAS |  | IVD1210919 | TMC-Laboratory-Chemistry (1R) | MHHS-TMC |  | Analyzer, Immunochemistry |  | 069-39352 | 069-39352 | TMC | MHHS-TMC | TMC-Laboratory-Chemistry (1R) | TMC -LABORATORY - CHEM | 12/1/14 |  |  |  | ANALYZERS, LABORATORY, IMMUNOASSAY |  | ANALYZERIMMUNOCHEMISTRY-bioMerieux-MINI VIDAS | ANALYZERIMMUNOCHEMISTRY | MINI VIDAS |  |  |  | bioMerieux | Analyzer, Immunochemistry |  | ANALYZERIMMUNOCHEMISTRY-bioMerieux-MINI VIDAS |  |  |  |  | Covered PM Repair - Biomedical | MHHS-TMC
NO | NO |  |  |  | 009-09487 |  | bioMerieux, Inc | MINI VIDAS |  | 1VD1210971 | GH - LABORATORY | MHHS-Greater Heights |  | Analyzer, Immunochemistry |  | 009-09487 |  | Central & Greater Heights |  | GH - LABORATORY | [5 empty] | ANALYZERS, LABORATORY, IMMUNOASSAY |  | ANALYZERIMMUNOCHEMISTRY-bioMerieux-MINI VIDAS | ANALYZERIMMUNOCHEMISTRY | MINI VIDAS |  |  |  | bioMerieux | Analyzer, Immunochemistry |  | ANALYZERIMMUNOCHEMISTRY-bioMerieux-MINI VIDAS |  |  |  |  | Covered PM Repair - Biomedical | MHHS-Greater Heights
NO | NO |  |  |  | 029-08754 |  | bioMerieux, Inc | MINI VIDAS |  | IVD1210928 | WOODLANDS - LABORATORY | MHHS-Woodlands |  | Analyzer, Immunochemistry |  | 029-08754 |  | Woodlands |  | WOODLANDS - LABORATORY | [5 empty] | ANALYZERS, LABORATORY, IMMUNOASSAY |  | ANALYZERIMMUNOCHEMISTRY-bioMerieux-MINI VIDAS | ANALYZERIMMUNOCHEMISTRY | MINI VIDAS |  |  |  | bioMerieux | Analyzer, Immunochemistry |  | ANALYZERIMMUNOCHEMISTRY-bioMerieux-MINI VIDAS |  |  |  |  | Covered PM Repair - Biomedical | MHHS-Woodlands
NO | YES |  |  |  | 151-02652 | 151-02652 | bioMerieux, Inc | PREVI COLOR GRAM |  |  | CY - LABORATORY | MHHS-Cypress |  | Stainer, Slide |  | 151-02652 | 151-02652 | Northwest | Cypress | CY - LABORATORY |  | 6/1/19 |  |  |  | SLIDE STAINERS | Stainer, Slide | STAINERSLIDE-BIOMERIEUX-PREVI Color Gram | STAINERSLIDE | PREVI Color Gram |  |  |  | bioMerieux | Stainer, Slide |  | STAINERSLIDE-BIOMERIEUX-PREVI Color Gram |  |  |  | SS-A | Covered PM Repair - Radiology, High End | MHHS-Cypress | [8 empty] | STAINERSLIDE | Stainer, Slide | bioMerieux
NO | YES |  |  |  | 133-10479 | 133-10479 hui | bioMerieux, Inc | PREVI COLOR GRAM |  |  | Katy-Laboratory | MHHS-Katy |  | Stainer, Slide |  | 133-10479 | 133-10479 hui | Katy | MHHS-Katy | Katy-Laboratory | Lab |  |  |  |  | SLIDE STAINERS | Stainer, Slide | STAINERSLIDE-BIOMERIEUX-PREVI Color Gram | STAINERSLIDE | PREVI Color Gram |  |  |  | bioMerieux | Stainer, Slide |  | STAINERSLIDE-BIOMERIEUX-PREVI Color Gram |  |  |  | SS-A | Covered PM Repair - Biomedical | MHHS-Katy | [8 empty] | STAINERSLIDE | Stainer, Slide | bioMerieux
NO | YES |  |  |  | 142-07253 | 142-07253 | bioMerieux, Inc | PREVI COLOR GRAM |  |  | NE-Laboratory | MHHS-Northeast |  | Stainer, Slide |  | 142-07253 | 142-07253 | Katy | MHHS-Northeast | NE-Laboratory | Speciman sampling | 10/1/17 |  |  | No pm sticker | SLIDE STAINERS | Stainer, Slide | STAINERSLIDE-BIOMERIEUX-PREVI Color Gram | STAINERSLIDE | PREVI Color Gram |  |  |  | bioMerieux | Stainer, Slide |  | STAINERSLIDE-BIOMERIEUX-PREVI Color Gram |  | 1/28/20 |  | SS-A | Not Covered Vendor Only - Biomedical | MHHS-Northeast | [8 empty] | STAINERSLIDE | Stainer, Slide | bioMerieux
NO | YES |  |  |  | 129-05876 | 129-05876 | bioMerieux, Inc | PREVI COLOR GRAM |  |  | Sugar Land-Laboratory | MHHS-Sugarland |  | Stainer, Slide |  | 129-05876 | 129-05876 | Sugar Land | MHHS-Sugarland | Sugar Land-Laboratory | Laboratory | 1/1/20 |  | 1/1/21 |  | SLIDE STAINERS | Stainer, Slide | STAINERSLIDE-BIOMERIEUX-PREVI Color Gram | STAINERSLIDE | PREVI Color Gram |  |  |  | bioMerieux | Stainer, Slide |  | STAINERSLIDE-BIOMERIEUX-PREVI Color Gram |  |  |  | SS-A | Covered PM Repair - Biomedical | MHHS-Sugarland | [8 empty] | STAINERSLIDE | Stainer, Slide | bioMerieux
NO | YES |  |  |  | 069-43517 | 069-43517 | bioMerieux, Inc | PREVI COLOR GRAM |  |  | TMC-Laboratory-Microbiology (1R) | MHHS-TMC |  | Stainer, Slide |  | 069-43517 | 069-43517 | TMC | MHHS-TMC | TMC-Laboratory-Microbiology (1R) | Lab | 12/1/18 |  |  |  | SLIDE STAINERS |  | STAINERSLIDE-BIOMERIEUX-PREVI Color Gram | STAINERSLIDE | PREVI Color Gram |  |  |  | bioMerieux | Stainer, Slide |  | STAINERSLIDE-BIOMERIEUX-PREVI Color Gram |  |  |  |  | Covered PM Repair - Radiology, Low End | MHHS-TMC
NO | NO |  |  |  | 009-09720 |  | bioMerieux, Inc | PREVI COLOR GRAM |  |  | GH - LABORATORY | MHHS-Greater Heights |  | Stainer, Slide |  | 009-09720 |  | Central & Greater Heights |  | GH - LABORATORY | [5 empty] | SLIDE STAINERS |  | STAINERSLIDE-BIOMERIEUX-PREVI Color Gram | STAINERSLIDE | PREVI Color Gram |  |  |  | bioMerieux | Stainer, Slide |  | STAINERSLIDE-BIOMERIEUX-PREVI Color Gram |  |  |  |  | Not Covered Vendor Only - Biomedical | MHHS-Greater Heights
NO | NO | [5 empty] | bioMerieux, Inc | PREVI COLOR GRAM |  |  | GH - LABORATORY | MHHS-Greater Heights |  | Stainer, Slide |  |  |  | Central & Greater Heights |  | GH - LABORATORY | [5 empty] | SLIDE STAINERS |  | STAINERSLIDE-BIOMERIEUX-PREVI Color Gram | STAINERSLIDE | PREVI Color Gram |  |  |  | bioMerieux | Stainer, Slide |  | STAINERSLIDE-BIOMERIEUX-PREVI Color Gram |  |  |  |  | Not Covered Vendor Only - Biomedical | MHHS-Greater Heights
NO | NO |  |  |  | 133-08158 |  | bioMerieux, Inc | PREVI COLOR GRAM |  |  | KATY - LABORATORY | MHHS-Katy |  | Stainer, Slide |  | 133-08158 |  | Katy |  | KATY - LABORATORY | [5 empty] | SLIDE STAINERS |  | STAINERSLIDE-BIOMERIEUX-PREVI Color Gram | STAINERSLIDE | PREVI Color Gram |  |  |  | bioMerieux | Stainer, Slide |  | STAINERSLIDE-BIOMERIEUX-PREVI Color Gram |  |  |  |  | Covered PM Repair - Biomedical | MHHS-Katy
NO | NO |  |  |  | 133-08261 |  | bioMerieux, Inc | PREVI COLOR GRAM |  |  | KATY - LABORATORY | MHHS-Katy |  | Stainer, Slide |  | 133-08261 |  | Katy |  | KATY - LABORATORY | [5 empty] | SLIDE STAINERS |  | STAINERSLIDE-BIOMERIEUX-PREVI Color Gram | STAINERSLIDE | PREVI Color Gram |  |  |  | bioMerieux | Stainer, Slide |  | STAINERSLIDE-BIOMERIEUX-PREVI Color Gram |  |  |  |  | Covered PM Repair - Biomedical | MHHS-Katy
NO | NO |  |  |  | 041-18760 |  | bioMerieux, Inc | PREVI COLOR GRAM |  |  | MEMORIAL CITY - LABORATORY | MHHS-Mem City |  | Stainer, Slide |  | 041-18760 |  | West & Memorial City |  | MEMORIAL CITY - LABORATORY | [5 empty] | SLIDE STAINERS |  | STAINERSLIDE-BIOMERIEUX-PREVI Color Gram | STAINERSLIDE | PREVI Color Gram |  |  |  | bioMerieux | Stainer, Slide |  | STAINERSLIDE-BIOMERIEUX-PREVI Color Gram |  |  |  |  | Covered PM Repair - Radiology, Low End | MHHS-Mem City
NO | NO |  |  |  | 005-10146 |  | bioMerieux, Inc | PREVI COLOR GRAM |  |  | SE - LABORATORY | MHHS-Southeast |  | Stainer, Slide |  | 005-10146 |  | Southeast & Bay Area |  | SE - LABORATORY | [5 empty] | SLIDE STAINERS |  | STAINERSLIDE-BIOMERIEUX-PREVI Color Gram | STAINERSLIDE | PREVI Color Gram |  |  |  | bioMerieux | Stainer, Slide |  | STAINERSLIDE-BIOMERIEUX-PREVI Color Gram |  |  |  |  | Not Covered Vendor Only - Biomedical | MHHS-Southeast
NO | NO | [5 empty] | bioMerieux, Inc | PREVI COLOR GRAM |  |  | SE - LABORATORY | MHHS-Southeast |  | Stainer, Slide |  |  |  | Southeast & Bay Area |  | SE - LABORATORY | [5 empty] | SLIDE STAINERS |  | STAINERSLIDE-BIOMERIEUX-PREVI Color Gram | STAINERSLIDE | PREVI Color Gram |  |  |  | bioMerieux | Stainer, Slide |  | STAINERSLIDE-BIOMERIEUX-PREVI Color Gram |  |  |  |  | Not Covered Vendor Only - Biomedical | MHHS-Southeast
NO | NO |  |  |  | 013-36195 |  | bioMerieux, Inc | PREVI COLOR GRAM |  |  | SW - LABORATORY - MICROBIOLOGY | MHHS-Southwest |  | Stainer, Slide |  | 013-36195 |  | Southwest |  | SW - LABORATORY - MICROBIOLOGY | [5 empty] | SLIDE STAINERS |  | STAINERSLIDE-BIOMERIEUX-PREVI Color Gram | STAINERSLIDE | PREVI Color Gram |  |  |  | bioMerieux | Stainer, Slide |  | STAINERSLIDE-BIOMERIEUX-PREVI Color Gram |  |  |  |  | Not Covered Vendor Only - Biomedical | MHHS-Southwest
NO | NO |  |  |  | 013-36196 |  | bioMerieux, Inc | PREVI COLOR GRAM |  |  | SW - LABORATORY - MICROBIOLOGY | MHHS-Southwest |  | Stainer, Slide |  | 013-36196 |  | Southwest |  | SW - LABORATORY - MICROBIOLOGY | [5 empty] | SLIDE STAINERS |  | STAINERSLIDE-BIOMERIEUX-PREVI Color Gram | STAINERSLIDE | PREVI Color Gram |  |  |  | bioMerieux | Stainer, Slide |  | STAINERSLIDE-BIOMERIEUX-PREVI Color Gram |  |  |  |  | Not Covered Vendor Only - Biomedical | MHHS-Southwest
NO | NO |  |  |  | 069-35221 |  | bioMerieux, Inc | PREVI COLOR GRAM |  |  | TMC - LABORATORY - MICROBIOLOGY (1R) | MHHS-TMC |  | Stainer, Slide |  | 069-35221 |  | TMC |  | TMC - LABORATORY - MICROBIOLOGY (1R) | [5 empty] | SLIDE STAINERS |  | STAINERSLIDE-BIOMERIEUX-PREVI Color Gram | STAINERSLIDE | PREVI Color Gram |  |  |  | bioMerieux | Stainer, Slide |  | STAINERSLIDE-BIOMERIEUX-PREVI Color Gram |  |  |  |  | Covered PM Repair - Radiology, Low End | MHHS-TMC
NO | NO |  |  |  | 069-36760 |  | bioMerieux, Inc | PREVI COLOR GRAM |  |  | TMC - LABORATORY - MICROBIOLOGY (1R) | MHHS-TMC |  | Stainer, Slide |  | 069-36760 |  | TMC |  | TMC - LABORATORY - MICROBIOLOGY (1R) | [5 empty] | SLIDE STAINERS |  | STAINERSLIDE-BIOMERIEUX-PREVI Color Gram | STAINERSLIDE | PREVI Color Gram |  |  |  | bioMerieux | Stainer, Slide |  | STAINERSLIDE-BIOMERIEUX-PREVI Color Gram |  |  |  |  | Covered PM Repair - Radiology, Low End | MHHS-TMC
NO | NO |  |  |  | 029-10219 |  | bioMerieux, Inc | PREVI COLOR GRAM |  |  | WOODLANDS - LABORATORY | MHHS-Woodlands |  | Stainer, Slide |  | 029-10219 |  | Woodlands |  | WOODLANDS - LABORATORY | [5 empty] | SLIDE STAINERS |  | STAINERSLIDE-BIOMERIEUX-PREVI Color Gram | STAINERSLIDE | PREVI Color Gram |  |  |  | bioMerieux | Stainer, Slide |  | STAINERSLIDE-BIOMERIEUX-PREVI Color Gram |  |  |  |  | Covered PM Repair - Biomedical | MHHS-Woodlands
NO | YES |  |  |  | 041-34033 | 041-34033 | bioMerieux, Inc | PREVI COLOR GRAM VERSION 2 |  |  | MEMORIAL CITY - LABORATORY - MICROBIOLOGY | MHHS-Mem City |  |  |  | 041-34033 | 041-34033 | West |  | MEMORIAL CITY - LABORATORY - MICROBIOLOGY | Lab |  |  |  |  | SLIDE STAINERS |  | .needs class | [5 empty] | bioMerieux | [7 empty] | Covered PM Repair - Radiology, Low End | MHHS-Mem City
NO | NO |  |  |  | 041-20622 |  | bioMerieux, Inc | PREVI COLOR GRAM VERSION 2 |  |  | MEMORIAL CITY - LABORATORY | MHHS-Mem City |  |  |  | 041-20622 |  | West & Memorial City |  | MEMORIAL CITY - LABORATORY | [5 empty] | SLIDE STAINERS |  | .needs class | [5 empty] | bioMerieux | [7 empty] | Covered PM Repair - Radiology, Low End | MHHS-Mem City
NO | NO |  |  |  | 013-36520 |  | bioMerieux, Inc | PREVI COLOR GRAM VERSION 2 |  |  | SW - LABORATORY - MICROBIOLOGY | MHHS-Southwest |  |  |  | 013-36520 |  | Southwest |  | SW - LABORATORY - MICROBIOLOGY | [5 empty] | SLIDE STAINERS |  | .needs class | [5 empty] | bioMerieux | [7 empty] | Covered PM Repair - Radiology, Low End | MHHS-Southwest
NO | NO |  |  |  | 013-36562 |  | bioMerieux, Inc | PREVI COLOR GRAM VERSION 2 |  |  | SW - LABORATORY - MICROBIOLOGY | MHHS-Southwest |  |  |  | 013-36562 |  | Southwest |  | SW - LABORATORY - MICROBIOLOGY | [5 empty] | SLIDE STAINERS |  | .needs class | [5 empty] | bioMerieux | [7 empty] | Covered PM Repair - Biomedical | MHHS-Southwest
NO | YES |  |  |  | 151-02342 | 151-02342 | bioMerieux, Inc | VIDAS 3 |  | VN04445 | CY-Laboratory | MHHS-Cypress |  | Analyzer, Immunochemistry |  | 151-02342 | 151-02342 | Northwest | MHHS-Cypress | CY-Laboratory | Chemistry | 1/1/20 | 1/1/21 |  |  | ANALYZERS, LABORATORY, IMMUNOASSAY | Analyzer, Immunochemistry | ANALYZERIMMUNOCHEMISTRY-bioMerieux-Vidas 3 | ANALYZERIMMUNOCHEMISTRY | Vidas 3 |  |  |  | bioMerieux | Analyzer, Immunochemistry |  | ANALYZERIMMUNOCHEMISTRY-bioMerieux-Vidas 3 |  | 4/4/17 |  | AI-A | Covered PM Repair - Biomedical | MHHS-Cypress | [8 empty] | ANALYZERIMMUNOCHEMISTRY | Analyzer, Immunochemistry | bioMerieux
NO | YES |  |  |  | 005-33841 | 005-33841 | bioMerieux, Inc | VIDAS 3 |  | VN04938 | SE-Laboratory | MHHS-Southeast |  | Analyzer, Immunochemistry |  | 005-33841 | 005-33841 | Southeast | MHHS-Southeast | SE-Laboratory |  | 8/1/18 |  |  |  | ANALYZERS, LABORATORY, IMMUNOASSAY |  | ANALYZERIMMUNOCHEMISTRY-bioMerieux-Vidas 3 | ANALYZERIMMUNOCHEMISTRY | Vidas 3 |  |  |  | bioMerieux | Analyzer, Immunochemistry |  | ANALYZERIMMUNOCHEMISTRY-bioMerieux-Vidas 3 |  | 4/4/17 |  |  | Covered PM Repair - Biomedical | MHHS-Southeast
NO | YES |  |  |  | 029-12827 | 029-12827 | bioMerieux, Inc | VIDAS 3 |  | VN05556 | Woodlands-Laboratory-Blood Bank | MHHS-Woodlands |  | Analyzer, Immunochemistry |  | 029-12827 | 029-12827 | Woodlands | MHHS-Woodlands | Woodlands-Laboratory-Blood Bank | Lab |  |  |  |  | ANALYZERS, LABORATORY, IMMUNOASSAY | Analyzer, Immunochemistry | ANALYZERIMMUNOCHEMISTRY-bioMerieux-Vidas 3 | ANALYZERIMMUNOCHEMISTRY | Vidas 3 |  |  |  | bioMerieux | Analyzer, Immunochemistry |  | ANALYZERIMMUNOCHEMISTRY-bioMerieux-Vidas 3 |  |  |  | AI-A | Covered PM Repair - Biomedical | MHHS-Woodlands | [8 empty] | ANALYZERIMMUNOCHEMISTRY | Analyzer, Immunochemistry | bioMerieux
NO | NO |  |  |  | 029-32388 |  | bioMerieux, Inc | VIDAS 3 |  | VN05518 | WOODLANDS - LABORATORY | MHHS-Woodlands |  | Analyzer, Immunochemistry |  | 029-32388 |  | Woodlands |  | WOODLANDS - LABORATORY | [5 empty] | ANALYZERS, LABORATORY, IMMUNOASSAY |  | ANALYZERIMMUNOCHEMISTRY-bioMerieux-Vidas 3 | ANALYZERIMMUNOCHEMISTRY | Vidas 3 |  |  |  | bioMerieux | Analyzer, Immunochemistry |  | ANALYZERIMMUNOCHEMISTRY-bioMerieux-Vidas 3 |  |  |  |  | Covered PM Repair - Biomedical | MHHS-Woodlands
NO | NO |  |  |  | 069-35065 |  | bioMerieux, Inc | VITEK 2 |  | VTK2 2826 | TMC - LABORATORY - MICROBIOLOGY (1R) | MHHS-TMC |  | Analyzer, Microbiology |  | 069-35065 |  | TMC |  | TMC - LABORATORY - MICROBIOLOGY (1R) | [5 empty] | ANALYZERS, LABORATORY, MICROBIOLOGY |  | ANALYZERMICROBIOL-bioMerieux-Vitek 2 | ANALYZERMICROBIOL | Vitek 2 |  |  |  | bioMerieux | Analyzer, Microbiology |  | ANALYZERMICROBIOL-bioMerieux-Vitek 2 |  |  |  |  | Covered PM Repair - Biomedical | MHHS-TMC
NO | NO |  |  |  | 069-40704 |  | bioMerieux, Inc | VITEK 2 |  |  | TMC - LABORATORY - MICROBIOLOGY (1R) | MHHS-TMC |  | Analyzer, Microbiology |  | 069-40704 |  | TMC |  | TMC - LABORATORY - MICROBIOLOGY (1R) | [5 empty] | ANALYZERS, LABORATORY, MICROBIOLOGY |  | ANALYZERMICROBIOL-bioMerieux-Vitek 2 | ANALYZERMICROBIOL | Vitek 2 |  |  |  | bioMerieux | Analyzer, Microbiology |  | ANALYZERMICROBIOL-bioMerieux-Vitek 2 |  |  |  |  | Covered PM Repair - Biomedical | MHHS-TMC
NO | NO |  |  |  | 129-05893 |  | Bioness | BITS (BIONESS INTEGRATED THERAPY SYSTEM) |  | 129-05893 | TIRR - SUGAR LAND | MHHS-TIRR |  |  |  | 129-05893 |  | Sugar Land |  | TIRR - SUGAR LAND | [5 empty] | COMPUTERS |  | .needs class | [13 empty] | Not Covered Vendor Only - Biomedical | MHHS-TIRR
NO | NO |  |  |  | 241-02694 |  | Bioness | H2W-5300 |  | BF14150033 | TIRR - KIRBY GLENN | MHHS-TIRR |  |  |  | 241-02694 |  | TMC |  | TIRR - KIRBY GLENN | [5 empty] | STIMULATORS, ELECTRICAL, NEUROMUSCULAR |  | .needs class | [13 empty] | Covered PM Repair - Biomedical | MHHS-TIRR
NO | NO |  |  |  | 241-02693 |  | Bioness | H2W-5400 |  | BF14240220 | TIRR - KIRBY GLENN | MHHS-TIRR |  |  |  | 241-02693 |  | TMC |  | TIRR - KIRBY GLENN | [5 empty] | STIMULATORS, ELECTRICAL, NEUROMUSCULAR |  | .needs class | [13 empty] | Covered PM Repair - Biomedical | MHHS-TIRR
NO | NO |  |  |  | 241-02691 |  | Bioness | H2W-5900 |  |  | TIRR - KIRBY GLENN | MHHS-TIRR |  |  |  | 241-02691 |  | TMC |  | TIRR - KIRBY GLENN | [5 empty] | STIMULATORS, CALORIC, PHYSICAL THERAPY, FLUIDIZED |  | .needs class | [13 empty] | Not Covered Vendor Only - Biomedical | MHHS-TIRR
NO | NO |  |  |  | 241-02692 |  | Bioness | H2W-5C00 |  |  | TIRR - KIRBY GLENN | MHHS-TIRR |  |  |  | 241-02692 |  | TMC |  | TIRR - KIRBY GLENN | [5 empty] | STIMULATORS, CALORIC, PHYSICAL THERAPY, FLUIDIZED |  | .needs class | [13 empty] | Not Covered Vendor Only - Biomedical | MHHS-TIRR
NO | YES |  |  |  | 241-03246 | 241-03246 | Bioness | L300 CONFIGURATION CRADLE |  | HP0948 | TIRR-Kirby Glenn | MHHS-TIRR |  |  |  | 241-03246 | 241-03246 | TMC | MHHS-Others | TIRR-Kirby Glenn | Area A |  |  |  |  | STIMULATORS, ELECTRICAL, NEUROMUSCULAR |  | .needs class | [10 empty] | 4/1/16 |  |  | Covered PM Repair - Biomedical | MHHS-TIRR
NO | NO |  |  |  | 241-02688 |  | Bioness | L300 CONFIGURATION CRADLE |  | HPC4791 | TIRR - KIRBY GLENN | MHHS-TIRR |  |  |  | 241-02688 |  | TMC |  | TIRR - KIRBY GLENN | [5 empty] | STIMULATORS, ELECTRICAL, NEUROMUSCULAR |  | .needs class | [13 empty] | Covered PM Repair - Biomedical | MHHS-TIRR
NO | NO | [5 empty] | Bioness | L300 CONTROL UNIT |  |  | TIRR - GREATER HEIGHTS | MHHS-TIRR | [5 empty] | Central & Greater Heights |  | TIRR - GREATER HEIGHTS | [5 empty] | STIMULATORS, ELECTRICAL, NEUROMUSCULAR |  | .needs class | [13 empty] | Covered PM Repair - Biomedical | MHHS-TIRR
NO | NO |  |  |  | 241-02823 |  | Bioness | L300 GO |  | BV113090 | TIRR - KIRBY GLENN | MHHS-TIRR |  |  |  | 241-02823 |  | TMC |  | TIRR - KIRBY GLENN | [5 empty] | STIMULATORS, ELECTRICAL, NEUROMUSCULAR |  | STIMNEUROMUSC-Bioness Inc-NESS L300 |  |  |  |  | STIMNEUROMUSC-Bioness Inc-NESS L300 | [8 empty] | Not Covered Vendor Only - Biomedical | MHHS-TIRR
NO | NO |  |  |  | 241-02824 |  | Bioness | L300 GO |  | BV113264 | TIRR - KIRBY GLENN | MHHS-TIRR |  |  |  | 241-02824 |  | TMC |  | TIRR - KIRBY GLENN | [5 empty] | STIMULATORS, ELECTRICAL, NEUROMUSCULAR |  | STIMNEUROMUSC-Bioness Inc-NESS L300 |  |  |  |  | STIMNEUROMUSC-Bioness Inc-NESS L300 | [8 empty] | Covered PM Repair - Biomedical | MHHS-TIRR
NO | NO |  |  |  | 241-02825 |  | Bioness | L300 GO |  | BV113265 | TIRR - KIRBY GLENN | MHHS-TIRR |  |  |  | 241-02825 |  | TMC |  | TIRR - KIRBY GLENN | [5 empty] | STIMULATORS, ELECTRICAL, NEUROMUSCULAR |  | STIMNEUROMUSC-Bioness Inc-NESS L300 |  |  |  |  | STIMNEUROMUSC-Bioness Inc-NESS L300 | [8 empty] | Covered PM Repair - Biomedical | MHHS-TIRR
NO | NO |  |  |  | 241-02827 |  | Bioness | L300 GO |  | BV113066 | TIRR - KIRBY GLENN | MHHS-TIRR |  |  |  | 241-02827 |  | TMC |  | TIRR - KIRBY GLENN | [5 empty] | STIMULATORS, ELECTRICAL, NEUROMUSCULAR |  | STIMNEUROMUSC-Bioness Inc-NESS L300 |  |  |  |  | STIMNEUROMUSC-Bioness Inc-NESS L300 | [8 empty] | Covered PM Repair - Biomedical | MHHS-TIRR
NO | NO |  |  |  | 241-02828 |  | Bioness | L300 GO |  | BV113067 | TIRR - KIRBY GLENN | MHHS-TIRR |  |  |  | 241-02828 |  | TMC |  | TIRR - KIRBY GLENN | [5 empty] | STIMULATORS, ELECTRICAL, NEUROMUSCULAR |  | STIMNEUROMUSC-Bioness Inc-NESS L300 |  |  |  |  | STIMNEUROMUSC-Bioness Inc-NESS L300 | [8 empty] | Covered PM Repair - Biomedical | MHHS-TIRR
NO | NO |  |  |  | 241-04586 |  | Bioness | L300 GO |  | BV113109 | TIRR - KIRBY GLENN | MHHS-TIRR |  |  |  | 241-04586 |  | TMC |  | TIRR - KIRBY GLENN | [5 empty] | STIMULATORS, ELECTRICAL, NEUROMUSCULAR |  | STIMNEUROMUSC-Bioness Inc-NESS L300 |  |  |  |  | STIMNEUROMUSC-Bioness Inc-NESS L300 | [8 empty] | No Coverage Specified | MHHS-TIRR
NO | NO |  |  |  | 241-04587 |  | Bioness | L300 GO |  | BV113091 | TIRR - KIRBY GLENN | MHHS-TIRR |  |  |  | 241-04587 |  | TMC |  | TIRR - KIRBY GLENN | [5 empty] | STIMULATORS, ELECTRICAL, NEUROMUSCULAR |  | STIMNEUROMUSC-Bioness Inc-NESS L300 |  |  |  |  | STIMNEUROMUSC-Bioness Inc-NESS L300 | [8 empty] | Covered PM Repair - Biomedical | MHHS-TIRR
NO | NO |  |  |  | 241-04588 |  | Bioness | L300 GO |  | BV113110 | TIRR - KIRBY GLENN | MHHS-TIRR |  |  |  | 241-04588 |  | TMC |  | TIRR - KIRBY GLENN | [5 empty] | STIMULATORS, ELECTRICAL, NEUROMUSCULAR |  | STIMNEUROMUSC-Bioness Inc-NESS L300 |  |  |  |  | STIMNEUROMUSC-Bioness Inc-NESS L300 | [8 empty] | Covered PM Repair - Biomedical | MHHS-TIRR
NO | NO |  |  |  | 241-04588 |  | Bioness | L300 GO |  | BV113110 | TIRR - KIRBY GLENN | MHHS-TIRR |  |  |  | 241-04588 |  | TMC |  | TIRR - KIRBY GLENN | [5 empty] | STIMULATORS, ELECTRICAL, NEUROMUSCULAR |  | STIMNEUROMUSC-Bioness Inc-NESS L300 |  |  |  |  | STIMNEUROMUSC-Bioness Inc-NESS L300 | [8 empty] | Covered PM Repair - Biomedical | MHHS-TIRR
NO | NO |  |  |  | 241-02695 |  | Bioness | L300 PLUS CONTROL UNIT |  | BF14080108 | TIRR - KIRBY GLENN | MHHS-TIRR |  |  |  | 241-02695 |  | TMC |  | TIRR - KIRBY GLENN | [5 empty] | STIMULATORS, ELECTRICAL, NEUROMUSCULAR |  | .needs class | [13 empty] | Not Covered Vendor Only - Biomedical | MHHS-TIRR
NO | NO |  |  |  | 029-09162 |  | Bioness | L300 PLUS STIM UNIT |  |  | WOODLANDS - OR | MHHS-Woodlands |  |  |  | 029-09162 |  | Woodlands |  | WOODLANDS - OR | [5 empty] | STIMULATORS, ELECTRICAL, NEUROMUSCULAR |  | .needs class | [13 empty] | Not Covered Vendor Only - Biomedical | MHHS-Woodlands
NO | NO |  |  |  | 241-02696 |  | Bioness | LG3-5200 |  |  | TIRR - KIRBY GLENN | MHHS-TIRR |  |  |  | 241-02696 |  | TMC |  | TIRR - KIRBY GLENN | [5 empty] | STIMULATORS, ELECTRICAL, NEUROMUSCULAR |  | .needs class | [13 empty] | Covered PM Repair - Biomedical | MHHS-TIRR
NO | NO |  |  |  | 241-03075 |  | Bioness | LG3-5200 |  | HPC-0365 | TIRR - KIRBY GLENN | MHHS-TIRR |  |  |  | 241-03075 |  | TMC |  | TIRR - KIRBY GLENN | [5 empty] | STIMULATORS, ELECTRICAL, NEUROMUSCULAR |  | .needs class | [13 empty] | Covered PM Repair - Biomedical | MHHS-TIRR
NO | NO |  |  |  | 009-10951 |  | Bioness | NESS H200 |  |  | TIRR - GREATER HEIGHTS | MHHS-TIRR |  | Stimulator, Neuromuscular |  | 009-10951 |  | Central & Greater Heights |  | TIRR - GREATER HEIGHTS | [5 empty] | STIMULATORS, ELECTRICAL, NEUROMUSCULAR |  | STIMNEUROMUSC-Bioness Inc-NESS H200 | STIMNEUROMUSC | NESS H200 |  |  |  | Bioness Inc | Stimulator, Neuromuscular |  |  | STIMNEUROMUSC-Bioness Inc-NESS H200 |  |  |  | Not Covered Vendor Only - Biomedical | MHHS-TIRR
NO | NO |  |  |  | 241-05108 |  | Bioness | VECTOR |  |  | TIRR - RESEARCH | MHHS-TIRR |  | Lift, Patient Electrical |  | 241-05108 |  | TMC |  | TIRR - RESEARCH | [5 empty] | EXERCISERS |  | LIFTPATIENTELECTRIC-Bioness Inc-Vector | LIFTPATIENTELECTRIC | Vector |  |  |  | Bioness Inc | Lift, Patient Electrical |  |  | LIFTPATIENTELECTRIC-Bioness Inc-Vector |  |  |  | Covered PM Repair - Biomedical | MHHS-TIRR
NO | NO | [5 empty] | Bioness | VECTOR |  | 2007/2005 | TIRR - THERAPY GYM | MHHS-TIRR |  | Lift, Patient Electrical |  |  |  | TMC |  | TIRR - THERAPY GYM | [5 empty] | EXERCISERS |  | LIFTPATIENTELECTRIC-Bioness Inc-Vector | LIFTPATIENTELECTRIC | Vector |  |  |  | Bioness Inc | Lift, Patient Electrical |  |  | LIFTPATIENTELECTRIC-Bioness Inc-Vector |  |  |  | Covered PM Repair - Biomedical | MHHS-TIRR
YES | YES |  |  |  | 142-09585 | 142-09585 | Bioness Inc | Central EPG |  | MN12180490 | TIRR - OP - WOODLANDS (MP2, STE 200) |  |  |  |  | 142-09585 | 142-09585 | Woodlands | Memorial Hermann | TIRR - OP - WOODLANDS (MP2, STE 200) | Suite 500
YES | YES |  |  |  | 142-09523 | 142-09523 | Bioness Inc | H200 |  |  | TIRR - OP - WOODLANDS (MP2, STE 270 |  |  |  |  | 142-09523 | 142-09523 | Woodlands | MHHS-others | TIRR - OP - WOODLANDS (MP2, STE 270 | TIRR
YES | YES | Serial Number Cnf |  |  | 029-09158 | 029-09158 | Bioness Inc | H2W-5600 |  | Cnf | TIRR - OP - WOODLANDS (MP2, STE 200) |  |  |  |  | 029-09158 | 029-09158 | Woodlands | Memorial Hermann | TIRR - OP - WOODLANDS (MP2, STE 200) | Suite 500
YES | YES |  |  |  | 142-09524 | 142-09524 | Bioness Inc | L300 Go System |  | BV113273 | TIRR - OP - WOODLANDS (MP2, STE 270) |  |  |  |  | 142-09524 | 142-09524 | Woodlands | Memorial Hermann The Woodlands Medical Center | TIRR - OP - WOODLANDS (MP2, STE 270) | TIRR Suite 270 Clean utility |  |  |  | No pm sticker
YES | YES |  |  |  | 142-09525 | 142-09525 | Bioness Inc | L300 Go System |  | BV113225 | TIRR - OP - WOODLANDS (MP2, STE 270) |  |  |  |  | 142-09525 | 142-09525 | Woodlands | Memorial Hermann The Woodlands Medical Center | TIRR - OP - WOODLANDS (MP2, STE 270) | TIRR Suite 270 Clean utility |  |  |  | No pm sticker
YES | YES |  |  |  | 029-09163 | 029-09163 | Bioness Inc | L3P-5200 |  |  | TIRR - OP - WOODLANDS (MP2, STE 200) |  |  |  |  | 029-09163 | 029-09163 | Woodlands | Memorial Hermann | TIRR - OP - WOODLANDS (MP2, STE 200) | Suite 500
YES | YES |  |  |  | 142-09530 | 142-09530 | Bioness Inc | L3P-5300 |  |  | TIRR - OP - WOODLANDS (MP2, STE 270) |  |  |  |  | 142-09530 | 142-09530 | Woodlands | Memorial Hermann The Woodlands Medical Center | TIRR - OP - WOODLANDS (MP2, STE 270) | TIRR Suite 270 The Technology |  |  |  | No pm sticker
YES | YES |  |  |  | 142-09534 | 142-09534 | Bioness Inc | L3P-5300 |  |  | TIRR - OP - WOODLANDS (MP2, STE 270 |  |  |  |  | 142-09534 | 142-09534 | Woodlands | MHHS-others | TIRR - OP - WOODLANDS (MP2, STE 270 | TIRR
YES | YES |  |  |  | 142-09526 | 142-09526 | Bioness Inc | L4P-5300 Peripheral EPG |  | MN02193362 | TIRR - OP - WOODLANDS (MP2, STE 270) |  |  |  |  | 142-09526 | 142-09526 | Woodlands | Memorial Hermann The Woodlands Medical Center | TIRR - OP - WOODLANDS (MP2, STE 270) | TIRR Suite 270 Clean utility |  |  |  | No pm sticker
YES | YES |  |  |  | 142-09527 | 142-09527 | Bioness Inc | L4P-5300 Peripheral EPG |  | MN12180472 | TIRR - OP - WOODLANDS (MP2, STE 270) |  |  |  |  | 142-09527 | 142-09527 | Woodlands | Memorial Hermann The Woodlands Medical Center | TIRR - OP - WOODLANDS (MP2, STE 270) | TIRR Suite 270 Clean utility |  |  |  | No pm sticker
YES | YES |  |  |  | 142-09531 | 142-09531 | Bioness Inc | LG3-5300 |  |  | TIRR - OP - WOODLANDS (MP2, STE 270) |  |  |  |  | 142-09531 | 142-09531 | Woodlands | Memorial Hermann The Woodlands Medical Center | TIRR - OP - WOODLANDS (MP2, STE 270) | TIRR Suite 270 The Technology
YES | YES |  |  |  | 142-09533 | 142-09533 | Bioness Inc | LG3-5300 |  |  | TIRR - OP - WOODLANDS (MP2, STE 270) |  |  |  |  | 142-09533 | 142-09533 | Woodlands | Memorial Hermann The Woodlands Medical Center | TIRR - OP - WOODLANDS (MP2, STE 270) | TIRR Suite 270 The Technology
YES | YES |  |  |  | 142-09522 | 142-09522 | Bioness Inc | NESS H200 |  |  | TIRR - OP - WOODLANDS (MP2, STE 270) |  |  |  |  | 142-09522 | 142-09522 | Woodlands | Memorial Hermann The Woodlands Medical Center | TIRR - OP - WOODLANDS (MP2, STE 270) | TIRR Suite 270 Clean utility |  |  |  | No pm sticker
YES | YES |  |  |  | 142-09583 | 142-09583 | Bioness Inc | NESS H200 |  |  | TIRR - OP - WOODLANDS (MP2, STE 200) |  |  |  |  | 142-09583 | 142-09583 | Woodlands | Memorial Hermann | TIRR - OP - WOODLANDS (MP2, STE 200) | Suite 500
YES | YES |  |  |  | 142-09584 | 142-09584 | Bioness Inc | NESS H200 |  |  | TIRR - OP - WOODLANDS (MP2, STE 200) |  |  |  |  | 142-09584 | 142-09584 | Woodlands | Memorial Hermann | TIRR - OP - WOODLANDS (MP2, STE 200) | Suite 500
YES | YES |  |  |  | 142-09588 | 142-09588 | Bioness Inc | NESS L300 |  |  | TIRR - OP - WOODLANDS (MP2, STE 200) |  |  |  |  | 142-09588 | 142-09588 | Woodlands | Memorial Hermann | TIRR - OP - WOODLANDS (MP2, STE 200) | Suite 500
YES | YES |  |  |  | 142-09586 | 142-09586 | Bioness Inc | NESS L300 |  |  | TIRR - OP - WOODLANDS (MP2, STE 200) |  |  |  |  | 142-09586 | 142-09586 | Woodlands | Memorial Hermann | TIRR - OP - WOODLANDS (MP2, STE 200) | Suite 500
YES | YES |  |  |  | 029-09160 | 029-09160 | Bioness Inc | NESS L300 Plus |  |  | TIRR - OP - WOODLANDS (MP2, STE 270 |  |  |  |  | 029-09160 | 029-09160 | Woodlands | MHHS-others | TIRR - OP - WOODLANDS (MP2, STE 270 | TIRR |  |  |  | NSF
YES | YES |  |  |  | 142-09587 | 142-09587 | Bioness Inc | NESS L300 Plus |  |  | TIRR-OP-WOODLANDS (MP2, STE 270) |  |  |  |  | 142-09587 | 142-09587 | Woodlands | MEMORIAL HERMANN SUITE 270 The Technology | TIRR-OP-WOODLANDS (MP2, STE 270) | 270 The Technology |  |  |  | No pm
YES | YES |  |  |  | 142-09532 | 142-09532 | Bioness Inc | NESS L300 RF Stim unit |  |  | TIRR - OP - WOODLANDS (MP2, STE 270 |  |  |  |  | 142-09532 | 142-09532 | Woodlands | MHHS-others | TIRR - OP - WOODLANDS (MP2, STE 270 | TIRR
NO | NO | [5 empty] | Bionet America | CARDIOCARE 2000 |  | EL1100472 | TMC - PLAZA - ERTAN DDC (STE 1400) | MHHS-TMC | [5 empty] | TMC |  | TMC - PLAZA - ERTAN DDC (STE 1400) | [5 empty] | ELECTROCARDIOGRAPHS |  | .needs class | [5 empty] | Bionet | [7 empty] | Not Covered Vendor Only - Biomedical | MHHS-TMC
NO | NO | [5 empty] | BioSafety Systems, Inc. | AEROSTAR RS0100 |  |  | TMC - RESPIRATORY - ADULT | MHHS-TMC | [5 empty] | TMC |  | TMC - RESPIRATORY - ADULT | [5 empty] | FILTERS, AIR |  | .needs class |  |  |  |  | .needs class | [8 empty] | Not Covered Vendor Only - Biomedical | MHHS-TMC
YES | YES |  |  |  | 099-04904 | 099-04904 | Biosense Webster Inc | Carto 3 |  | M038716 | KATY - CATH LAB |  |  |  |  | 099-04904 | 099-04904 | Katy | Memorial Hermann Katy Hospital | KATY - CATH LAB | Cath lab 1
YES | YES |  |  |  | 009-06635 | 009-06635 | Biosense Webster Inc | Coolflow |  |  | Cathlab |  |  |  |  | 009-06635 | 009-06635 | Central | Memorial Hermann Cancer Center - Greater Heights (#150) | Cathlab | Cathlab | 4/1/19 |  | 10/1/19 | Removed from service sticker
NO | YES |  |  |  | 013-13830 | 013-13830 | Biosense Webster Inc | Coolflow M-5491-02 |  |  | HVI - OR |  |  |  |  | 013-13830 | 013-13830 | Southwest | Memorial Hermann Southwest Hospital | HVI - OR | HVI - OR
YES | YES |  |  |  | 151-05037 | 151-05037 | Biosense Webster Inc | EM-5406-00F Rev 01 |  | M055034 | Cath Lab |  |  |  |  | 151-05037 | 151-05037 | Northwest | Memorial Hermann Cypress Hospital | Cath Lab | Cath Lab
YES | YES |  |  |  | 005-13171 | 005-13171 | Biosense Webster Inc | M-5491-01/02 |  |  | MEMORIAL CITY - CARDIOLOGY |  |  |  |  | 005-13171 | 005-13171 | West | Memorial Hermann - Memorial City | MEMORIAL CITY - CARDIOLOGY | Cath Lab E9 125 Storage Closet
YES | YES |  |  |  | 005-13170 | 005-13170 | Biosense Webster Inc | M-5491-01/02 COOL FLOW |  |  | MEMORIAL CITY - CARDIOLOGY |  |  |  |  | 005-13170 | 005-13170 | West | Memorial Hermann - Memorial City | MEMORIAL CITY - CARDIOLOGY | Cath Lab E9 125 Storage Closet
YES | YES |  |  |  | 041-19757 | 041-19757 | Biosense Webster Inc | M490003 SmartSblate System Irrigation Pump US |  | G4CP-1062 | Cath Lab |  |  |  |  | 041-19757 | 041-19757 | West | Memorial Hermann - Memorial City | Cath Lab | Room E9-2151
YES | YES |  |  |  | 099-04926 | 099-04926 | Biosense Webster Inc | Power Supply |  | M039440 | KATY - CATH LAB |  |  |  |  | 099-04926 | 099-04926 | Katy | Memorial Hermann Katy Hospital | KATY - CATH LAB | Cath lab 1 | 2/1/20 | 2/1/20
YES | YES |  |  |  | 099-08025 | 099-08025 | Biosense Webster Inc | Smart Ablate |  | G4RC1842 | Cath Lab |  |  |  |  | 099-08025 | 099-08025 | Woodlands | Memorial Hermann Hospital Woodlands | Cath Lab | Cath Lab 1
YES | YES |  |  |  | 099-08787 | 099-08787 | Biosense Webster Inc | Smart Ablate |  | G4CP-2400 | SW - CATH LAB |  |  |  |  | 099-08787 | 099-08787 | Southwest | Memorial Hermann Heart | SW - CATH LAB | HVI EP4 |  |  |  | No PM Sticker
NO | YES |  |  |  | 151-02906 | 151-02906 | Biosense Webster Inc. | CARTO 3 |  |  | CY-Cardiac Cath Lab | MHHS-Cypress |  | System, Interface |  | 151-02906 | 151-02906 | Northwest | MHHS-Cypress | CY-Cardiac Cath Lab | Cath Lab | 9/1/19 | 3/1/20 |  |  | STEREOTACTIC SYSTEM | System, Interface | SYSTEMINTERFACE-BiosenseWeb-Carto 3 | SYSTEMINTERFACE | Carto 3 |  |  |  | Biosense Web | System, Interface |  | SYSTEMINTERFACE-BiosenseWeb-Carto 3 |  |  |  |  | Covered PM Repair - Biomedical | MHHS-Cypress | [8 empty] | SYSTEMINTERFACE | System, Interface | Biosense Web
NO | YES |  |  |  | 133-09912 | 133-09912 | Biosense Webster Inc. | CARTO 3 |  |  | Katy-Cath Lab | MHHS-Katy |  | System, Interface |  | 133-09912 | 133-09912 | Katy | MHHS-Katy | Katy-Cath Lab | Cath lab 1 | 6/1/19 | 6/1/20 |  |  | STEREOTACTIC SYSTEM | System, Interface | SYSTEMINTERFACE-BiosenseWeb-Carto 3 | SYSTEMINTERFACE | Carto 3 |  |  |  | Biosense Web | System, Interface |  | SYSTEMINTERFACE-BiosenseWeb-Carto 3 |  |  |  |  | Covered PM Repair - Biomedical | MHHS-Katy | [8 empty] | SYSTEMINTERFACE | System, Interface | Biosense Web
NO | YES |  |  |  | 041-17296 | 041-17296 | Biosense Webster Inc. | CARTO 3 |  |  | Cath Lab | MHHS-Mem City |  | System, Interface |  | 041-17296 | 041-17296 | West | Memorial Hermann - Memorial City | Cath Lab | Room E9-2151 |  |  |  |  | STEREOTACTIC SYSTEM |  | SYSTEMINTERFACE-BiosenseWeb-Carto 3 | SYSTEMINTERFACE | Carto 3 |  |  |  | Biosense Web | System, Interface |  | SYSTEMINTERFACE-BiosenseWeb-Carto 3 |  |  |  |  | Covered PM Repair - Biomedical | MHHS-Mem City
NO | YES | Serial Number 11452 |  |  |  | 013-18427 | Biosense Webster Inc. | CARTO 3 |  |  | SW-Cath Lab | MHHS-Southwest |  | System, Interface |  |  | 013-18427 | Southwest | MHHS-Southwest | SW-Cath Lab | HVI EP4 | 1/1/19 |  | 1/1/20 | Past due pm | STEREOTACTIC SYSTEM | System, Interface | SYSTEMINTERFACE-BiosenseWeb-Carto 3 | SYSTEMINTERFACE | Carto 3 |  |  |  | Biosense Web | System, Interface |  | SYSTEMINTERFACE-BiosenseWeb-Carto 3 |  |  |  |  | Covered PM Repair - Biomedical | MHHS-Southwest | [8 empty] | SYSTEMINTERFACE | System, Interface | Biosense Web
NO | YES |  |  |  | 029-10311 | 029-10311 | Biosense Webster Inc. | CARTO 3 |  |  | Woodlands-Cath Lab | MHHS-Woodlands |  | System, Interface |  | 029-10311 | 029-10311 | Woodlands | MHHS-Woodlands | Woodlands-Cath Lab | Cath lab storage | 3/1/20 |  | 3/1/22 |  | STEREOTACTIC SYSTEM | System, Interface | SYSTEMINTERFACE-BiosenseWeb-Carto 3 | SYSTEMINTERFACE | Carto 3 |  |  |  | Biosense Web | System, Interface |  | SYSTEMINTERFACE-BiosenseWeb-Carto 3 |  |  |  |  | Covered PM Repair - Biomedical | MHHS-Woodlands | [8 empty] | SYSTEMINTERFACE | System, Interface | Biosense Web
NO | NO |  |  |  | 009-10099 |  | Biosense Webster Inc. | CARTO 3 |  |  | GH - CATH LAB | MHHS-Greater Heights |  | System, Interface |  | 009-10099 |  | Central & Greater Heights |  | GH - CATH LAB | [5 empty] | STEREOTACTIC SYSTEM |  | SYSTEMINTERFACE-BiosenseWeb-Carto 3 | SYSTEMINTERFACE | Carto 3 |  |  |  | Biosense Web | System, Interface |  | SYSTEMINTERFACE-BiosenseWeb-Carto 3 |  |  |  |  | Covered PM Repair - Biomedical | MHHS-Greater Heights
NO | NO |  |  |  | 074-03256 |  | Biosense Webster Inc. | CARTO 3 |  |  | TMC - CATH LAB - ADULT (2HVI) | MHHS-TMC |  | System, Interface |  | 074-03256 |  | TMC |  | TMC - CATH LAB - ADULT (2HVI) | [5 empty] | STEREOTACTIC SYSTEM |  | SYSTEMINTERFACE-BiosenseWeb-Carto 3 | SYSTEMINTERFACE | Carto 3 |  |  |  | Biosense Web | System, Interface |  | SYSTEMINTERFACE-BiosenseWeb-Carto 3 |  |  |  |  | Covered PM Repair - Biomedical | MHHS-TMC
NO | NO |  |  |  | 074-03257 |  | Biosense Webster Inc. | CARTO 3 |  |  | TMC - CATH LAB - ADULT (2HVI) | MHHS-TMC |  | System, Interface |  | 074-03257 |  | TMC |  | TMC - CATH LAB - ADULT (2HVI) | [5 empty] | STEREOTACTIC SYSTEM |  | SYSTEMINTERFACE-BiosenseWeb-Carto 3 | SYSTEMINTERFACE | Carto 3 |  |  |  | Biosense Web | System, Interface |  | SYSTEMINTERFACE-BiosenseWeb-Carto 3 |  |  |  |  | Covered PM Repair - Biomedical | MHHS-TMC
NO | NO | [5 empty] | Biosense Webster Inc. | CARTO 3 |  |  | WOODLANDS - CATH LAB | MHHS-Woodlands |  | System, Interface |  |  |  | Woodlands |  | WOODLANDS - CATH LAB | [5 empty] | STEREOTACTIC SYSTEM |  | SYSTEMINTERFACE-BiosenseWeb-Carto 3 | SYSTEMINTERFACE | Carto 3 |  |  |  | Biosense Web | System, Interface |  | SYSTEMINTERFACE-BiosenseWeb-Carto 3 |  |  |  |  | Covered PM Repair - Biomedical | MHHS-Woodlands
NO | NO | [5 empty] | Biosense Webster Inc. | CARTO XP |  |  | TMC - CATH LAB - ADULT (2HVI) | MHHS-TMC |  | System, Interface |  |  |  | TMC |  | TMC - CATH LAB - ADULT (2HVI) | [5 empty] | STEREOTACTIC SYSTEM |  | SYSTEMINTERFACE-BiosenseWeb-Carto XP | SYSTEMINTERFACE | Carto XP |  |  |  | Biosense Web | System, Interface |  | SYSTEMINTERFACE-BiosenseWeb-Carto XP |  |  |  |  | Covered PM Repair - Biomedical | MHHS-TMC
NO | NO |  |  |  | 074-04648 |  | Biosense Webster Inc. | COOLFLOW |  | G4CP-0722 | TMC - CATH LAB - ADULT (2HVI) | MHHS-TMC |  | Irrigation/Aspiration Unit |  | 074-04648 |  | TMC |  | TMC - CATH LAB - ADULT (2HVI) | [5 empty] | IRRIGATION/DISTENTION SYSTEMS |  | IRRIGATIONASPNUNIT-BiosenseWeb-Coolflow | IRRIGATIONASPNUNIT | Coolflow |  |  |  | Biosense Web | Irrigation/Aspiration Unit |  | IRRIGATIONASPNUNIT-BiosenseWeb-Coolflow |  |  |  |  | Covered PM Repair - Biomedical | MHHS-TMC
NO | NO |  |  |  | 074-04699 |  | Biosense Webster Inc. | COOLFLOW |  | G4CR-0677 | TMC - CATH LAB - ADULT (2HVI) | MHHS-TMC |  | Irrigation/Aspiration Unit |  | 074-04699 |  | TMC |  | TMC - CATH LAB - ADULT (2HVI) | [5 empty] | IRRIGATION/DISTENTION SYSTEMS |  | IRRIGATIONASPNUNIT-BiosenseWeb-Coolflow | IRRIGATIONASPNUNIT | Coolflow |  |  |  | Biosense Web | Irrigation/Aspiration Unit |  | IRRIGATIONASPNUNIT-BiosenseWeb-Coolflow |  |  |  |  | Covered PM Repair - Biomedical | MHHS-TMC
NO | NO | [5 empty] | Biosense Webster Inc. | COOLFLOW |  |  | TMC - CATH LAB - ADULT (2HVI) | MHHS-TMC |  | Irrigation/Aspiration Unit |  |  |  | TMC |  | TMC - CATH LAB - ADULT (2HVI) | [5 empty] | IRRIGATION/DISTENTION SYSTEMS |  | IRRIGATIONASPNUNIT-BiosenseWeb-Coolflow | IRRIGATIONASPNUNIT | Coolflow |  |  |  | Biosense Web | Irrigation/Aspiration Unit |  | IRRIGATIONASPNUNIT-BiosenseWeb-Coolflow |  |  |  |  | Covered PM Repair - Biomedical | MHHS-TMC
NO | NO | [5 empty] | Biosense Webster Inc. | COOLFLOW |  |  | WOODLANDS - CATH LAB | MHHS-Woodlands |  | Irrigation/Aspiration Unit |  |  |  | Woodlands |  | WOODLANDS - CATH LAB | [5 empty] | IRRIGATION/DISTENTION SYSTEMS |  | IRRIGATIONASPNUNIT-BiosenseWeb-Coolflow | IRRIGATIONASPNUNIT | Coolflow |  |  |  | Biosense Web | Irrigation/Aspiration Unit |  | IRRIGATIONASPNUNIT-BiosenseWeb-Coolflow |  |  |  |  | Covered PM Repair - Biomedical | MHHS-Woodlands
NO | YES |  |  |  | 151-02657 | 151-02657 | Biosense Webster Inc. | SMARTABLATE |  | G4C-3430 | CY-Cardiac Cath Lab | MHHS-Cypress |  | Electrosurgical Unit |  | 151-02657 | 151-02657 | Northwest | MHHS-Cypress | CY-Cardiac Cath Lab | Cath Lab | 7/1/19 | 7/1/20 |  |  | ELECTROSURGICAL UNITS | Electrosurgical Unit | ELECTROSURGICALUNIT-BiosenseWeb-Smart Ablate | ELECTROSURGICALUNIT | Smart Ablate |  |  |  | Biosense Web | Electrosurgical Unit |  |  | ELECTROSURGICALUNIT-BiosenseWeb-Smart Ablate | 5/17/20 |  | ESU-SA | Not Covered Vendor Only - Biomedical | MHHS-Cypress | [8 empty] | ELECTROSURGICALUNIT | Electrosurgical Unit | Biosense Web
NO | YES |  |  |  | 133-09913 | 133-09913 | Biosense Webster Inc. | SMARTABLATE |  | G4C-2049 | Katy-Cath Lab | MHHS-Katy |  | Electrosurgical Unit |  | 133-09913 | 133-09913 | Katy | MHHS-Katy | Katy-Cath Lab | Cath lab 1 | 5/1/19 | 5/1/20 |  |  | ELECTROSURGICAL UNITS | Electrosurgical Unit | ELECTROSURGICALUNIT-BiosenseWeb-Smart Ablate | ELECTROSURGICALUNIT | Smart Ablate |  |  |  | Biosense Web | Electrosurgical Unit |  |  | ELECTROSURGICALUNIT-BiosenseWeb-Smart Ablate |  |  | ESU-SA | Covered PM Repair - Biomedical | MHHS-Katy | [8 empty] | ELECTROSURGICALUNIT | Electrosurgical Unit | Biosense Web
NO | YES |  |  |  | 041-19756 | 041-19756 | Biosense Webster Inc. | SMARTABLATE |  | G4C-1220 | Cath Lab | MHHS-Mem City |  | Electrosurgical Unit |  | 041-19756 | 041-19756 | West | Memorial Hermann - Memorial City | Cath Lab | Room E9-2151 |  |  |  |  | ELECTROSURGICAL UNITS |  | ELECTROSURGICALUNIT-BiosenseWeb-Smart Ablate | ELECTROSURGICALUNIT | Smart Ablate |  |  |  | Biosense Web | Electrosurgical Unit |  |  | ELECTROSURGICALUNIT-BiosenseWeb-Smart Ablate |  |  |  | Covered PM Repair - Biomedical | MHHS-Mem City
NO | YES |  |  |  | 029-10210 | 029-10210 | Biosense Webster Inc. | SMARTABLATE |  | G4C-1322 | Woodlands-Cath Lab | MHHS-Woodlands |  | Electrosurgical Unit |  | 029-10210 | 029-10210 | Woodlands | MHHS-Woodlands | Woodlands-Cath Lab | Cath lab 1 | 7/1/19 |  | 7/1/21 |  | ELECTROSURGICAL UNITS | Electrosurgical Unit | ELECTROSURGICALUNIT-BiosenseWeb-Smart Ablate | ELECTROSURGICALUNIT | Smart Ablate |  |  |  | Biosense Web | Electrosurgical Unit |  |  | ELECTROSURGICALUNIT-BiosenseWeb-Smart Ablate | 1/1/14 |  | ESU-SA | Covered PM Repair - Biomedical | MHHS-Woodlands | [8 empty] | ELECTROSURGICALUNIT | Electrosurgical Unit | Biosense Web
NO | NO |  |  |  | 151-02910 |  | Biosense Webster Inc. | SMARTABLATE |  | G4RC-3389 | CY - CARDIAC CATH LAB | MHHS-Cypress |  | Electrosurgical Unit |  | 151-02910 |  | Northwest & Cypress |  | CY - CARDIAC CATH LAB | [5 empty] | ELECTROSURGICAL UNITS |  | ELECTROSURGICALUNIT-BiosenseWeb-Smart Ablate | ELECTROSURGICALUNIT | Smart Ablate |  |  |  | Biosense Web | Electrosurgical Unit |  |  | ELECTROSURGICALUNIT-BiosenseWeb-Smart Ablate |  |  |  | Covered PM Repair - Biomedical | MHHS-Cypress
NO | NO |  |  |  | 009-10101 |  | Biosense Webster Inc. | SMARTABLATE |  | G4C-1449 | GH - CATH LAB | MHHS-Greater Heights |  | Electrosurgical Unit |  | 009-10101 |  | Central & Greater Heights |  | GH - CATH LAB | [5 empty] | ELECTROSURGICAL UNITS |  | ELECTROSURGICALUNIT-BiosenseWeb-Smart Ablate | ELECTROSURGICALUNIT | Smart Ablate |  |  |  | Biosense Web | Electrosurgical Unit |  |  | ELECTROSURGICALUNIT-BiosenseWeb-Smart Ablate |  |  |  | Covered PM Repair - Radiology, Low End | MHHS-Greater Heights
NO | NO |  |  |  | 009-10100 |  | Biosense Webster Inc. | SMARTABLATE |  | G4CP-1433 | GH - CATH LAB | MHHS-Greater Heights |  | Electrosurgical Unit |  | 009-10100 |  | Central & Greater Heights |  | GH - CATH LAB | [5 empty] | IRRIGATION/DISTENTION SYSTEMS |  | ELECTROSURGICALUNIT-BiosenseWeb-Smart Ablate | ELECTROSURGICALUNIT | Smart Ablate |  |  |  | Biosense Web | Electrosurgical Unit |  |  | ELECTROSURGICALUNIT-BiosenseWeb-Smart Ablate |  |  |  | Covered PM Repair - Radiology, Low End | MHHS-Greater Heights
NO | NO |  |  |  | 074-04701 |  | Biosense Webster Inc. | SMARTABLATE |  | G4RC-0617 | TMC - CATH LAB - ADULT (2HVI) | MHHS-TMC |  | Electrosurgical Unit |  | 074-04701 |  | TMC |  | TMC - CATH LAB - ADULT (2HVI) | [5 empty] | ELECTROSURGICAL UNITS |  | ELECTROSURGICALUNIT-BiosenseWeb-Smart Ablate | ELECTROSURGICALUNIT | Smart Ablate |  |  |  | Biosense Web | Electrosurgical Unit |  |  | ELECTROSURGICALUNIT-BiosenseWeb-Smart Ablate |  |  |  | Covered PM Repair - Biomedical | MHHS-TMC
NO | NO |  |  |  | 074-04647 |  | Biosense Webster Inc. | SMARTABLATE |  | G4C-0705 | TMC - CATH LAB - ADULT (2HVI) | MHHS-TMC |  | Electrosurgical Unit |  | 074-04647 |  | TMC |  | TMC - CATH LAB - ADULT (2HVI) | [5 empty] | IRRIGATION/DISTENTION SYSTEMS |  | ELECTROSURGICALUNIT-BiosenseWeb-Smart Ablate | ELECTROSURGICALUNIT | Smart Ablate |  |  |  | Biosense Web | Electrosurgical Unit |  |  | ELECTROSURGICALUNIT-BiosenseWeb-Smart Ablate |  |  |  | Covered PM Repair - Respiratory/Steriliz | MHHS-TMC
NO | NO |  |  |  | 074-04698 |  | Biosense Webster Inc. | SMARTABLATE |  | G4C-0650 | TMC - CATH LAB - ADULT (2HVI) | MHHS-TMC |  | Electrosurgical Unit |  | 074-04698 |  | TMC |  | TMC - CATH LAB - ADULT (2HVI) | [5 empty] | IRRIGATION/DISTENTION SYSTEMS |  | ELECTROSURGICALUNIT-BiosenseWeb-Smart Ablate | ELECTROSURGICALUNIT | Smart Ablate |  |  |  | Biosense Web | Electrosurgical Unit |  |  | ELECTROSURGICALUNIT-BiosenseWeb-Smart Ablate |  |  |  | Clinical Miscellaneous | MHHS-TMC
NO | NO |  |  |  | 074-05687 |  | Biosense Webster Inc. | SMARTABLATE |  | G4CP-3045 | TMC - CATH LAB - PEDI (GHP) | MHHS-TMC |  | Electrosurgical Unit |  | 074-05687 |  | TMC |  | TMC - CATH LAB - PEDI (GHP) | [5 empty] | IRRIGATION/DISTENTION SYSTEMS |  | ELECTROSURGICALUNIT-BiosenseWeb-Smart Ablate | ELECTROSURGICALUNIT | Smart Ablate |  |  |  | Biosense Web | Electrosurgical Unit |  |  | ELECTROSURGICALUNIT-BiosenseWeb-Smart Ablate |  |  |  | Covered PM Repair - Radiology, Low End | MHHS-TMC
NO | NO |  |  |  | 029-32150 |  | Biosense Webster Inc. | SMARTABLATE |  | G4C-2002 | WOODLANDS - CATH LAB | MHHS-Woodlands |  | Electrosurgical Unit |  | 029-32150 |  | Woodlands |  | WOODLANDS - CATH LAB | [5 empty] | ELECTROSURGICAL UNITS |  | ELECTROSURGICALUNIT-BiosenseWeb-Smart Ablate | ELECTROSURGICALUNIT | Smart Ablate |  |  |  | Biosense Web | Electrosurgical Unit |  |  | ELECTROSURGICALUNIT-BiosenseWeb-Smart Ablate |  |  |  | Covered PM Repair - Biomedical | MHHS-Woodlands
NO | YES | [5 empty] | Biosense Webster Inc. | STOCKERT 70 |  | st-1938 | SW-HVI-OR | MHHS-Southwest | [5 empty] | Southwest | MHHS-Southwest | SW-HVI-OR | HVI - OR | 9/1/19 |  |  |  | RADIOFREQUENCY GENERATOR |  | .needs class | [5 empty] | Biosense Web |  |  |  |  | 4/20/14 |  |  | Covered PM Repair - Biomedical | MHHS-Southwest
NO | NO | [5 empty] | Biosense Webster Inc. | STOCKERT 70 |  | st-1052 | SW - CATH LAB | MHHS-Southwest | [5 empty] | Southwest |  | SW - CATH LAB | [5 empty] | RADIOFREQUENCY GENERATOR |  | .needs class | [5 empty] | Biosense Web | [7 empty] | Covered PM Repair - Biomedical | MHHS-Southwest
NO | NO |  |  |  | 074-04429 |  | Biosense Webster Inc. | STOCKERT 70 |  | ST 4712 | TMC - CATH LAB - ADULT (2HVI) | MHHS-TMC |  |  |  | 074-04429 |  | TMC |  | TMC - CATH LAB - ADULT (2HVI) | [5 empty] | RADIOFREQUENCY GENERATOR |  | .needs class | [5 empty] | Biosense Web | [7 empty] | Covered PM Repair - Biomedical | MHHS-TMC
NO | NO | [5 empty] | Biosense Webster Inc. | STOCKERT 70 |  |  | TMC - CATH LAB - ADULT (2HVI) | MHHS-TMC | [5 empty] | TMC |  | TMC - CATH LAB - ADULT (2HVI) | [5 empty] | RADIOFREQUENCY GENERATOR |  | .needs class | [5 empty] | Biosense Web | [7 empty] | Covered PM Repair - Biomedical | MHHS-TMC
NO | NO | [5 empty] | Biosense Webster Inc. | STOCKERT 70 |  | ST-4941 | TMC - CATH LAB - ADULT (2HVI) | MHHS-TMC | [5 empty] | TMC |  | TMC - CATH LAB - ADULT (2HVI) | [5 empty] | RADIOFREQUENCY GENERATOR |  | .needs class | [5 empty] | Biosense Web | [7 empty] | Covered PM Repair - Biomedical | MHHS-TMC
NO | NO |  |  |  | ST7412 |  | Biosense Webster Inc. | STOCKERT 70 |  | ST4712 | TMC - CATH LAB - ADULT (2HVI) | MHHS-TMC |  |  |  | ST7412 |  | TMC |  | TMC - CATH LAB - ADULT (2HVI) | [5 empty] | RADIOFREQUENCY GENERATOR |  | .needs class | [5 empty] | Biosense Web | [7 empty] | Not Covered Vendor Only - Biomedical | MHHS-TMC
NO | NO |  |  |  | 074-05688 |  | Biosense Webster Inc. | STOCKERT 70 |  | G4C-3063 | TMC - CATH LAB - PEDI (GHP) | MHHS-TMC |  |  |  | 074-05688 |  | TMC |  | TMC - CATH LAB - PEDI (GHP) | [5 empty] | RADIOFREQUENCY GENERATOR |  | .needs class | [5 empty] | Biosense Web | [7 empty] | Covered PM Repair - Biomedical | MHHS-TMC
NO | NO | [5 empty] | Biosense Webster Inc. | STOCKERT 70 |  | st-4120 | TMC - CATH LAB - PEDI (GHP) | MHHS-TMC | [5 empty] | TMC |  | TMC - CATH LAB - PEDI (GHP) | [5 empty] | RADIOFREQUENCY GENERATOR |  | .needs class | [5 empty] | Biosense Web | [7 empty] | Covered PM Repair - Biomedical | MHHS-TMC
NO | NO |  |  |  | 029-10310 |  | Biosense Webster Inc. | STOCKERT 70 |  | ST-4983 | WOODLANDS - CATH LAB | MHHS-Woodlands |  |  |  | 029-10310 |  | Woodlands |  | WOODLANDS - CATH LAB | [5 empty] | RADIOFREQUENCY GENERATOR |  | .needs class | [5 empty] | Biosense Web | [7 empty] | Covered PM Repair - Biomedical | MHHS-Woodlands
YES | YES |  |  |  | 099-10573 | 099-10573 | Biosite Inc. | INRation 2 |  |  | Cardiovascular |  |  |  |  | 099-10573 | 099-10573 | Southwest | Memorial Harmann Hospital - Medical Plaza 2 | Cardiovascular | Cardiovascular
YES | YES |  |  |  | 009-33239 | 009-33239 | Biotek Instruments | 405 TS |  | 190910B | SW - LABORATORY - PROCESSING |  |  |  |  | 009-33239 | 009-33239 | Southwest | Memorial Hermann Diagnostic Laboratory - Southwest Medical Plaza 1 (#756) | SW - LABORATORY - PROCESSING | Lab |  |  |  | New Add Microplate Washer
NO | YES |  |  |  | 013-38095 | 013-38095 | BioTek Instruments, Inc. | ELX800 |  | 170120D | SW-Laboratory | MHHS-Southwest |  | Analyzer, Immunochemistry |  | 013-38095 | 013-38095 | Southwest | MHHS-Southwest | SW-Laboratory | Lab |  |  |  |  | RECORDERS, GRAPHIC | Analyzer, Immunochemistry | ANALYZERIMMUNOCHEMISTRY-Bio-Tek-ELX 800 | ANALYZERIMMUNOCHEMISTRY | ELX 800 |  |  |  | Bio-Tek | Analyzer, Immunochemistry |  |  | ANALYZERIMMUNOCHEMISTRY-Bio-Tek-ELX 800 |  |  | AI-A | Covered PM Repair - Biomedical | MHHS-Southwest | [8 empty] | ANALYZERIMMUNOCHEMISTRY | Analyzer, Immunochemistry | Bio-Tek
YES | YES | Serial Number 9223372036854780000 |  |  | 099-06197 | 099-06197 | BIOTRONIK Inc |  |  |  | SE - RADIOLOGY |  |  |  |  | 099-06197 | 099-06197 |  | Memorial Hermann- SE - RADIOLOGY | SE - RADIOLOGY | CT1 | 4/1/20 |  |  | No PM Sticker
NO | NO |  |  |  | 074-05037 |  | BIOTRONIK Inc |  |  |  | TMC - CATH LAB - ADULT (2HVI) | MHHS-TMC |  |  |  | 074-05037 |  | TMC |  | TMC - CATH LAB - ADULT (2HVI) | [5 empty] | STIMULATORS, ELECTRICAL, NEUROMUSCULAR |  | .needs class |  |  |  |  | .needs class | BIOTRONIK | [7 empty] | Covered PM Repair - Biomedical | MHHS-TMC
YES | YES | Serial Number 9223372036854780000 |  |  | 099-13582 | 099-13582 | BIOTRONIK Inc | CardioMessenger II-S/3 |  |  | TMC - HVI - CIMU (4HVI) |  |  |  |  | 099-13582 | 099-13582 | TMC | Memorial Hermann-Texas Medical Center | TMC - HVI - CIMU (4HVI)
YES | YES |  |  |  | 099-01131 | 099-01131 | BIOTRONIK Inc | RENAMIC |  |  | Cath Lab |  |  |  |  | 099-01131 | 099-01131 | Katy | Memorial Hermann Northeast Hospital | Cath Lab | IR Storage
NO | NO |  |  |  | 000-05032 |  | BIOTRONIK Inc | RENAMIC |  |  | MH MG - (MC) - COMPREHENSIVE HEART CARE | MHHS-MG |  | Programmer, Pacemaker |  | 000-05032 |  | West & Memorial City |  | MH MG - (MC) - COMPREHENSIVE HEART CARE | [5 empty] | CARDIAC OUTPUT UNITS |  | PROGRAMPACEMAKER-BIOTRONIK-RENAMIC | PROGRAMPACEMAKER | RENAMIC |  |  |  | BIOTRONIK | Programmer, Pacemaker |  | PROGRAMPACEMAKER-BIOTRONIK-RENAMIC |  |  |  |  | Not Covered Vendor Only - Biomedical | MHHS-MG
NO | NO |  |  |  | 069-46516 |  | BIOTRONIK Inc | REOCOR S EXTERNAL PACEMAKER |  |  | TMC - CATH LAB - ADULT (2HVI) | MHHS-TMC |  |  |  | 069-46516 |  | TMC |  | TMC - CATH LAB - ADULT (2HVI) | [5 empty] | PACEMAKERS, CARDIAC |  | .needs class | [5 empty] | BIOTRONIK | [7 empty] | Not Covered Vendor Only - Biomedical | MHHS-TMC
NO | NO |  |  |  | 074-05145 |  | BIOTRONIK Inc | REOCOR S EXTERNAL PACEMAKER |  |  | TMC - CATH LAB - ADULT (2HVI) | MHHS-TMC |  |  |  | 074-05145 |  | TMC |  | TMC - CATH LAB - ADULT (2HVI) | [5 empty] | PACEMAKERS, CARDIAC |  | .needs class | [5 empty] | BIOTRONIK | [7 empty] | Covered PM Repair - Biomedical | MHHS-TMC
NO | NO |  |  |  | 029-12869 |  | BIOTRONIK Inc | REOCOR S EXTERNAL PACEMAKER |  |  | WOODLANDS - CATH LAB | MHHS-Woodlands |  |  |  | 029-12869 |  | Woodlands |  | WOODLANDS - CATH LAB | [5 empty] | PACEMAKERS, CARDIAC |  | .needs class | [5 empty] | BIOTRONIK | [7 empty] | Covered PM Repair - Biomedical | MHHS-Woodlands
NO | NO |  |  |  | 029-32170 |  | BIOTRONIK Inc | REOCOR S EXTERNAL PACEMAKER |  |  | WOODLANDS - CATH LAB | MHHS-Woodlands |  |  |  | 029-32170 |  | Woodlands |  | WOODLANDS - CATH LAB | [5 empty] | PACEMAKERS, CARDIAC |  | .needs class | [5 empty] | BIOTRONIK | [7 empty] | Covered PM Repair - Biomedical | MHHS-Woodlands
NO | NO |  |  |  | 029-32418 |  | BIOTRONIK Inc | REOCOR S EXTERNAL PACEMAKER |  |  | WOODLANDS - CATH LAB | MHHS-Woodlands |  |  |  | 029-32418 |  | Woodlands |  | WOODLANDS - CATH LAB | [5 empty] | PACEMAKERS, CARDIAC |  | .needs class | [5 empty] | BIOTRONIK | [7 empty] | Covered PM Repair - Biomedical | MHHS-Woodlands
YES | YES |  |  |  | 041-32451 | 041-32451 | Biotronlk | Reocor iS |  |  | Cath lab |  |  |  |  | 041-32451 | 041-32451 | West | Memorial Hermann Heart | Cath lab | Dictition Room
NO | YES |  |  |  |  | 142-01633 | Bird Products Corp | 10030A MICROBLENDER |  | KFF18099 | NE-Biomedical Services | MHHS-Northeast |  |  |  |  | 142-01633 | Katy | MHHS-Northeast | NE-Biomedical Services | Biomed | 8/1/18 | 8/1/19 |  |  | OXYGEN-AIR PROPORTIONERS | Blender, Oxygen/Air | BLENDEROXYGENAIR-CAREFUSION-10030A |  |  |  |  | BLENDEROXYGENAIR-CAREFUSION-10030A | Bird | [6 empty] | BOA-A | Covered PM Repair - Biomedical | MHHS-Northeast | [8 empty] | BLENDEROXYGENAIR | Blender, Oxygen/Air | CAREFUSION
NO | YES |  |  |  | 077-06662 | 077-06662 | Bird Products Corp | 10040A |  | AFF05920 | TMC-Children's-L&D (5Hp) | MHHS-TMC |  | Blender, Oxygen/Air |  | 077-06662 | 077-06662 | TMC | MHHS-TMC | TMC-Children's-L&D (5Hp) |  | 6/23/17 |  |  |  | OXYGEN-AIR PROPORTIONERS |  | BLENDEROXYGENAIR-Viasys-10040A | BLENDEROXYGENAIR | 10040A |  |  |  | VIASYS | Blender, Oxygen/Air |  |  | BLENDEROXYGENAIR-Viasys-10040A |  | Verified 3/30/2020 4:07pm (Central) |  | Covered PM Repair - Biomedical | MHHS-TMC
NO | YES | [5 empty] | Bird Products Corp | 10040A |  | AFF08749 | TMC-Children's-L&D (5Hp) | MHHS-TMC |  | Blender, Oxygen/Air |  |  |  | TMC | MHHS-TMC | TMC-Children's-L&D (5Hp) |  | 9/3/19 |  |  |  | OXYGEN-AIR PROPORTIONERS |  | BLENDEROXYGENAIR-Viasys-10040A | BLENDEROXYGENAIR | 10040A |  |  |  | VIASYS | Blender, Oxygen/Air |  |  | BLENDEROXYGENAIR-Viasys-10040A | 8/31/17 | Verified 3/30/2020 4:07pm (Central) |  | Covered PM Repair - Biomedical | MHHS-TMC
NO | YES |  |  |  | 077-04310 | 077-04310 | Bird Products Corp | 10040A |  | AFF08746 | TMC-Children's-NICU (7Hp) | MHHS-TMC |  | Blender, Oxygen/Air |  | 077-04310 | 077-04310 | TMC | MHHS-TMC | TMC-Children's-NICU (7Hp) | [5 empty] | OXYGEN-AIR PROPORTIONERS |  | BLENDEROXYGENAIR-Viasys-10040A | BLENDEROXYGENAIR | 10040A |  |  |  | VIASYS | Blender, Oxygen/Air |  |  | BLENDEROXYGENAIR-Viasys-10040A | 8/1/17 | Verified 3/30/2020 4:07pm (Central) |  | Not Covered Vendor Only - Biomedical | MHHS-TMC
NO | YES |  |  |  | 077-04314 | 077-04314 | Bird Products Corp | 10040A |  | AFF08762 | TMC-Children's-NICU (7Hp) | MHHS-TMC |  | Blender, Oxygen/Air |  | 077-04314 | 077-04314 | TMC | MHHS-TMC | TMC-Children's-NICU (7Hp) |  | 8/7/19 |  |  |  | OXYGEN-AIR PROPORTIONERS |  | BLENDEROXYGENAIR-Viasys-10040A | BLENDEROXYGENAIR | 10040A |  |  |  | VIASYS | Blender, Oxygen/Air |  |  | BLENDEROXYGENAIR-Viasys-10040A | 5/16/13 | Verified 3/30/2020 4:07pm (Central) |  | Covered PM Repair - Biomedical | MHHS-TMC
NO | YES |  |  |  | 077-04320 | 077-04320 | Bird Products Corp | 10040A |  | AFF08744 | TMC-Children's-NICU (7Hp) | MHHS-TMC |  | Blender, Oxygen/Air |  | 077-04320 | 077-04320 | TMC | MHHS-TMC | TMC-Children's-NICU (7Hp) |  | 8/14/19 |  |  |  | OXYGEN-AIR PROPORTIONERS |  | BLENDEROXYGENAIR-Viasys-10040A | BLENDEROXYGENAIR | 10040A |  |  |  | VIASYS | Blender, Oxygen/Air |  |  | BLENDEROXYGENAIR-Viasys-10040A | 1/11/14 | Verified 3/30/2020 4:07pm (Central) |  | Covered PM Repair - Biomedical | MHHS-TMC
NO | YES |  |  |  | 077-04831 | 077-04831 | Bird Products Corp | 10040A |  | AFF05912 | TMC-Children's-NICU (7Hp) | MHHS-TMC |  | Blender, Oxygen/Air |  | 077-04831 | 077-04831 | TMC | MHHS-TMC | TMC-Children's-NICU (7Hp) |  | 6/5/19 |  |  |  | OXYGEN-AIR PROPORTIONERS |  | BLENDEROXYGENAIR-Viasys-10040A | BLENDEROXYGENAIR | 10040A |  |  |  | VIASYS | Blender, Oxygen/Air |  |  | BLENDEROXYGENAIR-Viasys-10040A | 1/11/14 | Verified 3/30/2020 4:07pm (Central) |  | Covered PM Repair - Biomedical | MHHS-TMC
NO | YES |  |  |  | 077-04841 | 077-04841 | Bird Products Corp | 10040A |  | AFF05918 | TMC-Children's-NICU (7Hp) | MHHS-TMC |  | Blender, Oxygen/Air |  | 077-04841 | 077-04841 | TMC | MHHS-TMC | TMC-Children's-NICU (7Hp) |  | 6/9/17 |  |  |  | OXYGEN-AIR PROPORTIONERS | Blender, Oxygen/Air | BLENDEROXYGENAIR-Viasys-10040A | BLENDEROXYGENAIR | 10040A |  |  |  | VIASYS | Blender, Oxygen/Air |  |  | BLENDEROXYGENAIR-Viasys-10040A | 3/4/15 | Finished from Script 3/27/2020 12:11:52pm (Central) | BOA-A | Covered PM Repair - Biomedical | MHHS-TMC | [8 empty] | BLENDEROXYGENAIR | Blender, Oxygen/Air | VIASYS
NO | YES |  |  |  | 077-04937 | 077-04937 | Bird Products Corp | 10040A |  |  | TMC-Children's-NICU (7Hp) | MHHS-TMC |  | Blender, Oxygen/Air |  | 077-04937 | 077-04937 | TMC | MHHS-TMC | TMC-Children's-NICU (7Hp) |  | 11/28/18 |  |  |  | OXYGEN-AIR PROPORTIONERS |  | BLENDEROXYGENAIR-Viasys-10040A | BLENDEROXYGENAIR | 10040A |  |  |  | VIASYS | Blender, Oxygen/Air |  |  | BLENDEROXYGENAIR-Viasys-10040A |  | Verified 3/30/2020 4:07pm (Central) |  | Covered PM Repair - Biomedical | MHHS-TMC
NO | YES |  |  |  | 077-04938 | 077-04938 | Bird Products Corp | 10040A |  | AFF08720 | TMC-Children's-NICU (7Hp) | MHHS-TMC |  | Blender, Oxygen/Air |  | 077-04938 | 077-04938 | TMC | MHHS-TMC | TMC-Children's-NICU (7Hp) |  | 8/13/19 |  |  |  | OXYGEN-AIR PROPORTIONERS |  | BLENDEROXYGENAIR-Viasys-10040A | BLENDEROXYGENAIR | 10040A |  |  |  | VIASYS | Blender, Oxygen/Air |  |  | BLENDEROXYGENAIR-Viasys-10040A |  | Verified 3/30/2020 4:07pm (Central) |  | Covered PM Repair - Radiology, Low End | MHHS-TMC
NO | YES |  |  |  | 077-04939 | 077-04939 | Bird Products Corp | 10040A |  | AFF08726 | TMC-Children's-NICU (7Hp) | MHHS-TMC |  | Blender, Oxygen/Air |  | 077-04939 | 077-04939 | TMC | MHHS-TMC | TMC-Children's-NICU (7Hp) |  | 8/14/19 |  |  |  | OXYGEN-AIR PROPORTIONERS |  | BLENDEROXYGENAIR-Viasys-10040A | BLENDEROXYGENAIR | 10040A |  |  |  | VIASYS | Blender, Oxygen/Air |  |  | BLENDEROXYGENAIR-Viasys-10040A |  | Verified 3/30/2020 4:07pm (Central) |  | Covered PM Repair - Radiology, Low End | MHHS-TMC
NO | YES |  |  |  | 077-04941 | 077-04941 | Bird Products Corp | 10040A |  | AFF08731 | TMC-Children's-NICU (7Hp) | MHHS-TMC |  | Blender, Oxygen/Air |  | 077-04941 | 077-04941 | TMC | MHHS-TMC | TMC-Children's-NICU (7Hp) |  | 8/16/19 |  |  |  | OXYGEN-AIR PROPORTIONERS |  | BLENDEROXYGENAIR-Viasys-10040A | BLENDEROXYGENAIR | 10040A |  |  |  | VIASYS | Blender, Oxygen/Air |  |  | BLENDEROXYGENAIR-Viasys-10040A |  | Verified 3/30/2020 4:07pm (Central) |  | Covered PM Repair - Radiology, Low End | MHHS-TMC
NO | YES |  |  |  | 077-04944 | 077-04944 | Bird Products Corp | 10040A |  | AFF08733 | TMC-Children's-NICU (7Hp) | MHHS-TMC |  | Blender, Oxygen/Air |  | 077-04944 | 077-04944 | TMC | MHHS-TMC | TMC-Children's-NICU (7Hp) |  | 8/16/19 |  |  |  | OXYGEN-AIR PROPORTIONERS |  | BLENDEROXYGENAIR-Viasys-10040A | BLENDEROXYGENAIR | 10040A |  |  |  | VIASYS | Blender, Oxygen/Air |  |  | BLENDEROXYGENAIR-Viasys-10040A |  | Verified 3/30/2020 4:07pm (Central) |  | Covered PM Repair - Radiology, Low End | MHHS-TMC
NO | YES |  |  |  | 077-04948 | 077-04948 | Bird Products Corp | 10040A |  | AFF08753 | TMC-Children's-NICU (7Hp) | MHHS-TMC |  | Blender, Oxygen/Air |  | 077-04948 | 077-04948 | TMC | MHHS-TMC | TMC-Children's-NICU (7Hp) |  | 9/3/19 |  |  |  | OXYGEN-AIR PROPORTIONERS |  | BLENDEROXYGENAIR-Viasys-10040A | BLENDEROXYGENAIR | 10040A |  |  |  | VIASYS | Blender, Oxygen/Air |  |  | BLENDEROXYGENAIR-Viasys-10040A |  | Verified 3/30/2020 4:07pm (Central) |  | Covered PM Repair - Radiology, Low End | MHHS-TMC
NO | YES |  |  |  | 077-04978 | 077-04978 | Bird Products Corp | 10040A |  | AFF08756 | TMC-Children's-NICU (7Hp) | MHHS-TMC |  | Blender, Oxygen/Air |  | 077-04978 | 077-04978 | TMC | MHHS-TMC | TMC-Children's-NICU (7Hp) |  | 7/17/19 |  |  |  | OXYGEN-AIR PROPORTIONERS |  | BLENDEROXYGENAIR-Viasys-10040A | BLENDEROXYGENAIR | 10040A |  |  |  | VIASYS | Blender, Oxygen/Air |  |  | BLENDEROXYGENAIR-Viasys-10040A |  | Verified 3/30/2020 4:07pm (Central) |  | Covered PM Repair - Radiology, Low End | MHHS-TMC
NO | YES |  |  |  | 077-04981 | 077-04981 | Bird Products Corp | 10040A |  | AFF08721 | TMC-Children's-NICU (7Hp) | MHHS-TMC |  | Blender, Oxygen/Air |  | 077-04981 | 077-04981 | TMC | MHHS-TMC | TMC-Children's-NICU (7Hp) |  | 8/13/19 |  |  |  | OXYGEN-AIR PROPORTIONERS |  | BLENDEROXYGENAIR-Viasys-10040A | BLENDEROXYGENAIR | 10040A |  |  |  | VIASYS | Blender, Oxygen/Air |  |  | BLENDEROXYGENAIR-Viasys-10040A |  | Verified 3/30/2020 4:07pm (Central) |  | Covered PM Repair - Radiology, Low End | MHHS-TMC
NO | YES |  |  |  | 013-17447 | 013-17447 | Bird Products Corp | 10040A |  | AFF08755 | TMC-Children's-NICU (7Hp) | MHHS-TMC |  | Blender, Oxygen/Air |  | 013-17447 | 013-17447 | TMC | MHHS-TMC | TMC-Children's-NICU (7Hp) |  | 9/4/19 |  |  |  | OXYGEN-AIR PROPORTIONERS |  | BLENDEROXYGENAIR-Viasys-10040A | BLENDEROXYGENAIR | 10040A |  |  |  | VIASYS | Blender, Oxygen/Air |  |  | BLENDEROXYGENAIR-Viasys-10040A | 6/8/12 |  |  | Covered PM Repair - Biomedical | MHHS-TMC
NO | YES |  |  |  | 077-06646 |  | Bird Products Corp | 10040A |  | ACF05941 | TMC-Children's-NICU (7Hp) | MHHS-TMC |  | Blender, Oxygen/Air |  | 077-06646 |  | TMC | MHHS-TMC | TMC-Children's-NICU (7Hp) | Memorial Hermann- Childrens NICU | 8/1/19 |  |  | No PM Sticker | OXYGEN-AIR PROPORTIONERS |  | BLENDEROXYGENAIR-Viasys-10040A | BLENDEROXYGENAIR | 10040A |  |  |  | VIASYS | Blender, Oxygen/Air |  |  | BLENDEROXYGENAIR-Viasys-10040A |  |  |  | Covered PM Repair - Biomedical | MHHS-TMC
NO | YES |  |  |  | 077-06649 | 077-06649 | Bird Products Corp | 10040A |  | AJF01615 | TMC-HVI-Perfusion (7Hvi) | MHHS-TMC |  | Blender, Oxygen/Air |  | 077-06649 | 077-06649 | TMC | MHHS-TMC | TMC-HVI-Perfusion (7Hvi) | Equipment room | 9/1/19 |  |  |  | OXYGEN-AIR PROPORTIONERS | Blender, Oxygen/Air | BLENDEROXYGENAIR-Viasys-10040A | BLENDEROXYGENAIR | 10040A |  |  |  | VIASYS | Blender, Oxygen/Air |  |  | BLENDEROXYGENAIR-Viasys-10040A | 10/2/12 |  | BOA-A | Covered PM Repair - Biomedical | MHHS-TMC | [8 empty] | BLENDEROXYGENAIR | Blender, Oxygen/Air | VIASYS
NO | YES |  |  |  | 077-06653 | 077-06653 | Bird Products Corp | 10040A |  | ADF03708 | TMC-Children's-NICU (7Hp) | MHHS-TMC |  | Blender, Oxygen/Air |  | 077-06653 | 077-06653 | TMC | MHHS-TMC | TMC-Children's-NICU (7Hp) |  | 9/26/19 |  |  |  | OXYGEN-AIR PROPORTIONERS |  | BLENDEROXYGENAIR-Viasys-10040A | BLENDEROXYGENAIR | 10040A |  |  |  | VIASYS | Blender, Oxygen/Air |  |  | BLENDEROXYGENAIR-Viasys-10040A |  | Verified 3/30/2020 4:07pm (Central) |  | Covered PM Repair - Biomedical | MHHS-TMC
NO | YES | Serial Number No S # |  |  | 077-07267 | 077-07267 | Bird Products Corp | 10040A |  | No S # | TMC-Children's-NICU (7Hp) | MHHS-TMC |  | Blender, Oxygen/Air |  | 077-07267 | 077-07267 | TMC | MHHS-TMC | TMC-Children's-NICU (7Hp) |  | 8/7/19 |  |  |  | OXYGEN-AIR PROPORTIONERS |  | BLENDEROXYGENAIR-Viasys-10040A | BLENDEROXYGENAIR | 10040A |  |  |  | VIASYS | Blender, Oxygen/Air |  |  | BLENDEROXYGENAIR-Viasys-10040A | 3/4/16 | Verified 3/30/2020 4:07pm (Central) |  | Covered PM Repair - Biomedical | MHHS-TMC
NO | YES |  |  |  | 077-08184 | 077-08184 | Bird Products Corp | 10040A |  | AFF05859 | TMC-Children's-NICU (7Hp) | MHHS-TMC |  | Blender, Oxygen/Air |  | 077-08184 | 077-08184 | TMC | MHHS-TMC | TMC-Children's-NICU (7Hp) |  | 9/6/19 |  |  |  | OXYGEN-AIR PROPORTIONERS |  | BLENDEROXYGENAIR-Viasys-10040A | BLENDEROXYGENAIR | 10040A |  |  |  | VIASYS | Blender, Oxygen/Air |  |  | BLENDEROXYGENAIR-Viasys-10040A |  | Verified 3/30/2020 4:07pm (Central) |  | Covered PM Repair - Biomedical | MHHS-TMC
NO | YES |  |  |  | 077-08185 | 077-08185 | Bird Products Corp | 10040A |  | ADF03709 | TMC-Children's-NICU (7Hp) | MHHS-TMC |  | Blender, Oxygen/Air |  | 077-08185 | 077-08185 | TMC | MHHS-TMC | TMC-Children's-NICU (7Hp) |  | 6/26/19 |  |  |  | OXYGEN-AIR PROPORTIONERS |  | BLENDEROXYGENAIR-Viasys-10040A | BLENDEROXYGENAIR | 10040A |  |  |  | VIASYS | Blender, Oxygen/Air |  |  | BLENDEROXYGENAIR-Viasys-10040A |  | Verified 3/30/2020 4:07pm (Central) |  | Covered PM Repair - Biomedical | MHHS-TMC
NO | YES |  |  |  | 077-08281 | 077-08281 | Bird Products Corp | 10040A |  | ADF03712 | TMC-Children's-NICU (7Hp) | MHHS-TMC |  | Blender, Oxygen/Air |  | 077-08281 | 077-08281 | TMC | MHHS-TMC | TMC-Children's-NICU (7Hp) |  | 8/7/19 |  |  |  | OXYGEN-AIR PROPORTIONERS |  | BLENDEROXYGENAIR-Viasys-10040A | BLENDEROXYGENAIR | 10040A |  |  |  | VIASYS | Blender, Oxygen/Air |  |  | BLENDEROXYGENAIR-Viasys-10040A | 8/31/17 | Verified 3/30/2020 4:07pm (Central) |  | Covered PM Repair - Biomedical | MHHS-TMC
NO | YES |  |  |  | 077-09187 | 077-09187 | Bird Products Corp | 10040A |  | BAF03335 | TMC-Children's-NICU (7Hp) | MHHS-TMC |  | Blender, Oxygen/Air |  | 077-09187 | 077-09187 | TMC | MHHS-TMC | TMC-Children's-NICU (7Hp) |  | 8/6/19 |  |  |  | OXYGEN-AIR PROPORTIONERS | Blender, Oxygen/Air | BLENDEROXYGENAIR-Viasys-10040A | BLENDEROXYGENAIR | 10040A |  |  |  | VIASYS | Blender, Oxygen/Air |  |  | BLENDEROXYGENAIR-Viasys-10040A |  | Finished from Script 3/27/2020 12:11:52pm (Central) | BOA-A | Covered PM Repair - Biomedical | MHHS-TMC | [8 empty] | BLENDEROXYGENAIR | Blender, Oxygen/Air | VIASYS
NO | YES | [5 empty] | Bird Products Corp | 10040A |  | AFF08750 | TMC-Children's-NICU (7Hp) | MHHS-TMC |  | Blender, Oxygen/Air |  |  |  | TMC | MHHS-TMC | TMC-Children's-NICU (7Hp) |  | 6/12/19 |  |  |  | OXYGEN-AIR PROPORTIONERS |  | BLENDEROXYGENAIR-Viasys-10040A | BLENDEROXYGENAIR | 10040A |  |  |  | VIASYS | Blender, Oxygen/Air |  |  | BLENDEROXYGENAIR-Viasys-10040A |  | Verified 3/30/2020 4:07pm (Central) |  | Covered PM Repair - Biomedical | MHHS-TMC
NO | YES | [5 empty] | Bird Products Corp | 10040A |  | AFF08761 | TMC-Children's-NICU (7Hp) | MHHS-TMC |  | Blender, Oxygen/Air |  |  |  | TMC | MHHS-TMC | TMC-Children's-NICU (7Hp) |  | 8/23/19 |  |  |  | OXYGEN-AIR PROPORTIONERS |  | BLENDEROXYGENAIR-Viasys-10040A | BLENDEROXYGENAIR | 10040A |  |  |  | VIASYS | Blender, Oxygen/Air |  |  | BLENDEROXYGENAIR-Viasys-10040A |  | Verified 3/30/2020 4:07pm (Central) |  | Covered PM Repair - Biomedical | MHHS-TMC
NO | YES | [5 empty] | Bird Products Corp | 10040A |  | BAF03325 | TMC-Children's-NICU (7Hp) | MHHS-TMC |  | Blender, Oxygen/Air |  |  |  | TMC | MHHS-TMC | TMC-Children's-NICU (7Hp) |  | 8/14/19 |  |  |  | OXYGEN-AIR PROPORTIONERS |  | BLENDEROXYGENAIR-Viasys-10040A | BLENDEROXYGENAIR | 10040A |  |  |  | VIASYS | Blender, Oxygen/Air |  |  | BLENDEROXYGENAIR-Viasys-10040A | 9/14/17 | Verified 3/30/2020 4:07pm (Central) |  | Covered PM Repair - Radiology, High End | MHHS-TMC
NO | YES |  |  |  | 077-04312 | 077-04312 | Bird Products Corp | 10040A |  | AFF08742 | TMC-Children's-NICU/SCU (8Hp) | MHHS-TMC |  | Blender, Oxygen/Air |  | 077-04312 | 077-04312 | TMC | MHHS-TMC | TMC-Children's-NICU/SCU (8Hp) |  | 8/8/19 |  |  |  | OXYGEN-AIR PROPORTIONERS |  | BLENDEROXYGENAIR-Viasys-10040A | BLENDEROXYGENAIR | 10040A |  |  |  | VIASYS | Blender, Oxygen/Air |  |  | BLENDEROXYGENAIR-Viasys-10040A | 12/1/17 | Verified 3/30/2020 4:07pm (Central) |  | Covered PM Repair - Radiology, Low End | MHHS-TMC
NO | YES |  |  |  | 077-04826 | 077-04826 | Bird Products Corp | 10040A |  | AFF05860 | TMC-Children's-NICU/SCU (8Hp) | MHHS-TMC |  | Blender, Oxygen/Air |  | 077-04826 | 077-04826 | TMC | MHHS-TMC | TMC-Children's-NICU/SCU (8Hp) |  | 8/15/19 |  |  |  | OXYGEN-AIR PROPORTIONERS |  | BLENDEROXYGENAIR-Viasys-10040A | BLENDEROXYGENAIR | 10040A |  |  |  | VIASYS | Blender, Oxygen/Air |  |  | BLENDEROXYGENAIR-Viasys-10040A | 9/14/17 | Verified 3/30/2020 4:07pm (Central) |  | Not Covered Vendor Only - Rad, High End | MHHS-TMC
NO | YES |  |  |  | 077-04830 | 077-04830 | Bird Products Corp | 10040A |  | AFF05865 | TMC-Children's-NICU/SCU (8Hp) | MHHS-TMC |  | Blender, Oxygen/Air |  | 077-04830 | 077-04830 | TMC | MHHS-TMC | TMC-Children's-NICU/SCU (8Hp) |  | 6/4/19 |  |  |  | OXYGEN-AIR PROPORTIONERS |  | BLENDEROXYGENAIR-Viasys-10040A | BLENDEROXYGENAIR | 10040A |  |  |  | VIASYS | Blender, Oxygen/Air |  |  | BLENDEROXYGENAIR-Viasys-10040A | 4/1/16 | Verified 3/30/2020 4:07pm (Central) |  | Covered PM Repair - Radiology, Low End | MHHS-TMC
NO | YES |  |  |  | 077-04834 | 077-04834 | Bird Products Corp | 10040A |  | AFF05913 | TMC-Children's-NICU/SCU (8Hp) | MHHS-TMC |  | Blender, Oxygen/Air |  | 077-04834 | 077-04834 | TMC | MHHS-TMC | TMC-Children's-NICU/SCU (8Hp) |  | 7/1/19 |  |  |  | OXYGEN-AIR PROPORTIONERS |  | BLENDEROXYGENAIR-Viasys-10040A | BLENDEROXYGENAIR | 10040A |  |  |  | VIASYS | Blender, Oxygen/Air |  |  | BLENDEROXYGENAIR-Viasys-10040A | 4/1/16 |  |  | Covered PM Repair - Radiology, Low End | MHHS-TMC
NO | YES |  |  |  | 077-04942 | 077-04942 | Bird Products Corp | 10040A |  | AFF08729 | TMC-Children's-NICU/SCU (8Hp) | MHHS-TMC |  | Blender, Oxygen/Air |  | 077-04942 | 077-04942 | TMC | MHHS-TMC | TMC-Children's-NICU/SCU (8Hp) |  | 8/5/19 |  |  |  | OXYGEN-AIR PROPORTIONERS |  | BLENDEROXYGENAIR-Viasys-10040A | BLENDEROXYGENAIR | 10040A |  |  |  | VIASYS | Blender, Oxygen/Air |  |  | BLENDEROXYGENAIR-Viasys-10040A |  | Verified 3/30/2020 4:07pm (Central) |  | Covered PM Repair - Biomedical | MHHS-TMC
NO | YES | [5 empty] | Bird Products Corp | 10040A |  | AFF05911 | TMC-Children's-NICU/SCU (8Hp) | MHHS-TMC |  | Blender, Oxygen/Air |  |  |  | TMC | MHHS-TMC | TMC-Children's-NICU/SCU (8Hp) |  | 9/9/19 |  |  |  | OXYGEN-AIR PROPORTIONERS |  | BLENDEROXYGENAIR-Viasys-10040A | BLENDEROXYGENAIR | 10040A |  |  |  | VIASYS | Blender, Oxygen/Air |  |  | BLENDEROXYGENAIR-Viasys-10040A | 3/20/17 | Verified 3/30/2020 4:07pm (Central) |  | Covered PM Repair - Biomedical | MHHS-TMC
NO | YES |  |  |  | 077-04971 | 077-04971 | Bird Products Corp | 10040A |  | AFF08752 | TMC-Children's-PICU (9Hp) | MHHS-TMC |  | Blender, Oxygen/Air |  | 077-04971 | 077-04971 | TMC | MHHS-TMC | TMC-Children's-PICU (9Hp) |  | 8/15/19 |  |  |  | OXYGEN-AIR PROPORTIONERS |  | BLENDEROXYGENAIR-Viasys-10040A | BLENDEROXYGENAIR | 10040A |  |  |  | VIASYS | Blender, Oxygen/Air |  |  | BLENDEROXYGENAIR-Viasys-10040A | 3/20/17 | Verified 3/30/2020 4:07pm (Central) |  | Covered PM Repair - Biomedical | MHHS-TMC
NO | YES | [5 empty] | Bird Products Corp | 10040A |  | AFF08728 | TMC-Children's-PICU (9Hp) | MHHS-TMC |  | Blender, Oxygen/Air |  |  |  | TMC | MHHS-TMC | TMC-Children's-PICU (9Hp) |  | 8/14/19 |  |  |  | OXYGEN-AIR PROPORTIONERS |  | BLENDEROXYGENAIR-Viasys-10040A | BLENDEROXYGENAIR | 10040A |  |  |  | VIASYS | Blender, Oxygen/Air |  |  | BLENDEROXYGENAIR-Viasys-10040A |  | Verified 3/30/2020 4:07pm (Central) |  | Covered PM Repair - Biomedical | MHHS-TMC
NO | YES |  |  |  | 077-04254 | 077-04254 | Bird Products Corp | 10040A |  | AFF03347 | TMC-Children's-NICU (7Hp) | MHHS-TMC |  | Blender, Oxygen/Air |  | 077-04254 | 077-04254 | TMC | MHHS-TMC | TMC-Children's-NICU (7Hp) | Memorial Hermann-Texas Medical Center NICU | 8/1/19 |  |  | No PM Sticker | OXYGEN-AIR PROPORTIONERS |  | BLENDEROXYGENAIR-Viasys-10040A | BLENDEROXYGENAIR | 10040A |  |  |  | VIASYS | Blender, Oxygen/Air |  |  | BLENDEROXYGENAIR-Viasys-10040A |  |  |  | Covered PM Repair - Biomedical | MHHS-TMC
NO | YES |  |  |  | 077-04986 | 077-04986 | Bird Products Corp | 10040A |  | AFF08736 | TMC-Children's-RCW (8Hp) | MHHS-TMC |  | Blender, Oxygen/Air |  | 077-04986 | 077-04986 | TMC | MHHS-TMC | TMC-Children's-RCW (8Hp) |  | 6/12/19 |  |  |  | OXYGEN-AIR PROPORTIONERS |  | BLENDEROXYGENAIR-Viasys-10040A | BLENDEROXYGENAIR | 10040A |  |  |  | VIASYS | Blender, Oxygen/Air |  |  | BLENDEROXYGENAIR-Viasys-10040A |  | Verified 3/30/2020 4:07pm (Central) |  | Covered PM Repair - Biomedical | MHHS-TMC
NO | YES |  |  |  | 077-04945 | 077-04945 | Bird Products Corp | 10040A |  | AFF08732 | TMC-Respiratory-Adult | MHHS-TMC |  | Blender, Oxygen/Air |  | 077-04945 | 077-04945 | TMC | MHHS-TMC | TMC-Respiratory-Adult |  | 9/5/19 |  |  |  | OXYGEN-AIR PROPORTIONERS |  | BLENDEROXYGENAIR-Viasys-10040A | BLENDEROXYGENAIR | 10040A |  |  |  | VIASYS | Blender, Oxygen/Air |  |  | BLENDEROXYGENAIR-Viasys-10040A | 3/4/16 | Verified 3/30/2020 4:07pm (Central) |  | Covered PM Repair - Biomedical | MHHS-TMC
NO | YES |  |  |  | 077-04323 | 077-04323 | Bird Products Corp | 10040A |  | AFF08745 | TMC-Respiratory-Pedi | MHHS-TMC |  | Blender, Oxygen/Air |  | 077-04323 | 077-04323 | TMC | MHHS-TMC | TMC-Respiratory-Pedi |  | 10/1/19 |  |  |  | OXYGEN-AIR PROPORTIONERS |  | BLENDEROXYGENAIR-Viasys-10040A | BLENDEROXYGENAIR | 10040A |  |  |  | VIASYS | Blender, Oxygen/Air |  |  | BLENDEROXYGENAIR-Viasys-10040A | 6/5/20 | Verified 3/30/2020 4:07pm (Central) |  | Covered PM Repair - Biomedical | MHHS-TMC
NO | YES |  |  |  | 077-04846 | 077-04846 | Bird Products Corp | 10040A |  | AFE05471 | TMC-Children's-L&D (5Hp) | MHHS-TMC |  | Blender, Oxygen/Air |  | 077-04846 | 077-04846 | TMC | MHHS-TMC | TMC-Children's-L&D (5Hp) |  | 7/1/19 |  | 7/1/20 |  | OXYGEN-AIR PROPORTIONERS |  | BLENDEROXYGENAIR-Viasys-10040A | BLENDEROXYGENAIR | 10040A |  |  |  | VIASYS | Blender, Oxygen/Air |  |  | BLENDEROXYGENAIR-Viasys-10040A | 4/2/19 |  |  | Covered PM Repair - Biomedical | MHHS-TMC
NO | YES |  |  |  | 077-04947 | 077-04947 | Bird Products Corp | 10040A |  | aff08754 | TMC-Respiratory-Pedi | MHHS-TMC |  | Blender, Oxygen/Air |  | 077-04947 | 077-04947 | TMC | MHHS-TMC | TMC-Respiratory-Pedi |  | 8/1/19 |  |  |  | OXYGEN-AIR PROPORTIONERS |  | BLENDEROXYGENAIR-Viasys-10040A | BLENDEROXYGENAIR | 10040A |  |  |  | VIASYS | Blender, Oxygen/Air |  |  | BLENDEROXYGENAIR-Viasys-10040A | 12/20/20 | Verified 3/30/2020 4:07pm (Central) |  | No Coverage Specified | MHHS-TMC
NO | YES |  |  |  | 077-04977 | 077-04977 | Bird Products Corp | 10040A |  | AFF08723 | TMC-Respiratory-Pedi | MHHS-TMC |  | Blender, Oxygen/Air |  | 077-04977 | 077-04977 | TMC | MHHS-TMC | TMC-Respiratory-Pedi |  | 7/26/19 |  |  |  | OXYGEN-AIR PROPORTIONERS |  | BLENDEROXYGENAIR-Viasys-10040A | BLENDEROXYGENAIR | 10040A |  |  |  | VIASYS | Blender, Oxygen/Air |  |  | BLENDEROXYGENAIR-Viasys-10040A |  | Verified 3/30/2020 4:07pm (Central) |  | Covered PM Repair - Biomedical | MHHS-TMC
NO | YES |  |  |  | 077-04984 | 077-04984 | Bird Products Corp | 10040A |  | AFF08722 | TMC-Respiratory-Pedi | MHHS-TMC |  | Blender, Oxygen/Air |  | 077-04984 | 077-04984 | TMC | MHHS-TMC | TMC-Respiratory-Pedi |  | 12/18/18 |  |  |  | OXYGEN-AIR PROPORTIONERS |  | BLENDEROXYGENAIR-Viasys-10040A | BLENDEROXYGENAIR | 10040A |  |  |  | VIASYS | Blender, Oxygen/Air |  |  | BLENDEROXYGENAIR-Viasys-10040A |  | Verified 3/30/2020 4:07pm (Central) |  | Covered PM Repair - Biomedical | MHHS-TMC
NO | YES |  |  |  | 077-06642 | 077-06642 | Bird Products Corp | 10040A |  | BAF03336 | TMC-Respiratory-Pedi | MHHS-TMC |  | Blender, Oxygen/Air |  | 077-06642 | 077-06642 | TMC | MHHS-TMC | TMC-Respiratory-Pedi |  | 8/16/19 |  |  |  | OXYGEN-AIR PROPORTIONERS |  | BLENDEROXYGENAIR-Viasys-10040A | BLENDEROXYGENAIR | 10040A |  |  |  | VIASYS | Blender, Oxygen/Air |  |  | BLENDEROXYGENAIR-Viasys-10040A |  | Verified 3/30/2020 4:07pm (Central) |  | Covered PM Repair - Biomedical | MHHS-TMC
NO | YES |  |  |  | 077-06660 | 077-06660 | Bird Products Corp | 10040A |  | BAF03343 | TMC-Respiratory-Pedi | MHHS-TMC |  | Blender, Oxygen/Air |  | 077-06660 | 077-06660 | TMC | MHHS-TMC | TMC-Respiratory-Pedi |  | 7/18/19 |  |  |  | OXYGEN-AIR PROPORTIONERS |  | BLENDEROXYGENAIR-Viasys-10040A | BLENDEROXYGENAIR | 10040A |  |  |  | VIASYS | Blender, Oxygen/Air |  |  | BLENDEROXYGENAIR-Viasys-10040A | 11/1/20 | Verified 3/30/2020 4:07pm (Central) |  | No Coverage Specified | MHHS-TMC
NO | YES |  |  |  | 077-06670 | 077-06670 | Bird Products Corp | 10040A |  | BAF03332 | TMC-Respiratory-Pedi | MHHS-TMC |  | Blender, Oxygen/Air |  | 077-06670 | 077-06670 | TMC | MHHS-TMC | TMC-Respiratory-Pedi |  | 6/26/19 |  |  |  | OXYGEN-AIR PROPORTIONERS |  | BLENDEROXYGENAIR-Viasys-10040A | BLENDEROXYGENAIR | 10040A |  |  |  | VIASYS | Blender, Oxygen/Air |  |  | BLENDEROXYGENAIR-Viasys-10040A |  | Verified 3/30/2020 4:07pm (Central) |  | Covered PM Repair - Biomedical | MHHS-TMC
NO | YES |  |  |  | 077-06674 | 077-06674 | Bird Products Corp | 10040A |  | BAF03324 | TMC-Respiratory-Pedi | MHHS-TMC |  | Blender, Oxygen/Air |  | 077-06674 | 077-06674 | TMC | MHHS-TMC | TMC-Respiratory-Pedi |  | 10/1/19 |  |  |  | OXYGEN-AIR PROPORTIONERS |  | BLENDEROXYGENAIR-Viasys-10040A | BLENDEROXYGENAIR | 10040A |  |  |  | VIASYS | Blender, Oxygen/Air |  |  | BLENDEROXYGENAIR-Viasys-10040A |  | Verified 3/30/2020 4:07pm (Central) |  | Covered PM Repair - Biomedical | MHHS-TMC
NO | YES |  |  |  | 077-07765 | 077-07765 | Bird Products Corp | 10040A |  | BAF03304 | TMC-Respiratory-Pedi | MHHS-TMC |  | Blender, Oxygen/Air |  | 077-07765 | 077-07765 | TMC | MHHS-TMC | TMC-Respiratory-Pedi |  | 9/4/19 |  |  |  | OXYGEN-AIR PROPORTIONERS |  | BLENDEROXYGENAIR-Viasys-10040A | BLENDEROXYGENAIR | 10040A |  |  |  | VIASYS | Blender, Oxygen/Air |  |  | BLENDEROXYGENAIR-Viasys-10040A |  | (null) |  | Covered PM Repair - Radiology, Low End | MHHS-TMC
NO | YES |  |  |  | 077-07844 | 077-07844 | Bird Products Corp | 10040A |  | BAF03299 | TMC-Respiratory-Pedi | MHHS-TMC |  | Blender, Oxygen/Air |  | 077-07844 | 077-07844 | TMC | MHHS-TMC | TMC-Respiratory-Pedi | Biomed shop |  |  |  |  | OXYGEN-AIR PROPORTIONERS | Blender, Oxygen/Air | BLENDEROXYGENAIR-Viasys-10040A | BLENDEROXYGENAIR | 10040A |  |  |  | VIASYS | Blender, Oxygen/Air |  |  | BLENDEROXYGENAIR-Viasys-10040A |  |  | BOA-A | Covered PM Repair - Biomedical | MHHS-TMC | [8 empty] | BLENDEROXYGENAIR | Blender, Oxygen/Air | VIASYS
NO | YES |  |  |  | 077-07848 | 077-07848 | Bird Products Corp | 10040A |  | ACF02709 | TMC-Respiratory-Pedi | MHHS-TMC |  | Blender, Oxygen/Air |  | 077-07848 | 077-07848 | TMC | MHHS-TMC | TMC-Respiratory-Pedi |  | 10/1/19 |  |  |  | OXYGEN-AIR PROPORTIONERS |  | BLENDEROXYGENAIR-Viasys-10040A | BLENDEROXYGENAIR | 10040A |  |  |  | VIASYS | Blender, Oxygen/Air |  |  | BLENDEROXYGENAIR-Viasys-10040A |  | Verified 3/30/2020 4:07pm (Central) |  | Covered PM Repair - Biomedical | MHHS-TMC
NO | YES |  |  |  | 077-07850 | 077-07850 | Bird Products Corp | 10040A |  | BAF03307 | TMC-Respiratory-Pedi | MHHS-TMC |  | Blender, Oxygen/Air |  | 077-07850 | 077-07850 | TMC | MHHS-TMC | TMC-Respiratory-Pedi |  | 7/18/19 |  |  |  | OXYGEN-AIR PROPORTIONERS |  | BLENDEROXYGENAIR-Viasys-10040A | BLENDEROXYGENAIR | 10040A |  |  |  | VIASYS | Blender, Oxygen/Air |  |  | BLENDEROXYGENAIR-Viasys-10040A | 9/14/17 | Verified 3/30/2020 4:07pm (Central) |  | Covered PM Repair - Biomedical | MHHS-TMC
NO | YES |  |  |  | 077-08180 | 077-08180 | Bird Products Corp | 10040A |  | BAF03311 | TMC-Respiratory-Pedi | MHHS-TMC |  | Blender, Oxygen/Air |  | 077-08180 | 077-08180 | TMC | MHHS-TMC | TMC-Respiratory-Pedi |  | 8/22/19 |  |  |  | OXYGEN-AIR PROPORTIONERS |  | BLENDEROXYGENAIR-Viasys-10040A | BLENDEROXYGENAIR | 10040A |  |  |  | VIASYS | Blender, Oxygen/Air |  |  | BLENDEROXYGENAIR-Viasys-10040A |  | Verified 3/30/2020 4:07pm (Central) |  | Covered PM Repair - Biomedical | MHHS-TMC
NO | YES |  |  |  | 077-08243 | 077-08243 | Bird Products Corp | 10040A |  | BAF03306 | TMC-Respiratory-Pedi | MHHS-TMC |  | Blender, Oxygen/Air |  | 077-08243 | 077-08243 | TMC | MHHS-TMC | TMC-Respiratory-Pedi |  | 8/7/19 |  |  |  | OXYGEN-AIR PROPORTIONERS |  | BLENDEROXYGENAIR-Viasys-10040A | BLENDEROXYGENAIR | 10040A |  |  |  | VIASYS | Blender, Oxygen/Air |  |  | BLENDEROXYGENAIR-Viasys-10040A |  | Verified 3/30/2020 4:07pm (Central) |  | Covered PM Repair - Biomedical | MHHS-TMC
NO | YES |  |  |  | 077-08280 | 077-08280 | Bird Products Corp | 10040A |  | BAF03342 | TMC-Respiratory-Adult | MHHS-TMC |  | Blender, Oxygen/Air |  | 077-08280 | 077-08280 | TMC | MHHS-TMC | TMC-Respiratory-Adult | Memorial Hermann- Texas Medical Center NICU | 6/1/19 |  | 6/1/20 |  | OXYGEN-AIR PROPORTIONERS |  | BLENDEROXYGENAIR-Viasys-10040A | BLENDEROXYGENAIR | 10040A |  |  |  | VIASYS | Blender, Oxygen/Air |  |  | BLENDEROXYGENAIR-Viasys-10040A |  |  |  | Covered PM Repair - Biomedical | MHHS-TMC
NO | YES |  |  |  | 077-09328 | 077-09328 | Bird Products Corp | 10040A |  | BAF03327 | TMC-Hermann-Pedi ER (1Hp) | MHHS-TMC |  | Blender, Oxygen/Air |  | 077-09328 | 077-09328 | TMC | MHHS-TMC | TMC-Hermann-Pedi ER (1Hp) | Nursing | 7/1/19 |  | 7/1/20 |  | OXYGEN-AIR PROPORTIONERS | Blender, Oxygen/Air | BLENDEROXYGENAIR-Viasys-10040A | BLENDEROXYGENAIR | 10040A |  |  |  | VIASYS | Blender, Oxygen/Air |  |  | BLENDEROXYGENAIR-Viasys-10040A | 7/1/14 |  | BOA-A | Covered PM Repair - Biomedical | MHHS-TMC | [8 empty] | BLENDEROXYGENAIR | Blender, Oxygen/Air | VIASYS
NO | YES | [5 empty] | Bird Products Corp | 10040A |  | baf03337 | TMC-Respiratory-Pedi | MHHS-TMC |  | Blender, Oxygen/Air |  |  |  | TMC | MHHS-TMC | TMC-Respiratory-Pedi |  | 3/20/19 |  |  |  | OXYGEN-AIR PROPORTIONERS |  | BLENDEROXYGENAIR-Viasys-10040A | BLENDEROXYGENAIR | 10040A |  |  |  | VIASYS | Blender, Oxygen/Air |  |  | BLENDEROXYGENAIR-Viasys-10040A | 7/12/14 | Verified 3/30/2020 4:07pm (Central) |  | Covered PM Repair - Biomedical | MHHS-TMC
NO | YES |  |  |  | 069-48102 | 069-48102 | Bird Products Corp | 10040A |  | BKF05934 | TMC-Hermann-Pedi ER (1Hp) | MHHS-TMC |  | Blender, Oxygen/Air |  | 069-48102 | 069-48102 | TMC | MHHS-TMC | TMC-Hermann-Pedi ER (1Hp) | Pedi 24 - Opthomology Room | 12/1/19 |  | 12/1/20 |  | OXYGEN-AIR PROPORTIONERS | Blender, Oxygen/Air | BLENDEROXYGENAIR-Viasys-10040A | BLENDEROXYGENAIR | 10040A |  |  |  | VIASYS | Blender, Oxygen/Air |  |  | BLENDEROXYGENAIR-Viasys-10040A | 11/29/19 |  | BOA-A | Covered PM Repair - Radiology, High End | MHHS-TMC | [8 empty] | BLENDEROXYGENAIR | Blender, Oxygen/Air | VIASYS
NO | YES |  |  |  | 069-48103 | 069-48103 | Bird Products Corp | 10040A |  | BKF03352 | TMC-Hermann-Pedi ER (1Hp) | MHHS-TMC |  | Blender, Oxygen/Air |  | 069-48103 | 069-48103 | TMC | MHHS-TMC | TMC-Hermann-Pedi ER (1Hp) | Pedi 23 | 12/1/19 |  | 12/1/20 |  | OXYGEN-AIR PROPORTIONERS | Blender, Oxygen/Air | BLENDEROXYGENAIR-Viasys-10040A | BLENDEROXYGENAIR | 10040A |  |  |  | VIASYS | Blender, Oxygen/Air |  |  | BLENDEROXYGENAIR-Viasys-10040A | 3/21/19 |  | BOA-A | Covered PM Repair - Biomedical | MHHS-TMC | [8 empty] | BLENDEROXYGENAIR | Blender, Oxygen/Air | VIASYS
NO | YES |  |  |  | 069-48104 | 069-48104 | Bird Products Corp | 10040A |  | BKF05933 | TMC-Hermann-Pedi ER (1Hp) | MHHS-TMC |  | Blender, Oxygen/Air |  | 069-48104 | 069-48104 | TMC | MHHS-TMC | TMC-Hermann-Pedi ER (1Hp) | Pedi 27 | 12/1/19 |  | 12/1/20 |  | OXYGEN-AIR PROPORTIONERS | Blender, Oxygen/Air | BLENDEROXYGENAIR-Viasys-10040A | BLENDEROXYGENAIR | 10040A |  |  |  | VIASYS | Blender, Oxygen/Air |  |  | BLENDEROXYGENAIR-Viasys-10040A | 3/21/19 |  | BOA-A | Covered PM Repair - Biomedical | MHHS-TMC | [8 empty] | BLENDEROXYGENAIR | Blender, Oxygen/Air | VIASYS
NO | YES |  |  |  | 069-48106 | 069-48106 | Bird Products Corp | 10040A |  | BKF05935 | TMC-Sarofim 1-Pedi ER | MHHS-TMC |  | Blender, Oxygen/Air |  | 069-48106 | 069-48106 | TMC | MHHS-TMC | TMC-Sarofim 1-Pedi ER | Pedi 21 | 12/1/19 |  | 12/1/21 |  | OXYGEN-AIR PROPORTIONERS | Blender, Oxygen/Air | BLENDEROXYGENAIR-Viasys-10040A | BLENDEROXYGENAIR | 10040A |  |  |  | VIASYS | Blender, Oxygen/Air |  |  | BLENDEROXYGENAIR-Viasys-10040A | 3/21/19 |  | BOA-A | Covered PM Repair - Biomedical | MHHS-TMC | [8 empty] | BLENDEROXYGENAIR | Blender, Oxygen/Air | VIASYS
NO | YES |  |  |  | 069-48107 | 069-48107 | Bird Products Corp | 10040A |  | BKF05930 | TMC-Hermann-Pedi ER (1Hp) | MHHS-TMC |  | Blender, Oxygen/Air |  | 069-48107 | 069-48107 | TMC | MHHS-TMC | TMC-Hermann-Pedi ER (1Hp) | Pedi 23 | 12/1/19 |  | 12/1/21 |  | OXYGEN-AIR PROPORTIONERS | Blender, Oxygen/Air | BLENDEROXYGENAIR-Viasys-10040A | BLENDEROXYGENAIR | 10040A |  |  |  | VIASYS | Blender, Oxygen/Air |  |  | BLENDEROXYGENAIR-Viasys-10040A | 3/21/19 |  | BOA-A | Covered PM Repair - Biomedical | MHHS-TMC | [8 empty] | BLENDEROXYGENAIR | Blender, Oxygen/Air | VIASYS
NO | YES |  |  |  | 069-48108 | 069-48108 | Bird Products Corp | 10040A |  | BKF05937 | TMC-Hermann-Pedi ER (1Hp) | MHHS-TMC |  | Blender, Oxygen/Air |  | 069-48108 | 069-48108 | TMC | MHHS-TMC | TMC-Hermann-Pedi ER (1Hp) | TMC - HERMANN - PEDI ER (1HP) | 12/1/19 |  | 12/1/21 |  | OXYGEN-AIR PROPORTIONERS | Blender, Oxygen/Air | BLENDEROXYGENAIR-Viasys-10040A | BLENDEROXYGENAIR | 10040A |  |  |  | VIASYS | Blender, Oxygen/Air |  |  | BLENDEROXYGENAIR-Viasys-10040A | 3/22/19 |  | BOA-A | Covered PM Repair - Biomedical | MHHS-TMC | [8 empty] | BLENDEROXYGENAIR | Blender, Oxygen/Air | VIASYS
NO | YES |  |  |  | 069-48109 | 069-48109 | Bird Products Corp | 10040A |  | BKF05926 | TMC-Sarofim 1-Pedi ER | MHHS-TMC |  | Blender, Oxygen/Air |  | 069-48109 | 069-48109 | TMC | MHHS-TMC | TMC-Sarofim 1-Pedi ER | Pedi 17 | 12/1/19 |  | 12/1/20 |  | OXYGEN-AIR PROPORTIONERS | Blender, Oxygen/Air | BLENDEROXYGENAIR-Viasys-10040A | BLENDEROXYGENAIR | 10040A |  |  |  | VIASYS | Blender, Oxygen/Air |  |  | BLENDEROXYGENAIR-Viasys-10040A |  |  | BOA-A | Covered PM Repair - Biomedical | MHHS-TMC | [8 empty] | BLENDEROXYGENAIR | Blender, Oxygen/Air | VIASYS
NO | YES |  |  |  | 069-48111 | 069-48111 | Bird Products Corp | 10040A |  | BKF05929 | TMC-Sarofim 1-Pedi ER | MHHS-TMC |  | Blender, Oxygen/Air |  | 069-48111 | 069-48111 | TMC | MHHS-TMC | TMC-Sarofim 1-Pedi ER | [5 empty] | OXYGEN-AIR PROPORTIONERS | Blender, Oxygen/Air | BLENDEROXYGENAIR-Viasys-10040A | BLENDEROXYGENAIR | 10040A |  |  |  | VIASYS | Blender, Oxygen/Air |  |  | BLENDEROXYGENAIR-Viasys-10040A |  | Finished from Script 3/27/2020 12:11:52pm (Central) | BOA-A | Covered PM Repair - Biomedical | MHHS-TMC | [8 empty] | BLENDEROXYGENAIR | Blender, Oxygen/Air | VIASYS
NO | YES |  |  |  | 069-48112 | 069-48112 | Bird Products Corp | 10040A |  | BKF05936 | TMC-Hermann-Pedi ER (1Hp) | MHHS-TMC |  | Blender, Oxygen/Air |  | 069-48112 | 069-48112 | TMC | MHHS-TMC | TMC-Hermann-Pedi ER (1Hp) | Pedi 28 | 12/1/19 |  | 12/1/21 |  | OXYGEN-AIR PROPORTIONERS | Blender, Oxygen/Air | BLENDEROXYGENAIR-Viasys-10040A | BLENDEROXYGENAIR | 10040A |  |  |  | VIASYS | Blender, Oxygen/Air |  |  | BLENDEROXYGENAIR-Viasys-10040A | 4/2/16 |  | BOA-A | Covered PM Repair - Biomedical | MHHS-TMC | [8 empty] | BLENDEROXYGENAIR | Blender, Oxygen/Air | VIASYS
NO | YES |  |  |  | 069-48114 | 069-48114 | Bird Products Corp | 10040A |  | BKF05928 | TMC-Sarofim 1-Pedi ER | MHHS-TMC |  | Blender, Oxygen/Air |  | 069-48114 | 069-48114 | TMC | MHHS-TMC | TMC-Sarofim 1-Pedi ER | Pedi 21 | 12/1/19 |  | 12/1/21 |  | OXYGEN-AIR PROPORTIONERS | Blender, Oxygen/Air | BLENDEROXYGENAIR-Viasys-10040A | BLENDEROXYGENAIR | 10040A |  |  |  | VIASYS | Blender, Oxygen/Air |  |  | BLENDEROXYGENAIR-Viasys-10040A | 8/1/20 |  | BOA-A | Not Covered Vendor Only - Rad, Low End | MHHS-TMC | [8 empty] | BLENDEROXYGENAIR | Blender, Oxygen/Air | VIASYS
NO | YES |  |  |  | 069-48115 | 069-48115 | Bird Products Corp | 10040A |  | BKF05932 | TMC-Hermann-Pedi ER (1Hp) | MHHS-TMC |  | Blender, Oxygen/Air |  | 069-48115 | 069-48115 | TMC | MHHS-TMC | TMC-Hermann-Pedi ER (1Hp) | TMC - HERMANN - PEDI ER (1HP) | 12/1/19 |  | 12/1/20 |  | OXYGEN-AIR PROPORTIONERS | Blender, Oxygen/Air | BLENDEROXYGENAIR-Viasys-10040A | BLENDEROXYGENAIR | 10040A |  |  |  | VIASYS | Blender, Oxygen/Air |  |  | BLENDEROXYGENAIR-Viasys-10040A | 7/1/13 |  | BOA-A | Covered PM Repair - Radiology, Low End | MHHS-TMC | [8 empty] | BLENDEROXYGENAIR | Blender, Oxygen/Air | VIASYS
NO | YES |  |  |  | 069-48116 | 069-48116 | Bird Products Corp | 10040A |  | BKF05931 | TMC-Hermann-Pedi ER (1Hp) | MHHS-TMC |  | Blender, Oxygen/Air |  | 069-48116 | 069-48116 | TMC | MHHS-TMC | TMC-Hermann-Pedi ER (1Hp) | Nursing | 12/1/19 |  | 3/1/20 |  | OXYGEN-AIR PROPORTIONERS | Blender, Oxygen/Air | BLENDEROXYGENAIR-Viasys-10040A | BLENDEROXYGENAIR | 10040A |  |  |  | VIASYS | Blender, Oxygen/Air |  |  | BLENDEROXYGENAIR-Viasys-10040A |  |  | BOA-A | Not Covered Vendor Only - Biomedical | MHHS-TMC | [8 empty] | BLENDEROXYGENAIR | Blender, Oxygen/Air | VIASYS
NO | YES |  |  |  | 069-48117 | 069-48117 | Bird Products Corp | 10040A |  | BKF05938 | TMC-Sarofim 1-Pedi ER | MHHS-TMC |  | Blender, Oxygen/Air |  | 069-48117 | 069-48117 | TMC | MHHS-TMC | TMC-Sarofim 1-Pedi ER | Pedi 30 | 12/1/19 |  | 12/1/21 |  | OXYGEN-AIR PROPORTIONERS | Blender, Oxygen/Air | BLENDEROXYGENAIR-Viasys-10040A | BLENDEROXYGENAIR | 10040A |  |  |  | VIASYS | Blender, Oxygen/Air |  |  | BLENDEROXYGENAIR-Viasys-10040A |  |  | BOA-A | Covered PM Repair - Radiology, Low End | MHHS-TMC | [8 empty] | BLENDEROXYGENAIR | Blender, Oxygen/Air | VIASYS
NO | YES |  |  |  | 069-48118 | 069-48118 | Bird Products Corp | 10040A |  | BKF03373 | TMC-Hermann-Pedi ER (1Hp) | MHHS-TMC |  | Blender, Oxygen/Air |  | 069-48118 | 069-48118 | TMC | MHHS-TMC | TMC-Hermann-Pedi ER (1Hp) | Nursing | 12/1/19 |  | 12/1/20 |  | OXYGEN-AIR PROPORTIONERS | Blender, Oxygen/Air | BLENDEROXYGENAIR-Viasys-10040A | BLENDEROXYGENAIR | 10040A |  |  |  | VIASYS | Blender, Oxygen/Air |  |  | BLENDEROXYGENAIR-Viasys-10040A |  |  | BOA-A | Covered PM Repair - Biomedical | MHHS-TMC | [8 empty] | BLENDEROXYGENAIR | Blender, Oxygen/Air | VIASYS
NO | YES |  |  |  | 069-48119 | 069-48119 | Bird Products Corp | 10040A |  | BKF05925 | TMC-Hermann-Pedi ER (1Hp) | MHHS-TMC |  | Blender, Oxygen/Air |  | 069-48119 | 069-48119 | TMC | MHHS-TMC | TMC-Hermann-Pedi ER (1Hp) | Nursing | 12/1/19 |  | 12/1/20 |  | OXYGEN-AIR PROPORTIONERS | Blender, Oxygen/Air | BLENDEROXYGENAIR-Viasys-10040A | BLENDEROXYGENAIR | 10040A |  |  |  | VIASYS | Blender, Oxygen/Air |  |  | BLENDEROXYGENAIR-Viasys-10040A | 11/1/20 |  | BOA-A | Not Covered Vendor Only - Biomedical | MHHS-TMC | [8 empty] | BLENDEROXYGENAIR | Blender, Oxygen/Air | VIASYS
NO | YES |  |  |  | 069-48122 | 069-48122 | Bird Products Corp | 10040A |  | BKF03351 | TMC-Sarofim 1-Pedi ER | MHHS-TMC |  | Blender, Oxygen/Air |  | 069-48122 | 069-48122 | TMC | MHHS-TMC | TMC-Sarofim 1-Pedi ER | Pedi 17 | 12/1/19 |  | 12/1/21 |  | OXYGEN-AIR PROPORTIONERS | Blender, Oxygen/Air | BLENDEROXYGENAIR-Viasys-10040A | BLENDEROXYGENAIR | 10040A |  |  |  | VIASYS | Blender, Oxygen/Air |  |  | BLENDEROXYGENAIR-Viasys-10040A | 11/1/20 |  | BOA-A | Not Covered Vendor Only - Biomedical | MHHS-TMC | [8 empty] | BLENDEROXYGENAIR | Blender, Oxygen/Air | VIASYS
NO | YES |  |  |  | 069-48123 | 069-48123 | Bird Products Corp | 10040A |  | BKF03374 | TMC-Hermann-Pedi ER (1Hp) | MHHS-TMC |  | Blender, Oxygen/Air |  | 069-48123 | 069-48123 | TMC | MHHS-TMC | TMC-Hermann-Pedi ER (1Hp) | Nursing | 12/1/19 |  | 3/1/20 |  | OXYGEN-AIR PROPORTIONERS | Blender, Oxygen/Air | BLENDEROXYGENAIR-Viasys-10040A | BLENDEROXYGENAIR | 10040A |  |  |  | VIASYS | Blender, Oxygen/Air |  |  | BLENDEROXYGENAIR-Viasys-10040A | 11/1/20 |  | BOA-A | Not Covered Vendor Only - Biomedical | MHHS-TMC | [8 empty] | BLENDEROXYGENAIR | Blender, Oxygen/Air | VIASYS
NO | YES |  |  |  | 069-46668 | 069-46668 | Bird Products Corp | 10040A |  | BKF03331 | TMC-Children's-L&D (5Hp) | MHHS-TMC |  |  |  | 069-46668 | 069-46668 | TMC | MHHS-TMC | TMC-Children's-L&D (5Hp) | J592 | 5/1/19 |  |  |  | OXYGEN-AIR PROPORTIONERS |  | BLENDEROXYGENAIR-TENACOREHOLDINGS-30L Low Flow |  |  |  |  | BLENDEROXYGENAIR-TENACOREHOLDINGS-30L Low Flow | CAREFUSION |  |  |  |  | 12/1/20 |  |  | Not Covered Vendor Only - Biomedical | MHHS-TMC
NO | YES |  |  |  | 029-03289 | 029-03289 | Bird Products Corp | 10040A |  | AEF03654 | Woodlands-Respiratory | MHHS-Woodlands |  | Blender, Oxygen/Air |  | 029-03289 | 029-03289 | Woodlands | MHHS-Woodlands | Woodlands-Respiratory | NICU | 6/1/19 |  | 6/1/20 |  | OXYGEN-AIR PROPORTIONERS | Blender, Oxygen/Air | BLENDEROXYGENAIR-Viasys-10040A | BLENDEROXYGENAIR | 10040A |  |  |  | VIASYS | Blender, Oxygen/Air |  |  | BLENDEROXYGENAIR-Viasys-10040A | 11/1/20 |  | BOA-A | Not Covered Vendor Only - Biomedical | MHHS-Woodlands | [8 empty] | BLENDEROXYGENAIR | Blender, Oxygen/Air | VIASYS
NO | YES |  |  |  | 029-03290 | 029-03290 | Bird Products Corp | 10040A |  | AEF03566 | Woodlands-Noninvasive Cardiology | MHHS-Woodlands |  | Blender, Oxygen/Air |  | 029-03290 | 029-03290 | Woodlands | MHHS-Woodlands | Woodlands-Noninvasive Cardiology | Biomed | 5/1/19 |  | 3/1/20 |  | OXYGEN-AIR PROPORTIONERS | Blender, Oxygen/Air | BLENDEROXYGENAIR-Viasys-10040A | BLENDEROXYGENAIR | 10040A |  |  |  | VIASYS | Blender, Oxygen/Air |  |  | BLENDEROXYGENAIR-Viasys-10040A | 11/1/20 |  | BOA-A | Not Covered Vendor Only - Biomedical | MHHS-Woodlands | [8 empty] | BLENDEROXYGENAIR | Blender, Oxygen/Air | VIASYS
NO | YES |  |  |  | 029-05079 | 029-05079 | Bird Products Corp | 10040A |  | AHF02200 | Woodlands-Noninvasive Cardiology | MHHS-Woodlands |  | Blender, Oxygen/Air |  | 029-05079 | 029-05079 | Woodlands | MHHS-Woodlands | Woodlands-Noninvasive Cardiology | Biomed | 2/1/20 |  | 2/1/21 |  | OXYGEN-AIR PROPORTIONERS | Blender, Oxygen/Air | BLENDEROXYGENAIR-Viasys-10040A | BLENDEROXYGENAIR | 10040A |  |  |  | VIASYS | Blender, Oxygen/Air |  |  | BLENDEROXYGENAIR-Viasys-10040A | 11/1/20 |  | BOA-A | Not Covered Vendor Only - Biomedical | MHHS-Woodlands | [8 empty] | BLENDEROXYGENAIR | Blender, Oxygen/Air | VIASYS
NO | YES |  |  |  | 029-05081 | 029-05081 | Bird Products Corp | 10040A |  | AHF02197 | Woodlands-Respiratory | MHHS-Woodlands |  | Blender, Oxygen/Air |  | 029-05081 | 029-05081 | Woodlands | MHHS-Woodlands | Woodlands-Respiratory | NICU | 11/1/19 |  |  |  | OXYGEN-AIR PROPORTIONERS | Blender, Oxygen/Air | BLENDEROXYGENAIR-Viasys-10040A | BLENDEROXYGENAIR | 10040A |  |  |  | VIASYS | Blender, Oxygen/Air |  |  | BLENDEROXYGENAIR-Viasys-10040A | 11/1/20 |  | BOA-A | Not Covered Vendor Only - Biomedical | MHHS-Woodlands | [8 empty] | BLENDEROXYGENAIR | Blender, Oxygen/Air | VIASYS
NO | YES |  |  |  | 029-05083 | 029-05083 | Bird Products Corp | 10040A |  | AHF02199 | Woodlands-Noninvasive Cardiology | MHHS-Woodlands |  | Blender, Oxygen/Air |  | 029-05083 | 029-05083 | Woodlands | MHHS-Woodlands | Woodlands-Noninvasive Cardiology | Biomed | 1/1/20 |  | 1/1/21 |  | OXYGEN-AIR PROPORTIONERS | Blender, Oxygen/Air | BLENDEROXYGENAIR-Viasys-10040A | BLENDEROXYGENAIR | 10040A |  |  |  | VIASYS | Blender, Oxygen/Air |  |  | BLENDEROXYGENAIR-Viasys-10040A | 11/1/20 |  | BOA-A | Not Covered Vendor Only - Biomedical | MHHS-Woodlands | [8 empty] | BLENDEROXYGENAIR | Blender, Oxygen/Air | VIASYS
NO | YES |  |  |  | 029-05085 | 029-05085 | Bird Products Corp | 10040A |  | AHF02196 | Woodlands-Respiratory | MHHS-Woodlands |  | Blender, Oxygen/Air |  | 029-05085 | 029-05085 | Woodlands | MHHS-Woodlands | Woodlands-Respiratory | NICU | 6/1/19 |  | 6/1/20 |  | OXYGEN-AIR PROPORTIONERS | Blender, Oxygen/Air | BLENDEROXYGENAIR-Viasys-10040A | BLENDEROXYGENAIR | 10040A |  |  |  | VIASYS | Blender, Oxygen/Air |  |  | BLENDEROXYGENAIR-Viasys-10040A | 11/1/20 |  | BOA-A | Not Covered Vendor Only - Biomedical | MHHS-Woodlands | [8 empty] | BLENDEROXYGENAIR | Blender, Oxygen/Air | VIASYS
NO | YES |  |  |  | 029-10316 | 029-10316 | Bird Products Corp | 10040A |  | BFF10854 | Woodlands-Respiratory | MHHS-Woodlands |  | Blender, Oxygen/Air |  | 029-10316 | 029-10316 | Woodlands | MHHS-Woodlands | Woodlands-Respiratory | NICU | 12/1/19 |  | 12/1/20 |  | OXYGEN-AIR PROPORTIONERS | Blender, Oxygen/Air | BLENDEROXYGENAIR-Viasys-10040A | BLENDEROXYGENAIR | 10040A |  |  |  | VIASYS | Blender, Oxygen/Air |  |  | BLENDEROXYGENAIR-Viasys-10040A | 11/1/20 |  | BOA-A | Not Covered Vendor Only - Biomedical | MHHS-Woodlands | [8 empty] | BLENDEROXYGENAIR | Blender, Oxygen/Air | VIASYS
NO | YES |  |  |  | 029-10317 | 029-10317 | Bird Products Corp | 10040A |  | BFF10855 | Woodlands-Respiratory | MHHS-Woodlands |  | Blender, Oxygen/Air |  | 029-10317 | 029-10317 | Woodlands | MHHS-Woodlands | Woodlands-Respiratory |  | 5/1/19 |  | 5/1/20 |  | OXYGEN-AIR PROPORTIONERS | Blender, Oxygen/Air | BLENDEROXYGENAIR-Viasys-10040A | BLENDEROXYGENAIR | 10040A |  |  |  | VIASYS | Blender, Oxygen/Air |  |  | BLENDEROXYGENAIR-Viasys-10040A | 11/1/20 |  | BOA-A | Not Covered Vendor Only - Biomedical | MHHS-Woodlands | [8 empty] | BLENDEROXYGENAIR | Blender, Oxygen/Air | VIASYS
NO | YES |  |  |  | 029-10320 | 029-10320 | Bird Products Corp | 10040A |  | BFF10856 | Woodlands-Respiratory | MHHS-Woodlands |  | Blender, Oxygen/Air |  | 029-10320 | 029-10320 | Woodlands | MHHS-Woodlands | Woodlands-Respiratory | Nicu storage room | 3/1/18 |  | 1/1/21 |  | OXYGEN-AIR PROPORTIONERS | Blender, Oxygen/Air | BLENDEROXYGENAIR-Viasys-10040A | BLENDEROXYGENAIR | 10040A |  |  |  | VIASYS | Blender, Oxygen/Air |  |  | BLENDEROXYGENAIR-Viasys-10040A | 11/1/20 |  | BOA-A | Not Covered Vendor Only - Biomedical | MHHS-Woodlands | [8 empty] | BLENDEROXYGENAIR | Blender, Oxygen/Air | VIASYS
NO | YES |  |  |  | 029-10322 | 029-10322 | Bird Products Corp | 10040A |  | BFF10858 | Woodlands-NICU | MHHS-Woodlands |  | Blender, Oxygen/Air |  | 029-10322 | 029-10322 | Woodlands | MHHS-Woodlands | Woodlands-NICU | NICU 26 | 4/1/19 |  |  |  | OXYGEN-AIR PROPORTIONERS | Blender, Oxygen/Air | BLENDEROXYGENAIR-Viasys-10040A | BLENDEROXYGENAIR | 10040A |  |  |  | VIASYS | Blender, Oxygen/Air |  |  | BLENDEROXYGENAIR-Viasys-10040A | 11/1/20 |  | BOA-A | Not Covered Vendor Only - Biomedical | MHHS-Woodlands | [8 empty] | BLENDEROXYGENAIR | Blender, Oxygen/Air | VIASYS
NO | YES |  |  |  | 029-10324 | 029-10324 | Bird Products Corp | 10040A |  | BFF10850 | Woodlands-NICU | MHHS-Woodlands |  | Blender, Oxygen/Air |  | 029-10324 | 029-10324 | Woodlands | MHHS-Woodlands | Woodlands-NICU | NICU 27 | 5/1/19 |  | 5/1/20 |  | OXYGEN-AIR PROPORTIONERS | Blender, Oxygen/Air | BLENDEROXYGENAIR-Viasys-10040A | BLENDEROXYGENAIR | 10040A |  |  |  | VIASYS | Blender, Oxygen/Air |  |  | BLENDEROXYGENAIR-Viasys-10040A | 11/1/20 |  | BOA-A | Not Covered Vendor Only - Biomedical | MHHS-Woodlands | [8 empty] | BLENDEROXYGENAIR | Blender, Oxygen/Air | VIASYS
YES | YES |  |  |  | 029-02233 | 029-02233 | Bird Products Corp | 10040A |  | A_F05848 | WOODLANDS - NONINVASIVE CARDIOLOGY |  |  |  |  | 029-02233 | 029-02233 | Woodlands | Memorial Hermann The Woodlands Medical Center | WOODLANDS - NONINVASIVE CARDIOLOGY | Biomed | 12/1/19 |  | 12/1/20 |  |  | Blender, Oxygen/Air | BLENDEROXYGENAIR-Viasys-10040A | [12 empty] | BOA-A | [10 empty] | BLENDEROXYGENAIR | Blender, Oxygen/Air | VIASYS
NO | YES |  |  |  | 029-02231 | 029-02231 | Bird Products Corp | 10040A |  | ACF05814 | Woodlands-Noninvasive Cardiology |  |  |  |  | 029-02231 | 029-02231 | Woodlands | MHHS-Woodlands | Woodlands-Noninvasive Cardiology | Biomed | 11/1/19 |  | 11/1/20 |  |  | Blender, Oxygen/Air | BLENDEROXYGENAIR-Viasys-10040A | [12 empty] | BOA-A | [10 empty] | BLENDEROXYGENAIR | Blender, Oxygen/Air | VIASYS
NO | YES |  |  |  | 029-00072 | 029-00072 | Bird Products Corp | 10040A |  | AAF01587 | Woodlands-Noninvasive Cardiology |  |  |  |  | 029-00072 | 029-00072 | Woodlands | MHHS-Woodlands | Woodlands-Noninvasive Cardiology | Biomed | 1/1/20 |  | 1/1/21 |  |  | Blender, Oxygen/Air | BLENDEROXYGENAIR-Viasys-10040A | [12 empty] | BOA-A | [10 empty] | BLENDEROXYGENAIR | Blender, Oxygen/Air | VIASYS
YES | YES |  |  |  | 029-05078 | 029-05078 | Bird Products Corp | 10040A |  | Ahf02169 | WOODLANDS - NONINVASIVE CARDIOLOGY |  |  |  |  | 029-05078 | 029-05078 | Woodlands | Memorial Hermann The Woodlands Medical Center | WOODLANDS - NONINVASIVE CARDIOLOGY | Biomed | 1/1/20 |  | 1/1/21 |  |  | Blender, Oxygen/Air | BLENDEROXYGENAIR-Viasys-10040A | [12 empty] | BOA-A | [10 empty] | BLENDEROXYGENAIR | Blender, Oxygen/Air | VIASYS
NO | YES |  |  |  | 005-33240 | 005-33240 | Bird Products Corp | 10040A |  | Bff05189 | Woodlands-Noninvasive Cardiology |  |  |  |  | 005-33240 | 005-33240 | Woodlands | MHHS-Woodlands | Woodlands-Noninvasive Cardiology | Biomed | 12/1/19 |  | 12/1/20 |  |  | Blender, Oxygen/Air | BLENDEROXYGENAIR-Viasys-10040A | [12 empty] | BOA-A | [10 empty] | BLENDEROXYGENAIR | Blender, Oxygen/Air | VIASYS
YES | YES |  |  |  | 005-33241 | 005-33241 | Bird Products Corp | 10040A |  | Bff0519 | WOODLANDS - NONINVASIVE CARDIOLOGY |  |  |  |  | 005-33241 | 005-33241 | Woodlands | Memorial Hermann The Woodlands Medical Center | WOODLANDS - NONINVASIVE CARDIOLOGY | Biomed | 1/1/20 |  | 1/1/21 |  |  | Blender, Oxygen/Air | BLENDEROXYGENAIR-Viasys-10040A | [12 empty] | BOA-A | [10 empty] | BLENDEROXYGENAIR | Blender, Oxygen/Air | VIASYS
YES | YES | Serial Number Cnf |  |  | 077-05224 | 077-05224 | Bird Products Corp | 10040A |  | Cnf | Biomed shop |  |  |  |  | 077-05224 | 077-05224 | TMC | Memorial Hermann-Texas Medical Center | Biomed shop | Biomed shop | [6 empty] | BLENDEROXYGENAIR-Viasys-10040A
NO | NO |  |  |  | 077-04943 |  | Bird Products Corp | 10040A |  | AFF08757 | TMC - CHILDRENS - L&D (5HP) | MHHS-TMC |  | Blender, Oxygen/Air |  | 077-04943 |  | TMC |  | TMC - CHILDRENS - L&D (5HP) | [5 empty] | OXYGEN-AIR PROPORTIONERS |  | BLENDEROXYGENAIR-Viasys-10040A | BLENDEROXYGENAIR | 10040A |  |  |  | VIASYS | Blender, Oxygen/Air |  |  | BLENDEROXYGENAIR-Viasys-10040A |  |  |  | Covered PM Repair - Biomedical | MHHS-TMC
NO | NO | [5 empty] | Bird Products Corp | 10040A |  | AFF08738 | TMC - CHILDRENS - L&D (5HP) | MHHS-TMC |  | Blender, Oxygen/Air |  |  |  | TMC |  | TMC - CHILDRENS - L&D (5HP) | [5 empty] | OXYGEN-AIR PROPORTIONERS |  | BLENDEROXYGENAIR-Viasys-10040A | BLENDEROXYGENAIR | 10040A |  |  |  | VIASYS | Blender, Oxygen/Air |  |  | BLENDEROXYGENAIR-Viasys-10040A |  |  |  | Covered PM Repair - Biomedical | MHHS-TMC
NO | NO |  |  |  | 077-09179 |  | Bird Products Corp | 10040A |  | ACF05940 | TMC - CHILDRENS - L&D (6HP) | MHHS-TMC |  | Blender, Oxygen/Air |  | 077-09179 |  | TMC |  | TMC - CHILDRENS - L&D (6HP) | [5 empty] | OXYGEN-AIR PROPORTIONERS |  | BLENDEROXYGENAIR-Viasys-10040A | BLENDEROXYGENAIR | 10040A |  |  |  | VIASYS | Blender, Oxygen/Air |  |  | BLENDEROXYGENAIR-Viasys-10040A |  |  |  | Not Covered Vendor Only - Biomedical | MHHS-TMC
NO | NO |  |  |  | 077-09581 |  | Bird Products Corp | 10040A |  | ACF05914 | TMC - CHILDRENS - L&D (6HP) | MHHS-TMC |  | Blender, Oxygen/Air |  | 077-09581 |  | TMC |  | TMC - CHILDRENS - L&D (6HP) | [5 empty] | OXYGEN-AIR PROPORTIONERS |  | BLENDEROXYGENAIR-Viasys-10040A | BLENDEROXYGENAIR | 10040A |  |  |  | VIASYS | Blender, Oxygen/Air |  |  | BLENDEROXYGENAIR-Viasys-10040A |  |  |  | Not Covered Vendor Only - Biomedical | MHHS-TMC
NO | NO |  |  |  | 077-03525 |  | Bird Products Corp | 10040A |  | ACF05934 | TMC - CHILDRENS - NICU (7HP) | MHHS-TMC |  | Blender, Oxygen/Air |  | 077-03525 |  | TMC |  | TMC - CHILDRENS - NICU (7HP) | [5 empty] | OXYGEN-AIR PROPORTIONERS |  | BLENDEROXYGENAIR-Viasys-10040A | BLENDEROXYGENAIR | 10040A |  |  |  | VIASYS | Blender, Oxygen/Air |  |  | BLENDEROXYGENAIR-Viasys-10040A |  |  |  | Not Covered Vendor Only - Biomedical | MHHS-TMC
NO | NO |  |  |  | 077-03754 |  | Bird Products Corp | 10040A |  | ADF03710 | TMC - CHILDRENS - NICU (7HP) | MHHS-TMC |  | Blender, Oxygen/Air |  | 077-03754 |  | TMC |  | TMC - CHILDRENS - NICU (7HP) | [5 empty] | OXYGEN-AIR PROPORTIONERS |  | BLENDEROXYGENAIR-Viasys-10040A | BLENDEROXYGENAIR | 10040A |  |  |  | VIASYS | Blender, Oxygen/Air |  |  | BLENDEROXYGENAIR-Viasys-10040A |  |  |  | Not Covered Vendor Only - Biomedical | MHHS-TMC
NO | NO |  |  |  | 077-04823 |  | Bird Products Corp | 10040A |  | AFF05862 | TMC - CHILDRENS - NICU (7HP) | MHHS-TMC |  | Blender, Oxygen/Air |  | 077-04823 |  | TMC |  | TMC - CHILDRENS - NICU (7HP) | [5 empty] | OXYGEN-AIR PROPORTIONERS |  | BLENDEROXYGENAIR-Viasys-10040A | BLENDEROXYGENAIR | 10040A |  |  |  | VIASYS | Blender, Oxygen/Air |  |  | BLENDEROXYGENAIR-Viasys-10040A |  |  |  | Covered PM Repair - Biomedical | MHHS-TMC
NO | NO |  |  |  | 077-04828 |  | Bird Products Corp | 10040A |  | AFF05861 | TMC - CHILDRENS - NICU (7HP) | MHHS-TMC |  | Blender, Oxygen/Air |  | 077-04828 |  | TMC |  | TMC - CHILDRENS - NICU (7HP) | [5 empty] | OXYGEN-AIR PROPORTIONERS |  | BLENDEROXYGENAIR-Viasys-10040A | BLENDEROXYGENAIR | 10040A |  |  |  | VIASYS | Blender, Oxygen/Air |  |  | BLENDEROXYGENAIR-Viasys-10040A |  |  |  | Covered PM Repair - Biomedical | MHHS-TMC
NO | NO |  |  |  | 077-04833 |  | Bird Products Corp | 10040A |  | AFF05917 | TMC - CHILDRENS - NICU (7HP) | MHHS-TMC |  | Blender, Oxygen/Air |  | 077-04833 |  | TMC |  | TMC - CHILDRENS - NICU (7HP) | [5 empty] | OXYGEN-AIR PROPORTIONERS |  | BLENDEROXYGENAIR-Viasys-10040A | BLENDEROXYGENAIR | 10040A |  |  |  | VIASYS | Blender, Oxygen/Air |  |  | BLENDEROXYGENAIR-Viasys-10040A |  |  |  | Covered PM Repair - Biomedical | MHHS-TMC
NO | NO |  |  |  | 077-04835 |  | Bird Products Corp | 10040A |  | AFF05858 | TMC - CHILDRENS - NICU (7HP) | MHHS-TMC |  | Blender, Oxygen/Air |  | 077-04835 |  | TMC |  | TMC - CHILDRENS - NICU (7HP) | [5 empty] | OXYGEN-AIR PROPORTIONERS |  | BLENDEROXYGENAIR-Viasys-10040A | BLENDEROXYGENAIR | 10040A |  |  |  | VIASYS | Blender, Oxygen/Air |  |  | BLENDEROXYGENAIR-Viasys-10040A |  |  |  | Covered PM Repair - Biomedical | MHHS-TMC
NO | NO |  |  |  | 077-04843 |  | Bird Products Corp | 10040A |  | AFF04794 | TMC - CHILDRENS - NICU (7HP) | MHHS-TMC |  | Blender, Oxygen/Air |  | 077-04843 |  | TMC |  | TMC - CHILDRENS - NICU (7HP) | [5 empty] | OXYGEN-AIR PROPORTIONERS |  | BLENDEROXYGENAIR-Viasys-10040A | BLENDEROXYGENAIR | 10040A |  |  |  | VIASYS | Blender, Oxygen/Air |  |  | BLENDEROXYGENAIR-Viasys-10040A |  |  |  | Covered PM Repair - Biomedical | MHHS-TMC
NO | NO |  |  |  | 077-05225 |  | Bird Products Corp | 10040A |  | ACF05901 | TMC - CHILDRENS - NICU (7HP) | MHHS-TMC |  | Blender, Oxygen/Air |  | 077-05225 |  | TMC |  | TMC - CHILDRENS - NICU (7HP) | [5 empty] | OXYGEN-AIR PROPORTIONERS |  | BLENDEROXYGENAIR-Viasys-10040A | BLENDEROXYGENAIR | 10040A |  |  |  | VIASYS | Blender, Oxygen/Air |  |  | BLENDEROXYGENAIR-Viasys-10040A |  |  |  | Covered PM Repair - Biomedical | MHHS-TMC
NO | NO |  |  |  | 077-05470 |  | Bird Products Corp | 10040A |  | AJF01408 | TMC - CHILDRENS - NICU (7HP) | MHHS-TMC |  | Blender, Oxygen/Air |  | 077-05470 |  | TMC |  | TMC - CHILDRENS - NICU (7HP) | [5 empty] | OXYGEN-AIR PROPORTIONERS |  | BLENDEROXYGENAIR-Viasys-10040A | BLENDEROXYGENAIR | 10040A |  |  |  | VIASYS | Blender, Oxygen/Air |  |  | BLENDEROXYGENAIR-Viasys-10040A |  |  |  | Covered PM Repair - Biomedical | MHHS-TMC
NO | NO |  |  |  | 077-06657 |  | Bird Products Corp | 10040A |  | AFF05856 | TMC - CHILDRENS - NICU (7HP) | MHHS-TMC |  | Blender, Oxygen/Air |  | 077-06657 |  | TMC |  | TMC - CHILDRENS - NICU (7HP) | [5 empty] | OXYGEN-AIR PROPORTIONERS |  | BLENDEROXYGENAIR-Viasys-10040A | BLENDEROXYGENAIR | 10040A |  |  |  | VIASYS | Blender, Oxygen/Air |  |  | BLENDEROXYGENAIR-Viasys-10040A |  |  |  | Covered PM Repair - Biomedical | MHHS-TMC
NO | NO |  |  |  | 077-06673 |  | Bird Products Corp | 10040A |  | ACF05916 | TMC - CHILDRENS - NICU (7HP) | MHHS-TMC |  | Blender, Oxygen/Air |  | 077-06673 |  | TMC |  | TMC - CHILDRENS - NICU (7HP) | [5 empty] | OXYGEN-AIR PROPORTIONERS |  | BLENDEROXYGENAIR-Viasys-10040A | BLENDEROXYGENAIR | 10040A |  |  |  | VIASYS | Blender, Oxygen/Air |  |  | BLENDEROXYGENAIR-Viasys-10040A |  |  |  | Covered PM Repair - Biomedical | MHHS-TMC
NO | NO |  |  |  | 077-07773 |  | Bird Products Corp | 10040A |  | BAF03296 | TMC - CHILDRENS - NICU (7HP) | MHHS-TMC |  | Blender, Oxygen/Air |  | 077-07773 |  | TMC |  | TMC - CHILDRENS - NICU (7HP) | [5 empty] | OXYGEN-AIR PROPORTIONERS |  | BLENDEROXYGENAIR-Viasys-10040A | BLENDEROXYGENAIR | 10040A |  |  |  | VIASYS | Blender, Oxygen/Air |  |  | BLENDEROXYGENAIR-Viasys-10040A |  |  |  | Covered PM Repair - Biomedical | MHHS-TMC
NO | NO |  |  |  | 077-07774 |  | Bird Products Corp | 10040A |  | BAF03309 | TMC - CHILDRENS - NICU (7HP) | MHHS-TMC |  | Blender, Oxygen/Air |  | 077-07774 |  | TMC |  | TMC - CHILDRENS - NICU (7HP) | [5 empty] | OXYGEN-AIR PROPORTIONERS |  | BLENDEROXYGENAIR-Viasys-10040A | BLENDEROXYGENAIR | 10040A |  |  |  | VIASYS | Blender, Oxygen/Air |  |  | BLENDEROXYGENAIR-Viasys-10040A |  |  |  | Covered PM Repair - Biomedical | MHHS-TMC
NO | NO |  |  |  | 077-07849 |  | Bird Products Corp | 10040A |  | AFF08760 | TMC - CHILDRENS - NICU (7HP) | MHHS-TMC |  | Blender, Oxygen/Air |  | 077-07849 |  | TMC |  | TMC - CHILDRENS - NICU (7HP) | [5 empty] | OXYGEN-AIR PROPORTIONERS |  | BLENDEROXYGENAIR-Viasys-10040A | BLENDEROXYGENAIR | 10040A |  |  |  | VIASYS | Blender, Oxygen/Air |  |  | BLENDEROXYGENAIR-Viasys-10040A |  |  |  | Covered PM Repair - Biomedical | MHHS-TMC
NO | NO |  |  |  | 077-08027 |  | Bird Products Corp | 10040A |  | ADF03711 | TMC - CHILDRENS - NICU (7HP) | MHHS-TMC |  | Blender, Oxygen/Air |  | 077-08027 |  | TMC |  | TMC - CHILDRENS - NICU (7HP) | [5 empty] | OXYGEN-AIR PROPORTIONERS |  | BLENDEROXYGENAIR-Viasys-10040A | BLENDEROXYGENAIR | 10040A |  |  |  | VIASYS | Blender, Oxygen/Air |  |  | BLENDEROXYGENAIR-Viasys-10040A |  |  |  | Covered PM Repair - Biomedical | MHHS-TMC
NO | NO |  |  |  | 077-08028 |  | Bird Products Corp | 10040A |  | ACF02706 | TMC - CHILDRENS - NICU (7HP) | MHHS-TMC |  | Blender, Oxygen/Air |  | 077-08028 |  | TMC |  | TMC - CHILDRENS - NICU (7HP) | [5 empty] | OXYGEN-AIR PROPORTIONERS |  | BLENDEROXYGENAIR-Viasys-10040A | BLENDEROXYGENAIR | 10040A |  |  |  | VIASYS | Blender, Oxygen/Air |  |  | BLENDEROXYGENAIR-Viasys-10040A |  |  |  | Covered PM Repair - Biomedical | MHHS-TMC
NO | NO |  |  |  | 077-08218 |  | Bird Products Corp | 10040A |  | BAF03313 | TMC - CHILDRENS - NICU (7HP) | MHHS-TMC |  | Blender, Oxygen/Air |  | 077-08218 |  | TMC |  | TMC - CHILDRENS - NICU (7HP) | [5 empty] | OXYGEN-AIR PROPORTIONERS |  | BLENDEROXYGENAIR-Viasys-10040A | BLENDEROXYGENAIR | 10040A |  |  |  | VIASYS | Blender, Oxygen/Air |  |  | BLENDEROXYGENAIR-Viasys-10040A |  |  |  | Covered PM Repair - Biomedical | MHHS-TMC
NO | NO |  |  |  | 077-09322 |  | Bird Products Corp | 10040A |  | BAF03297 | TMC - CHILDRENS - NICU (7HP) | MHHS-TMC |  | Blender, Oxygen/Air |  | 077-09322 |  | TMC |  | TMC - CHILDRENS - NICU (7HP) | [5 empty] | OXYGEN-AIR PROPORTIONERS |  | BLENDEROXYGENAIR-Viasys-10040A | BLENDEROXYGENAIR | 10040A |  |  |  | VIASYS | Blender, Oxygen/Air |  |  | BLENDEROXYGENAIR-Viasys-10040A |  |  |  | Covered PM Repair - Biomedical | MHHS-TMC
NO | NO |  |  |  | 077-09323 |  | Bird Products Corp | 10040A |  | ACF02708 | TMC - CHILDRENS - NICU (7HP) | MHHS-TMC |  | Blender, Oxygen/Air |  | 077-09323 |  | TMC |  | TMC - CHILDRENS - NICU (7HP) | [5 empty] | OXYGEN-AIR PROPORTIONERS |  | BLENDEROXYGENAIR-Viasys-10040A | BLENDEROXYGENAIR | 10040A |  |  |  | VIASYS | Blender, Oxygen/Air |  |  | BLENDEROXYGENAIR-Viasys-10040A |  |  |  | Covered PM Repair - Biomedical | MHHS-TMC
NO | NO |  |  |  | 077-09325 |  | Bird Products Corp | 10040A |  | BAF03338 | TMC - CHILDRENS - NICU (7HP) | MHHS-TMC |  | Blender, Oxygen/Air |  | 077-09325 |  | TMC |  | TMC - CHILDRENS - NICU (7HP) | [5 empty] | OXYGEN-AIR PROPORTIONERS |  | BLENDEROXYGENAIR-Viasys-10040A | BLENDEROXYGENAIR | 10040A |  |  |  | VIASYS | Blender, Oxygen/Air |  |  | BLENDEROXYGENAIR-Viasys-10040A |  |  |  | Covered PM Repair - Biomedical | MHHS-TMC
NO | NO |  |  |  | 077-09326 |  | Bird Products Corp | 10040A |  | BAF03330 | TMC - CHILDRENS - NICU (7HP) | MHHS-TMC |  | Blender, Oxygen/Air |  | 077-09326 |  | TMC |  | TMC - CHILDRENS - NICU (7HP) | [5 empty] | OXYGEN-AIR PROPORTIONERS |  | BLENDEROXYGENAIR-Viasys-10040A | BLENDEROXYGENAIR | 10040A |  |  |  | VIASYS | Blender, Oxygen/Air |  |  | BLENDEROXYGENAIR-Viasys-10040A |  |  |  | Covered PM Repair - Biomedical | MHHS-TMC
NO | NO |  |  |  | 077-09327 |  | Bird Products Corp | 10040A |  | ACF05915 | TMC - CHILDRENS - NICU (7HP) | MHHS-TMC |  | Blender, Oxygen/Air |  | 077-09327 |  | TMC |  | TMC - CHILDRENS - NICU (7HP) | [5 empty] | OXYGEN-AIR PROPORTIONERS |  | BLENDEROXYGENAIR-Viasys-10040A | BLENDEROXYGENAIR | 10040A |  |  |  | VIASYS | Blender, Oxygen/Air |  |  | BLENDEROXYGENAIR-Viasys-10040A |  |  |  | Covered PM Repair - Biomedical | MHHS-TMC
NO | NO | [5 empty] | Bird Products Corp | 10040A |  | AFF05857 | TMC - CHILDRENS - NICU (7HP) | MHHS-TMC |  | Blender, Oxygen/Air |  |  |  | TMC |  | TMC - CHILDRENS - NICU (7HP) | [5 empty] | OXYGEN-AIR PROPORTIONERS |  | BLENDEROXYGENAIR-Viasys-10040A | BLENDEROXYGENAIR | 10040A |  |  |  | VIASYS | Blender, Oxygen/Air |  |  | BLENDEROXYGENAIR-Viasys-10040A |  |  |  | Covered PM Repair - Biomedical | MHHS-TMC
NO | NO | [5 empty] | Bird Products Corp | 10040A |  | AFF05864 | TMC - CHILDRENS - NICU (7HP) | MHHS-TMC |  | Blender, Oxygen/Air |  |  |  | TMC |  | TMC - CHILDRENS - NICU (7HP) | [5 empty] | OXYGEN-AIR PROPORTIONERS |  | BLENDEROXYGENAIR-Viasys-10040A | BLENDEROXYGENAIR | 10040A |  |  |  | VIASYS | Blender, Oxygen/Air |  |  | BLENDEROXYGENAIR-Viasys-10040A |  |  |  | Covered PM Repair - Biomedical | MHHS-TMC
NO | NO | [5 empty] | Bird Products Corp | 10040A |  | AFF08747 | TMC - CHILDRENS - NICU (7HP) | MHHS-TMC |  | Blender, Oxygen/Air |  |  |  | TMC |  | TMC - CHILDRENS - NICU (7HP) | [5 empty] | OXYGEN-AIR PROPORTIONERS |  | BLENDEROXYGENAIR-Viasys-10040A | BLENDEROXYGENAIR | 10040A |  |  |  | VIASYS | Blender, Oxygen/Air |  |  | BLENDEROXYGENAIR-Viasys-10040A |  |  |  | Covered PM Repair - Radiology, Low End | MHHS-TMC
NO | NO |  |  |  | 077-04845 |  | Bird Products Corp | 10040A |  | AEF05458 | TMC - CHILDRENS - NICU/SCU (8HP) | MHHS-TMC |  | Blender, Oxygen/Air |  | 077-04845 |  | TMC |  | TMC - CHILDRENS - NICU/SCU (8HP) | [5 empty] | OXYGEN-AIR PROPORTIONERS |  | BLENDEROXYGENAIR-Viasys-10040A | BLENDEROXYGENAIR | 10040A |  |  |  | VIASYS | Blender, Oxygen/Air |  |  | BLENDEROXYGENAIR-Viasys-10040A |  |  |  | Covered PM Repair - Biomedical | MHHS-TMC
NO | NO |  |  |  | 077-04987 |  | Bird Products Corp | 10040A |  | AFF08739 | TMC - CHILDRENS - NICU/SCU (8HP) | MHHS-TMC |  | Blender, Oxygen/Air |  | 077-04987 |  | TMC |  | TMC - CHILDRENS - NICU/SCU (8HP) | [5 empty] | OXYGEN-AIR PROPORTIONERS |  | BLENDEROXYGENAIR-Viasys-10040A | BLENDEROXYGENAIR | 10040A |  |  |  | VIASYS | Blender, Oxygen/Air |  |  | BLENDEROXYGENAIR-Viasys-10040A |  |  |  | Covered PM Repair - Biomedical | MHHS-TMC
NO | NO |  |  |  | 077-06644 |  | Bird Products Corp | 10040A |  | BAF03302 | TMC - CHILDRENS - NICU/SCU (8HP) | MHHS-TMC |  | Blender, Oxygen/Air |  | 077-06644 |  | TMC |  | TMC - CHILDRENS - NICU/SCU (8HP) | [5 empty] | OXYGEN-AIR PROPORTIONERS |  | BLENDEROXYGENAIR-Viasys-10040A | BLENDEROXYGENAIR | 10040A |  |  |  | VIASYS | Blender, Oxygen/Air |  |  | BLENDEROXYGENAIR-Viasys-10040A |  |  |  | Covered PM Repair - Biomedical | MHHS-TMC
NO | NO |  |  |  | 077-07766 |  | Bird Products Corp | 10040A |  | BAF03300 | TMC - CHILDRENS - NICU/SCU (8HP) | MHHS-TMC |  | Blender, Oxygen/Air |  | 077-07766 |  | TMC |  | TMC - CHILDRENS - NICU/SCU (8HP) | [5 empty] | OXYGEN-AIR PROPORTIONERS |  | BLENDEROXYGENAIR-Viasys-10040A | BLENDEROXYGENAIR | 10040A |  |  |  | VIASYS | Blender, Oxygen/Air |  |  | BLENDEROXYGENAIR-Viasys-10040A |  |  |  | Covered PM Repair - Biomedical | MHHS-TMC
NO | NO |  |  |  | 077-09181 |  | Bird Products Corp | 10040A |  | ACF05938 | TMC - CHILDRENS - NICU/SCU (8HP) | MHHS-TMC |  | Blender, Oxygen/Air |  | 077-09181 |  | TMC |  | TMC - CHILDRENS - NICU/SCU (8HP) | [5 empty] | OXYGEN-AIR PROPORTIONERS |  | BLENDEROXYGENAIR-Viasys-10040A | BLENDEROXYGENAIR | 10040A |  |  |  | VIASYS | Blender, Oxygen/Air |  |  | BLENDEROXYGENAIR-Viasys-10040A |  |  |  | Covered PM Repair - Biomedical | MHHS-TMC
NO | NO |  |  |  | 077-09324 |  | Bird Products Corp | 10040A |  | ACF05937 | TMC - CHILDRENS - NICU/SCU (8HP) | MHHS-TMC |  | Blender, Oxygen/Air |  | 077-09324 |  | TMC |  | TMC - CHILDRENS - NICU/SCU (8HP) | [5 empty] | OXYGEN-AIR PROPORTIONERS |  | BLENDEROXYGENAIR-Viasys-10040A | BLENDEROXYGENAIR | 10040A |  |  |  | VIASYS | Blender, Oxygen/Air |  |  | BLENDEROXYGENAIR-Viasys-10040A |  |  |  | Covered PM Repair - Biomedical | MHHS-TMC
NO | NO |  |  |  | 077-03724 |  | Bird Products Corp | 10040A |  | ACF05615 | TMC - CHILDRENS - PEDI TRANSPORT (7HP) | MHHS-TMC |  | Blender, Oxygen/Air |  | 077-03724 |  | TMC |  | TMC - CHILDRENS - PEDI TRANSPORT (7HP) | [5 empty] | OXYGEN-AIR PROPORTIONERS |  | BLENDEROXYGENAIR-Viasys-10040A | BLENDEROXYGENAIR | 10040A |  |  |  | VIASYS | Blender, Oxygen/Air |  |  | BLENDEROXYGENAIR-Viasys-10040A |  |  |  | Covered PM Repair - Biomedical | MHHS-TMC
NO | NO |  |  |  | 077-04576 |  | Bird Products Corp | 10040A |  | KGF2007 | TMC - CHILDRENS - PEDI TRANSPORT (7HP) | MHHS-TMC |  | Blender, Oxygen/Air |  | 077-04576 |  | TMC |  | TMC - CHILDRENS - PEDI TRANSPORT (7HP) | [5 empty] | OXYGEN-AIR PROPORTIONERS |  | BLENDEROXYGENAIR-Viasys-10040A | BLENDEROXYGENAIR | 10040A |  |  |  | VIASYS | Blender, Oxygen/Air |  |  | BLENDEROXYGENAIR-Viasys-10040A |  |  |  | Covered PM Repair - Biomedical | MHHS-TMC
NO | NO |  |  |  | 077-04980 |  | Bird Products Corp | 10040A |  | AFF08737 | TMC - CHILDRENS - PICU (9HP) | MHHS-TMC |  | Blender, Oxygen/Air |  | 077-04980 |  | TMC |  | TMC - CHILDRENS - PICU (9HP) | [5 empty] | OXYGEN-AIR PROPORTIONERS |  | BLENDEROXYGENAIR-Viasys-10040A | BLENDEROXYGENAIR | 10040A |  |  |  | VIASYS | Blender, Oxygen/Air |  |  | BLENDEROXYGENAIR-Viasys-10040A |  |  |  | Covered PM Repair - Biomedical | MHHS-TMC
NO | NO |  |  |  | 077-09227 |  | Bird Products Corp | 10040A |  | AFF08759 | TMC - CHILDRENS - PICU (9HP) | MHHS-TMC |  | Blender, Oxygen/Air |  | 077-09227 |  | TMC |  | TMC - CHILDRENS - PICU (9HP) | [5 empty] | OXYGEN-AIR PROPORTIONERS |  | BLENDEROXYGENAIR-Viasys-10040A | BLENDEROXYGENAIR | 10040A |  |  |  | VIASYS | Blender, Oxygen/Air |  |  | BLENDEROXYGENAIR-Viasys-10040A |  |  |  | Covered PM Repair - Biomedical | MHHS-TMC
NO | NO |  |  |  | 077-06645 |  | Bird Products Corp | 10040A |  | BAF03331 | TMC - HVI - PERFUSION (7HVI) | MHHS-TMC |  | Blender, Oxygen/Air |  | 077-06645 |  | TMC |  | TMC - HVI - PERFUSION (7HVI) | [5 empty] | OXYGEN-AIR PROPORTIONERS |  | BLENDEROXYGENAIR-Viasys-10040A | BLENDEROXYGENAIR | 10040A |  |  |  | VIASYS | Blender, Oxygen/Air |  |  | BLENDEROXYGENAIR-Viasys-10040A |  |  |  | Covered PM Repair - Biomedical | MHHS-TMC
NO | NO |  |  |  | 077-08241 |  | Bird Products Corp | 10040A |  | BFF06504 | TMC - HVI - PERFUSION (7HVI) | MHHS-TMC |  | Blender, Oxygen/Air |  | 077-08241 |  | TMC |  | TMC - HVI - PERFUSION (7HVI) | [5 empty] | OXYGEN-AIR PROPORTIONERS |  | BLENDEROXYGENAIR-Viasys-10040A | BLENDEROXYGENAIR | 10040A |  |  |  | VIASYS | Blender, Oxygen/Air |  |  | BLENDEROXYGENAIR-Viasys-10040A |  |  |  | Covered PM Repair - Biomedical | MHHS-TMC
NO | NO |  |  |  | 077-04972 |  | Bird Products Corp | 10040A |  | AFF08727 | TMC - RESPIRATORY - ADULT | MHHS-TMC |  | Blender, Oxygen/Air |  | 077-04972 |  | TMC |  | TMC - RESPIRATORY - ADULT | [5 empty] | OXYGEN-AIR PROPORTIONERS |  | BLENDEROXYGENAIR-Viasys-10040A | BLENDEROXYGENAIR | 10040A |  |  |  | VIASYS | Blender, Oxygen/Air |  |  | BLENDEROXYGENAIR-Viasys-10040A |  |  |  | Covered PM Repair - Biomedical | MHHS-TMC
NO | NO |  |  |  | 077-04316 |  | Bird Products Corp | 10040A |  | AFF08765 | TMC - RESPIRATORY - PEDI | MHHS-TMC |  | Blender, Oxygen/Air |  | 077-04316 |  | TMC |  | TMC - RESPIRATORY - PEDI | [5 empty] | OXYGEN-AIR PROPORTIONERS |  | BLENDEROXYGENAIR-Viasys-10040A | BLENDEROXYGENAIR | 10040A |  |  |  | VIASYS | Blender, Oxygen/Air |  |  | BLENDEROXYGENAIR-Viasys-10040A |  |  |  | Covered PM Repair - Biomedical | MHHS-TMC
NO | NO |  |  |  | 077-04318 |  | Bird Products Corp | 10040A |  | AFF08741 | TMC - RESPIRATORY - PEDI | MHHS-TMC |  | Blender, Oxygen/Air |  | 077-04318 |  | TMC |  | TMC - RESPIRATORY - PEDI | [5 empty] | OXYGEN-AIR PROPORTIONERS |  | BLENDEROXYGENAIR-Viasys-10040A | BLENDEROXYGENAIR | 10040A |  |  |  | VIASYS | Blender, Oxygen/Air |  |  | BLENDEROXYGENAIR-Viasys-10040A |  |  |  | Covered PM Repair - Biomedical | MHHS-TMC
NO | NO |  |  |  | 077-04321 |  | Bird Products Corp | 10040A |  | AFF08743 | TMC - RESPIRATORY - PEDI | MHHS-TMC |  | Blender, Oxygen/Air |  | 077-04321 |  | TMC |  | TMC - RESPIRATORY - PEDI | [5 empty] | OXYGEN-AIR PROPORTIONERS |  | BLENDEROXYGENAIR-Viasys-10040A | BLENDEROXYGENAIR | 10040A |  |  |  | VIASYS | Blender, Oxygen/Air |  |  | BLENDEROXYGENAIR-Viasys-10040A |  |  |  | Covered PM Repair - Biomedical | MHHS-TMC
NO | NO |  |  |  | 077-04836 |  | Bird Products Corp | 10040A |  | AFF05863 | TMC - RESPIRATORY - PEDI | MHHS-TMC |  | Blender, Oxygen/Air |  | 077-04836 |  | TMC |  | TMC - RESPIRATORY - PEDI | [5 empty] | OXYGEN-AIR PROPORTIONERS |  | BLENDEROXYGENAIR-Viasys-10040A | BLENDEROXYGENAIR | 10040A |  |  |  | VIASYS | Blender, Oxygen/Air |  |  | BLENDEROXYGENAIR-Viasys-10040A |  |  |  | Covered PM Repair - Radiology, Low End | MHHS-TMC
NO | NO |  |  |  | 077-04840 |  | Bird Products Corp | 10040A |  | AFF05915 | TMC - RESPIRATORY - PEDI | MHHS-TMC |  | Blender, Oxygen/Air |  | 077-04840 |  | TMC |  | TMC - RESPIRATORY - PEDI | [5 empty] | OXYGEN-AIR PROPORTIONERS |  | BLENDEROXYGENAIR-Viasys-10040A | BLENDEROXYGENAIR | 10040A |  |  |  | VIASYS | Blender, Oxygen/Air |  |  | BLENDEROXYGENAIR-Viasys-10040A |  |  |  | Covered PM Repair - Radiology, Low End | MHHS-TMC
NO | NO |  |  |  | 077-04844 |  | Bird Products Corp | 10040A |  | AFF05916 | TMC - RESPIRATORY - PEDI | MHHS-TMC |  | Blender, Oxygen/Air |  | 077-04844 |  | TMC |  | TMC - RESPIRATORY - PEDI | [5 empty] | OXYGEN-AIR PROPORTIONERS |  | BLENDEROXYGENAIR-Viasys-10040A | BLENDEROXYGENAIR | 10040A |  |  |  | VIASYS | Blender, Oxygen/Air |  |  | BLENDEROXYGENAIR-Viasys-10040A |  |  |  | Covered PM Repair - Radiology, Low End | MHHS-TMC
NO | NO |  |  |  | 077-04940 |  | Bird Products Corp | 10040A |  | AFF08724 | TMC - RESPIRATORY - PEDI | MHHS-TMC |  | Blender, Oxygen/Air |  | 077-04940 |  | TMC |  | TMC - RESPIRATORY - PEDI | [5 empty] | OXYGEN-AIR PROPORTIONERS |  | BLENDEROXYGENAIR-Viasys-10040A | BLENDEROXYGENAIR | 10040A |  |  |  | VIASYS | Blender, Oxygen/Air |  |  | BLENDEROXYGENAIR-Viasys-10040A |  |  |  | Covered PM Repair - Biomedical | MHHS-TMC
NO | NO |  |  |  | 077-04975 |  | Bird Products Corp | 10040A |  | AFF08735 | TMC - RESPIRATORY - PEDI | MHHS-TMC |  | Blender, Oxygen/Air |  | 077-04975 |  | TMC |  | TMC - RESPIRATORY - PEDI | [5 empty] | OXYGEN-AIR PROPORTIONERS |  | BLENDEROXYGENAIR-Viasys-10040A | BLENDEROXYGENAIR | 10040A |  |  |  | VIASYS | Blender, Oxygen/Air |  |  | BLENDEROXYGENAIR-Viasys-10040A |  |  |  | Covered PM Repair - Biomedical | MHHS-TMC
NO | NO |  |  |  | 077-04982 |  | Bird Products Corp | 10040A |  | AFF08758 | TMC - RESPIRATORY - PEDI | MHHS-TMC |  | Blender, Oxygen/Air |  | 077-04982 |  | TMC |  | TMC - RESPIRATORY - PEDI | [5 empty] | OXYGEN-AIR PROPORTIONERS |  | BLENDEROXYGENAIR-Viasys-10040A | BLENDEROXYGENAIR | 10040A |  |  |  | VIASYS | Blender, Oxygen/Air |  |  | BLENDEROXYGENAIR-Viasys-10040A |  |  |  | Covered PM Repair - Biomedical | MHHS-TMC
NO | NO |  |  |  | 077-06395 |  | Bird Products Corp | 10040A |  | ACF05942 | TMC - RESPIRATORY - PEDI | MHHS-TMC |  | Blender, Oxygen/Air |  | 077-06395 |  | TMC |  | TMC - RESPIRATORY - PEDI | [5 empty] | OXYGEN-AIR PROPORTIONERS |  | BLENDEROXYGENAIR-Viasys-10040A | BLENDEROXYGENAIR | 10040A |  |  |  | VIASYS | Blender, Oxygen/Air |  |  | BLENDEROXYGENAIR-Viasys-10040A |  |  |  | Covered PM Repair - Biomedical | MHHS-TMC
NO | NO |  |  |  | 077-06647 |  | Bird Products Corp | 10040A |  | ACF05944 | TMC - RESPIRATORY - PEDI | MHHS-TMC |  | Blender, Oxygen/Air |  | 077-06647 |  | TMC |  | TMC - RESPIRATORY - PEDI | [5 empty] | OXYGEN-AIR PROPORTIONERS |  | BLENDEROXYGENAIR-Viasys-10040A | BLENDEROXYGENAIR | 10040A |  |  |  | VIASYS | Blender, Oxygen/Air |  |  | BLENDEROXYGENAIR-Viasys-10040A |  |  |  | Covered PM Repair - Biomedical | MHHS-TMC
NO | NO |  |  |  | 077-06648 |  | Bird Products Corp | 10040A |  | AFF05919 | TMC - RESPIRATORY - PEDI | MHHS-TMC |  | Blender, Oxygen/Air |  | 077-06648 |  | TMC |  | TMC - RESPIRATORY - PEDI | [5 empty] | OXYGEN-AIR PROPORTIONERS |  | BLENDEROXYGENAIR-Viasys-10040A | BLENDEROXYGENAIR | 10040A |  |  |  | VIASYS | Blender, Oxygen/Air |  |  | BLENDEROXYGENAIR-Viasys-10040A |  |  |  | Covered PM Repair - Biomedical | MHHS-TMC
NO | NO |  |  |  | 077-06652 |  | Bird Products Corp | 10040A |  | AFF08748 | TMC - RESPIRATORY - PEDI | MHHS-TMC |  | Blender, Oxygen/Air |  | 077-06652 |  | TMC |  | TMC - RESPIRATORY - PEDI | [5 empty] | OXYGEN-AIR PROPORTIONERS |  | BLENDEROXYGENAIR-Viasys-10040A | BLENDEROXYGENAIR | 10040A |  |  |  | VIASYS | Blender, Oxygen/Air |  |  | BLENDEROXYGENAIR-Viasys-10040A |  |  |  | No Coverage Specified | MHHS-TMC
NO | NO |  |  |  | 077-07769 |  | Bird Products Corp | 10040A |  | BAF03333 | TMC - RESPIRATORY - PEDI | MHHS-TMC |  | Blender, Oxygen/Air |  | 077-07769 |  | TMC |  | TMC - RESPIRATORY - PEDI | [5 empty] | OXYGEN-AIR PROPORTIONERS |  | BLENDEROXYGENAIR-Viasys-10040A | BLENDEROXYGENAIR | 10040A |  |  |  | VIASYS | Blender, Oxygen/Air |  |  | BLENDEROXYGENAIR-Viasys-10040A |  |  |  | Covered PM Repair - Radiology, Low End | MHHS-TMC
NO | NO |  |  |  | 077-07775 |  | Bird Products Corp | 10040A |  | BAF03316 | TMC - RESPIRATORY - PEDI | MHHS-TMC |  | Blender, Oxygen/Air |  | 077-07775 |  | TMC |  | TMC - RESPIRATORY - PEDI | [5 empty] | OXYGEN-AIR PROPORTIONERS |  | BLENDEROXYGENAIR-Viasys-10040A | BLENDEROXYGENAIR | 10040A |  |  |  | VIASYS | Blender, Oxygen/Air |  |  | BLENDEROXYGENAIR-Viasys-10040A |  |  |  | Covered PM Repair - Biomedical | MHHS-TMC
NO | NO |  |  |  | 077-07776 |  | Bird Products Corp | 10040A |  | BAF03326 | TMC - RESPIRATORY - PEDI | MHHS-TMC |  | Blender, Oxygen/Air |  | 077-07776 |  | TMC |  | TMC - RESPIRATORY - PEDI | [5 empty] | OXYGEN-AIR PROPORTIONERS |  | BLENDEROXYGENAIR-Viasys-10040A | BLENDEROXYGENAIR | 10040A |  |  |  | VIASYS | Blender, Oxygen/Air |  |  | BLENDEROXYGENAIR-Viasys-10040A |  |  |  | No Coverage Specified | MHHS-TMC
NO | NO |  |  |  | 077-07851 |  | Bird Products Corp | 10040A |  | AFF08751 | TMC - RESPIRATORY - PEDI | MHHS-TMC |  | Blender, Oxygen/Air |  | 077-07851 |  | TMC |  | TMC - RESPIRATORY - PEDI | [5 empty] | OXYGEN-AIR PROPORTIONERS |  | BLENDEROXYGENAIR-Viasys-10040A | BLENDEROXYGENAIR | 10040A |  |  |  | VIASYS | Blender, Oxygen/Air |  |  | BLENDEROXYGENAIR-Viasys-10040A |  |  |  | Covered PM Repair - Biomedical | MHHS-TMC
NO | NO |  |  |  | 077-08219 |  | Bird Products Corp | 10040A |  | ACF05943 | TMC - RESPIRATORY - PEDI | MHHS-TMC |  | Blender, Oxygen/Air |  | 077-08219 |  | TMC |  | TMC - RESPIRATORY - PEDI | [5 empty] | OXYGEN-AIR PROPORTIONERS |  | BLENDEROXYGENAIR-Viasys-10040A | BLENDEROXYGENAIR | 10040A |  |  |  | VIASYS | Blender, Oxygen/Air |  |  | BLENDEROXYGENAIR-Viasys-10040A |  |  |  | Covered PM Repair - Biomedical | MHHS-TMC
NO | NO |  |  |  | 077-09069 |  | Bird Products Corp | 10040A |  | BAF03301 | TMC - RESPIRATORY - PEDI | MHHS-TMC |  | Blender, Oxygen/Air |  | 077-09069 |  | TMC |  | TMC - RESPIRATORY - PEDI | [5 empty] | OXYGEN-AIR PROPORTIONERS |  | BLENDEROXYGENAIR-Viasys-10040A | BLENDEROXYGENAIR | 10040A |  |  |  | VIASYS | Blender, Oxygen/Air |  |  | BLENDEROXYGENAIR-Viasys-10040A |  |  |  | Covered PM Repair - Biomedical | MHHS-TMC
NO | NO |  |  |  | 077-09176 |  | Bird Products Corp | 10040A |  | BAF03310 | TMC - RESPIRATORY - PEDI | MHHS-TMC |  | Blender, Oxygen/Air |  | 077-09176 |  | TMC |  | TMC - RESPIRATORY - PEDI | [5 empty] | OXYGEN-AIR PROPORTIONERS |  | BLENDEROXYGENAIR-Viasys-10040A | BLENDEROXYGENAIR | 10040A |  |  |  | VIASYS | Blender, Oxygen/Air |  |  | BLENDEROXYGENAIR-Viasys-10040A |  |  |  | Covered PM Repair - Biomedical | MHHS-TMC
NO | NO |  |  |  | 077-09186 |  | Bird Products Corp | 10040A |  | ACF05939 | TMC - RESPIRATORY - PEDI | MHHS-TMC |  | Blender, Oxygen/Air |  | 077-09186 |  | TMC |  | TMC - RESPIRATORY - PEDI | [5 empty] | OXYGEN-AIR PROPORTIONERS |  | BLENDEROXYGENAIR-Viasys-10040A | BLENDEROXYGENAIR | 10040A |  |  |  | VIASYS | Blender, Oxygen/Air |  |  | BLENDEROXYGENAIR-Viasys-10040A |  |  |  | Covered PM Repair - Biomedical | MHHS-TMC
NO | NO |  |  |  | 077-09580 |  | Bird Products Corp | 10040A |  | BFF06503 | TMC - RESPIRATORY - PEDI | MHHS-TMC |  | Blender, Oxygen/Air |  | 077-09580 |  | TMC |  | TMC - RESPIRATORY - PEDI | [5 empty] | OXYGEN-AIR PROPORTIONERS |  | BLENDEROXYGENAIR-Viasys-10040A | BLENDEROXYGENAIR | 10040A |  |  |  | VIASYS | Blender, Oxygen/Air |  |  | BLENDEROXYGENAIR-Viasys-10040A |  |  |  | Covered PM Repair - Biomedical | MHHS-TMC
NO | NO | [5 empty] | Bird Products Corp | 10040A |  | AFF08725 | TMC - RESPIRATORY - PEDI | MHHS-TMC |  | Blender, Oxygen/Air |  |  |  | TMC |  | TMC - RESPIRATORY - PEDI | [5 empty] | OXYGEN-AIR PROPORTIONERS |  | BLENDEROXYGENAIR-Viasys-10040A | BLENDEROXYGENAIR | 10040A |  |  |  | VIASYS | Blender, Oxygen/Air |  |  | BLENDEROXYGENAIR-Viasys-10040A |  |  |  | Covered PM Repair - Biomedical | MHHS-TMC
NO | NO |  |  |  | 069-48105 |  | Bird Products Corp | 10040A |  | BKF03353 | TMC - SAROFIM 1 - PEDI ER | MHHS-TMC |  | Blender, Oxygen/Air |  | 069-48105 |  | TMC |  | TMC - SAROFIM 1 - PEDI ER | [5 empty] | OXYGEN-AIR PROPORTIONERS |  | BLENDEROXYGENAIR-Viasys-10040A | BLENDEROXYGENAIR | 10040A |  |  |  | VIASYS | Blender, Oxygen/Air |  |  | BLENDEROXYGENAIR-Viasys-10040A |  |  |  | Covered PM Repair - Biomedical | MHHS-TMC
NO | NO |  |  |  | 069-48110 |  | Bird Products Corp | 10040A |  | BKF03366 | TMC - SAROFIM 1 - PEDI ER | MHHS-TMC |  | Blender, Oxygen/Air |  | 069-48110 |  | TMC |  | TMC - SAROFIM 1 - PEDI ER | [5 empty] | OXYGEN-AIR PROPORTIONERS |  | BLENDEROXYGENAIR-Viasys-10040A | BLENDEROXYGENAIR | 10040A |  |  |  | VIASYS | Blender, Oxygen/Air |  |  | BLENDEROXYGENAIR-Viasys-10040A |  |  |  | Covered PM Repair - Biomedical | MHHS-TMC
NO | NO |  |  |  | 069-48113 |  | Bird Products Corp | 10040A |  | BKF05939 | TMC - SAROFIM 1 - PEDI ER | MHHS-TMC |  | Blender, Oxygen/Air |  | 069-48113 |  | TMC |  | TMC - SAROFIM 1 - PEDI ER | [5 empty] | OXYGEN-AIR PROPORTIONERS |  | BLENDEROXYGENAIR-Viasys-10040A | BLENDEROXYGENAIR | 10040A |  |  |  | VIASYS | Blender, Oxygen/Air |  |  | BLENDEROXYGENAIR-Viasys-10040A |  |  |  | Covered PM Repair - Biomedical | MHHS-TMC
NO | NO |  |  |  | 069-48120 |  | Bird Products Corp | 10040A |  | BKF05927 | TMC - SAROFIM 1 - PEDI ER | MHHS-TMC |  | Blender, Oxygen/Air |  | 069-48120 |  | TMC |  | TMC - SAROFIM 1 - PEDI ER | [5 empty] | OXYGEN-AIR PROPORTIONERS |  | BLENDEROXYGENAIR-Viasys-10040A | BLENDEROXYGENAIR | 10040A |  |  |  | VIASYS | Blender, Oxygen/Air |  |  | BLENDEROXYGENAIR-Viasys-10040A |  |  |  | Not Covered Vendor Only - Biomedical | MHHS-TMC
NO | NO |  |  |  | 069-48121 |  | Bird Products Corp | 10040A |  | BKF05940 | TMC - SAROFIM 1 - PEDI ER | MHHS-TMC |  | Blender, Oxygen/Air |  | 069-48121 |  | TMC |  | TMC - SAROFIM 1 - PEDI ER | [5 empty] | OXYGEN-AIR PROPORTIONERS |  | BLENDEROXYGENAIR-Viasys-10040A | BLENDEROXYGENAIR | 10040A |  |  |  | VIASYS | Blender, Oxygen/Air |  |  | BLENDEROXYGENAIR-Viasys-10040A |  |  |  | Not Covered Vendor Only - Biomedical | MHHS-TMC
NO | NO |  |  |  | 069-48124 |  | Bird Products Corp | 10040A |  | BKF03367 | TMC - SAROFIM 1 - PEDI ER | MHHS-TMC |  | Blender, Oxygen/Air |  | 069-48124 |  | TMC |  | TMC - SAROFIM 1 - PEDI ER | [5 empty] | OXYGEN-AIR PROPORTIONERS |  | BLENDEROXYGENAIR-Viasys-10040A | BLENDEROXYGENAIR | 10040A |  |  |  | VIASYS | Blender, Oxygen/Air |  |  | BLENDEROXYGENAIR-Viasys-10040A |  |  |  | Not Covered Vendor Only - Biomedical | MHHS-TMC
NO | NO |  |  |  | 069-48125 |  | Bird Products Corp | 10040A |  | BKF03372 | TMC - SAROFIM 1 - PEDI ER | MHHS-TMC |  | Blender, Oxygen/Air |  | 069-48125 |  | TMC |  | TMC - SAROFIM 1 - PEDI ER | [5 empty] | OXYGEN-AIR PROPORTIONERS |  | BLENDEROXYGENAIR-Viasys-10040A | BLENDEROXYGENAIR | 10040A |  |  |  | VIASYS | Blender, Oxygen/Air |  |  | BLENDEROXYGENAIR-Viasys-10040A |  |  |  | Not Covered Vendor Only - Biomedical | MHHS-TMC
NO | NO |  |  |  | 029-03291 |  | Bird Products Corp | 10040A |  | ADF02390 | WOODLANDS - RESPIRATORY | MHHS-Woodlands |  | Blender, Oxygen/Air |  | 029-03291 |  | Woodlands |  | WOODLANDS - RESPIRATORY | [5 empty] | OXYGEN-AIR PROPORTIONERS |  | BLENDEROXYGENAIR-Viasys-10040A | BLENDEROXYGENAIR | 10040A |  |  |  | VIASYS | Blender, Oxygen/Air |  |  | BLENDEROXYGENAIR-Viasys-10040A |  |  |  | Not Covered Vendor Only - Biomedical | MHHS-Woodlands
NO | NO |  |  |  | 029-05075 |  | Bird Products Corp | 10040A |  | AHF02191 | WOODLANDS - RESPIRATORY | MHHS-Woodlands |  | Blender, Oxygen/Air |  | 029-05075 |  | Woodlands |  | WOODLANDS - RESPIRATORY | [5 empty] | OXYGEN-AIR PROPORTIONERS |  | BLENDEROXYGENAIR-Viasys-10040A | BLENDEROXYGENAIR | 10040A |  |  |  | VIASYS | Blender, Oxygen/Air |  |  | BLENDEROXYGENAIR-Viasys-10040A |  |  |  | Not Covered Vendor Only - Biomedical | MHHS-Woodlands
NO | NO |  |  |  | 029-05080 |  | Bird Products Corp | 10040A |  | AHF02195 | WOODLANDS - RESPIRATORY | MHHS-Woodlands |  | Blender, Oxygen/Air |  | 029-05080 |  | Woodlands |  | WOODLANDS - RESPIRATORY | [5 empty] | OXYGEN-AIR PROPORTIONERS |  | BLENDEROXYGENAIR-Viasys-10040A | BLENDEROXYGENAIR | 10040A |  |  |  | VIASYS | Blender, Oxygen/Air |  |  | BLENDEROXYGENAIR-Viasys-10040A |  |  |  | Not Covered Vendor Only - Biomedical | MHHS-Woodlands
NO | NO |  |  |  | 029-05087 |  | Bird Products Corp | 10040A |  | AHF02194 | WOODLANDS - RESPIRATORY | MHHS-Woodlands |  | Blender, Oxygen/Air |  | 029-05087 |  | Woodlands |  | WOODLANDS - RESPIRATORY | [5 empty] | OXYGEN-AIR PROPORTIONERS |  | BLENDEROXYGENAIR-Viasys-10040A | BLENDEROXYGENAIR | 10040A |  |  |  | VIASYS | Blender, Oxygen/Air |  |  | BLENDEROXYGENAIR-Viasys-10040A |  |  |  | Not Covered Vendor Only - Biomedical | MHHS-Woodlands
NO | NO |  |  |  | 029-08535 |  | Bird Products Corp | 10040A |  | AAF01588 | WOODLANDS - RESPIRATORY | MHHS-Woodlands |  | Blender, Oxygen/Air |  | 029-08535 |  | Woodlands |  | WOODLANDS - RESPIRATORY | [5 empty] | OXYGEN-AIR PROPORTIONERS |  | BLENDEROXYGENAIR-Viasys-10040A | BLENDEROXYGENAIR | 10040A |  |  |  | VIASYS | Blender, Oxygen/Air |  |  | BLENDEROXYGENAIR-Viasys-10040A |  |  |  | Not Covered Vendor Only - Biomedical | MHHS-Woodlands
NO | NO |  |  |  | 029-09973 |  | Bird Products Corp | 10040A |  | BFF05190 | WOODLANDS - RESPIRATORY | MHHS-Woodlands |  | Blender, Oxygen/Air |  | 029-09973 |  | Woodlands |  | WOODLANDS - RESPIRATORY | [5 empty] | OXYGEN-AIR PROPORTIONERS |  | BLENDEROXYGENAIR-Viasys-10040A | BLENDEROXYGENAIR | 10040A |  |  |  | VIASYS | Blender, Oxygen/Air |  |  | BLENDEROXYGENAIR-Viasys-10040A |  |  |  | Not Covered Vendor Only - Biomedical | MHHS-Woodlands
NO | NO |  |  |  | 029-10314 |  | Bird Products Corp | 10040A |  | BFF10857 | WOODLANDS - RESPIRATORY | MHHS-Woodlands |  | Blender, Oxygen/Air |  | 029-10314 |  | Woodlands |  | WOODLANDS - RESPIRATORY | [5 empty] | OXYGEN-AIR PROPORTIONERS |  | BLENDEROXYGENAIR-Viasys-10040A | BLENDEROXYGENAIR | 10040A |  |  |  | VIASYS | Blender, Oxygen/Air |  |  | BLENDEROXYGENAIR-Viasys-10040A |  |  |  | Not Covered Vendor Only - Biomedical | MHHS-Woodlands
NO | NO |  |  |  | 029-10315 |  | Bird Products Corp | 10040A |  | BFF10852 | WOODLANDS - RESPIRATORY | MHHS-Woodlands |  | Blender, Oxygen/Air |  | 029-10315 |  | Woodlands |  | WOODLANDS - RESPIRATORY | [5 empty] | OXYGEN-AIR PROPORTIONERS |  | BLENDEROXYGENAIR-Viasys-10040A | BLENDEROXYGENAIR | 10040A |  |  |  | VIASYS | Blender, Oxygen/Air |  |  | BLENDEROXYGENAIR-Viasys-10040A |  |  |  | Not Covered Vendor Only - Biomedical | MHHS-Woodlands
NO | NO |  |  |  | 029-10318 |  | Bird Products Corp | 10040A |  | BFF10851 | WOODLANDS - RESPIRATORY | MHHS-Woodlands |  | Blender, Oxygen/Air |  | 029-10318 |  | Woodlands |  | WOODLANDS - RESPIRATORY | [5 empty] | OXYGEN-AIR PROPORTIONERS |  | BLENDEROXYGENAIR-Viasys-10040A | BLENDEROXYGENAIR | 10040A |  |  |  | VIASYS | Blender, Oxygen/Air |  |  | BLENDEROXYGENAIR-Viasys-10040A |  |  |  | Not Covered Vendor Only - Biomedical | MHHS-Woodlands
NO | NO |  |  |  | 029-10319 |  | Bird Products Corp | 10040A |  | BFF10843 | WOODLANDS - RESPIRATORY | MHHS-Woodlands |  | Blender, Oxygen/Air |  | 029-10319 |  | Woodlands |  | WOODLANDS - RESPIRATORY | [5 empty] | OXYGEN-AIR PROPORTIONERS |  | BLENDEROXYGENAIR-Viasys-10040A | BLENDEROXYGENAIR | 10040A |  |  |  | VIASYS | Blender, Oxygen/Air |  |  | BLENDEROXYGENAIR-Viasys-10040A |  |  |  | Not Covered Vendor Only - Biomedical | MHHS-Woodlands
NO | NO |  |  |  | 029-10321 |  | Bird Products Corp | 10040A |  | BFF10859 | WOODLANDS - RESPIRATORY | MHHS-Woodlands |  | Blender, Oxygen/Air |  | 029-10321 |  | Woodlands |  | WOODLANDS - RESPIRATORY | [5 empty] | OXYGEN-AIR PROPORTIONERS |  | BLENDEROXYGENAIR-Viasys-10040A | BLENDEROXYGENAIR | 10040A |  |  |  | VIASYS | Blender, Oxygen/Air |  |  | BLENDEROXYGENAIR-Viasys-10040A |  |  |  | Not Covered Vendor Only - Biomedical | MHHS-Woodlands
NO | NO |  |  |  | 029-10323 |  | Bird Products Corp | 10040A |  | BFF10853 | WOODLANDS - RESPIRATORY | MHHS-Woodlands |  | Blender, Oxygen/Air |  | 029-10323 |  | Woodlands |  | WOODLANDS - RESPIRATORY | [5 empty] | OXYGEN-AIR PROPORTIONERS |  | BLENDEROXYGENAIR-Viasys-10040A | BLENDEROXYGENAIR | 10040A |  |  |  | VIASYS | Blender, Oxygen/Air |  |  | BLENDEROXYGENAIR-Viasys-10040A |  |  |  | Not Covered Vendor Only - Biomedical | MHHS-Woodlands
NO | NO | [5 empty] | Bird Products Corp | 10040A |  | AHF02189 | WOODLANDS - RESPIRATORY | MHHS-Woodlands |  | Blender, Oxygen/Air |  |  |  | Woodlands |  | WOODLANDS - RESPIRATORY | [5 empty] | OXYGEN-AIR PROPORTIONERS |  | BLENDEROXYGENAIR-Viasys-10040A | BLENDEROXYGENAIR | 10040A |  |  |  | VIASYS | Blender, Oxygen/Air |  |  | BLENDEROXYGENAIR-Viasys-10040A |  |  |  | Not Covered Vendor Only - Biomedical | MHHS-Woodlands
NO | NO | [5 empty] | Bird Products Corp | 10040A |  | AHF02193 | WOODLANDS - RESPIRATORY | MHHS-Woodlands |  | Blender, Oxygen/Air |  |  |  | Woodlands |  | WOODLANDS - RESPIRATORY | [5 empty] | OXYGEN-AIR PROPORTIONERS |  | BLENDEROXYGENAIR-Viasys-10040A | BLENDEROXYGENAIR | 10040A |  |  |  | VIASYS | Blender, Oxygen/Air |  |  | BLENDEROXYGENAIR-Viasys-10040A |  |  |  | Not Covered Vendor Only - Biomedical | MHHS-Woodlands
NO | NO | [5 empty] | Bird Products Corp | 10040A |  | AHF02198 | WOODLANDS - RESPIRATORY | MHHS-Woodlands |  | Blender, Oxygen/Air |  |  |  | Woodlands |  | WOODLANDS - RESPIRATORY | [5 empty] | OXYGEN-AIR PROPORTIONERS |  | BLENDEROXYGENAIR-Viasys-10040A | BLENDEROXYGENAIR | 10040A |  |  |  | VIASYS | Blender, Oxygen/Air |  |  | BLENDEROXYGENAIR-Viasys-10040A |  |  |  | Not Covered Vendor Only - Biomedical | MHHS-Woodlands
NO | NO | [5 empty] | Bird Products Corp | 10040A |  | AHF02192 | WOODLANDS - RESPIRATORY | MHHS-Woodlands |  | Blender, Oxygen/Air |  |  |  | Woodlands |  | WOODLANDS - RESPIRATORY | [5 empty] | OXYGEN-AIR PROPORTIONERS |  | BLENDEROXYGENAIR-Viasys-10040A | BLENDEROXYGENAIR | 10040A |  |  |  | VIASYS | Blender, Oxygen/Air |  |  | BLENDEROXYGENAIR-Viasys-10040A |  |  |  | Not Covered Vendor Only - Biomedical | MHHS-Woodlands
NO | YES |  |  |  | 069-24319 | 069-24319 | Bird Products Corp | 10047A |  | AHF01438 | PICU storage | MHHS-TMC |  |  |  | 069-24319 | 069-24319 | TMC | TMC | PICU storage | Memorial Hermann- texas medical center | 8/1/19 |  | 8/1/20 |  | OXYGEN-AIR PROPORTIONERS |  | BLENDEROXYGENAIR-CAREFUSION-V10047A |  |  |  |  | BLENDEROXYGENAIR-CAREFUSION-V10047A | Bird |  |  |  |  | 11/1/20 |  |  | Not Covered Vendor Only - Biomedical | MHHS-TMC
NO | YES |  |  |  | 077-05542 | 077-05542 | Bird Products Corp | 10047A |  | AHF08810 | TMC-Children's-L&D (5Hp) | MHHS-TMC |  |  |  | 077-05542 | 077-05542 | TMC | MHHS-TMC | TMC-Children's-L&D (5Hp) |  | 8/6/19 |  |  |  | OXYGEN-AIR PROPORTIONERS |  | BLENDEROXYGENAIR-CAREFUSION-V10047A |  |  |  |  | BLENDEROXYGENAIR-CAREFUSION-V10047A | Bird |  |  |  |  | 11/1/20 | Verified 3/30/2020 4:07pm (Central) |  | Not Covered Vendor Only - Biomedical | MHHS-TMC
NO | YES |  |  |  | 077-07846 | 077-07846 | Bird Products Corp | 10047A |  | AHF08954 | TMC-Children's-L&D (5Hp) | MHHS-TMC |  |  |  | 077-07846 | 077-07846 | TMC | MHHS-TMC | TMC-Children's-L&D (5Hp) |  | 10/2/19 |  |  |  | OXYGEN-AIR PROPORTIONERS |  | BLENDEROXYGENAIR-CAREFUSION-V10047A |  |  |  |  | BLENDEROXYGENAIR-CAREFUSION-V10047A | Bird |  |  |  |  | 11/1/20 | Verified 3/30/2020 4:07pm (Central) |  | Not Covered Vendor Only - Biomedical | MHHS-TMC
NO | YES |  |  |  | 077-04311 | 077-04311 | Bird Products Corp | 10047A |  | AFF08740 | TMC-Children's-NICU (7Hp) | MHHS-TMC |  |  |  | 077-04311 | 077-04311 | TMC | MHHS-TMC | TMC-Children's-NICU (7Hp) |  | 8/14/19 |  |  |  | OXYGEN-AIR PROPORTIONERS |  | BLENDEROXYGENAIR-CAREFUSION-V10047A |  |  |  |  | BLENDEROXYGENAIR-CAREFUSION-V10047A | Bird |  |  |  |  | 11/1/20 | Verified 3/30/2020 4:07pm (Central) |  | Not Covered Vendor Only - Biomedical | MHHS-TMC
NO | YES |  |  |  | 077-05281 | 077-05281 | Bird Products Corp | 10047A |  | AHF08801 | TMC-Children's-NICU (7Hp) | MHHS-TMC |  |  |  | 077-05281 | 077-05281 | TMC | MHHS-TMC | TMC-Children's-NICU (7Hp) |  | 8/5/19 |  |  |  | OXYGEN-AIR PROPORTIONERS |  | BLENDEROXYGENAIR-CAREFUSION-V10047A |  |  |  |  | BLENDEROXYGENAIR-CAREFUSION-V10047A | Bird | [5 empty] | Verified 3/30/2020 4:07pm (Central) |  | Covered PM Repair - Biomedical | MHHS-TMC
NO | YES |  |  |  | 077-05288 | 077-05288 | Bird Products Corp | 10047A |  | AJF01611 | TMC-Children's-NICU (7Hp) | MHHS-TMC |  |  |  | 077-05288 | 077-05288 | TMC | MHHS-TMC | TMC-Children's-NICU (7Hp) |  | 9/4/19 |  |  |  | OXYGEN-AIR PROPORTIONERS |  | BLENDEROXYGENAIR-CAREFUSION-V10047A |  |  |  |  | BLENDEROXYGENAIR-CAREFUSION-V10047A | Bird | [5 empty] | Verified 3/30/2020 4:07pm (Central) |  | Covered PM Repair - Radiology, High End | MHHS-TMC
NO | YES |  |  |  | 077-05298 | 077-05298 | Bird Products Corp | 10047A |  | AJF01606 | TMC-Children's-NICU (7Hp) | MHHS-TMC |  |  |  | 077-05298 | 077-05298 | TMC | MHHS-TMC | TMC-Children's-NICU (7Hp) |  | 7/26/19 |  |  |  | OXYGEN-AIR PROPORTIONERS |  | BLENDEROXYGENAIR-CAREFUSION-V10047A |  |  |  |  | BLENDEROXYGENAIR-CAREFUSION-V10047A | Bird |  |  |  |  | 1/1/14 | Verified 3/30/2020 4:07pm (Central) |  | Covered PM Repair - Biomedical | MHHS-TMC
NO | YES |  |  |  | 077-05325 | 077-05325 | Bird Products Corp | 10047A |  | AJF01451 | TMC-Children's-NICU (7Hp) | MHHS-TMC |  |  |  | 077-05325 | 077-05325 | TMC | MHHS-TMC | TMC-Children's-NICU (7Hp) |  | 9/25/19 |  |  |  | OXYGEN-AIR PROPORTIONERS |  | BLENDEROXYGENAIR-CAREFUSION-V10047A |  |  |  |  | BLENDEROXYGENAIR-CAREFUSION-V10047A | Bird | [5 empty] | Verified 3/30/2020 4:07pm (Central) |  | Covered PM Repair - Biomedical | MHHS-TMC
NO | YES |  |  |  | 077-05864 | 077-05864 | Bird Products Corp | 10047A |  | ADF05446 | TMC-Children's-NICU (7Hp) | MHHS-TMC |  |  |  | 077-05864 | 077-05864 | TMC | MHHS-TMC | TMC-Children's-NICU (7Hp) |  | 3/14/19 |  |  |  | OXYGEN-AIR PROPORTIONERS |  | BLENDEROXYGENAIR-CAREFUSION-V10047A |  |  |  |  | BLENDEROXYGENAIR-CAREFUSION-V10047A | Bird |  |  |  |  | 1/25/14 | Verified 3/30/2020 4:07pm (Central) |  | Covered PM Repair - Biomedical | MHHS-TMC
NO | YES |  |  |  | 077-06663 | 077-06663 | Bird Products Corp | 10047A |  | AJF01474 | TMC-Children's-NICU (7Hp) | MHHS-TMC |  |  |  | 077-06663 | 077-06663 | TMC | MHHS-TMC | TMC-Children's-NICU (7Hp) |  | 8/14/19 |  |  |  | OXYGEN-AIR PROPORTIONERS |  | BLENDEROXYGENAIR-CAREFUSION-V10047A |  |  |  |  | BLENDEROXYGENAIR-CAREFUSION-V10047A | Bird |  |  |  |  | 4/20/10 | Verified 3/30/2020 4:07pm (Central) |  | Covered PM Repair - Biomedical | MHHS-TMC
NO | YES |  |  |  | 077-07767 | 077-07767 | Bird Products Corp | 10047A |  | BAF03305 | TMC-Children's-NICU (7Hp) | MHHS-TMC |  |  |  | 077-07767 | 077-07767 | TMC | MHHS-TMC | TMC-Children's-NICU (7Hp) |  | 6/21/17 |  |  |  | OXYGEN-AIR PROPORTIONERS |  | BLENDEROXYGENAIR-CAREFUSION-V10047A |  |  |  |  | BLENDEROXYGENAIR-CAREFUSION-V10047A | Bird |  |  |  |  | 1/1/14 | Verified 3/30/2020 4:07pm (Central) |  | Covered PM Repair - Biomedical | MHHS-TMC
NO | YES |  |  |  | 077-08181 | 077-08181 | Bird Products Corp | 10047A |  | BAF03339 | TMC-Children's-NICU (7Hp) | MHHS-TMC |  |  |  | 077-08181 | 077-08181 | TMC | MHHS-TMC | TMC-Children's-NICU (7Hp) |  | 9/9/19 |  |  |  | OXYGEN-AIR PROPORTIONERS |  | BLENDEROXYGENAIR-CAREFUSION-V10047A |  |  |  |  | BLENDEROXYGENAIR-CAREFUSION-V10047A | Bird |  |  |  |  | 1/16/20 | Verified 3/30/2020 4:07pm (Central) |  | Not Covered Vendor Only - Biomedical | MHHS-TMC
NO | YES | [5 empty] | Bird Products Corp | 10047A |  | AHF08806 | TMC-Children's-NICU (7Hp) | MHHS-TMC | [5 empty] | TMC | MHHS-TMC | TMC-Children's-NICU (7Hp) |  | 8/20/19 |  |  |  | OXYGEN-AIR PROPORTIONERS |  | BLENDEROXYGENAIR-CAREFUSION-V10047A |  |  |  |  | BLENDEROXYGENAIR-CAREFUSION-V10047A | Bird |  |  |  |  | 1/22/23 | Verified 3/30/2020 4:07pm (Central) |  | Not Covered Vendor Only - Lab Ana/Anes | MHHS-TMC
NO | YES | [5 empty] | Bird Products Corp | 10047A |  | AJF01483 | TMC-Children's-NICU (7Hp) | MHHS-TMC | [5 empty] | TMC | MHHS-TMC | TMC-Children's-NICU (7Hp) |  | 6/14/19 |  |  |  | OXYGEN-AIR PROPORTIONERS |  | BLENDEROXYGENAIR-CAREFUSION-V10047A |  |  |  |  | BLENDEROXYGENAIR-CAREFUSION-V10047A | Bird |  |  |  |  | 6/7/17 | Verified 3/30/2020 4:07pm (Central) |  | Not Covered Vendor Only - Lab Ana/Anes | MHHS-TMC
NO | YES |  |  |  | 077-05261 | 077-05261 | Bird Products Corp | 10047A |  | AJF01598 | TMC-Children's-NICU/SCU (8Hp) | MHHS-TMC |  |  |  | 077-05261 | 077-05261 | TMC | MHHS-TMC | TMC-Children's-NICU/SCU (8Hp) |  | 10/2/19 |  |  |  | OXYGEN-AIR PROPORTIONERS |  | BLENDEROXYGENAIR-CAREFUSION-V10047A |  |  |  |  | BLENDEROXYGENAIR-CAREFUSION-V10047A | Bird | [5 empty] | Verified 3/29/2020 11:26:am (Central) |  | Covered PM Repair - Biomedical | MHHS-TMC
NO | YES |  |  |  | 077-06665 | 077-06665 | Bird Products Corp | 10047A |  | BAF03308 | TMC-Children's-NICU/SCU (8Hp) | MHHS-TMC |  |  |  | 077-06665 | 077-06665 | TMC | MHHS-TMC | TMC-Children's-NICU/SCU (8Hp) |  | 8/21/19 |  |  |  | OXYGEN-AIR PROPORTIONERS |  | BLENDEROXYGENAIR-CAREFUSION-V10047A |  |  |  |  | BLENDEROXYGENAIR-CAREFUSION-V10047A | Bird | [5 empty] | Verified 3/30/2020 4:07pm (Central) |  | Covered PM Repair - Biomedical | MHHS-TMC
NO | YES |  |  |  | 077-08176 | 077-08176 | Bird Products Corp | 10047A |  | AJF01478 | TMC-Children's-NICU/SCU (8Hp) | MHHS-TMC |  |  |  | 077-08176 | 077-08176 | TMC | MHHS-TMC | TMC-Children's-NICU/SCU (8Hp) |  | 8/21/19 |  |  |  | OXYGEN-AIR PROPORTIONERS |  | BLENDEROXYGENAIR-CAREFUSION-V10047A |  |  |  |  | BLENDEROXYGENAIR-CAREFUSION-V10047A | Bird |  |  |  |  | 1/15/14 | Verified 3/30/2020 4:07pm (Central) |  | Covered PM Repair - Radiology, High End | MHHS-TMC
NO | YES | [5 empty] | Bird Products Corp | 10047A |  | AJF01487 | TMC-Children's-NICU/SCU (8Hp) | MHHS-TMC | [5 empty] | TMC | MHHS-TMC | TMC-Children's-NICU/SCU (8Hp) |  | 10/2/19 |  |  |  | OXYGEN-AIR PROPORTIONERS |  | BLENDEROXYGENAIR-CAREFUSION-V10047A |  |  |  |  | BLENDEROXYGENAIR-CAREFUSION-V10047A | Bird | [5 empty] | Verified 3/30/2020 4:07pm (Central) |  | Covered PM Repair - Biomedical | MHHS-TMC
NO | YES | [5 empty] | Bird Products Corp | 10047A |  | AHF08808 | TMC-Children's-NICU/SCU (8Hp) | MHHS-TMC | [5 empty] | TMC | MHHS-TMC | TMC-Children's-NICU/SCU (8Hp) |  | 8/21/19 |  |  |  | OXYGEN-AIR PROPORTIONERS |  | BLENDEROXYGENAIR-CAREFUSION-V10047A |  |  |  |  | BLENDEROXYGENAIR-CAREFUSION-V10047A | Bird | [5 empty] | Verified 3/30/2020 4:07pm (Central) |  | Covered PM Repair - Biomedical | MHHS-TMC
NO | YES |  |  |  | 077-05279 | 077-05279 | Bird Products Corp | 10047A |  | AHF08798 | TMC-Children's-PICU (9Hp) | MHHS-TMC |  |  |  | 077-05279 | 077-05279 | TMC | MHHS-TMC | TMC-Children's-PICU (9Hp) |  | 8/15/18 |  |  |  | OXYGEN-AIR PROPORTIONERS | Blender, Oxygen/Air | BLENDEROXYGENAIR-CAREFUSION-V10047A |  |  |  |  | BLENDEROXYGENAIR-CAREFUSION-V10047A | Bird |  |  |  |  | 12/19/20 | Finished from Script 3/27/2020 12:11:52pm (Central) | BOA-A | No Coverage Specified | MHHS-TMC | [8 empty] | BLENDEROXYGENAIR | Blender, Oxygen/Air | CAREFUSION
NO | YES |  |  |  | 077-04570 | 077-04570 | Bird Products Corp | 10047A |  | KDF05454 | TMC-Respiratory-Adult | MHHS-TMC |  |  |  | 077-04570 | 077-04570 | TMC | MHHS-TMC | TMC-Respiratory-Adult | Biomed Shop | 9/1/19 |  | 9/1/20 |  | OXYGEN-AIR PROPORTIONERS | Blender, Oxygen/Air | BLENDEROXYGENAIR-CAREFUSION-V10047A |  |  |  |  | BLENDEROXYGENAIR-CAREFUSION-V10047A | Bird |  |  |  |  | 11/20/20 |  | BOA-A | Not Covered Vendor Only - Rad, High End | MHHS-TMC | [8 empty] | BLENDEROXYGENAIR | Blender, Oxygen/Air | CAREFUSION
NO | YES |  |  |  | 077-05226 | 077-05226 | Bird Products Corp | 10047A |  | AJF01482 | TMC-Respiratory-Pedi | MHHS-TMC |  |  |  | 077-05226 | 077-05226 | TMC | MHHS-TMC | TMC-Respiratory-Pedi |  | 6/12/19 |  |  |  | OXYGEN-AIR PROPORTIONERS |  | BLENDEROXYGENAIR-CAREFUSION-V10047A |  |  |  |  | BLENDEROXYGENAIR-CAREFUSION-V10047A | Bird | [5 empty] | Verified 3/30/2020 4:07pm (Central) |  | Covered PM Repair - Biomedical | MHHS-TMC
NO | YES |  |  |  | 077-07845 |  | Bird Products Corp | 10047A |  | AJF01453 | TMC-Respiratory-Pedi | MHHS-TMC |  |  |  | 077-07845 |  | TMC | MHHS-TMC | TMC-Respiratory-Pedi |  | 9/25/19 |  |  |  | OXYGEN-AIR PROPORTIONERS |  | BLENDEROXYGENAIR-CAREFUSION-V10047A |  |  |  |  | BLENDEROXYGENAIR-CAREFUSION-V10047A | Bird | [7 empty] | Covered PM Repair - Biomedical | MHHS-TMC
NO | YES |  |  |  | 077-07852 | 077-07852 | Bird Products Corp | 10047A |  | BAF03341 | TMC-Respiratory-Pedi | MHHS-TMC |  |  |  | 077-07852 | 077-07852 | TMC | MHHS-TMC | TMC-Respiratory-Pedi |  | 8/14/19 |  |  |  | OXYGEN-AIR PROPORTIONERS |  | BLENDEROXYGENAIR-CAREFUSION-V10047A |  |  |  |  | BLENDEROXYGENAIR-CAREFUSION-V10047A | Bird |  |  |  |  | 12/1/18 | Verified 3/30/2020 4:07pm (Central) |  | Covered PM Repair - Biomedical | MHHS-TMC
NO | YES | [5 empty] | Bird Products Corp | 10047A |  | AJF01484 | TMC-Respiratory-Pedi | MHHS-TMC | [5 empty] | TMC | MHHS-TMC | TMC-Respiratory-Pedi |  | 9/9/19 |  |  |  | OXYGEN-AIR PROPORTIONERS |  | BLENDEROXYGENAIR-CAREFUSION-V10047A |  |  |  |  | BLENDEROXYGENAIR-CAREFUSION-V10047A | Bird |  |  |  |  | 1/12/18 | Verified 3/30/2020 4:07pm (Central) |  | Covered PM Repair - Biomedical | MHHS-TMC
NO | YES | [5 empty] | Bird Products Corp | 10047A |  | AJF01489 | TMC-Respiratory-Pedi | MHHS-TMC | [5 empty] | TMC | MHHS-TMC | TMC-Respiratory-Pedi |  | 7/17/17 |  |  |  | OXYGEN-AIR PROPORTIONERS |  | BLENDEROXYGENAIR-CAREFUSION-V10047A |  |  |  |  | BLENDEROXYGENAIR-CAREFUSION-V10047A | Bird |  |  |  |  | 9/14/18 | Verified 3/30/2020 4:07pm (Central) |  | Covered PM Repair - Biomedical | MHHS-TMC
NO | YES |  |  |  |  | 099-14597 | Bird Products Corp | 10047A |  | BAF03340 | TMC-Children's-L&D (5Hp) | MHHS-TMC |  |  |  |  | 099-14597 | TMC | MHHS-TMC | TMC-Children's-L&D (5Hp) |  | 7/1/19 |  | 7/1/20 |  | OXYGEN-AIR PROPORTIONERS |  | BLENDEROXYGENAIR-CAREFUSION-V10047A |  |  |  |  | BLENDEROXYGENAIR-CAREFUSION-V10047A | Bird |  |  |  |  | 9/14/18 |  |  | Covered PM Repair - Biomedical | MHHS-TMC
NO | NO |  |  |  | 069-15941 |  | Bird Products Corp | 10047A |  | ACF03933 | TMC - CHILDRENS - L&D (5HP) | MHHS-TMC |  |  |  | 069-15941 |  | TMC |  | TMC - CHILDRENS - L&D (5HP) | [5 empty] | OXYGEN-AIR PROPORTIONERS |  | BLENDEROXYGENAIR-CAREFUSION-V10047A |  |  |  |  | BLENDEROXYGENAIR-CAREFUSION-V10047A | Bird | [7 empty] | Not Covered Vendor Only - Biomedical | MHHS-TMC
NO | NO | [5 empty] | Bird Products Corp | 10047A |  | AHF08963 | TMC - CHILDRENS - L&D (5HP) | MHHS-TMC | [5 empty] | TMC |  | TMC - CHILDRENS - L&D (5HP) | [5 empty] | OXYGEN-AIR PROPORTIONERS |  | BLENDEROXYGENAIR-CAREFUSION-V10047A |  |  |  |  | BLENDEROXYGENAIR-CAREFUSION-V10047A | Bird | [7 empty] | Not Covered Vendor Only - Biomedical | MHHS-TMC
NO | NO |  |  |  | 077-02593 |  | Bird Products Corp | 10047A |  | AJF01473 | TMC - CHILDRENS - NICU (7HP) | MHHS-TMC |  |  |  | 077-02593 |  | TMC |  | TMC - CHILDRENS - NICU (7HP) | [5 empty] | OXYGEN-AIR PROPORTIONERS |  | BLENDEROXYGENAIR-CAREFUSION-V10047A |  |  |  |  | BLENDEROXYGENAIR-CAREFUSION-V10047A | Bird | [7 empty] | Not Covered Vendor Only - Biomedical | MHHS-TMC
NO | NO |  |  |  | 077-05221 |  | Bird Products Corp | 10047A |  | AJF01608 | TMC - CHILDRENS - NICU (7HP) | MHHS-TMC |  |  |  | 077-05221 |  | TMC |  | TMC - CHILDRENS - NICU (7HP) | [5 empty] | OXYGEN-AIR PROPORTIONERS |  | BLENDEROXYGENAIR-CAREFUSION-V10047A |  |  |  |  | BLENDEROXYGENAIR-CAREFUSION-V10047A | Bird | [7 empty] | Covered PM Repair - Biomedical | MHHS-TMC
NO | NO |  |  |  | 077-05222 |  | Bird Products Corp | 10047A |  | AJF01629 | TMC - CHILDRENS - NICU (7HP) | MHHS-TMC |  |  |  | 077-05222 |  | TMC |  | TMC - CHILDRENS - NICU (7HP) | [5 empty] | OXYGEN-AIR PROPORTIONERS |  | BLENDEROXYGENAIR-CAREFUSION-V10047A |  |  |  |  | BLENDEROXYGENAIR-CAREFUSION-V10047A | Bird | [7 empty] | Covered PM Repair - Biomedical | MHHS-TMC
NO | NO |  |  |  | 077-05223 |  | Bird Products Corp | 10047A |  | AJF01627 | TMC - CHILDRENS - NICU (7HP) | MHHS-TMC |  |  |  | 077-05223 |  | TMC |  | TMC - CHILDRENS - NICU (7HP) | [5 empty] | OXYGEN-AIR PROPORTIONERS |  | BLENDEROXYGENAIR-CAREFUSION-V10047A |  |  |  |  | BLENDEROXYGENAIR-CAREFUSION-V10047A | Bird | [7 empty] | Covered PM Repair - Biomedical | MHHS-TMC
NO | NO |  |  |  | 077-05227 |  | Bird Products Corp | 10047A |  | AJF01592 | TMC - CHILDRENS - NICU (7HP) | MHHS-TMC |  |  |  | 077-05227 |  | TMC |  | TMC - CHILDRENS - NICU (7HP) | [5 empty] | OXYGEN-AIR PROPORTIONERS |  | BLENDEROXYGENAIR-CAREFUSION-V10047A |  |  |  |  | BLENDEROXYGENAIR-CAREFUSION-V10047A | Bird | [7 empty] | Covered PM Repair - Biomedical | MHHS-TMC
NO | NO |  |  |  | 077-05228 |  | Bird Products Corp | 10047A |  | AHF08799 | TMC - CHILDRENS - NICU (7HP) | MHHS-TMC |  |  |  | 077-05228 |  | TMC |  | TMC - CHILDRENS - NICU (7HP) | [5 empty] | OXYGEN-AIR PROPORTIONERS |  | BLENDEROXYGENAIR-CAREFUSION-V10047A |  |  |  |  | BLENDEROXYGENAIR-CAREFUSION-V10047A | Bird | [7 empty] | Covered PM Repair - Biomedical | MHHS-TMC
NO | NO |  |  |  | 077-05232 |  | Bird Products Corp | 10047A |  | AJF01480 | TMC - CHILDRENS - NICU (7HP) | MHHS-TMC |  |  |  | 077-05232 |  | TMC |  | TMC - CHILDRENS - NICU (7HP) | [5 empty] | OXYGEN-AIR PROPORTIONERS |  | BLENDEROXYGENAIR-CAREFUSION-V10047A |  |  |  |  | BLENDEROXYGENAIR-CAREFUSION-V10047A | Bird | [7 empty] | Covered PM Repair - Biomedical | MHHS-TMC
NO | NO |  |  |  | 077-05255 |  | Bird Products Corp | 10047A |  | AJF01610 | TMC - CHILDRENS - NICU (7HP) | MHHS-TMC |  |  |  | 077-05255 |  | TMC |  | TMC - CHILDRENS - NICU (7HP) | [5 empty] | OXYGEN-AIR PROPORTIONERS |  | BLENDEROXYGENAIR-CAREFUSION-V10047A |  |  |  |  | BLENDEROXYGENAIR-CAREFUSION-V10047A | Bird | [7 empty] | Covered PM Repair - Biomedical | MHHS-TMC
NO | NO |  |  |  | 077-05258 |  | Bird Products Corp | 10047A |  | AJF01625 | TMC - CHILDRENS - NICU (7HP) | MHHS-TMC |  |  |  | 077-05258 |  | TMC |  | TMC - CHILDRENS - NICU (7HP) | [5 empty] | OXYGEN-AIR PROPORTIONERS |  | BLENDEROXYGENAIR-CAREFUSION-V10047A |  |  |  |  | BLENDEROXYGENAIR-CAREFUSION-V10047A | Bird | [7 empty] | Covered PM Repair - Biomedical | MHHS-TMC
NO | NO |  |  |  | 077-05263 |  | Bird Products Corp | 10047A |  | AJF01475 | TMC - CHILDRENS - NICU (7HP) | MHHS-TMC |  |  |  | 077-05263 |  | TMC |  | TMC - CHILDRENS - NICU (7HP) | [5 empty] | OXYGEN-AIR PROPORTIONERS |  | BLENDEROXYGENAIR-CAREFUSION-V10047A |  |  |  |  | BLENDEROXYGENAIR-CAREFUSION-V10047A | Bird | [7 empty] | Covered PM Repair - Biomedical | MHHS-TMC
NO | NO |  |  |  | 077-05264 |  | Bird Products Corp | 10047A |  | AJF01471 | TMC - CHILDRENS - NICU (7HP) | MHHS-TMC |  |  |  | 077-05264 |  | TMC |  | TMC - CHILDRENS - NICU (7HP) | [5 empty] | OXYGEN-AIR PROPORTIONERS |  | BLENDEROXYGENAIR-CAREFUSION-V10047A |  |  |  |  | BLENDEROXYGENAIR-CAREFUSION-V10047A | Bird | [7 empty] | Covered PM Repair - Biomedical | MHHS-TMC
NO | NO |  |  |  | 077-05267 |  | Bird Products Corp | 10047A |  | AJF01607 | TMC - CHILDRENS - NICU (7HP) | MHHS-TMC |  |  |  | 077-05267 |  | TMC |  | TMC - CHILDRENS - NICU (7HP) | [5 empty] | OXYGEN-AIR PROPORTIONERS |  | BLENDEROXYGENAIR-CAREFUSION-V10047A |  |  |  |  | BLENDEROXYGENAIR-CAREFUSION-V10047A | Bird | [7 empty] | Covered PM Repair - Biomedical | MHHS-TMC
NO | NO |  |  |  | 077-05270 |  | Bird Products Corp | 10047A |  | AJF01450 | TMC - CHILDRENS - NICU (7HP) | MHHS-TMC |  |  |  | 077-05270 |  | TMC |  | TMC - CHILDRENS - NICU (7HP) | [5 empty] | OXYGEN-AIR PROPORTIONERS |  | BLENDEROXYGENAIR-CAREFUSION-V10047A |  |  |  |  | BLENDEROXYGENAIR-CAREFUSION-V10047A | Bird | [7 empty] | Covered PM Repair - Biomedical | MHHS-TMC
NO | NO |  |  |  | 077-05272 |  | Bird Products Corp | 10047A |  | AJF01612 | TMC - CHILDRENS - NICU (7HP) | MHHS-TMC |  |  |  | 077-05272 |  | TMC |  | TMC - CHILDRENS - NICU (7HP) | [5 empty] | OXYGEN-AIR PROPORTIONERS |  | BLENDEROXYGENAIR-CAREFUSION-V10047A |  |  |  |  | BLENDEROXYGENAIR-CAREFUSION-V10047A | Bird | [7 empty] | Covered PM Repair - Biomedical | MHHS-TMC
NO | NO |  |  |  | 077-05275 |  | Bird Products Corp | 10047A |  | AHF08955 | TMC - CHILDRENS - NICU (7HP) | MHHS-TMC |  |  |  | 077-05275 |  | TMC |  | TMC - CHILDRENS - NICU (7HP) | [5 empty] | OXYGEN-AIR PROPORTIONERS |  | BLENDEROXYGENAIR-CAREFUSION-V10047A |  |  |  |  | BLENDEROXYGENAIR-CAREFUSION-V10047A | Bird | [7 empty] | Covered PM Repair - Biomedical | MHHS-TMC
NO | NO |  |  |  | 077-05276 |  | Bird Products Corp | 10047A |  | AHF08803 | TMC - CHILDRENS - NICU (7HP) | MHHS-TMC |  |  |  | 077-05276 |  | TMC |  | TMC - CHILDRENS - NICU (7HP) | [5 empty] | OXYGEN-AIR PROPORTIONERS |  | BLENDEROXYGENAIR-CAREFUSION-V10047A |  |  |  |  | BLENDEROXYGENAIR-CAREFUSION-V10047A | Bird | [7 empty] | Covered PM Repair - Biomedical | MHHS-TMC
NO | NO |  |  |  | 077-05277 |  | Bird Products Corp | 10047A |  | AJF01591 | TMC - CHILDRENS - NICU (7HP) | MHHS-TMC |  |  |  | 077-05277 |  | TMC |  | TMC - CHILDRENS - NICU (7HP) | [5 empty] | OXYGEN-AIR PROPORTIONERS |  | BLENDEROXYGENAIR-CAREFUSION-V10047A |  |  |  |  | BLENDEROXYGENAIR-CAREFUSION-V10047A | Bird | [7 empty] | Covered PM Repair - Biomedical | MHHS-TMC
NO | NO |  |  |  | 077-05284 |  | Bird Products Corp | 10047A |  | AJF01597 | TMC - CHILDRENS - NICU (7HP) | MHHS-TMC |  |  |  | 077-05284 |  | TMC |  | TMC - CHILDRENS - NICU (7HP) | [5 empty] | OXYGEN-AIR PROPORTIONERS |  | BLENDEROXYGENAIR-CAREFUSION-V10047A |  |  |  |  | BLENDEROXYGENAIR-CAREFUSION-V10047A | Bird | [7 empty] | Not Covered Vendor Only - Biomedical | MHHS-TMC
NO | NO |  |  |  | 077-05287 |  | Bird Products Corp | 10047A |  | AJF01455 | TMC - CHILDRENS - NICU (7HP) | MHHS-TMC |  |  |  | 077-05287 |  | TMC |  | TMC - CHILDRENS - NICU (7HP) | [5 empty] | OXYGEN-AIR PROPORTIONERS |  | BLENDEROXYGENAIR-CAREFUSION-V10047A |  |  |  |  | BLENDEROXYGENAIR-CAREFUSION-V10047A | Bird | [7 empty] | Covered PM Repair - Biomedical | MHHS-TMC
NO | NO |  |  |  | 077-05291 |  | Bird Products Corp | 10047A |  | AJF01460 | TMC - CHILDRENS - NICU (7HP) | MHHS-TMC |  |  |  | 077-05291 |  | TMC |  | TMC - CHILDRENS - NICU (7HP) | [5 empty] | OXYGEN-AIR PROPORTIONERS |  | BLENDEROXYGENAIR-CAREFUSION-V10047A |  |  |  |  | BLENDEROXYGENAIR-CAREFUSION-V10047A | Bird | [7 empty] | Covered PM Repair - Biomedical | MHHS-TMC
NO | NO |  |  |  | 077-05292 |  | Bird Products Corp | 10047A |  | AJF01590 | TMC - CHILDRENS - NICU (7HP) | MHHS-TMC |  |  |  | 077-05292 |  | TMC |  | TMC - CHILDRENS - NICU (7HP) | [5 empty] | OXYGEN-AIR PROPORTIONERS |  | BLENDEROXYGENAIR-CAREFUSION-V10047A |  |  |  |  | BLENDEROXYGENAIR-CAREFUSION-V10047A | Bird | [7 empty] | Covered PM Repair - Biomedical | MHHS-TMC
NO | NO |  |  |  | 077-05294 |  | Bird Products Corp | 10047A |  | AJF01457 | TMC - CHILDRENS - NICU (7HP) | MHHS-TMC |  |  |  | 077-05294 |  | TMC |  | TMC - CHILDRENS - NICU (7HP) | [5 empty] | OXYGEN-AIR PROPORTIONERS |  | BLENDEROXYGENAIR-CAREFUSION-V10047A |  |  |  |  | BLENDEROXYGENAIR-CAREFUSION-V10047A | Bird | [7 empty] | Covered PM Repair - Biomedical | MHHS-TMC
NO | NO |  |  |  | 077-05299 |  | Bird Products Corp | 10047A |  | AJF01618 | TMC - CHILDRENS - NICU (7HP) | MHHS-TMC |  |  |  | 077-05299 |  | TMC |  | TMC - CHILDRENS - NICU (7HP) | [5 empty] | OXYGEN-AIR PROPORTIONERS |  | BLENDEROXYGENAIR-CAREFUSION-V10047A |  |  |  |  | BLENDEROXYGENAIR-CAREFUSION-V10047A | Bird | [7 empty] | Covered PM Repair - Biomedical | MHHS-TMC
NO | NO |  |  |  | 077-05300 |  | Bird Products Corp | 10047A |  | AJF01464 | TMC - CHILDRENS - NICU (7HP) | MHHS-TMC |  |  |  | 077-05300 |  | TMC |  | TMC - CHILDRENS - NICU (7HP) | [5 empty] | OXYGEN-AIR PROPORTIONERS |  | BLENDEROXYGENAIR-CAREFUSION-V10047A |  |  |  |  | BLENDEROXYGENAIR-CAREFUSION-V10047A | Bird | [7 empty] | No Coverage Specified | MHHS-TMC
NO | NO |  |  |  | 077-05301 |  | Bird Products Corp | 10047A |  | AJF01624 | TMC - CHILDRENS - NICU (7HP) | MHHS-TMC |  |  |  | 077-05301 |  | TMC |  | TMC - CHILDRENS - NICU (7HP) | [5 empty] | OXYGEN-AIR PROPORTIONERS |  | BLENDEROXYGENAIR-CAREFUSION-V10047A |  |  |  |  | BLENDEROXYGENAIR-CAREFUSION-V10047A | Bird | [7 empty] | No Coverage Specified | MHHS-TMC
NO | NO |  |  |  | 077-05323 |  | Bird Products Corp | 10047A |  | AJF01459 | TMC - CHILDRENS - NICU (7HP) | MHHS-TMC |  |  |  | 077-05323 |  | TMC |  | TMC - CHILDRENS - NICU (7HP) | [5 empty] | OXYGEN-AIR PROPORTIONERS |  | BLENDEROXYGENAIR-CAREFUSION-V10047A |  |  |  |  | BLENDEROXYGENAIR-CAREFUSION-V10047A | Bird | [7 empty] | Covered PM Repair - Biomedical | MHHS-TMC
NO | NO |  |  |  | 077-05326 |  | Bird Products Corp | 10047A |  | AJF01469 | TMC - CHILDRENS - NICU (7HP) | MHHS-TMC |  |  |  | 077-05326 |  | TMC |  | TMC - CHILDRENS - NICU (7HP) | [5 empty] | OXYGEN-AIR PROPORTIONERS |  | BLENDEROXYGENAIR-CAREFUSION-V10047A |  |  |  |  | BLENDEROXYGENAIR-CAREFUSION-V10047A | Bird | [7 empty] | Covered PM Repair - Biomedical | MHHS-TMC
NO | NO |  |  |  | 077-05469 |  | Bird Products Corp | 10047A |  | AHF08961 | TMC - CHILDRENS - NICU (7HP) | MHHS-TMC |  |  |  | 077-05469 |  | TMC |  | TMC - CHILDRENS - NICU (7HP) | [5 empty] | OXYGEN-AIR PROPORTIONERS |  | BLENDEROXYGENAIR-CAREFUSION-V10047A |  |  |  |  | BLENDEROXYGENAIR-CAREFUSION-V10047A | Bird | [7 empty] | Covered PM Repair - Biomedical | MHHS-TMC
NO | NO |  |  |  | 077-05490 |  | Bird Products Corp | 10047A |  | AHF08490 | TMC - CHILDRENS - NICU (7HP) | MHHS-TMC |  |  |  | 077-05490 |  | TMC |  | TMC - CHILDRENS - NICU (7HP) | [5 empty] | OXYGEN-AIR PROPORTIONERS |  | BLENDEROXYGENAIR-CAREFUSION-V10047A |  |  |  |  | BLENDEROXYGENAIR-CAREFUSION-V10047A | Bird | [7 empty] | Covered PM Repair - Biomedical | MHHS-TMC
NO | NO |  |  |  | 077-05532 |  | Bird Products Corp | 10047A |  | AHF08959 | TMC - CHILDRENS - NICU (7HP) | MHHS-TMC |  |  |  | 077-05532 |  | TMC |  | TMC - CHILDRENS - NICU (7HP) | [5 empty] | OXYGEN-AIR PROPORTIONERS |  | BLENDEROXYGENAIR-CAREFUSION-V10047A |  |  |  |  | BLENDEROXYGENAIR-CAREFUSION-V10047A | Bird | [7 empty] | Covered PM Repair - Biomedical | MHHS-TMC
NO | NO |  |  |  | 077-05538 |  | Bird Products Corp | 10047A |  | AHF08956 | TMC - CHILDRENS - NICU (7HP) | MHHS-TMC |  |  |  | 077-05538 |  | TMC |  | TMC - CHILDRENS - NICU (7HP) | [5 empty] | OXYGEN-AIR PROPORTIONERS |  | BLENDEROXYGENAIR-CAREFUSION-V10047A |  |  |  |  | BLENDEROXYGENAIR-CAREFUSION-V10047A | Bird | [7 empty] | Covered PM Repair - Biomedical | MHHS-TMC
NO | NO |  |  |  | 077-05540 |  | Bird Products Corp | 10047A |  | AJF01616 | TMC - CHILDRENS - NICU (7HP) | MHHS-TMC |  |  |  | 077-05540 |  | TMC |  | TMC - CHILDRENS - NICU (7HP) | [5 empty] | OXYGEN-AIR PROPORTIONERS |  | BLENDEROXYGENAIR-CAREFUSION-V10047A |  |  |  |  | BLENDEROXYGENAIR-CAREFUSION-V10047A | Bird | [7 empty] | Not Covered Vendor Only - Biomedical | MHHS-TMC
NO | NO |  |  |  | 077-05610 |  | Bird Products Corp | 10047A |  | AHF08960 | TMC - CHILDRENS - NICU (7HP) | MHHS-TMC |  |  |  | 077-05610 |  | TMC |  | TMC - CHILDRENS - NICU (7HP) | [5 empty] | OXYGEN-AIR PROPORTIONERS |  | BLENDEROXYGENAIR-CAREFUSION-V10047A |  |  |  |  | BLENDEROXYGENAIR-CAREFUSION-V10047A | Bird | [7 empty] | Covered PM Repair - Biomedical | MHHS-TMC
NO | NO |  |  |  | 077-05973 |  | Bird Products Corp | 10047A |  | AHF08811 | TMC - CHILDRENS - NICU (7HP) | MHHS-TMC |  |  |  | 077-05973 |  | TMC |  | TMC - CHILDRENS - NICU (7HP) | [5 empty] | OXYGEN-AIR PROPORTIONERS |  | BLENDEROXYGENAIR-CAREFUSION-V10047A |  |  |  |  | BLENDEROXYGENAIR-CAREFUSION-V10047A | Bird | [7 empty] | Not Covered Vendor Only - Biomedical | MHHS-TMC
NO | NO |  |  |  | 077-06658 |  | Bird Products Corp | 10047A |  | BAF03312 | TMC - CHILDRENS - NICU (7HP) | MHHS-TMC |  |  |  | 077-06658 |  | TMC |  | TMC - CHILDRENS - NICU (7HP) | [5 empty] | OXYGEN-AIR PROPORTIONERS |  | BLENDEROXYGENAIR-CAREFUSION-V10047A |  |  |  |  | BLENDEROXYGENAIR-CAREFUSION-V10047A | Bird | [7 empty] | Covered PM Repair - Biomedical | MHHS-TMC
NO | NO |  |  |  | 077-06661 |  | Bird Products Corp | 10047A |  | ACF07457 | TMC - CHILDRENS - NICU (7HP) | MHHS-TMC |  |  |  | 077-06661 |  | TMC |  | TMC - CHILDRENS - NICU (7HP) | [5 empty] | OXYGEN-AIR PROPORTIONERS |  | BLENDEROXYGENAIR-CAREFUSION-V10047A |  |  |  |  | BLENDEROXYGENAIR-CAREFUSION-V10047A | Bird | [7 empty] | Covered PM Repair - Biomedical | MHHS-TMC
NO | NO |  |  |  | 077-08217 |  | Bird Products Corp | 10047A |  | BAF03329 | TMC - CHILDRENS - NICU (7HP) | MHHS-TMC |  |  |  | 077-08217 |  | TMC |  | TMC - CHILDRENS - NICU (7HP) | [5 empty] | OXYGEN-AIR PROPORTIONERS |  | BLENDEROXYGENAIR-CAREFUSION-V10047A |  |  |  |  | BLENDEROXYGENAIR-CAREFUSION-V10047A | Bird | [7 empty] | Not Covered Vendor Only - Biomedical | MHHS-TMC
NO | NO |  |  |  | 077-09184 |  | Bird Products Corp | 10047A |  | ahf0879 | TMC - CHILDRENS - NICU (7HP) | MHHS-TMC |  |  |  | 077-09184 |  | TMC |  | TMC - CHILDRENS - NICU (7HP) | [5 empty] | OXYGEN-AIR PROPORTIONERS |  | BLENDEROXYGENAIR-CAREFUSION-V10047A |  |  |  |  | BLENDEROXYGENAIR-CAREFUSION-V10047A | Bird | [7 empty] | Covered PM Repair - Biomedical | MHHS-TMC
NO | NO |  |  |  | 077-09185 |  | Bird Products Corp | 10047A |  | BAF03314 | TMC - CHILDRENS - NICU (7HP) | MHHS-TMC |  |  |  | 077-09185 |  | TMC |  | TMC - CHILDRENS - NICU (7HP) | [5 empty] | OXYGEN-AIR PROPORTIONERS |  | BLENDEROXYGENAIR-CAREFUSION-V10047A |  |  |  |  | BLENDEROXYGENAIR-CAREFUSION-V10047A | Bird | [7 empty] | Covered PM Repair - Biomedical | MHHS-TMC
NO | NO | [5 empty] | Bird Products Corp | 10047A |  | BAF03318 | TMC - CHILDRENS - NICU (7HP) | MHHS-TMC | [5 empty] | TMC |  | TMC - CHILDRENS - NICU (7HP) | [5 empty] | OXYGEN-AIR PROPORTIONERS |  | BLENDEROXYGENAIR-CAREFUSION-V10047A |  |  |  |  | BLENDEROXYGENAIR-CAREFUSION-V10047A | Bird | [7 empty] | Covered PM Repair - Biomedical | MHHS-TMC
NO | NO | [5 empty] | Bird Products Corp | 10047A |  | BAF03315 | TMC - CHILDRENS - NICU (7HP) | MHHS-TMC | [5 empty] | TMC |  | TMC - CHILDRENS - NICU (7HP) | [5 empty] | OXYGEN-AIR PROPORTIONERS |  | BLENDEROXYGENAIR-CAREFUSION-V10047A |  |  |  |  | BLENDEROXYGENAIR-CAREFUSION-V10047A | Bird | [7 empty] | Covered PM Repair - Biomedical | MHHS-TMC
NO | NO | [5 empty] | Bird Products Corp | 10047A |  | BAF03323 | TMC - CHILDRENS - NICU (7HP) | MHHS-TMC | [5 empty] | TMC |  | TMC - CHILDRENS - NICU (7HP) | [5 empty] | OXYGEN-AIR PROPORTIONERS |  | BLENDEROXYGENAIR-CAREFUSION-V10047A |  |  |  |  | BLENDEROXYGENAIR-CAREFUSION-V10047A | Bird | [7 empty] | Covered PM Repair - Biomedical | MHHS-TMC
NO | NO | [5 empty] | Bird Products Corp | 10047A |  | AJF01463 | TMC - CHILDRENS - NICU (7HP) | MHHS-TMC | [5 empty] | TMC |  | TMC - CHILDRENS - NICU (7HP) | [5 empty] | OXYGEN-AIR PROPORTIONERS |  | BLENDEROXYGENAIR-CAREFUSION-V10047A |  |  |  |  | BLENDEROXYGENAIR-CAREFUSION-V10047A | Bird | [7 empty] | Not Covered Vendor Only - Lab Ana/Anes | MHHS-TMC
NO | NO | [5 empty] | Bird Products Corp | 10047A |  | AJF01488 | TMC - CHILDRENS - NICU (7HP) | MHHS-TMC | [5 empty] | TMC |  | TMC - CHILDRENS - NICU (7HP) | [5 empty] | OXYGEN-AIR PROPORTIONERS |  | BLENDEROXYGENAIR-CAREFUSION-V10047A |  |  |  |  | BLENDEROXYGENAIR-CAREFUSION-V10047A | Bird | [7 empty] | Covered PM Repair - Biomedical | MHHS-TMC
NO | NO | [5 empty] | Bird Products Corp | 10047A |  | AHF08805 | TMC - CHILDRENS - NICU (7HP) | MHHS-TMC | [5 empty] | TMC |  | TMC - CHILDRENS - NICU (7HP) | [5 empty] | OXYGEN-AIR PROPORTIONERS |  | BLENDEROXYGENAIR-CAREFUSION-V10047A |  |  |  |  | BLENDEROXYGENAIR-CAREFUSION-V10047A | Bird | [7 empty] | Covered PM Repair - Biomedical | MHHS-TMC
NO | NO | [5 empty] | Bird Products Corp | 10047A |  | AJF01470 | TMC - CHILDRENS - NICU (7HP) | MHHS-TMC | [5 empty] | TMC |  | TMC - CHILDRENS - NICU (7HP) | [5 empty] | OXYGEN-AIR PROPORTIONERS |  | BLENDEROXYGENAIR-CAREFUSION-V10047A |  |  |  |  | BLENDEROXYGENAIR-CAREFUSION-V10047A | Bird | [7 empty] | Covered PM Repair - Biomedical | MHHS-TMC
NO | NO | [5 empty] | Bird Products Corp | 10047A |  | AHF08953 | TMC - CHILDRENS - NICU (7HP) | MHHS-TMC | [5 empty] | TMC |  | TMC - CHILDRENS - NICU (7HP) | [5 empty] | OXYGEN-AIR PROPORTIONERS |  | BLENDEROXYGENAIR-CAREFUSION-V10047A |  |  |  |  | BLENDEROXYGENAIR-CAREFUSION-V10047A | Bird | [7 empty] | Covered PM Repair - Biomedical | MHHS-TMC
NO | NO |  |  |  | 077-05220 |  | Bird Products Corp | 10047A |  | AJF01594 | TMC - CHILDRENS - NICU/SCU (8HP) | MHHS-TMC |  |  |  | 077-05220 |  | TMC |  | TMC - CHILDRENS - NICU/SCU (8HP) | [5 empty] | OXYGEN-AIR PROPORTIONERS |  | BLENDEROXYGENAIR-CAREFUSION-V10047A |  |  |  |  | BLENDEROXYGENAIR-CAREFUSION-V10047A | Bird | [7 empty] | Covered PM Repair - Biomedical | MHHS-TMC
NO | NO |  |  |  | 077-05231 |  | Bird Products Corp | 10047A |  | AJF01609 | TMC - CHILDRENS - NICU/SCU (8HP) | MHHS-TMC |  |  |  | 077-05231 |  | TMC |  | TMC - CHILDRENS - NICU/SCU (8HP) | [5 empty] | OXYGEN-AIR PROPORTIONERS |  | BLENDEROXYGENAIR-CAREFUSION-V10047A |  |  |  |  | BLENDEROXYGENAIR-CAREFUSION-V10047A | Bird | [7 empty] | Covered PM Repair - Biomedical | MHHS-TMC
NO | NO |  |  |  | 077-05274 |  | Bird Products Corp | 10047A |  | AJF01595 | TMC - CHILDRENS - NICU/SCU (8HP) | MHHS-TMC |  |  |  | 077-05274 |  | TMC |  | TMC - CHILDRENS - NICU/SCU (8HP) | [5 empty] | OXYGEN-AIR PROPORTIONERS |  | BLENDEROXYGENAIR-CAREFUSION-V10047A |  |  |  |  | BLENDEROXYGENAIR-CAREFUSION-V10047A | Bird | [7 empty] | Covered PM Repair - Radiology, Low End | MHHS-TMC
NO | NO |  |  |  | 077-05286 |  | Bird Products Corp | 10047A |  | AJF01626 | TMC - CHILDRENS - NICU/SCU (8HP) | MHHS-TMC |  |  |  | 077-05286 |  | TMC |  | TMC - CHILDRENS - NICU/SCU (8HP) | [5 empty] | OXYGEN-AIR PROPORTIONERS |  | BLENDEROXYGENAIR-CAREFUSION-V10047A |  |  |  |  | BLENDEROXYGENAIR-CAREFUSION-V10047A | Bird | [7 empty] | Covered PM Repair - Radiology, Low End | MHHS-TMC
NO | NO |  |  |  | 077-05295 |  | Bird Products Corp | 10047A |  | AJF01454 | TMC - CHILDRENS - NICU/SCU (8HP) | MHHS-TMC |  |  |  | 077-05295 |  | TMC |  | TMC - CHILDRENS - NICU/SCU (8HP) | [5 empty] | OXYGEN-AIR PROPORTIONERS |  | BLENDEROXYGENAIR-CAREFUSION-V10047A |  |  |  |  | BLENDEROXYGENAIR-CAREFUSION-V10047A | Bird | [7 empty] | Covered PM Repair - Biomedical | MHHS-TMC
NO | NO |  |  |  | 077-05305 |  | Bird Products Corp | 10047A |  | AJF01613 | TMC - CHILDRENS - NICU/SCU (8HP) | MHHS-TMC |  |  |  | 077-05305 |  | TMC |  | TMC - CHILDRENS - NICU/SCU (8HP) | [5 empty] | OXYGEN-AIR PROPORTIONERS |  | BLENDEROXYGENAIR-CAREFUSION-V10047A |  |  |  |  | BLENDEROXYGENAIR-CAREFUSION-V10047A | Bird | [7 empty] | Not Covered Vendor Only - Biomedical | MHHS-TMC
NO | NO |  |  |  | 077-05324 |  | Bird Products Corp | 10047A |  | AJF01456 | TMC - CHILDRENS - NICU/SCU (8HP) | MHHS-TMC |  |  |  | 077-05324 |  | TMC |  | TMC - CHILDRENS - NICU/SCU (8HP) | [5 empty] | OXYGEN-AIR PROPORTIONERS |  | BLENDEROXYGENAIR-CAREFUSION-V10047A |  |  |  |  | BLENDEROXYGENAIR-CAREFUSION-V10047A | Bird | [7 empty] | Not Covered Vendor Only - Biomedical | MHHS-TMC
NO | NO |  |  |  | 077-05535 |  | Bird Products Corp | 10047A |  | AJF01486 | TMC - CHILDRENS - NICU/SCU (8HP) | MHHS-TMC |  |  |  | 077-05535 |  | TMC |  | TMC - CHILDRENS - NICU/SCU (8HP) | [5 empty] | OXYGEN-AIR PROPORTIONERS |  | BLENDEROXYGENAIR-CAREFUSION-V10047A |  |  |  |  | BLENDEROXYGENAIR-CAREFUSION-V10047A | Bird | [7 empty] | Not Covered Vendor Only - Biomedical | MHHS-TMC
NO | NO |  |  |  | 077-05536 |  | Bird Products Corp | 10047A |  | AHF08804 | TMC - CHILDRENS - NICU/SCU (8HP) | MHHS-TMC |  |  |  | 077-05536 |  | TMC |  | TMC - CHILDRENS - NICU/SCU (8HP) | [5 empty] | OXYGEN-AIR PROPORTIONERS |  | BLENDEROXYGENAIR-CAREFUSION-V10047A |  |  |  |  | BLENDEROXYGENAIR-CAREFUSION-V10047A | Bird | [7 empty] | Covered PM Repair - Biomedical | MHHS-TMC
NO | NO |  |  |  | 077-07770 |  | Bird Products Corp | 10047A |  | BAF03344 | TMC - CHILDRENS - NICU/SCU (8HP) | MHHS-TMC |  |  |  | 077-07770 |  | TMC |  | TMC - CHILDRENS - NICU/SCU (8HP) | [5 empty] | OXYGEN-AIR PROPORTIONERS |  | BLENDEROXYGENAIR-CAREFUSION-V10047A |  |  |  |  | BLENDEROXYGENAIR-CAREFUSION-V10047A | Bird | [7 empty] | Covered PM Repair - Biomedical | MHHS-TMC
NO | NO |  |  |  | 077-07772 |  | Bird Products Corp | 10047A |  | AHF08807 | TMC - CHILDRENS - NICU/SCU (8HP) | MHHS-TMC |  |  |  | 077-07772 |  | TMC |  | TMC - CHILDRENS - NICU/SCU (8HP) | [5 empty] | OXYGEN-AIR PROPORTIONERS |  | BLENDEROXYGENAIR-CAREFUSION-V10047A |  |  |  |  | BLENDEROXYGENAIR-CAREFUSION-V10047A | Bird | [7 empty] | Covered PM Repair - Biomedical | MHHS-TMC
NO | NO | [5 empty] | Bird Products Corp | 10047A |  | AJF01614 | TMC - CHILDRENS - NICU/SCU (8HP) | MHHS-TMC | [5 empty] | TMC |  | TMC - CHILDRENS - NICU/SCU (8HP) | [5 empty] | OXYGEN-AIR PROPORTIONERS |  | BLENDEROXYGENAIR-CAREFUSION-V10047A |  |  |  |  | BLENDEROXYGENAIR-CAREFUSION-V10047A | Bird | [7 empty] | Not Covered Vendor Only - Rad, High End | MHHS-TMC
NO | NO | [5 empty] | Bird Products Corp | 10047A |  | AJF01600 | TMC - CHILDRENS - NICU/SCU (8HP) | MHHS-TMC | [5 empty] | TMC |  | TMC - CHILDRENS - NICU/SCU (8HP) | [5 empty] | OXYGEN-AIR PROPORTIONERS |  | BLENDEROXYGENAIR-CAREFUSION-V10047A |  |  |  |  | BLENDEROXYGENAIR-CAREFUSION-V10047A | Bird | [7 empty] | Covered PM Repair - Biomedical | MHHS-TMC
NO | NO | [5 empty] | Bird Products Corp | 10047A |  | AJF01461 | TMC - CHILDRENS - NICU/SCU (8HP) | MHHS-TMC | [5 empty] | TMC |  | TMC - CHILDRENS - NICU/SCU (8HP) | [5 empty] | OXYGEN-AIR PROPORTIONERS |  | BLENDEROXYGENAIR-CAREFUSION-V10047A |  |  |  |  | BLENDEROXYGENAIR-CAREFUSION-V10047A | Bird | [7 empty] | Covered PM Repair - Biomedical | MHHS-TMC
NO | NO |  |  |  | 077-05233 |  | Bird Products Corp | 10047A |  | AJF01619 | TMC - CHILDRENS - RCW (8HP) | MHHS-TMC |  |  |  | 077-05233 |  | TMC |  | TMC - CHILDRENS - RCW (8HP) | [5 empty] | OXYGEN-AIR PROPORTIONERS |  | BLENDEROXYGENAIR-CAREFUSION-V10047A |  |  |  |  | BLENDEROXYGENAIR-CAREFUSION-V10047A | Bird | [7 empty] | Not Covered Vendor Only - Biomedical | MHHS-TMC
NO | NO |  |  |  | 077-05234 |  | Bird Products Corp | 10047A |  | AJF01617 | TMC - CHILDRENS - RCW (8HP) | MHHS-TMC |  |  |  | 077-05234 |  | TMC |  | TMC - CHILDRENS - RCW (8HP) | [5 empty] | OXYGEN-AIR PROPORTIONERS |  | BLENDEROXYGENAIR-CAREFUSION-V10047A |  |  |  |  | BLENDEROXYGENAIR-CAREFUSION-V10047A | Bird | [7 empty] | Covered PM Repair - Biomedical | MHHS-TMC
NO | NO |  |  |  | 077-05526 |  | Bird Products Corp | 10047A |  | AJF01593 | TMC - CHILDRENS - RCW (8HP) | MHHS-TMC |  |  |  | 077-05526 |  | TMC |  | TMC - CHILDRENS - RCW (8HP) | [5 empty] | OXYGEN-AIR PROPORTIONERS |  | BLENDEROXYGENAIR-CAREFUSION-V10047A |  |  |  |  | BLENDEROXYGENAIR-CAREFUSION-V10047A | Bird | [7 empty] | Covered PM Repair - Biomedical | MHHS-TMC
NO | NO |  |  |  | 077-05530 |  | Bird Products Corp | 10047A |  | AHF08807 | TMC - CHILDRENS - RCW (8HP) | MHHS-TMC |  |  |  | 077-05530 |  | TMC |  | TMC - CHILDRENS - RCW (8HP) | [5 empty] | OXYGEN-AIR PROPORTIONERS |  | BLENDEROXYGENAIR-CAREFUSION-V10047A |  |  |  |  | BLENDEROXYGENAIR-CAREFUSION-V10047A | Bird | [7 empty] | Covered PM Repair - Biomedical | MHHS-TMC
NO | NO |  |  |  | 077-05260 |  | Bird Products Corp | 10047A |  | AJF01452 | TMC - RESPIRATORY - PEDI | MHHS-TMC |  |  |  | 077-05260 |  | TMC |  | TMC - RESPIRATORY - PEDI | [5 empty] | OXYGEN-AIR PROPORTIONERS |  | BLENDEROXYGENAIR-CAREFUSION-V10047A |  |  |  |  | BLENDEROXYGENAIR-CAREFUSION-V10047A | Bird | [7 empty] | Covered PM Repair - Biomedical | MHHS-TMC
NO | NO |  |  |  | 077-05268 |  | Bird Products Corp | 10047A |  | AJF01596 | TMC - RESPIRATORY - PEDI | MHHS-TMC |  |  |  | 077-05268 |  | TMC |  | TMC - RESPIRATORY - PEDI | [5 empty] | OXYGEN-AIR PROPORTIONERS |  | BLENDEROXYGENAIR-CAREFUSION-V10047A |  |  |  |  | BLENDEROXYGENAIR-CAREFUSION-V10047A | Bird | [7 empty] | Covered PM Repair - Biomedical | MHHS-TMC
NO | NO |  |  |  | 077-05271 |  | Bird Products Corp | 10047A |  | AJF01622 | TMC - RESPIRATORY - PEDI | MHHS-TMC |  |  |  | 077-05271 |  | TMC |  | TMC - RESPIRATORY - PEDI | [5 empty] | OXYGEN-AIR PROPORTIONERS |  | BLENDEROXYGENAIR-CAREFUSION-V10047A |  |  |  |  | BLENDEROXYGENAIR-CAREFUSION-V10047A | Bird | [7 empty] | Covered PM Repair - Biomedical | MHHS-TMC
NO | NO |  |  |  | 077-05278 |  | Bird Products Corp | 10047A |  | AHF08962 | TMC - RESPIRATORY - PEDI | MHHS-TMC |  |  |  | 077-05278 |  | TMC |  | TMC - RESPIRATORY - PEDI | [5 empty] | OXYGEN-AIR PROPORTIONERS |  | BLENDEROXYGENAIR-CAREFUSION-V10047A |  |  |  |  | BLENDEROXYGENAIR-CAREFUSION-V10047A | Bird | [7 empty] | No Coverage Specified | MHHS-TMC
NO | NO |  |  |  | 077-05280 |  | Bird Products Corp | 10047A |  | AJF01628 | TMC - RESPIRATORY - PEDI | MHHS-TMC |  |  |  | 077-05280 |  | TMC |  | TMC - RESPIRATORY - PEDI | [5 empty] | OXYGEN-AIR PROPORTIONERS |  | BLENDEROXYGENAIR-CAREFUSION-V10047A |  |  |  |  | BLENDEROXYGENAIR-CAREFUSION-V10047A | Bird | [7 empty] | Covered PM Repair - Biomedical | MHHS-TMC
NO | NO |  |  |  | 077-05283 |  | Bird Products Corp | 10047A |  | AJF01603 | TMC - RESPIRATORY - PEDI | MHHS-TMC |  |  |  | 077-05283 |  | TMC |  | TMC - RESPIRATORY - PEDI | [5 empty] | OXYGEN-AIR PROPORTIONERS |  | BLENDEROXYGENAIR-CAREFUSION-V10047A |  |  |  |  | BLENDEROXYGENAIR-CAREFUSION-V10047A | Bird | [7 empty] | Covered PM Repair - Biomedical | MHHS-TMC
NO | NO |  |  |  | 077-05285 |  | Bird Products Corp | 10047A |  | AJF01479 | TMC - RESPIRATORY - PEDI | MHHS-TMC |  |  |  | 077-05285 |  | TMC |  | TMC - RESPIRATORY - PEDI | [5 empty] | OXYGEN-AIR PROPORTIONERS |  | BLENDEROXYGENAIR-CAREFUSION-V10047A |  |  |  |  | BLENDEROXYGENAIR-CAREFUSION-V10047A | Bird | [7 empty] | Covered PM Repair - Biomedical | MHHS-TMC
NO | NO |  |  |  | 077-05296 |  | Bird Products Corp | 10047A |  | AJF01476 | TMC - RESPIRATORY - PEDI | MHHS-TMC |  |  |  | 077-05296 |  | TMC |  | TMC - RESPIRATORY - PEDI | [5 empty] | OXYGEN-AIR PROPORTIONERS |  | BLENDEROXYGENAIR-CAREFUSION-V10047A |  |  |  |  | BLENDEROXYGENAIR-CAREFUSION-V10047A | Bird | [7 empty] | Covered PM Repair - Biomedical | MHHS-TMC
NO | NO |  |  |  | 077-05303 |  | Bird Products Corp | 10047A |  | AJF01462 | TMC - RESPIRATORY - PEDI | MHHS-TMC |  |  |  | 077-05303 |  | TMC |  | TMC - RESPIRATORY - PEDI | [5 empty] | OXYGEN-AIR PROPORTIONERS |  | BLENDEROXYGENAIR-CAREFUSION-V10047A |  |  |  |  | BLENDEROXYGENAIR-CAREFUSION-V10047A | Bird | [7 empty] | Covered PM Repair - Biomedical | MHHS-TMC
NO | NO |  |  |  | 077-05308 |  | Bird Products Corp | 10047A |  | AJF05199 | TMC - RESPIRATORY - PEDI | MHHS-TMC |  |  |  | 077-05308 |  | TMC |  | TMC - RESPIRATORY - PEDI | [5 empty] | OXYGEN-AIR PROPORTIONERS |  | BLENDEROXYGENAIR-CAREFUSION-V10047A |  |  |  |  | BLENDEROXYGENAIR-CAREFUSION-V10047A | Bird | [7 empty] | Covered PM Repair - Biomedical | MHHS-TMC
NO | NO |  |  |  | 077-05467 |  | Bird Products Corp | 10047A |  | AJF01485 | TMC - RESPIRATORY - PEDI | MHHS-TMC |  |  |  | 077-05467 |  | TMC |  | TMC - RESPIRATORY - PEDI | [5 empty] | OXYGEN-AIR PROPORTIONERS |  | BLENDEROXYGENAIR-CAREFUSION-V10047A |  |  |  |  | BLENDEROXYGENAIR-CAREFUSION-V10047A | Bird | [7 empty] | Covered PM Repair - Biomedical | MHHS-TMC
NO | NO |  |  |  | 077-05468 |  | Bird Products Corp | 10047A |  | AHF08809 | TMC - RESPIRATORY - PEDI | MHHS-TMC |  |  |  | 077-05468 |  | TMC |  | TMC - RESPIRATORY - PEDI | [5 empty] | OXYGEN-AIR PROPORTIONERS |  | BLENDEROXYGENAIR-CAREFUSION-V10047A |  |  |  |  | BLENDEROXYGENAIR-CAREFUSION-V10047A | Bird | [7 empty] | Covered PM Repair - Biomedical | MHHS-TMC
NO | NO |  |  |  | 077-05525 |  | Bird Products Corp | 10047A |  | AJF01620 | TMC - RESPIRATORY - PEDI | MHHS-TMC |  |  |  | 077-05525 |  | TMC |  | TMC - RESPIRATORY - PEDI | [5 empty] | OXYGEN-AIR PROPORTIONERS |  | BLENDEROXYGENAIR-CAREFUSION-V10047A |  |  |  |  | BLENDEROXYGENAIR-CAREFUSION-V10047A | Bird | [7 empty] | Covered PM Repair - Biomedical | MHHS-TMC
NO | NO |  |  |  | 077-05527 |  | Bird Products Corp | 10047A |  | AJF01472 | TMC - RESPIRATORY - PEDI | MHHS-TMC |  |  |  | 077-05527 |  | TMC |  | TMC - RESPIRATORY - PEDI | [5 empty] | OXYGEN-AIR PROPORTIONERS |  | BLENDEROXYGENAIR-CAREFUSION-V10047A |  |  |  |  | BLENDEROXYGENAIR-CAREFUSION-V10047A | Bird | [7 empty] | Covered PM Repair - Biomedical | MHHS-TMC
NO | NO |  |  |  | 077-05529 |  | Bird Products Corp | 10047A |  | AHF08957 | TMC - RESPIRATORY - PEDI | MHHS-TMC |  |  |  | 077-05529 |  | TMC |  | TMC - RESPIRATORY - PEDI | [5 empty] | OXYGEN-AIR PROPORTIONERS |  | BLENDEROXYGENAIR-CAREFUSION-V10047A |  |  |  |  | BLENDEROXYGENAIR-CAREFUSION-V10047A | Bird | [7 empty] | Covered PM Repair - Biomedical | MHHS-TMC
NO | NO |  |  |  | 077-05534 |  | Bird Products Corp | 10047A |  | AJF01481 | TMC - RESPIRATORY - PEDI | MHHS-TMC |  |  |  | 077-05534 |  | TMC |  | TMC - RESPIRATORY - PEDI | [5 empty] | OXYGEN-AIR PROPORTIONERS |  | BLENDEROXYGENAIR-CAREFUSION-V10047A |  |  |  |  | BLENDEROXYGENAIR-CAREFUSION-V10047A | Bird | [7 empty] | Covered PM Repair - Biomedical | MHHS-TMC
NO | NO |  |  |  | 077-05541 |  | Bird Products Corp | 10047A |  | AJF01466 | TMC - RESPIRATORY - PEDI | MHHS-TMC |  |  |  | 077-05541 |  | TMC |  | TMC - RESPIRATORY - PEDI | [5 empty] | OXYGEN-AIR PROPORTIONERS |  | BLENDEROXYGENAIR-CAREFUSION-V10047A |  |  |  |  | BLENDEROXYGENAIR-CAREFUSION-V10047A | Bird | [7 empty] | Covered PM Repair - Biomedical | MHHS-TMC
NO | NO |  |  |  | 077-05613 |  | Bird Products Corp | 10047A |  | AJF01458 | TMC - RESPIRATORY - PEDI | MHHS-TMC |  |  |  | 077-05613 |  | TMC |  | TMC - RESPIRATORY - PEDI | [5 empty] | OXYGEN-AIR PROPORTIONERS |  | BLENDEROXYGENAIR-CAREFUSION-V10047A |  |  |  |  | BLENDEROXYGENAIR-CAREFUSION-V10047A | Bird | [7 empty] | Covered PM Repair - Biomedical | MHHS-TMC
NO | NO |  |  |  | 077-06396 |  | Bird Products Corp | 10047A |  | BAF03321 | TMC - RESPIRATORY - PEDI | MHHS-TMC |  |  |  | 077-06396 |  | TMC |  | TMC - RESPIRATORY - PEDI | [5 empty] | OXYGEN-AIR PROPORTIONERS |  | BLENDEROXYGENAIR-CAREFUSION-V10047A |  |  |  |  | BLENDEROXYGENAIR-CAREFUSION-V10047A | Bird | [7 empty] | Covered PM Repair - Biomedical | MHHS-TMC
NO | NO | [5 empty] | Bird Products Corp | 10047A |  | afj01623 | TMC - RESPIRATORY - PEDI | MHHS-TMC | [5 empty] | TMC |  | TMC - RESPIRATORY - PEDI | [5 empty] | OXYGEN-AIR PROPORTIONERS |  | BLENDEROXYGENAIR-CAREFUSION-V10047A |  |  |  |  | BLENDEROXYGENAIR-CAREFUSION-V10047A | Bird | [7 empty] | Covered PM Repair - Biomedical | MHHS-TMC
NO | NO | [5 empty] | Bird Products Corp | 10047A |  | AJF01601 | TMC - RESPIRATORY - PEDI | MHHS-TMC | [5 empty] | TMC |  | TMC - RESPIRATORY - PEDI | [5 empty] | OXYGEN-AIR PROPORTIONERS |  | BLENDEROXYGENAIR-CAREFUSION-V10047A |  |  |  |  | BLENDEROXYGENAIR-CAREFUSION-V10047A | Bird | [7 empty] | Covered PM Repair - Biomedical | MHHS-TMC
NO | NO | [5 empty] | Bird Products Corp | 10047A |  | AHF08958 | TMC - RESPIRATORY - PEDI | MHHS-TMC | [5 empty] | TMC |  | TMC - RESPIRATORY - PEDI | [5 empty] | OXYGEN-AIR PROPORTIONERS |  | BLENDEROXYGENAIR-CAREFUSION-V10047A |  |  |  |  | BLENDEROXYGENAIR-CAREFUSION-V10047A | Bird | [7 empty] | Covered PM Repair - Biomedical | MHHS-TMC
NO | YES | [5 empty] | Bird Products Corp |  |  | KDF05737 | SW-NICU | MHHS-Southwest |  | Blender, Oxygen/Air |  |  |  | Southwest | MHHS-Southwest | SW-NICU | NICU 1 | 2/1/20 |  | 2/1/21 |  | OXYGEN-AIR PROPORTIONERS | Blender, Oxygen/Air | BLENDEROXYGENAIR-Bird-10065 | BLENDEROXYGENAIR |  |  |  |  | Bird | Blender, Oxygen/Air |  | BLENDEROXYGENAIR-Bird-10065 |  |  |  | BOA-A | Covered PM Repair - Biomedical | MHHS-Southwest | [8 empty] | BLENDEROXYGENAIR | Blender, Oxygen/Air | Bird
NO | NO |  |  |  | 069-44350 |  | Bird Products Corp |  |  | BBF02544 | TMC - CHILDRENS - PEDI TRANSPORT (7HP) | MHHS-TMC |  | Blender, Oxygen/Air |  | 069-44350 |  | TMC |  | TMC - CHILDRENS - PEDI TRANSPORT (7HP) | [5 empty] | OXYGEN-AIR PROPORTIONERS |  | BLENDEROXYGENAIR-Bird-10065 | BLENDEROXYGENAIR |  |  |  |  | Bird | Blender, Oxygen/Air |  | BLENDEROXYGENAIR-Bird-10065 |  |  |  |  | Covered PM Repair - Biomedical | MHHS-TMC
NO | YES |  |  |  | 041-12502 | 041-12502 | Bird Products Corp |  |  | TE00000017 | MEMORIAL CITY - MHT - NICU | MHHS-Mem City |  |  |  | 041-12502 | 041-12502 | West | West | MEMORIAL CITY - MHT - NICU | MH4:110 Room4M26 |  |  |  |  | OXYGEN-AIR PROPORTIONERS |  | BLENDEROXYGENAIR-Maxtec-MaxBlend |  |  |  |  | BLENDEROXYGENAIR-Maxtec-MaxBlend | Bird | [7 empty] | Covered PM Repair - Biomedical | MHHS-Mem City
NO | YES |  |  |  | 041-12508 | 041-12508 | Bird Products Corp |  |  | TE00000054 | Memorial City-Labor & Delivery | MHHS-Mem City |  |  |  | 041-12508 | 041-12508 | West | MHHS-Mem City | Memorial City-Labor & Delivery | OR 4 | 7/1/19 |  | 7/1/20 |  | OXYGEN-AIR PROPORTIONERS |  | BLENDEROXYGENAIR-Maxtec-MaxBlend |  |  |  |  | BLENDEROXYGENAIR-Maxtec-MaxBlend | Bird |  |  |  |  | 5/31/17 |  |  | Covered PM Repair - Biomedical | MHHS-Mem City
NO | YES |  |  |  | 041-12820 | 041-12820 | Bird Products Corp |  |  | TE00000001 | Memorial City - NICU | MHHS-Mem City |  |  |  | 041-12820 | 041-12820 | West | Memorial City - Memorial Hermann Hospital | Memorial City - NICU | MH4:107 Control Room |  |  |  |  | OXYGEN-AIR PROPORTIONERS |  | BLENDEROXYGENAIR-Maxtec-MaxBlend |  |  |  |  | BLENDEROXYGENAIR-Maxtec-MaxBlend | Bird | [7 empty] | Covered PM Repair - Biomedical | MHHS-Mem City
NO | YES |  |  |  | 041-12844 | 041-12844 | Bird Products Corp |  |  | TE00000041 | Memorial City-Labor & Delivery | MHHS-Mem City |  |  |  | 041-12844 | 041-12844 | West | MHHS-Mem City | Memorial City-Labor & Delivery | OR 2 | 7/1/19 |  | 7/1/20 |  | OXYGEN-AIR PROPORTIONERS |  | BLENDEROXYGENAIR-Maxtec-MaxBlend |  |  |  |  | BLENDEROXYGENAIR-Maxtec-MaxBlend | Bird | [7 empty] | Covered PM Repair - Biomedical | MHHS-Mem City
NO | YES |  |  |  | 041-12874 |  | Bird Products Corp |  |  | TE00000029 | MEMORIAL CITY - LABOR | MHHS-Mem City |  |  |  | 041-12874 |  | West | Memorial City-Memorial Hermann Hospital | MEMORIAL CITY - LABOR | Biomed Shop |  |  |  |  | OXYGEN-AIR PROPORTIONERS |  | BLENDEROXYGENAIR-Maxtec-MaxBlend |  |  |  |  | BLENDEROXYGENAIR-Maxtec-MaxBlend | Bird | [7 empty] | Covered PM Repair - Biomedical | MHHS-Mem City
NO | YES |  |  |  | 041-12884 | 041-12884 | Bird Products Corp |  |  | TE00000062 | Memorial City-Labor & Delivery | MHHS-Mem City |  |  |  | 041-12884 | 041-12884 | West | MHHS-Mem City | Memorial City-Labor & Delivery | OR 1 | 7/1/19 |  | 7/1/20 |  | OXYGEN-AIR PROPORTIONERS |  | BLENDEROXYGENAIR-Maxtec-MaxBlend |  |  |  |  | BLENDEROXYGENAIR-Maxtec-MaxBlend | Bird | [7 empty] | Covered PM Repair - Biomedical | MHHS-Mem City
NO | YES |  |  |  | 041-32392 | 041-32392 | Bird Products Corp |  |  | TE00000042 | Memorial City - Neonatal | MHHS-Mem City |  |  |  | 041-32392 | 041-32392 | West | Memorial Hermann - Memorial City | Memorial City - Neonatal | MH4 103 Room 4M32 |  |  |  |  | OXYGEN-AIR PROPORTIONERS |  | BLENDEROXYGENAIR-Maxtec-MaxBlend |  |  |  |  | BLENDEROXYGENAIR-Maxtec-MaxBlend | Bird | [7 empty] | Covered PM Repair - Biomedical | MHHS-Mem City
NO | YES |  |  |  | 041-34123 | 041-34123 | Bird Products Corp |  |  | TE00000088 | MEMORIAL CITY - MHT - NICU | MHHS-Mem City |  |  |  | 041-34123 | 041-34123 | West | Memorial Hermann Memorial City Medical Center | MEMORIAL CITY - MHT - NICU | MEMORIAL CITY- MHT - NICU |  |  |  |  | OXYGEN-AIR PROPORTIONERS |  | BLENDEROXYGENAIR-Maxtec-MaxBlend |  |  |  |  | BLENDEROXYGENAIR-Maxtec-MaxBlend | Bird | [7 empty] | Covered PM Repair - Biomedical | MHHS-Mem City
NO | YES |  |  |  | 041-34124 |  | Bird Products Corp |  |  | TE00000025 | MEMORIAL CITY - MHT - NICU | MHHS-Mem City |  |  |  | 041-34124 |  | West | West | MEMORIAL CITY - MHT - NICU | MH4:104 Room4M31 |  |  |  |  | OXYGEN-AIR PROPORTIONERS |  | BLENDEROXYGENAIR-Maxtec-MaxBlend |  |  |  |  | BLENDEROXYGENAIR-Maxtec-MaxBlend | Bird | [7 empty] | Covered PM Repair - Biomedical | MHHS-Mem City
NO | YES |  |  |  |  | 041-12862 | Bird Products Corp |  |  | TE00000057 | MEMORIAL CITY - MHT - NICU | MHHS-Mem City |  |  |  |  | 041-12862 | West | West | MEMORIAL CITY - MHT - NICU | MH4:104 Room4M31 |  |  |  |  | OXYGEN-AIR PROPORTIONERS |  | BLENDEROXYGENAIR-Maxtec-MaxBlend |  |  |  |  | BLENDEROXYGENAIR-Maxtec-MaxBlend | Bird | [7 empty] | Covered PM Repair - Biomedical | MHHS-Mem City
NO | YES |  |  |  | 041-12503 | 041-12503 | Bird Products Corp |  |  | TE00000027 | Memorial City-Labor & Delivery | MHHS-Mem City |  |  |  | 041-12503 | 041-12503 | West | MHHS-Mem City | Memorial City-Labor & Delivery | L | 7/1/19 |  |  |  | OXYGEN-AIR PROPORTIONERS |  | BLENDEROXYGENAIR-Maxtec-MaxBlend |  |  |  |  | BLENDEROXYGENAIR-Maxtec-MaxBlend | Bird |  |  |  |  | 5/8/19 |  |  | Covered PM Repair - Biomedical | MHHS-Mem City
NO | YES |  |  |  | 041-12871 | 041-12871 | Bird Products Corp |  |  | TE00000056 | Memorial City - Neonatal | MHHS-Mem City |  |  |  | 041-12871 | 041-12871 | West | Memorial Hermann - Memorial City | Memorial City - Neonatal | MH4 116 Room 4M25 |  |  |  |  | OXYGEN-AIR PROPORTIONERS |  | BLENDEROXYGENAIR-Maxtec-MaxBlend |  |  |  |  | BLENDEROXYGENAIR-Maxtec-MaxBlend | Bird | [7 empty] | Covered PM Repair - Biomedical | MHHS-Mem City
NO | YES |  |  |  | 041-12872 | 041-12872 | Bird Products Corp |  |  | TE00000073 | MEMORIAL CITY - MHT - NICU | MHHS-Mem City |  |  |  | 041-12872 | 041-12872 | West | West | MEMORIAL CITY - MHT - NICU | MH4:117 Room4M20 |  |  |  |  | OXYGEN-AIR PROPORTIONERS |  | BLENDEROXYGENAIR-Maxtec-MaxBlend |  |  |  |  | BLENDEROXYGENAIR-Maxtec-MaxBlend | Bird | [7 empty] | Covered PM Repair - Biomedical | MHHS-Mem City
NO | YES |  |  |  | 041-34322 | 041-34322 | Bird Products Corp |  |  | TE00000069 | Memorial City-Labor & Delivery | MHHS-Mem City |  |  |  | 041-34322 | 041-34322 | West | MHHS-Mem City | Memorial City-Labor & Delivery | Post Bay 5 | 8/1/19 |  | 8/1/20 |  | OXYGEN-AIR PROPORTIONERS |  | BLENDEROXYGENAIR-Maxtec-MaxBlend |  |  |  |  | BLENDEROXYGENAIR-Maxtec-MaxBlend | Bird | [7 empty] | Covered PM Repair - Biomedical | MHHS-Mem City
YES | YES | Serial Number Cnf |  |  | 041-12886 | 041-12886 | Bird Products Corp |  |  | cnf | MEMORIAL CITY - LABOR |  |  |  |  | 041-12886 | 041-12886 | West | Women?s Memorial Hermann Memorial City Hospital | MEMORIAL CITY - LABOR | OR 2 | 3/1/20 |  | 3/1/21
YES | YES | Serial Number Cnf |  |  | 041-33674 | 041-33674 | Bird Products Corp |  |  | cnf | MEMORIAL CITY - LABOR |  |  |  |  | 041-33674 | 041-33674 | West | Women?s Memorial Hermann Memorial City Hospital | MEMORIAL CITY - LABOR | 3M09 | 1/1/20 |  | 1/1/21
NO | NO |  |  |  | 041-12505 |  | Bird Products Corp |  |  | TD00000126 | MEMORIAL CITY - ER | MHHS-Mem City |  |  |  | 041-12505 |  | West & Memorial City |  | MEMORIAL CITY - ER | [5 empty] | OXYGEN-AIR PROPORTIONERS |  | BLENDEROXYGENAIR-Maxtec-MaxBlend |  |  |  |  | BLENDEROXYGENAIR-Maxtec-MaxBlend | Bird | [7 empty] | Covered PM Repair - Biomedical | MHHS-Mem City
NO | NO |  |  |  | 041-12818 |  | Bird Products Corp |  |  | TD00000124 | MEMORIAL CITY - LABOR & DELIVERY | MHHS-Mem City |  |  |  | 041-12818 |  | West & Memorial City |  | MEMORIAL CITY - LABOR & DELIVERY | [5 empty] | OXYGEN-AIR PROPORTIONERS |  | BLENDEROXYGENAIR-Maxtec-MaxBlend |  |  |  |  | BLENDEROXYGENAIR-Maxtec-MaxBlend | Bird | [7 empty] | Covered PM Repair - Biomedical | MHHS-Mem City
NO | NO |  |  |  | 041-12829 |  | Bird Products Corp |  |  | TE00000009 | MEMORIAL CITY - LABOR & DELIVERY | MHHS-Mem City |  |  |  | 041-12829 |  | West & Memorial City |  | MEMORIAL CITY - LABOR & DELIVERY | [5 empty] | OXYGEN-AIR PROPORTIONERS |  | BLENDEROXYGENAIR-Maxtec-MaxBlend |  |  |  |  | BLENDEROXYGENAIR-Maxtec-MaxBlend | Bird | [7 empty] | Covered PM Repair - Biomedical | MHHS-Mem City
NO | NO |  |  |  | 041-12839 |  | Bird Products Corp |  |  | TE00000010 | MEMORIAL CITY - LABOR & DELIVERY | MHHS-Mem City |  |  |  | 041-12839 |  | West & Memorial City |  | MEMORIAL CITY - LABOR & DELIVERY | [5 empty] | OXYGEN-AIR PROPORTIONERS |  | BLENDEROXYGENAIR-Maxtec-MaxBlend |  |  |  |  | BLENDEROXYGENAIR-Maxtec-MaxBlend | Bird | [7 empty] | Covered PM Repair - Biomedical | MHHS-Mem City
NO | NO |  |  |  | 041-12856 |  | Bird Products Corp |  |  | TE00000052 | MEMORIAL CITY - LABOR & DELIVERY | MHHS-Mem City |  |  |  | 041-12856 |  | West & Memorial City |  | MEMORIAL CITY - LABOR & DELIVERY | [5 empty] | OXYGEN-AIR PROPORTIONERS |  | BLENDEROXYGENAIR-Maxtec-MaxBlend |  |  |  |  | BLENDEROXYGENAIR-Maxtec-MaxBlend | Bird | [7 empty] | Covered PM Repair - Biomedical | MHHS-Mem City
NO | NO |  |  |  | 041-12859 |  | Bird Products Corp |  |  | TE00000028 | MEMORIAL CITY - LABOR & DELIVERY | MHHS-Mem City |  |  |  | 041-12859 |  | West & Memorial City |  | MEMORIAL CITY - LABOR & DELIVERY | [5 empty] | OXYGEN-AIR PROPORTIONERS |  | BLENDEROXYGENAIR-Maxtec-MaxBlend |  |  |  |  | BLENDEROXYGENAIR-Maxtec-MaxBlend | Bird | [7 empty] | Covered PM Repair - Biomedical | MHHS-Mem City
NO | NO |  |  |  | 041-32395 |  | Bird Products Corp |  |  | TE00000063 | MEMORIAL CITY - LDR - OR | MHHS-Mem City |  |  |  | 041-32395 |  | West & Memorial City |  | MEMORIAL CITY - LDR - OR | [5 empty] | OXYGEN-AIR PROPORTIONERS |  | BLENDEROXYGENAIR-Maxtec-MaxBlend |  |  |  |  | BLENDEROXYGENAIR-Maxtec-MaxBlend | Bird | [7 empty] | Covered PM Repair - Biomedical | MHHS-Mem City
NO | NO |  |  |  | 041-12825 |  | Bird Products Corp |  |  | TE00000003 | MEMORIAL CITY - MHT - NICU | MHHS-Mem City |  |  |  | 041-12825 |  | West & Memorial City |  | MEMORIAL CITY - MHT - NICU | [5 empty] | OXYGEN-AIR PROPORTIONERS |  | BLENDEROXYGENAIR-Maxtec-MaxBlend |  |  |  |  | BLENDEROXYGENAIR-Maxtec-MaxBlend | Bird | [7 empty] | Covered PM Repair - Biomedical | MHHS-Mem City
NO | NO |  |  |  | 041-12831 |  | Bird Products Corp |  |  | TE00000002 | MEMORIAL CITY - MHT - NICU | MHHS-Mem City |  |  |  | 041-12831 |  | West & Memorial City |  | MEMORIAL CITY - MHT - NICU | [5 empty] | OXYGEN-AIR PROPORTIONERS |  | BLENDEROXYGENAIR-Maxtec-MaxBlend |  |  |  |  | BLENDEROXYGENAIR-Maxtec-MaxBlend | Bird | [7 empty] | Covered PM Repair - Biomedical | MHHS-Mem City
NO | NO |  |  |  | 041-12875 |  | Bird Products Corp |  |  | TE00000021 | MEMORIAL CITY - MHT - NICU | MHHS-Mem City |  |  |  | 041-12875 |  | West & Memorial City |  | MEMORIAL CITY - MHT - NICU | [5 empty] | OXYGEN-AIR PROPORTIONERS |  | BLENDEROXYGENAIR-Maxtec-MaxBlend |  |  |  |  | BLENDEROXYGENAIR-Maxtec-MaxBlend | Bird | [7 empty] | Covered PM Repair - Biomedical | MHHS-Mem City
NO | NO |  |  |  | 041-12879 |  | Bird Products Corp |  |  | TE00000080 | MEMORIAL CITY - MHT - NICU | MHHS-Mem City |  |  |  | 041-12879 |  | West & Memorial City |  | MEMORIAL CITY - MHT - NICU | [5 empty] | OXYGEN-AIR PROPORTIONERS |  | BLENDEROXYGENAIR-Maxtec-MaxBlend |  |  |  |  | BLENDEROXYGENAIR-Maxtec-MaxBlend | Bird | [7 empty] | Covered PM Repair - Biomedical | MHHS-Mem City
NO | NO | [5 empty] | Bird Products Corp |  |  | TE00000085 | MEMORIAL CITY - MHT - NICU | MHHS-Mem City | [5 empty] | West & Memorial City |  | MEMORIAL CITY - MHT - NICU | [5 empty] | OXYGEN-AIR PROPORTIONERS |  | BLENDEROXYGENAIR-Maxtec-MaxBlend |  |  |  |  | BLENDEROXYGENAIR-Maxtec-MaxBlend | Bird | [7 empty] | Covered PM Repair - Biomedical | MHHS-Mem City
NO | YES |  |  |  | 009-09155 | 009-09155 | Bird Products Corp |  |  | AD02155R | GH - RESPIRATORY | MHHS-Greater Heights |  | Blender, Oxygen/Air |  | 009-09155 | 009-09155 | Central | Memorial Hermann Greater Heights Hospital | GH - RESPIRATORY | GH - Respiratory storage |  |  |  |  | OXYGEN-AIR PROPORTIONERS |  | BLENDEROXYGENAIR-Bird-3800 | BLENDEROXYGENAIR |  |  |  |  | Bird | Blender, Oxygen/Air |  | BLENDEROXYGENAIR-Bird-3800 |  |  |  |  | Covered PM Repair - Biomedical | MHHS-Greater Heights
NO | YES |  |  |  | 009-09495 | 009-09495 | Bird Products Corp |  |  | ADF02164 | GH - RESPIRATORY | MHHS-Greater Heights |  | Blender, Oxygen/Air |  | 009-09495 | 009-09495 | Central | Memorial Hermann Greater Heights Hospital | GH - RESPIRATORY | GH - Respiratory storage |  |  |  |  | OXYGEN-AIR PROPORTIONERS |  | BLENDEROXYGENAIR-Bird-3800 | BLENDEROXYGENAIR |  |  |  |  | Bird | Blender, Oxygen/Air |  | BLENDEROXYGENAIR-Bird-3800 |  |  |  |  | Covered PM Repair - Biomedical | MHHS-Greater Heights
NO | YES | Serial Number 30170 |  |  | 005-01501 | 005-01501 | Bird Products Corp |  |  |  | SE-Unit 2B (Oncology) | MHHS-Southeast |  | Blender, Oxygen/Air |  | 005-01501 | 005-01501 | Southeast | MHHS-Southeast | SE-Unit 2B (Oncology) | Respiratory | 10/1/19 |  | 10/1/20 |  | OXYGEN-AIR PROPORTIONERS |  | BLENDEROXYGENAIR-Bird-3800 | BLENDEROXYGENAIR |  |  |  |  | Bird | Blender, Oxygen/Air |  | BLENDEROXYGENAIR-Bird-3800 |  | 3/14/17 |  |  | Covered PM Repair - Biomedical | MHHS-Southeast
NO | YES |  |  |  | 013-12444 | 013-12444 | Bird Products Corp |  |  | AFF04245 | SW-NICU | MHHS-Southwest |  | Blender, Oxygen/Air |  | 013-12444 | 013-12444 | Southwest | MHHS-Southwest | SW-NICU | NICU 2 | 1/1/20 |  | 1/1/21 |  | OXYGEN-AIR PROPORTIONERS | Blender, Oxygen/Air | BLENDEROXYGENAIR-Bird-3800 | BLENDEROXYGENAIR |  |  |  |  | Bird | Blender, Oxygen/Air |  | BLENDEROXYGENAIR-Bird-3800 |  | 4/16/19 |  | BOA-A | Covered PM Repair - Biomedical | MHHS-Southwest | [8 empty] | BLENDEROXYGENAIR | Blender, Oxygen/Air | Bird
NO | YES |  |  |  |  | 013-36013 | Bird Products Corp |  |  | AFF02365 | SW-NICU | MHHS-Southwest |  | Blender, Oxygen/Air |  |  | 013-36013 | Southwest | MHHS-Southwest | SW-NICU | NICU | 12/1/18 |  |  |  | OXYGEN-AIR PROPORTIONERS | Blender, Oxygen/Air | BLENDEROXYGENAIR-Bird-3800 | BLENDEROXYGENAIR |  |  |  |  | Bird | Blender, Oxygen/Air |  | BLENDEROXYGENAIR-Bird-3800 |  | 4/16/19 |  | BOA-A | Covered PM Repair - Biomedical | MHHS-Southwest | [8 empty] | BLENDEROXYGENAIR | Blender, Oxygen/Air | Bird
NO | YES |  |  |  |  | 013-36014 | Bird Products Corp |  |  | AFF02412 | SW-NICU | MHHS-Southwest |  | Blender, Oxygen/Air |  |  | 013-36014 | Southwest | MHHS-Southwest | SW-NICU | NICU | 12/1/18 |  |  |  | OXYGEN-AIR PROPORTIONERS | Blender, Oxygen/Air | BLENDEROXYGENAIR-Bird-3800 | BLENDEROXYGENAIR |  |  |  |  | Bird | Blender, Oxygen/Air |  | BLENDEROXYGENAIR-Bird-3800 |  | 4/16/19 |  | BOA-A | Covered PM Repair - Biomedical | MHHS-Southwest | [8 empty] | BLENDEROXYGENAIR | Blender, Oxygen/Air | Bird
NO | YES | [5 empty] | Bird Products Corp |  |  | AFF02379 | SW-NICU | MHHS-Southwest |  | Blender, Oxygen/Air |  |  |  | Southwest | MHHS-Southwest | SW-NICU | NICU | 1/1/20 |  | 1/1/21 |  | OXYGEN-AIR PROPORTIONERS | Blender, Oxygen/Air | BLENDEROXYGENAIR-Bird-3800 | BLENDEROXYGENAIR |  |  |  |  | Bird | Blender, Oxygen/Air |  | BLENDEROXYGENAIR-Bird-3800 |  | 4/16/19 |  | BOA-A | Covered PM Repair - Biomedical | MHHS-Southwest | [8 empty] | BLENDEROXYGENAIR | Blender, Oxygen/Air | Bird
NO | YES |  |  |  | 029-04571 | 029-04571 | Bird Products Corp |  |  | AAF01604 | Woodlands-Noninvasive Cardiology | MHHS-Woodlands |  | Blender, Oxygen/Air |  | 029-04571 | 029-04571 | Woodlands | MHHS-Woodlands | Woodlands-Noninvasive Cardiology | Biomed | 1/1/20 |  | 1/1/21 |  | OXYGEN-AIR PROPORTIONERS | Blender, Oxygen/Air | BLENDEROXYGENAIR-Bird-3800 | BLENDEROXYGENAIR |  |  |  |  | Bird | Blender, Oxygen/Air |  | BLENDEROXYGENAIR-Bird-3800 |  |  |  | BOA-A | Covered PM Repair - Biomedical | MHHS-Woodlands | [8 empty] | BLENDEROXYGENAIR | Blender, Oxygen/Air | Bird
NO | NO |  |  |  | 009-06851 |  | Bird Products Corp |  |  |  | GH - OR CV PERFUSION | MHHS-Greater Heights |  | Blender, Oxygen/Air |  | 009-06851 |  | Central & Greater Heights |  | GH - OR CV PERFUSION | [5 empty] | OXYGEN-AIR PROPORTIONERS |  | BLENDEROXYGENAIR-Bird-3800 | BLENDEROXYGENAIR |  |  |  |  | Bird | Blender, Oxygen/Air |  | BLENDEROXYGENAIR-Bird-3800 |  |  |  |  | Covered PM Repair - Biomedical | MHHS-Greater Heights
NO | NO |  |  |  | 009-09083 |  | Bird Products Corp |  |  | ACF08154 | GH - RESPIRATORY | MHHS-Greater Heights |  | Blender, Oxygen/Air |  | 009-09083 |  | Central & Greater Heights |  | GH - RESPIRATORY | [5 empty] | OXYGEN-AIR PROPORTIONERS |  | BLENDEROXYGENAIR-Bird-3800 | BLENDEROXYGENAIR |  |  |  |  | Bird | Blender, Oxygen/Air |  | BLENDEROXYGENAIR-Bird-3800 |  |  |  |  | Covered PM Repair - Biomedical | MHHS-Greater Heights
NO | NO | [5 empty] | Bird Products Corp |  |  | ADF03471 | TMC - CHILDRENS - NICU (7HP) | MHHS-TMC |  | Blender, Oxygen/Air |  |  |  | TMC |  | TMC - CHILDRENS - NICU (7HP) | [5 empty] | OXYGEN-AIR PROPORTIONERS |  | BLENDEROXYGENAIR-Bird-3800 | BLENDEROXYGENAIR |  |  |  |  | Bird | Blender, Oxygen/Air |  | BLENDEROXYGENAIR-Bird-3800 |  |  |  |  | Covered PM Repair - Biomedical | MHHS-TMC
NO | NO |  |  |  | 069-41547 |  | Bird Products Corp |  |  | AFF02227 | TMC - RESPIRATORY - ADULT | MHHS-TMC |  | Blender, Oxygen/Air |  | 069-41547 |  | TMC |  | TMC - RESPIRATORY - ADULT | [5 empty] | OXYGEN-AIR PROPORTIONERS |  | BLENDEROXYGENAIR-Bird-3800 | BLENDEROXYGENAIR |  |  |  |  | Bird | Blender, Oxygen/Air |  | BLENDEROXYGENAIR-Bird-3800 |  |  |  |  | Covered PM Repair - Biomedical | MHHS-TMC
NO | NO |  |  |  | 077-04541 |  | Bird Products Corp |  |  | KCF01627 | TMC - RESPIRATORY - PEDI | MHHS-TMC |  | Blender, Oxygen/Air |  | 077-04541 |  | TMC |  | TMC - RESPIRATORY - PEDI | [5 empty] | OXYGEN-AIR PROPORTIONERS |  | BLENDEROXYGENAIR-Bird-3800 | BLENDEROXYGENAIR |  |  |  |  | Bird | Blender, Oxygen/Air |  | BLENDEROXYGENAIR-Bird-3800 |  |  |  |  | Covered PM Repair - Biomedical | MHHS-TMC
NO | YES |  |  |  | 133-02494 | 133-02494 | Bird Products Corp | 3800A |  | AEF04230 | Katy-Med/Surg 5th Floor | MHHS-Katy |  | Blender, Oxygen/Air |  | 133-02494 | 133-02494 | Katy | MHHS-Katy | Katy-Med/Surg 5th Floor | Nursery level 2 | 5/1/19 | 5/1/20 |  |  | OXYGEN-AIR PROPORTIONERS | Blender, Oxygen/Air | BLENDEROXYGENAIR-Bird-3800A | BLENDEROXYGENAIR | 3800A |  |  |  | Bird | Blender, Oxygen/Air |  | BLENDEROXYGENAIR-Bird-3800A |  |  |  | BOA-A | Covered PM Repair - Biomedical | MHHS-Katy | [8 empty] | BLENDEROXYGENAIR | Blender, Oxygen/Air | Bird
NO | YES |  |  |  | 069-14163 | 069-14163 | Bird Products Corp | 3800A |  | KEF13326 | TMC-Respiratory-Adult | MHHS-TMC |  | Blender, Oxygen/Air |  | 069-14163 | 069-14163 | TMC | MHHS-TMC | TMC-Respiratory-Adult | TMC - RESPIRATORY - ADULT | 6/1/17 |  | 6/1/18 |  | OXYGEN-AIR PROPORTIONERS |  | BLENDEROXYGENAIR-Bird-3800A | BLENDEROXYGENAIR | 3800A |  |  |  | Bird | Blender, Oxygen/Air |  | BLENDEROXYGENAIR-Bird-3800A |  |  |  |  | Covered PM Repair - Biomedical | MHHS-TMC
NO | YES |  |  |  | 069-14160 | 069-14160 | Bird Products Corp | 3800A |  |  | TMC-Respiratory-Pedi | MHHS-TMC |  | Blender, Oxygen/Air |  | 069-14160 | 069-14160 | TMC | MHHS-TMC | TMC-Respiratory-Pedi |  | 7/27/17 |  |  |  | OXYGEN-AIR PROPORTIONERS |  | BLENDEROXYGENAIR-Bird-3800A | BLENDEROXYGENAIR | 3800A |  |  |  | Bird | Blender, Oxygen/Air |  | BLENDEROXYGENAIR-Bird-3800A |  |  | Verified 3/30/2020 4:07pm (Central) |  | Covered PM Repair - Biomedical | MHHS-TMC
NO | NO |  |  |  | 029-00073 |  | Bird Products Corp | 3800A |  | AAF01603 | WOODLANDS - RESPIRATORY | MHHS-Woodlands |  | Blender, Oxygen/Air |  | 029-00073 |  | Woodlands |  | WOODLANDS - RESPIRATORY | [5 empty] | OXYGEN-AIR PROPORTIONERS |  | BLENDEROXYGENAIR-Bird-3800A | BLENDEROXYGENAIR | 3800A |  |  |  | Bird | Blender, Oxygen/Air |  | BLENDEROXYGENAIR-Bird-3800A |  |  |  |  | Covered PM Repair - Biomedical | MHHS-Woodlands
NO | NO | [5 empty] | Bird Products Corp | 3800A |  |  | WOODLANDS - RESPIRATORY | MHHS-Woodlands |  | Blender, Oxygen/Air |  |  |  | Woodlands |  | WOODLANDS - RESPIRATORY | [5 empty] | OXYGEN-AIR PROPORTIONERS |  | BLENDEROXYGENAIR-Bird-3800A | BLENDEROXYGENAIR | 3800A |  |  |  | Bird | Blender, Oxygen/Air |  | BLENDEROXYGENAIR-Bird-3800A |  |  |  |  | Covered PM Repair - Biomedical | MHHS-Woodlands
NO | YES |  |  |  | 009-08469 | 009-08469 | Bird Products Corp | 3920A |  | BDF03966 | GH - Nicu | MHHS-Greater Heights |  | Blender, Oxygen/Air |  | 009-08469 | 009-08469 | Central | Memorial Hermann Greater Heights Hospital | GH - Nicu | Nicu |  |  |  |  | OXYGEN-AIR PROPORTIONERS |  | BLENDEROXYGENAIR-Bird-3920A | BLENDEROXYGENAIR | 3920A |  |  |  | Bird | Blender, Oxygen/Air |  | BLENDEROXYGENAIR-Bird-3920A |  |  |  |  | Covered PM Repair - Biomedical | MHHS-Greater Heights
NO | YES |  |  |  | 009-02638 | 009-02638 | Bird Products Corp | 3920A |  | ABF03190 | GH-Respiratory | MHHS-Greater Heights |  | Blender, Oxygen/Air |  | 009-02638 | 009-02638 | Central | MHHS-Greater Heights | GH-Respiratory | Respiratory | 9/1/19 |  |  |  | OXYGEN-AIR PROPORTIONERS | Blender, Oxygen/Air | BLENDEROXYGENAIR-Bird-3920A | BLENDEROXYGENAIR | 3920A |  |  |  | Bird | Blender, Oxygen/Air |  | BLENDEROXYGENAIR-Bird-3920A |  |  |  | BOA-A | Covered PM Repair - Biomedical | MHHS-Greater Heights | [8 empty] | BLENDEROXYGENAIR | Blender, Oxygen/Air | Bird
NO | YES |  |  |  | 009-03125 | 009-03125 | Bird Products Corp | 3920A |  | ADF01709 | GH-Respiratory | MHHS-Greater Heights |  | Blender, Oxygen/Air |  | 009-03125 | 009-03125 | Central | MHHS-Greater Heights | GH-Respiratory | Respiratory | 9/1/19 |  | 9/1/20 |  | OXYGEN-AIR PROPORTIONERS | Blender, Oxygen/Air | BLENDEROXYGENAIR-Bird-3920A | BLENDEROXYGENAIR | 3920A |  |  |  | Bird | Blender, Oxygen/Air |  | BLENDEROXYGENAIR-Bird-3920A |  | 5/22/16 |  | BOA-A | Covered PM Repair - Biomedical | MHHS-Greater Heights | [8 empty] | BLENDEROXYGENAIR | Blender, Oxygen/Air | Bird
NO | YES | [5 empty] | Bird Products Corp | 3920A |  | ABF01714 | MEMORIAL CITY - MHT - NICU | MHHS-Mem City |  | Blender, Oxygen/Air |  |  |  | West | Memorial Hermann Memorial City Medical Center | MEMORIAL CITY - MHT - NICU | MEMORIAL CITY- MHT - NICU |  |  |  |  | OXYGEN-AIR PROPORTIONERS |  | BLENDEROXYGENAIR-Bird-3920A | BLENDEROXYGENAIR | 3920A |  |  |  | Bird | Blender, Oxygen/Air |  | BLENDEROXYGENAIR-Bird-3920A |  |  |  |  | Covered PM Repair - Biomedical | MHHS-Mem City
NO | YES |  |  |  | 077-03976 | 077-03976 | Bird Products Corp | 3920A |  | ACF02710 | TMC-Children's-NICU (7Hp) | MHHS-TMC |  | Blender, Oxygen/Air |  | 077-03976 | 077-03976 | TMC | MHHS-TMC | TMC-Children's-NICU (7Hp) |  | 9/9/19 |  |  |  | OXYGEN-AIR PROPORTIONERS |  | BLENDEROXYGENAIR-Bird-3920A | BLENDEROXYGENAIR | 3920A |  |  |  | Bird | Blender, Oxygen/Air |  | BLENDEROXYGENAIR-Bird-3920A |  | 2/1/15 | Verified 3/30/2020 4:07pm (Central) |  | Covered PM Repair - Biomedical | MHHS-TMC
NO | YES |  |  |  | 077-06650 | 077-06650 | Bird Products Corp | 3920A |  | ACF05935 | TMC-Children's-NICU (7Hp) | MHHS-TMC |  | Blender, Oxygen/Air |  | 077-06650 | 077-06650 | TMC | MHHS-TMC | TMC-Children's-NICU (7Hp) |  | 9/4/19 |  |  |  | OXYGEN-AIR PROPORTIONERS |  | BLENDEROXYGENAIR-Bird-3920A | BLENDEROXYGENAIR | 3920A |  |  |  | Bird | Blender, Oxygen/Air |  | BLENDEROXYGENAIR-Bird-3920A |  | 3/3/15 | Verified 3/30/2020 4:07pm (Central) |  | Covered PM Repair - Biomedical | MHHS-TMC
NO | YES |  |  |  | 077-09068 | 077-09068 | Bird Products Corp | 3920A |  | BAF03317 | TMC-Children's-NICU (7Hp) | MHHS-TMC |  | Blender, Oxygen/Air |  | 077-09068 | 077-09068 | TMC | MHHS-TMC | TMC-Children's-NICU (7Hp) |  | 7/26/19 |  |  |  | OXYGEN-AIR PROPORTIONERS |  | BLENDEROXYGENAIR-Bird-3920A | BLENDEROXYGENAIR | 3920A |  |  |  | Bird | Blender, Oxygen/Air |  | BLENDEROXYGENAIR-Bird-3920A |  | 3/3/15 | Verified 3/30/2020 4:07pm (Central) |  | Covered PM Repair - Biomedical | MHHS-TMC
YES | YES | [5 empty] | Bird Products Corp | 3920A |  | Ajfo1471 | TMC - CHILDRENS - L | [6 empty] | TMC | Memorial Hermann-Texas Medical Center | TMC - CHILDRENS - L
NO | YES | [5 empty] | Bird Products Corp | 3920A |  | Ajf01465 | TMC-Children's-L&D (5Hp) | [6 empty] | TMC | MHHS-TMC | TMC-Children's-L&D (5Hp) |  | 7/1/19 |  | 7/1/20
NO | NO |  |  |  | 009-03131 |  | Bird Products Corp | 3920A |  | ADF01716 | GH - RESPIRATORY | MHHS-Greater Heights |  | Blender, Oxygen/Air |  | 009-03131 |  | Central & Greater Heights |  | GH - RESPIRATORY | [5 empty] | OXYGEN-AIR PROPORTIONERS |  | BLENDEROXYGENAIR-Bird-3920A | BLENDEROXYGENAIR | 3920A |  |  |  | Bird | Blender, Oxygen/Air |  | BLENDEROXYGENAIR-Bird-3920A |  |  |  |  | Covered PM Repair - Biomedical | MHHS-Greater Heights
NO | NO |  |  |  | 077-04979 |  | Bird Products Corp | 3920A |  | AFF08730 | TMC - CHILDRENS - NICU (7HP) | MHHS-TMC |  | Blender, Oxygen/Air |  | 077-04979 |  | TMC |  | TMC - CHILDRENS - NICU (7HP) | [5 empty] | OXYGEN-AIR PROPORTIONERS |  | BLENDEROXYGENAIR-Bird-3920A | BLENDEROXYGENAIR | 3920A |  |  |  | Bird | Blender, Oxygen/Air |  | BLENDEROXYGENAIR-Bird-3920A |  |  |  |  | Covered PM Repair - Biomedical | MHHS-TMC
NO | NO |  |  |  | 077-09337 |  | Bird Products Corp | 3920A |  | BAF03319 | TMC - CHILDRENS - NICU (7HP) | MHHS-TMC |  | Blender, Oxygen/Air |  | 077-09337 |  | TMC |  | TMC - CHILDRENS - NICU (7HP) | [5 empty] | OXYGEN-AIR PROPORTIONERS |  | BLENDEROXYGENAIR-Bird-3920A | BLENDEROXYGENAIR | 3920A |  |  |  | Bird | Blender, Oxygen/Air |  | BLENDEROXYGENAIR-Bird-3920A |  |  |  |  | Covered PM Repair - Biomedical | MHHS-TMC
NO | NO | [5 empty] | Bird Products Corp | 3920A |  | KCF04529 | TMC - CHILDRENS - NICU (7HP) | MHHS-TMC |  | Blender, Oxygen/Air |  |  |  | TMC |  | TMC - CHILDRENS - NICU (7HP) | [5 empty] | OXYGEN-AIR PROPORTIONERS |  | BLENDEROXYGENAIR-Bird-3920A | BLENDEROXYGENAIR | 3920A |  |  |  | Bird | Blender, Oxygen/Air |  | BLENDEROXYGENAIR-Bird-3920A |  |  |  |  | Covered PM Repair - Biomedical | MHHS-TMC
NO | NO | [5 empty] | Bird Products Corp | 3920A |  | BAF03322 | TMC - CHILDRENS - NICU (7HP) | MHHS-TMC |  | Blender, Oxygen/Air |  |  |  | TMC |  | TMC - CHILDRENS - NICU (7HP) | [5 empty] | OXYGEN-AIR PROPORTIONERS |  | BLENDEROXYGENAIR-Bird-3920A | BLENDEROXYGENAIR | 3920A |  |  |  | Bird | Blender, Oxygen/Air |  | BLENDEROXYGENAIR-Bird-3920A |  |  |  |  | Covered PM Repair - Biomedical | MHHS-TMC
NO | NO |  |  |  | 069-41385 |  | Bird Products Corp | 3920A |  | AFF02236 | TMC - RESPIRATORY - ADULT | MHHS-TMC |  | Blender, Oxygen/Air |  | 069-41385 |  | TMC |  | TMC - RESPIRATORY - ADULT | [5 empty] | OXYGEN-AIR PROPORTIONERS |  | BLENDEROXYGENAIR-Bird-3920A | BLENDEROXYGENAIR | 3920A |  |  |  | Bird | Blender, Oxygen/Air |  | BLENDEROXYGENAIR-Bird-3920A |  |  |  |  | Covered PM Repair - Biomedical | MHHS-TMC
NO | YES |  |  |  |  | 009-02890 | Bird Products Corp | LOW FLOW MICROBLENDER |  | adf01714 | GH-OR | MHHS-Greater Heights |  |  |  |  | 009-02890 | Central | MHHS-Greater Heights | GH-OR | Rm 2 |  |  |  |  | OXYGEN-AIR PROPORTIONERS | Blender, Oxygen/Air | BLENDEROXYGENAIR-TENACOREHOLDINGS-30L Low Flow |  |  |  |  | BLENDEROXYGENAIR-TENACOREHOLDINGS-30L Low Flow | Bird | [6 empty] | BOA-A | Covered PM Repair - Biomedical | MHHS-Greater Heights | [8 empty] | BLENDEROXYGENAIR | Blender, Oxygen/Air | TENACOREHOLDINGS
NO | YES |  |  |  | 133-08140 | 133-08140 | Bird Products Corp | LOW FLOW MICROBLENDER |  | BEF02215 | Katy-NICU | MHHS-Katy |  |  |  | 133-08140 | 133-08140 | Katy | MHHS-Katy | Katy-NICU |  | 5/1/19 | 5/1/20 |  |  | OXYGEN-AIR PROPORTIONERS | Blender, Oxygen/Air | BLENDEROXYGENAIR-TENACOREHOLDINGS-30L Low Flow |  |  |  |  | BLENDEROXYGENAIR-TENACOREHOLDINGS-30L Low Flow | Bird | [6 empty] | BOA-A | Covered PM Repair - Biomedical | MHHS-Katy | [8 empty] | BLENDEROXYGENAIR | Blender, Oxygen/Air | TENACOREHOLDINGS
NO | YES |  |  |  | 133-08141 | 133-08141 | Bird Products Corp | LOW FLOW MICROBLENDER |  | BDF03999 | Katy-NICU | MHHS-Katy |  |  |  | 133-08141 | 133-08141 | Katy | MHHS-Katy | Katy-NICU | 310B | 4/1/19 | 4/1/21 |  |  | OXYGEN-AIR PROPORTIONERS | Blender, Oxygen/Air | BLENDEROXYGENAIR-TENACOREHOLDINGS-30L Low Flow |  |  |  |  | BLENDEROXYGENAIR-TENACOREHOLDINGS-30L Low Flow | Bird |  |  |  |  | 11/24/18 |  | BOA-A | Covered PM Repair - Biomedical | MHHS-Katy | [8 empty] | BLENDEROXYGENAIR | Blender, Oxygen/Air | TENACOREHOLDINGS
NO | YES |  |  |  | 133-09617 | 133-09617 | Bird Products Corp | LOW FLOW MICROBLENDER |  | BFF03211 | Katy-NICU | MHHS-Katy |  |  |  | 133-09617 | 133-09617 | Katy | MHHS-Katy | Katy-NICU | L | 5/1/19 | 5/1/20 |  |  | OXYGEN-AIR PROPORTIONERS | Blender, Oxygen/Air | BLENDEROXYGENAIR-TENACOREHOLDINGS-30L Low Flow |  |  |  |  | BLENDEROXYGENAIR-TENACOREHOLDINGS-30L Low Flow | Bird |  |  |  |  | 11/24/18 |  | BOA-A | Covered PM Repair - Biomedical | MHHS-Katy | [8 empty] | BLENDEROXYGENAIR | Blender, Oxygen/Air | TENACOREHOLDINGS
NO | YES |  |  |  | 133-10044 | 133-10044 | Bird Products Corp | LOW FLOW MICROBLENDER |  | BFF03212 | KATY - NICU | MHHS-Katy |  |  |  | 133-10044 | 133-10044 | Katy |  | KATY - NICU | [5 empty] | OXYGEN-AIR PROPORTIONERS |  | BLENDEROXYGENAIR-TENACOREHOLDINGS-30L Low Flow |  |  |  |  | BLENDEROXYGENAIR-TENACOREHOLDINGS-30L Low Flow | Bird | [7 empty] | Covered PM Repair - Biomedical | MHHS-Katy
NO | YES |  |  |  | 133-10048 | 133-10048 | Bird Products Corp | LOW FLOW MICROBLENDER |  | BFF03213 | E3 NICU 110 | MHHS-Katy |  |  |  | 133-10048 | 133-10048 | West | Memorial Hermann - Katy Location | E3 NICU 110 | E3110A |  |  |  | Baby in Room | OXYGEN-AIR PROPORTIONERS |  | BLENDEROXYGENAIR-TENACOREHOLDINGS-30L Low Flow |  |  |  |  | BLENDEROXYGENAIR-TENACOREHOLDINGS-30L Low Flow | Bird | [7 empty] | Covered PM Repair - Biomedical | MHHS-Katy
NO | YES |  |  |  | 133-03652 | 133-03652 | Bird Products Corp | LOW FLOW MICROBLENDER |  | CAQ04860 | Katy-Nursery | MHHS-Katy |  |  |  | 133-03652 | 133-03652 | Katy | MHHS-Katy | Katy-Nursery | 310A | 5/1/19 | 5/1/20 |  |  | OXYGEN-AIR PROPORTIONERS | Blender, Oxygen/Air | BLENDEROXYGENAIR-TENACOREHOLDINGS-30L Low Flow |  |  |  |  | BLENDEROXYGENAIR-TENACOREHOLDINGS-30L Low Flow | Bird |  |  |  |  | 1/3/17 |  | BOA-A | Covered PM Repair - Biomedical | MHHS-Katy | [8 empty] | BLENDEROXYGENAIR | Blender, Oxygen/Air | TENACOREHOLDINGS
NO | YES |  |  |  | 133-03654 | 133-03654 | Bird Products Corp | LOW FLOW MICROBLENDER |  | CAQ04863 | Katy-NICU | MHHS-Katy |  |  |  | 133-03654 | 133-03654 | Katy | MHHS-Katy | Katy-NICU | NICU 305A | 5/1/19 | 5/1/20 |  |  | OXYGEN-AIR PROPORTIONERS | Blender, Oxygen/Air | BLENDEROXYGENAIR-TENACOREHOLDINGS-30L Low Flow |  |  |  |  | BLENDEROXYGENAIR-TENACOREHOLDINGS-30L Low Flow | Bird |  |  |  |  | 1/3/17 |  | BOA-A | Covered PM Repair - Biomedical | MHHS-Katy | [8 empty] | BLENDEROXYGENAIR | Blender, Oxygen/Air | TENACOREHOLDINGS
NO | YES |  |  |  | 133-03655 | 133-03655 | Bird Products Corp | LOW FLOW MICROBLENDER |  | CAQ04865 | Katy-Nursery | MHHS-Katy |  |  |  | 133-03655 | 133-03655 | Katy | MHHS-Katy | Katy-Nursery | NICU Hallway | 5/1/19 | 5/1/20 |  |  | OXYGEN-AIR PROPORTIONERS | Blender, Oxygen/Air | BLENDEROXYGENAIR-TENACOREHOLDINGS-30L Low Flow |  |  |  |  | BLENDEROXYGENAIR-TENACOREHOLDINGS-30L Low Flow | Bird |  |  |  |  | 1/3/17 |  | BOA-A | Covered PM Repair - Biomedical | MHHS-Katy | [8 empty] | BLENDEROXYGENAIR | Blender, Oxygen/Air | TENACOREHOLDINGS
NO | YES |  |  |  | 133-03800 | 133-03800 | Bird Products Corp | LOW FLOW MICROBLENDER |  | CAQ04958 | Katy-Postpartum-2W | MHHS-Katy |  |  |  | 133-03800 | 133-03800 | Katy | MHHS-Katy | Katy-Postpartum-2W |  | 5/1/19 | 5/1/20 |  |  | OXYGEN-AIR PROPORTIONERS | Blender, Oxygen/Air | BLENDEROXYGENAIR-TENACOREHOLDINGS-30L Low Flow |  |  |  |  | BLENDEROXYGENAIR-TENACOREHOLDINGS-30L Low Flow | Bird |  |  |  |  | 2/15/17 |  | BOA-A | Covered PM Repair - Biomedical | MHHS-Katy | [8 empty] | BLENDEROXYGENAIR | Blender, Oxygen/Air | TENACOREHOLDINGS
NO | YES |  |  |  | 133-03801 | 133-03801 | Bird Products Corp | LOW FLOW MICROBLENDER |  | CAQ04945 | Katy-Nursery | MHHS-Katy |  |  |  | 133-03801 | 133-03801 | Katy | MHHS-Katy | Katy-Nursery | L | 4/1/19 | 4/1/20 |  |  | OXYGEN-AIR PROPORTIONERS | Blender, Oxygen/Air | BLENDEROXYGENAIR-TENACOREHOLDINGS-30L Low Flow |  |  |  |  | BLENDEROXYGENAIR-TENACOREHOLDINGS-30L Low Flow | Bird |  |  |  |  | 2/15/17 |  | BOA-A | Covered PM Repair - Biomedical | MHHS-Katy | [8 empty] | BLENDEROXYGENAIR | Blender, Oxygen/Air | TENACOREHOLDINGS
NO | YES |  |  |  | 129-00885 | 129-00885 | Bird Products Corp | LOW FLOW MICROBLENDER |  | ABF03809 | Sugar Land-Nursery | MHHS-Sugarland |  |  |  | 129-00885 | 129-00885 | Sugar Land | MHHS-Sugarland | Sugar Land-Nursery | NICU | 8/1/19 |  | 8/1/20 |  | OXYGEN-AIR PROPORTIONERS | Blender, Oxygen/Air | BLENDEROXYGENAIR-TENACOREHOLDINGS-30L Low Flow |  |  |  |  | BLENDEROXYGENAIR-TENACOREHOLDINGS-30L Low Flow | Bird |  |  |  |  | 2/15/17 |  | BOA-A | Covered PM Repair - Biomedical | MHHS-Sugarland | [8 empty] | BLENDEROXYGENAIR | Blender, Oxygen/Air | TENACOREHOLDINGS
NO | YES |  |  |  | 129-04509 | 129-04509 | Bird Products Corp | LOW FLOW MICROBLENDER |  | ACF05510 | Sugar Land-Labor & Delivery | MHHS-Sugarland |  |  |  | 129-04509 | 129-04509 | Sugar Land | MHHS-Sugarland | Sugar Land-Labor & Delivery | NICU - Rollover Nursery - W3 125.2 | 3/1/19 |  |  |  | OXYGEN-AIR PROPORTIONERS | Blender, Oxygen/Air | BLENDEROXYGENAIR-TENACOREHOLDINGS-30L Low Flow |  |  |  |  | BLENDEROXYGENAIR-TENACOREHOLDINGS-30L Low Flow | Bird |  |  |  |  | 2/15/17 |  | BOA-A | Covered PM Repair - Biomedical | MHHS-Sugarland | [8 empty] | BLENDEROXYGENAIR | Blender, Oxygen/Air | TENACOREHOLDINGS
NO | YES |  |  |  | 129-04510 | 129-04510 | Bird Products Corp | LOW FLOW MICROBLENDER |  | ACF05499 | Sugar Land-Labor & Delivery | MHHS-Sugarland |  |  |  | 129-04510 | 129-04510 | Sugar Land | MHHS-Sugarland | Sugar Land-Labor & Delivery | NICU | 7/1/19 |  | 7/1/20 |  | OXYGEN-AIR PROPORTIONERS | Blender, Oxygen/Air | BLENDEROXYGENAIR-TENACOREHOLDINGS-30L Low Flow |  |  |  |  | BLENDEROXYGENAIR-TENACOREHOLDINGS-30L Low Flow | Bird |  |  |  |  | 3/1/17 |  | BOA-A | Covered PM Repair - Biomedical | MHHS-Sugarland | [8 empty] | BLENDEROXYGENAIR | Blender, Oxygen/Air | TENACOREHOLDINGS
NO | YES |  |  |  | 129-04511 | 129-04511 | Bird Products Corp | LOW FLOW MICROBLENDER |  | ACF05512 | Sugar Land-Nursery | MHHS-Sugarland |  |  |  | 129-04511 | 129-04511 | Sugar Land | MHHS-Sugarland | Sugar Land-Nursery | NICU Equipment Room |  | 7/1/21 |  |  | OXYGEN-AIR PROPORTIONERS | Blender, Oxygen/Air | BLENDEROXYGENAIR-TENACOREHOLDINGS-30L Low Flow |  |  |  |  | BLENDEROXYGENAIR-TENACOREHOLDINGS-30L Low Flow | Bird |  |  |  |  | 2/15/17 |  | BOA-A | Covered PM Repair - Biomedical | MHHS-Sugarland | [8 empty] | BLENDEROXYGENAIR | Blender, Oxygen/Air | TENACOREHOLDINGS
NO | YES |  |  |  | 077-03105 | 077-03105 | Bird Products Corp | LOW FLOW MICROBLENDER |  | KCF04528 | TMC-Children's-NICU (7Hp) | MHHS-TMC |  |  |  | 077-03105 | 077-03105 | TMC | MHHS-TMC | TMC-Children's-NICU (7Hp) |  | 6/20/17 |  |  |  | OXYGEN-AIR PROPORTIONERS | Blender, Oxygen/Air | BLENDEROXYGENAIR-TENACOREHOLDINGS-30L Low Flow |  |  |  |  | BLENDEROXYGENAIR-TENACOREHOLDINGS-30L Low Flow | Bird |  |  |  |  | 2/22/17 | Finished from Script 3/27/2020 12:11:52pm (Central) | BOA-A | Covered PM Repair - Biomedical | MHHS-TMC | [8 empty] | BLENDEROXYGENAIR | Blender, Oxygen/Air | TENACOREHOLDINGS
NO | NO |  |  |  | 133-03653 |  | Bird Products Corp | LOW FLOW MICROBLENDER |  | CAQ04861 | KATY - POSTPARTUM - 2W | MHHS-Katy |  |  |  | 133-03653 |  | Katy |  | KATY - POSTPARTUM - 2W | [5 empty] | OXYGEN-AIR PROPORTIONERS |  | BLENDEROXYGENAIR-TENACOREHOLDINGS-30L Low Flow |  |  |  |  | BLENDEROXYGENAIR-TENACOREHOLDINGS-30L Low Flow | Bird | [7 empty] | Covered PM Repair - Biomedical | MHHS-Katy
NO | NO |  |  |  | 077-05257 |  | Bird Products Corp | LOW FLOW MICROBLENDER |  | AJF01605 | TMC - CHILDRENS - NICU (7HP) | MHHS-TMC |  |  |  | 077-05257 |  | TMC |  | TMC - CHILDRENS - NICU (7HP) | [5 empty] | OXYGEN-AIR PROPORTIONERS |  | BLENDEROXYGENAIR-TENACOREHOLDINGS-30L Low Flow |  |  |  |  | BLENDEROXYGENAIR-TENACOREHOLDINGS-30L Low Flow | Bird | [7 empty] | Covered PM Repair - Biomedical | MHHS-TMC
NO | NO |  |  |  | 077-08271 |  | Bird Products Corp | LOW FLOW MICROBLENDER |  | ABF01709 | TMC - CHILDRENS - NICU (7HP) | MHHS-TMC |  |  |  | 077-08271 |  | TMC |  | TMC - CHILDRENS - NICU (7HP) | [5 empty] | OXYGEN-AIR PROPORTIONERS |  | BLENDEROXYGENAIR-TENACOREHOLDINGS-30L Low Flow |  |  |  |  | BLENDEROXYGENAIR-TENACOREHOLDINGS-30L Low Flow | Bird | [7 empty] | Covered PM Repair - Biomedical | MHHS-TMC
NO | NO | [5 empty] | Bird Products Corp | LOW FLOW MICROBLENDER |  | KDF05451 | TMC - CHILDRENS - NICU (7HP) | MHHS-TMC | [5 empty] | TMC |  | TMC - CHILDRENS - NICU (7HP) | [5 empty] | OXYGEN-AIR PROPORTIONERS |  | BLENDEROXYGENAIR-TENACOREHOLDINGS-30L Low Flow |  |  |  |  | BLENDEROXYGENAIR-TENACOREHOLDINGS-30L Low Flow | Bird | [7 empty] | Covered PM Repair - Biomedical | MHHS-TMC
NO | NO |  |  |  | 077-04566 |  | Bird Products Corp | LOW FLOW MICROBLENDER |  | KDF02005 | TMC - RESPIRATORY - PEDI | MHHS-TMC |  |  |  | 077-04566 |  | TMC |  | TMC - RESPIRATORY - PEDI | [5 empty] | OXYGEN-AIR PROPORTIONERS |  | BLENDEROXYGENAIR-TENACOREHOLDINGS-30L Low Flow |  |  |  |  | BLENDEROXYGENAIR-TENACOREHOLDINGS-30L Low Flow | Bird | [7 empty] | Covered PM Repair - Biomedical | MHHS-TMC
NO | NO |  |  |  | 077-04568 |  | Bird Products Corp | LOW FLOW MICROBLENDER |  | KDF05452 | TMC - RESPIRATORY - PEDI | MHHS-TMC |  |  |  | 077-04568 |  | TMC |  | TMC - RESPIRATORY - PEDI | [5 empty] | OXYGEN-AIR PROPORTIONERS |  | BLENDEROXYGENAIR-TENACOREHOLDINGS-30L Low Flow |  |  |  |  | BLENDEROXYGENAIR-TENACOREHOLDINGS-30L Low Flow | Bird | [7 empty] | Not Covered Vendor Only - Biomedical | MHHS-TMC
NO | NO |  |  |  | 077-06672 |  | Bird Products Corp | LOW FLOW MICROBLENDER |  | KDF05448 | TMC - RESPIRATORY - PEDI | MHHS-TMC |  |  |  | 077-06672 |  | TMC |  | TMC - RESPIRATORY - PEDI | [5 empty] | OXYGEN-AIR PROPORTIONERS |  | BLENDEROXYGENAIR-TENACOREHOLDINGS-30L Low Flow |  |  |  |  | BLENDEROXYGENAIR-TENACOREHOLDINGS-30L Low Flow | Bird | [7 empty] | Covered PM Repair - Biomedical | MHHS-TMC
NO | NO |  |  |  | 077-07809 |  | Bird Products Corp | LOW FLOW MICROBLENDER |  | KCF04535 | TMC - RESPIRATORY - PEDI | MHHS-TMC |  |  |  | 077-07809 |  | TMC |  | TMC - RESPIRATORY - PEDI | [5 empty] | OXYGEN-AIR PROPORTIONERS |  | BLENDEROXYGENAIR-TENACOREHOLDINGS-30L Low Flow |  |  |  |  | BLENDEROXYGENAIR-TENACOREHOLDINGS-30L Low Flow | Bird | [7 empty] | Covered PM Repair - Biomedical | MHHS-TMC
NO | NO |  |  |  | 077-08079 |  | Bird Products Corp | LOW FLOW MICROBLENDER |  | KCF04533 | TMC - RESPIRATORY - PEDI | MHHS-TMC |  |  |  | 077-08079 |  | TMC |  | TMC - RESPIRATORY - PEDI | [5 empty] | OXYGEN-AIR PROPORTIONERS |  | BLENDEROXYGENAIR-TENACOREHOLDINGS-30L Low Flow |  |  |  |  | BLENDEROXYGENAIR-TENACOREHOLDINGS-30L Low Flow | Bird | [7 empty] | Covered PM Repair - Biomedical | MHHS-TMC
NO | YES | [5 empty] | Bird Products Corp | MICROBLENDER |  | KKF05674 | NE-Nursery | MHHS-Northeast | [5 empty] | Katy | MHHS-Northeast | NE-Nursery | Nursery | 6/1/19 | 6/1/20 |  |  | OXYGEN-AIR PROPORTIONERS |  | .needs class | [5 empty] | Bird |  |  |  |  | 3/6/14 |  |  | Covered PM Repair - Biomedical | MHHS-Northeast
NO | YES |  |  |  |  | 142-01635 | Bird Products Corp | MICROBLENDER |  | NSN | NE-Nursery | MHHS-Northeast |  |  |  |  | 142-01635 | Katy | MHHS-Northeast | NE-Nursery | Nursery | 6/1/19 | 6/1/20 |  |  | OXYGEN-AIR PROPORTIONERS |  | .needs class | [5 empty] | Bird |  |  |  |  | 3/6/14 |  |  | Covered PM Repair - Biomedical | MHHS-Northeast
NO | YES |  |  |  | 142-06762 | 142-06762 | Bird Products Corp | MICROBLENDER |  | ACF03346 | NE-Biomedical Services | MHHS-Northeast |  |  |  | 142-06762 | 142-06762 | Katy | MHHS-Northeast | NE-Biomedical Services | Biomed | 8/1/18 | 8/1/19 |  |  | OXYGEN-AIR PROPORTIONERS |  | .needs class | [5 empty] | Bird |  |  |  |  | 1/3/21 |  |  | Clinical Miscellaneous | MHHS-Northeast
NO | YES |  |  |  | 077-03098 | 077-03098 | Bird Products Corp | MICROBLENDER |  | KCF01626 | TMC-Children's-Pedi Transport (7Hp) | MHHS-TMC |  |  |  | 077-03098 | 077-03098 | TMC | MHHS-TMC | TMC-Children's-Pedi Transport (7Hp) |  | 8/7/19 |  |  |  | OXYGEN-AIR PROPORTIONERS |  | .needs class | [5 empty] | Bird | [5 empty] | Verified 3/30/2020 4:07pm (Central) |  | Covered PM Repair - Biomedical | MHHS-TMC
NO | YES |  |  |  |  | 142-06082 | Bird Products Corp | MICROBLENDER |  | Tnhlf00884 | NE-Nursery | [5 empty] | 142-06082 | Katy | MHHS-Northeast | NE-Nursery | Nursery | 6/1/19 | 6/1/20
NO | NO | [5 empty] | Bird Products Corp | MICROBLENDER |  | KFF18100 | NE - NICU | MHHS-Northeast | [5 empty] | Katy |  | NE - NICU | [5 empty] | OXYGEN-AIR PROPORTIONERS |  | .needs class | [5 empty] | Bird | [7 empty] | Clinical Miscellaneous | MHHS-Northeast
NO | NO | [5 empty] | Bird Products Corp | MICROBLENDER |  | AEF07002 | NE - RESPIRATORY | MHHS-Northeast | [5 empty] | Katy |  | NE - RESPIRATORY | [5 empty] | OXYGEN-AIR PROPORTIONERS |  | .needs class | [5 empty] | Bird | [7 empty] | Clinical Miscellaneous | MHHS-Northeast
NO | NO | [5 empty] | Bird Products Corp | MICROBLENDER |  | KKF05675 | NE - RESPIRATORY | MHHS-Northeast | [5 empty] | Katy |  | NE - RESPIRATORY | [5 empty] | OXYGEN-AIR PROPORTIONERS |  | .needs class | [5 empty] | Bird | [7 empty] | Covered PM Repair - Biomedical | MHHS-Northeast
NO | NO |  |  |  | 077-06404 |  | Bird Products Corp | MICROBLENDER |  | ACF04254 | TMC - RESPIRATORY - PEDI | MHHS-TMC |  |  |  | 077-06404 |  | TMC |  | TMC - RESPIRATORY - PEDI | [5 empty] | OXYGEN-AIR PROPORTIONERS |  | .needs class | [5 empty] | Bird | [7 empty] | Covered PM Repair - Biomedical | MHHS-TMC
NO | YES |  |  |  | 041-17019 | 041-17019 | Bird Products Corp | SENTRY |  | BBF11187 | Memorial City-Labor & Delivery | MHHS-Mem City |  | Thermometer, Electronic |  | 041-17019 | 041-17019 | West | MHHS-Mem City | Memorial City-Labor & Delivery | OR 4 | 7/1/19 |  | 7/1/20 |  | OXYGEN-AIR PROPORTIONERS |  | THERMOMETERELECT-FISHER-Sentry | THERMOMETERELECT | Sentry |  |  |  | FISHER | Thermometer, Electronic |  |  | THERMOMETERELECT-FISHER-Sentry |  |  |  | Covered PM Repair - Biomedical | MHHS-Mem City
NO | YES |  |  |  | 041-32913 | 041-32913 | Bird Products Corp | SENTRY |  | BCF02400 | Memorial City - Neonatal | MHHS-Mem City |  | Thermometer, Electronic |  | 041-32913 | 041-32913 | West | Memorial Hermann - Memorial City | Memorial City - Neonatal | MH4 116 Room 4M20 |  |  |  |  | OXYGEN-AIR PROPORTIONERS |  | THERMOMETERELECT-FISHER-Sentry | THERMOMETERELECT | Sentry |  |  |  | FISHER | Thermometer, Electronic |  |  | THERMOMETERELECT-FISHER-Sentry |  |  |  | Covered PM Repair - Biomedical | MHHS-Mem City
YES | YES |  |  |  | 099-09922 | 099-09922 | Bird Products Corporation |  |  |  | TMC - OR - HERMANN (2HP) |  |  |  |  | 099-09922 | 099-09922 | TMC | Memorial Hermann-Texas Medical Center | TMC - OR - HERMANN (2HP) | OR (2HP) | 6/1/17 |  | 6/1/18
NO | YES |  |  |  | 099-02449 | 099-02449 | Bird Products Corporation | 03800A |  |  | Katy-Central Supply |  |  |  |  | 099-02449 | 099-02449 | Katy | MHHS-Katy | Katy-Central Supply | Pediatrics |  |  |  | No pm
YES | YES |  |  |  | 099-00218 | 099-00218 | Bird Products Corporation | 03920A |  | BAF02253 | KATY - BIOMEDICAL SERVICES |  |  |  |  | 099-00218 | 099-00218 | Katy | Memorial Hermann Katy Hospital | KATY - BIOMEDICAL SERVICES | Biomed Storage
YES | YES |  |  |  |  | 009-03126 | Bird Products Corporation | 03920A |  | ADF01715 | GH - RESPIRATORY | [5 empty] | 009-03126 | Central | Memorial Hermann Greater Heights Hospital | GH - RESPIRATORY | GH - Respiratory storage
NO | YES |  |  |  | 099-05652 | 099-05652 | Bird Products Corporation | 10040A |  | AJF01602 | NICU |  |  |  |  | 099-05652 | 099-05652 | TMC | Childrens Memorial Hermann Hospital | NICU | Bear B
NO | YES |  |  |  | 029-13236 | 029-13236 | Bird Products Corporation | 10041A |  | AHF02202 | Woodlands-NICU |  |  |  |  | 029-13236 | 029-13236 | Woodlands | MHHS-Woodlands | Woodlands-NICU | NICU | 1/1/20 |  | 1/1/21
NO | YES |  |  |  | 029-13246 | 029-13246 | Bird Products Corporation | 10041A |  | AHF02203 | Woodlands-NICU (New) |  |  |  |  | 029-13246 | 029-13246 | Woodlands | MHHS-Woodlands | Woodlands-NICU (New) | NICU | 6/1/19 |  | 6/1/20
YES | YES |  |  |  | 029-13419 | 029-13419 | Bird Products Corporation | 10041A |  | N/A | WOODLANDS - NICU (NEW) |  |  |  |  | 029-13419 | 029-13419 | Woodlands | Memorial Hermann The Woodlands Medical Center | WOODLANDS - NICU (NEW) | NICU
NO | YES |  |  |  | 029-13422 | 029-13422 | Bird Products Corporation | 10041A |  | AHF02188 | Woodlands-NICU (New) |  |  |  |  | 029-13422 | 029-13422 | Woodlands | MHHS-Woodlands | Woodlands-NICU (New) | NICU | 12/1/19 |  | 12/1/20
NO | YES |  |  |  | 142-06029 | 142-06029 | Bird Products Corporation |  |  | ACF04222 | NE-Respiratory |  |  |  |  | 142-06029 | 142-06029 | Katy | MHHS-Northeast | NE-Respiratory |  | 8/1/19 | 8/1/20 |  |  |  | Blender, Oxygen/Air | BLENDEROXYGENAIR-Bird-3920 | [12 empty] | BOA-A | [10 empty] | BLENDEROXYGENAIR | Blender, Oxygen/Air | Bird
YES | YES | Serial Number Cnf |  |  | 142-01632 | 142-01632 | Bird Products Corporation | Low Flow Air/O2 Blender |  | Cnf | NE - RESPIRATORY |  |  |  |  | 142-01632 | 142-01632 | NorthEast |  | NE - RESPIRATORY |  |  |  |  | No pm
YES | YES |  |  |  |  | 099-05065 | Bird Products Corporation | SMALL BLOCK |  | Nsn | PICU | [5 empty] | 099-05065 |  | TMC | PICU | Memorial Hermann- texas medical center | 3/1/20 |  |  | No PM Sticker
YES | YES |  |  |  | 099-02662 | 099-02662 | Bird Technologies |  |  | ADF05323 | KATY - Biomed |  |  |  |  | 099-02662 | 099-02662 | Katy | Memorial Hermann Katy Hospital | KATY - Biomed | Biomed storage
YES | YES |  |  |  | 099-03830 | 099-03830 | Bird Technologies |  |  | AKF01008 | Biomed Shop |  |  |  |  | 099-03830 | 099-03830 | Katy | Memorial Hermann Katy Hospital | Biomed Shop | Biomed Shop
YES | YES |  |  |  | 099-14471 | 099-14471 | Bird Technologies | Lo flow |  | Nsn | TMC - RESPIRATORY - PEDI |  |  |  |  | 099-14471 | 099-14471 | TMC | Memorial Hermann-Texas Medical Center | TMC - RESPIRATORY - PEDI | Biomed Shop |  |  |  | No PM Sticker no serial
YES | YES |  |  |  | 099-05788 | 099-05788 | Bird Technologies | Low Flow Air | [7 empty] | 099-05788 | 099-05788
YES | YES |  |  |  | 099-05787 | 099-05787 | Bird Technologies | Low Flow Air | [7 empty] | 099-05787 | 099-05787 |  | Mermorial Hermann-Texas Medical Center |  | H7/50.2
YES | YES |  |  |  | 041-33270 | 041-33270 | Biro |  |  |  | TMC - LABORATORY - ANATOMIC PATHOLOGY (2R) |  |  |  |  | 041-33270 | 041-33270 | TMC | Memorial Hermann-Texas Medical Center | TMC - LABORATORY - ANATOMIC PATHOLOGY (2R) | S3 200.2 |  |  |  | Table bone saw
YES | YES |  |  |  | 013-35568 | 013-35568 | Birtcher Corporation |  |  | nsn | Conevient Care |  |  |  |  | 013-35568 | 013-35568 | South | Memorial Hermann Medical Group Needville | Conevient Care | Procedure | 10/1/19 | 10/1/20 |  |  |  |  | ELECTROSURGICALUNIT-Conmed-733
YES | YES |  |  |  | EE123D10606 | 005-10150 | Birtcher Corporation | 733 FS |  | Ee123D10606 | Sports medicine east |  |  |  |  | EE123D10606 | 005-10150 | Pearland | Memorial Hermann Sports Medicine | Sports medicine east | Exam 7 | 4/1/17 | 10/1/17
NO | NO | [5 empty] | BIRTCHER MEDICAL SYSTEMS INC |  |  | EE82C4187 | MH MG - (STX) - SOUTH TEXAS - NEEDVILLE | MHHS-MG |  | Laser, Surgical |  |  |  | South |  | MH MG - (STX) - SOUTH TEXAS - NEEDVILLE | [5 empty] | ELECTROSURGICAL UNITS |  | LASERSURGICAL-Sharplan Lasers-733 | LASERSURGICAL |  |  |  |  | Sharplan Lasers | Laser, Surgical |  |  | LASERSURGICAL-Sharplan Lasers-733 |  |  |  | Covered PM Repair - Biomedical | MHHS-MG
YES | YES |  |  |  | 099-01329 | 099-01329 | Bixolon | STP103IIIG |  | USA3QKA15080135 | Sterile Processing |  |  |  |  | 099-01329 | 099-01329 |  |  | Sterile Processing | Strerile Processing |  |  |  | No pm |  | Printer | PRINTER-Bixolon-STP103IIIG | [22 empty] | Printer | PRINTER | Printer | Bixolon
YES | YES | Serial Number Cnf |  |  | 041-33392 | 041-33392 | BK Medical Systems Inc | E14CL4b |  | Cnf | Cancer Center |  |  |  |  | 041-33392 | 041-33392 | West | Memorial Hermann Cancer Center - Memorial City (#100) | Cancer Center | Soiled Utility
YES | YES |  |  |  | 099-06527 | 099-06527 | BK Precision | 1211E |  |  | SE - NURSE CALL |  |  |  |  | 099-06527 | 099-06527 | Southeast | Memorial Hermann South East | SE - NURSE CALL | Biomed | 7/1/12 |  | 7/1/13
YES | YES |  |  |  | 099-07904 | 099-07904 | BK Precision | 1627a |  | D303004042 | TMC - Biomedical |  |  |  |  | 099-07904 | 099-07904 | TMC | Memorial Hermann-Texas Medical Center | TMC - Biomedical | Biomed shop |  |  |  | No pm
YES | YES |  |  |  | 041-11026 | 041-11026 | BK Precision | PM 3300 |  |  | MEMORIAL CITY - DIGESTIVE DISEASE CENTER |  |  |  |  | 041-11026 | 041-11026 | West | Memorial Hermann Memorial City Medical Center | MEMORIAL CITY - DIGESTIVE DISEASE CENTER | MEMORIAL CITY - DIGESTIVE
NO | YES |  |  |  | 013-06289 | 013-06289 | BK Ultrasound |  |  | 1999-1815775 | SW-OR | MHHS-Southwest |  | Ventilator, Anesthesia |  | 013-06289 | 013-06289 | Southwest | MHHS-Southwest | SW-OR | OR hallway | 12/1/18 |  |  | In the process of being traded in | ULTRASONIC UNITS, DIAGNOSTIC | Ventilator, Anesthesia | VENTILATORANESTHESIA-Hallowell EMC-2001 | VENTILATORANESTHESIA |  |  |  |  | Hallowell EMC | Ventilator, Anesthesia |  |  | VENTILATORANESTHESIA-Hallowell EMC-2001 | 5/21/19 |  | VENTA-SA | Covered PM Repair - Biomedical | MHHS-Southwest | [8 empty] | VENTILATORANESTHESIA | Ventilator, Anesthesia | Hallowell EMC
NO | YES |  |  |  | 041-20533 | 041-20533 | BK Ultrasound | BK3000-01 |  |  | MH MG - (MC) - MC CARDIOLOGY (MP4) STE400 | MHHS-Mem City |  |  |  | 041-20533 | 041-20533 | West & Memorial City | MHHS-MG | MH MG - (MC) - MC CARDIOLOGY (MP4) STE400 | Cancer Center ER5 | 6/1/19 |  | 1/1/20 |  | ULTRASONIC UNITS, DIAGNOSTIC |  | .needs class | [5 empty] | BK Ultrasound |  |  |  |  | 11/1/20 |  |  | Not Covered Vendor Only - Biomedical | MHHS-Mem City
NO | NO |  |  |  | R-069-ORUSBK |  | BK Ultrasound | BK3000-01 |  |  | TMC - OR - HERMANN (2HP) | MHHS-TMC |  |  |  | R-069-ORUSBK |  | TMC |  | TMC - OR - HERMANN (2HP) | [5 empty] | ULTRASONIC UNITS, DIAGNOSTIC |  | .needs class | [5 empty] | BK Ultrasound | [7 empty] | Not Covered Vendor Only - Biomedical | MHHS-TMC
YES | YES |  |  |  | 069-18155 | 069-18155 | BK Ultrasound | Bk3000-1 |  | 500-8136 | TMC - SAROFIM 3 - OR |  |  |  |  | 069-18155 | 069-18155 | TMC | Memorial Hermann-Texas Medical Center | TMC - SAROFIM 3 - OR | OR3
NO | YES |  |  |  | 013-38846 | 013-38846 | BK Ultrasound | BK5000 |  |  | SW-OR | MHHS-Southwest |  | Ultrasound, Diagnostic |  | 013-38846 | 013-38846 | Southwest | MHHS-Southwest | SW-OR | OR | 7/1/19 |  | 7/1/20 |  | ULTRASONIC UNITS, DIAGNOSTIC | Ultrasound, Diagnostic | ULTRASOUNDDIAGNOSTIC-BK Med Sys-bk5000 | ULTRASOUNDDIAGNOSTIC | bk5000 |  |  |  | BK Med Sys | Ultrasound, Diagnostic |  |  | ULTRASOUNDDIAGNOSTIC-BK Med Sys-bk5000 | 11/1/20 |  | UD-A | Not Covered Vendor Only - Biomedical | MHHS-Southwest | [8 empty] | ULTRASOUNDDIAGNOSTIC | Ultrasound, Diagnostic | BK Med Sys
NO | NO |  |  |  | R-069-ORUSBK2 |  | BK Ultrasound | FLEX FOCUS 1202 |  |  | TMC - OR - HERMANN (2HP) | MHHS-TMC |  | Ultrasound, Diagnostic |  | R-069-ORUSBK2 |  | TMC |  | TMC - OR - HERMANN (2HP) | [5 empty] | ULTRASONIC UNITS, DIAGNOSTIC |  | ULTRASOUNDDIAGNOSTIC-BK Med Sys-Flex Focus 1202 | ULTRASOUNDDIAGNOSTIC | Flex Focus 1202 |  |  |  | BK Med Sys | Ultrasound, Diagnostic |  |  | ULTRASOUNDDIAGNOSTIC-BK Med Sys-Flex Focus 1202 |  |  |  | Covered PM Repair - Biomedical | MHHS-TMC
NO | NO | [5 empty] | Black & Decker | BCFA27 |  | BS0870E7X00BKC4E5158 | MH MG - (NE) - SUMMER CREEK CCC | MHHS-MG | [5 empty] | Katy |  | MH MG - (NE) - SUMMER CREEK CCC | [5 empty] | REFRIGERATORS, LABORATORY |  | .needs class |  |  |  |  | .needs class | BlackDecker | [7 empty] | Not Covered Vendor Only - Biomedical | MHHS-MG
YES | YES |  |  |  | 099-02491 | 099-02491 | Black and Decker | BCF27 |  | BS00Y1E0100BKA9V7778 | PARC - GESSNER INPATIENT REHAB |  |  |  |  | 099-02491 | 099-02491 | Katy | Memorial Hermann Katy Hospital | PARC - GESSNER INPATIENT REHAB | Storage Closet
NO | NO | [5 empty] | Blickman Health Industries Inc | 7921-SSD |  | 92125-10 | SW - RADIOLOGY | MHHS-Southwest |  | Warming Cabinet |  |  |  | Southwest |  | SW - RADIOLOGY | [5 empty] | WARMING UNITS, MULTIPURPOSE |  | WARMINGCABINET-Blickman Inc-7921SSD | WARMINGCABINET | 7921SSD |  |  |  | Blickman Inc | Warming Cabinet |  |  | WARMINGCABINET-Blickman Inc-7921SSD |  |  |  | Covered PM Repair - Lab Analyzers/Anesth | MHHS-Southwest
NO | YES |  |  |  | 029-03926 | 029-03926 | Blickman Health Industries Inc | 7921MS |  | 091905-02 | OPID-(TMC)-Breast Care Center [Mhmp-Ste1600]-453 | MHHS-OPID |  | Warming Cabinet |  | 029-03926 | 029-03926 | Woodlands | MHHS-Others | OPID-(TMC)-Breast Care Center [Mhmp-Ste1600]-453 | Hallway | 7/1/19 |  | 7/1/20 |  | WARMING UNITS, MULTIPURPOSE | Warming Cabinet | WARMINGCABINET-Blickman Inc-7921MS | WARMINGCABINET | 7921MS |  |  |  | Blickman Inc | Warming Cabinet |  | WARMINGCABINET-Blickman Inc-7921MS |  |  |  |  | Covered PM Repair - Lab Analyzers/Anesth | MHHS-OPID | [8 empty] | WARMINGCABINET | Warming Cabinet | Blickman Inc
NO | YES | [5 empty] | Blickman Health Industries Inc | 7922-MS |  | 091605-02 | Woodlands-PCU5 | MHHS-Woodlands | [5 empty] | Woodlands | MHHS-Woodlands | Woodlands-PCU5 | Clean Storage | 11/1/19 |  | 5/1/20 |  | WARMING UNITS, MULTIPURPOSE | Warming Cabinet | WARMINGCABINET-Blickman Inc-7922 |  |  |  |  | WARMINGCABINET-Blickman Inc-7922 | Blickman Inc | [7 empty] | Covered PM Repair - Lab Analyzers/Anesth | MHHS-Woodlands | [8 empty] | WARMINGCABINET | Warming Cabinet | Blickman Inc
NO | YES |  |  |  |  | 041-33975 | Blickman Health Industries Inc | 7922-SS |  | 75951-88 | MEMORIAL CITY - CATH LAB | MHHS-Mem City |  | Warming Cabinet |  |  | 041-33975 | West | Memorial herman heart and vascular - memorial city | MEMORIAL CITY - CATH LAB | Cath lab 4 |  |  |  |  | WARMING UNITS, MULTIPURPOSE |  | WARMINGCABINET-Blickman Inc-7922SS | WARMINGCABINET | 7922SS |  |  |  | Blickman Inc | Warming Cabinet |  |  | WARMINGCABINET-Blickman Inc-7922SS |  |  |  | Covered PM Repair - Lab Analyzers/Anesth | MHHS-Mem City
NO | NO | [5 empty] | Blickman Health Industries Inc | 7922-SS |  | 76340-42 | SW - RADIOLOGY | MHHS-Southwest |  | Warming Cabinet |  |  |  | Southwest |  | SW - RADIOLOGY | [5 empty] | WARMING UNITS, MULTIPURPOSE |  | WARMINGCABINET-Blickman Inc-7922SS | WARMINGCABINET | 7922SS |  |  |  | Blickman Inc | Warming Cabinet |  |  | WARMINGCABINET-Blickman Inc-7922SS |  |  |  | Covered PM Repair - Lab Analyzers/Anesth | MHHS-Southwest
NO | YES |  |  |  | 013-39213 | 013-39213 | Blickman Health Industries Inc | 7922-TG |  |  | SW | MHHS-Southwest |  | Warming Cabinet |  | 013-39213 | 013-39213 | Southwest | Memorial Hermann Southwest Hospital | SW | 6th Lift/Transfer Equipment Room | 6/1/19 |  | 6/1/20 |  | WARMING UNITS, MULTIPURPOSE | Warming Cabinet | WARMINGCABINET-Blickman Inc-7922TG | WARMINGCABINET | 7922TG |  |  |  | Blickman Inc | Warming Cabinet |  |  | WARMINGCABINET-Blickman Inc-7922TG |  |  |  | Covered PM Repair - Lab Analyzers/Anesth | MHHS-Southwest | [8 empty] | WARMINGCABINET | Warming Cabinet | Blickman Inc
NO | NO | [5 empty] | Blickman Health Industries Inc | 7924-MG |  | 111604-01 | WOODLANDS - SICU | MHHS-Woodlands |  | Warming Cabinet |  |  |  | Woodlands |  | WOODLANDS - SICU | [5 empty] | WARMING UNITS, MULTIPURPOSE |  | WARMINGCABINET-Blickman Inc-7924MG | WARMINGCABINET | 7924MG |  |  |  | Blickman Inc | Warming Cabinet |  |  | WARMINGCABINET-Blickman Inc-7924MG |  |  |  | Covered PM Repair - Lab Analyzers/Anesth | MHHS-Woodlands
NO | NO |  |  |  | 029-02915 |  | Blickman Health Industries Inc | 7924-SGD |  | 27451-4 | WOODLANDS - MICU | MHHS-Woodlands |  |  |  | 029-02915 |  | Woodlands |  | WOODLANDS - MICU | [5 empty] | WARMING UNITS, MULTIPURPOSE |  | WARMINGCABINET-Blickman Inc-7924 |  |  |  |  | WARMINGCABINET-Blickman Inc-7924 | Blickman Inc | [7 empty] | Covered PM Repair - Lab Analyzers/Anesth | MHHS-Woodlands
NO | YES |  |  |  | 029-04093 | 029-04093 | Blickman Health Industries Inc | 7925-MG |  | 060705-04 | Woodlands-Cath Lab | MHHS-Woodlands |  | Warming Cabinet |  | 029-04093 | 029-04093 | Woodlands | MHHS-Woodlands | Woodlands-Cath Lab | Cath lab 1 | 9/1/19 |  | 9/1/20 |  | WARMING UNITS, MULTIPURPOSE | Warming Cabinet | WARMINGCABINET-Blickman Inc-7925MG | WARMINGCABINET | 7925MG |  |  |  | Blickman Inc | Warming Cabinet |  |  | WARMINGCABINET-Blickman Inc-7925MG |  |  |  | Covered PM Repair - Lab Analyzers/Anesth | MHHS-Woodlands | [8 empty] | WARMINGCABINET | Warming Cabinet | Blickman Inc
NO | NO |  |  |  | 029-02206 |  | Blickman Health Industries Inc | 7925-SGD |  | 29492-4 | WOODLANDS - CATH LAB | MHHS-Woodlands |  |  |  | 029-02206 |  | Woodlands |  | WOODLANDS - CATH LAB | [5 empty] | WARMING UNITS, MULTIPURPOSE |  | WARMINGCABINET-Blickman Inc-7924 |  |  |  |  | WARMINGCABINET-Blickman Inc-7924 | Blickman Inc | [7 empty] | Covered PM Repair - Lab Analyzers/Anesth | MHHS-Woodlands
NO | YES |  |  |  | 029-10226 | 029-10226 | Blickman Health Industries Inc | 7927-TG |  | M160112594 | Woodlands-Cath Lab | MHHS-Woodlands |  | Warming Cabinet |  | 029-10226 | 029-10226 | Woodlands | MHHS-Woodlands | Woodlands-Cath Lab | Room 1 | 8/1/19 |  | 8/1/20 |  | WARMING UNITS, MULTIPURPOSE | Warming Cabinet | WARMINGCABINET-Blickman Inc-7927TG | WARMINGCABINET | 7927TG |  |  |  | Blickman Inc | Warming Cabinet |  |  | WARMINGCABINET-Blickman Inc-7927TG |  |  |  | Covered PM Repair - Lab Analyzers/Anesth | MHHS-Woodlands | [8 empty] | WARMINGCABINET | Warming Cabinet | Blickman Inc
NO | YES |  |  |  | 029-12918 | 029-12918 | Blickman Health Industries Inc | 7927-TG |  |  | WOODLANDS-RADIOLOGY | MHHS-Woodlands |  | Warming Cabinet |  | 029-12918 | 029-12918 | Woodlands | MHHS-WOODLANDS | WOODLANDS-RADIOLOGY | CT |  |  |  |  | WARMING UNITS, MULTIPURPOSE |  | WARMINGCABINET-Blickman Inc-7927TG | WARMINGCABINET | 7927TG |  |  |  | Blickman Inc | Warming Cabinet |  |  | WARMINGCABINET-Blickman Inc-7927TG |  |  |  | Covered PM Repair - Biomedical | MHHS-Woodlands
NO | NO |  |  |  | 029-32001 |  | Blickman Health Industries Inc | 7927-TG |  | M181116890 | WOODLANDS - RADIOLOGY | MHHS-Woodlands |  | Warming Cabinet |  | 029-32001 |  | Woodlands |  | WOODLANDS - RADIOLOGY | [5 empty] | WARMING UNITS, MULTIPURPOSE |  | WARMINGCABINET-Blickman Inc-7927TG | WARMINGCABINET | 7927TG |  |  |  | Blickman Inc | Warming Cabinet |  |  | WARMINGCABINET-Blickman Inc-7927TG |  |  |  | Covered PM Repair - Respiratory/Steriliz | MHHS-Woodlands
NO | NO |  |  |  | 029-04633 |  | Blickman Health Industries Inc | SW30-MG |  | 121206-706 | WOODLANDS - PREOP | MHHS-Woodlands |  |  |  | 029-04633 |  | Woodlands |  | WOODLANDS - PREOP | [5 empty] | WARMING UNITS, MULTIPURPOSE |  | .needs class | [5 empty] | Blickman Inc | [7 empty] | Covered PM Repair - Biomedical | MHHS-Woodlands
NO | YES |  |  |  | 009-05153 | 009-05153 | Blickman Health Industries Inc | SW30TG |  | G150411229 | GH-Radiology | MHHS-Greater Heights |  | Warming Cabinet |  | 009-05153 | 009-05153 | Central | MHHS-Greater Heights | GH-Radiology | Womens Center Dressing Room | 10/1/19 |  | 10/1/20 |  | WARMING UNITS, MULTIPURPOSE | Warming Cabinet | WARMINGCABINET-Blickman Inc-SW30TG | WARMINGCABINET | SW30TG |  |  |  | Blickman Inc | Warming Cabinet |  | WARMINGCABINET-Blickman Inc-SW30TG |  |  |  |  | Covered PM Repair - Biomedical | MHHS-Greater Heights | [8 empty] | WARMINGCABINET | Warming Cabinet | Blickman Inc
YES | YES |  |  |  | 069-46344 | 069-46344 | Blickman Inc | 7902SSM |  | F180816393 | TMC - OR - PEDI OR (2R) |  |  |  |  | 069-46344 | 069-46344 | TMC | Memorial Hermann Texas Medical Center | TMC - OR - PEDI OR (2R) | OR 7 | 1/1/19 |  | 1/1/20
YES | YES |  |  |  | 099-09974 | 099-09974 | Blickman Inc | 7902ssm |  |  | TMC - OR - CVOR (7HVI) |  |  |  |  | 099-09974 | 099-09974 | TMC | Operating room | TMC - OR - CVOR (7HVI) | Or 11 | 3/1/20 |  | 3/1/21
YES | YES |  |  |  | 013-39160 | 013-39160 | Blickman Inc | 7924TG |  | V181016675 | SW - RADIOLOGY |  |  |  |  | 013-39160 | 013-39160 | Southwest | SW Radiology | SW - RADIOLOGY | CT 2
YES | YES |  |  |  | 041-18415 | 041-18415 | Block Scientific Inc | Octafuge Plus |  |  | MEMORIAL CITY - Lab |  |  |  |  | 041-18415 | 041-18415 | West | MEMORIAL CITY - MEMORIAL HERMANN HOSPITAL | MEMORIAL CITY - Lab | Lab |  |  |  | No PM sticker
NO | YES |  |  |  | 041-14483 | 041-14483 | Blonder Tongue Laboratories Inc. | BIDA 750-30 |  | N/A | MEMORIAL CITY | MHHS-Mem City |  |  |  | 041-14483 | 041-14483 | West | Memorial Hermann Memorial City Medical Center | MEMORIAL CITY | MEMORIAL CITY MH7:403.2 |  |  |  |  | AUDIOMETERS |  | .needs class | [13 empty] | Not Covered Vendor Only - Biomedical | MHHS-Mem City
NO | YES | Serial Number Cnf |  |  |  |  | Blonder Tongue Laboratories Inc. | BIDA 750-30 |  | CNF | Memorial City - Pediatrics | MHHS-Mem City | [5 empty] | West | Memorial City - Memorial Hermann Hospital | Memorial City - Pediatrics | MH4:403.2 AIDF |  |  |  |  | AUDIOMETERS |  | .needs class | [13 empty] | Not Covered Vendor Only - Biomedical | MHHS-Mem City
NO | NO | [5 empty] | Blonder Tongue Laboratories Inc. | BIDA 750-30 |  |  | MEMORIAL CITY - CDU | MHHS-Mem City | [5 empty] | West & Memorial City |  | MEMORIAL CITY - CDU | [5 empty] | AUDIOMETERS |  | .needs class | [13 empty] | Not Covered Vendor Only - Biomedical | MHHS-Mem City
NO | NO | [5 empty] | Blonder Tongue Laboratories Inc. | BIDA 750-30 |  |  | MEMORIAL CITY - LABOR & DELIVERY | MHHS-Mem City | [5 empty] | West & Memorial City |  | MEMORIAL CITY - LABOR & DELIVERY | [5 empty] | AUDIOMETERS |  | .needs class | [13 empty] | Not Covered Vendor Only - Biomedical | MHHS-Mem City
NO | NO | [5 empty] | Blonder Tongue Laboratories Inc. | BIDA 750-30 |  |  | MEMORIAL CITY - POSTPARTUM - NURSERY | MHHS-Mem City | [5 empty] | West & Memorial City |  | MEMORIAL CITY - POSTPARTUM - NURSERY | [5 empty] | AUDIOMETERS |  | .needs class | [13 empty] | Not Covered Vendor Only - Biomedical | MHHS-Mem City
NO | NO | [5 empty] | Blu-Ray Div | BXR MARK V |  | FU14238 | SW - RADIOLOGY | MHHS-Southwest | [5 empty] | Southwest |  | SW - RADIOLOGY | [5 empty] | X-RAY FILM DUPLICATORS |  | .needs class | [13 empty] | Not Covered Vendor Only - Biomedical | MHHS-Southwest
NO | NO | [5 empty] | Blu-Ray Div | BXR MARK V |  | 11765ML | SW - RADIOLOGY | MHHS-Southwest | [5 empty] | Southwest |  | SW - RADIOLOGY | [5 empty] | X-RAY FILM DUPLICATORS |  | .needs class | [13 empty] | Not Covered Vendor Only - Biomedical | MHHS-Southwest
YES | YES |  |  |  | 099-03648 | 099-03648 | Blue air | Blue Air |  | KGM23W-S01-0057 | KATY - PHARMACY |  |  |  |  | 099-03648 | 099-03648 | Katy | Memorial Hermann Katy Hospital | KATY - PHARMACY | Lab 2nd floor
NO | YES |  |  |  | 145-00052 | 145-00052 | BLUE BELL BIO-MEDICAL | BHC-2 MH |  | H73558-345-15 | Pearland-OR | MHHS-Pearland Hospital |  |  |  | 145-00052 | 145-00052 | Pearland | MHHS-Pearland Hospital | Pearland-OR | Sterile Core | 9/1/19 | 9/1/20 |  |  | REFRIGERATORS, PHARMACY |  | .needs class | [5 empty] | BLUEBELL |  |  |  |  | 12/1/20 |  |  | Not Covered Vendor Only - Biomedical | MHHS-Pearland Hospital
YES | YES | Serial Number Cnf |  |  | 005-01173 | 005-01173 | Body Masters Sports | 113 LEG PRESS |  | CNF | SMR - (PL) - PEARLAND EAST |  |  |  |  | 005-01173 | 005-01173 | Pearland | Sports Medicine and Rehabilitation | SMR - (PL) - PEARLAND EAST | Rehab
YES | YES |  |  |  | 151-04228 | 151-04228 | Body Masters Sports | BE 218A |  |  | SMR - (PL) - PEARLAND EAST |  |  |  |  | 151-04228 | 151-04228 | Pearland | Sports Medicine and Rehabilitation | SMR - (PL) - PEARLAND EAST | Rehab
YES | YES |  |  |  | 151-03952 | 151-03952 | Body Masters Sports | Body Master |  |  | SMR - (PL) - PEARLAND WEST (SILVERLAKE) |  |  |  |  | 151-03952 | 151-03952 | Pearland | Memorial Hermann Sports Medicine | SMR - (PL) - PEARLAND WEST (SILVERLAKE) | Sports med
YES | YES |  |  |  | 005-04630 | 005-04630 | Body Masters Sports | Cx 118A seated leg curl |  |  | SMR - (PL) - PEARLAND WEST (SILVERLAKE) |  |  |  |  | 005-04630 | 005-04630 | Pearland | Memorial Hermann Sports Medicine | SMR - (PL) - PEARLAND WEST (SILVERLAKE) | Sports med
YES | YES |  |  |  | 005-04667 | 005-04667 | Body Masters Sports | Cx 122 super leg press |  |  | SMR - (PL) - PEARLAND WEST (SILVERLAKE) |  |  |  |  | 005-04667 | 005-04667 | Pearland | Memorial Hermann Sports Medicine | SMR - (PL) - PEARLAND WEST (SILVERLAKE) | Sports med
YES | YES |  |  |  | 005-04629 | 005-04629 | Body Masters Sports | Cx110 |  |  | SMR - (PL) - PEARLAND WEST (SILVERLAKE) |  |  |  |  | 005-04629 | 005-04629 | Pearland | Memorial Hermann Sports Medicine | SMR - (PL) - PEARLAND WEST (SILVERLAKE) | Sports med
YES | YES |  |  |  | 151-04842 | 151-04842 | Body Masters Sports | Ft 1000 |  |  | SMR - (PL) - PEARLAND WEST (SILVERLAKE) |  |  |  |  | 151-04842 | 151-04842 | Pearland | Memorial Hermann Sports Medicine | SMR - (PL) - PEARLAND WEST (SILVERLAKE) | Sports med
YES | YES | Serial Number Cnf |  |  | 005-01178 | 005-01178 | Body Masters Sports | MD 212A |  | CNF | SMR - (PL) - PEARLAND EAST |  |  |  |  | 005-01178 | 005-01178 | Pearland | Sports Medicine and Rehabilitation | SMR - (PL) - PEARLAND EAST | Rehab
YES | YES |  |  |  | 929-01531 | 929-01531 | Body Masters Sports | S114A |  |  | SMR - (PL) - PEARLAND WEST (SILVERLAKE) |  |  |  |  | 929-01531 | 929-01531 | Pearland | Memorial Hermann Sports Medicine | SMR - (PL) - PEARLAND WEST (SILVERLAKE) | Sports med
NO | YES |  |  |  | 069-42430 | 069-42430 | Body Masters Sports Industries, Inc. | BRT-3880 |  | YS00831321 | TMC-Jones-Burn Unit (8J) | MHHS-TMC |  |  |  | 069-42430 | 069-42430 | TMC | MHHS-TMC | TMC-Jones-Burn Unit (8J) | Hallway | 1/1/20 |  | 1/1/21 |  | EXERCISERS |  | .needs class | [5 empty] | Body Masters Sports |  |  |  |  | 11/1/20 |  |  | Not Covered Vendor Only - Biomedical | MHHS-TMC
YES | YES | Serial Number Cnf |  |  | C6006 | 151-04335 | BodyMasters | MD 114A Multi-Hip |  | Cnf | West broadway sports rehab |  |  |  |  | C6006 | 151-04335 | Pearland | Memorial Hermann Sports Medicine | West broadway sports rehab | Gym floor | 2/1/20 |  |  | No pm, could not find serial
YES | YES |  |  |  | 077-06000 | 077-06000 | Boeheringer |  |  | Nsn | TMC - RESPIRATORY - ADULT |  |  |  |  | 077-06000 | 077-06000 |  | TMC | TMC - RESPIRATORY - ADULT | Memorial Hermann- Texas Medical Center NICU | 3/1/20 |  |  | No PM Sticker
YES | YES |  |  |  | 077-06024 | 077-06024 | Boeheringer |  |  | men | NICU Bear A |  |  |  |  | 077-06024 | 077-06024 |  | TMC | NICU Bear A | Memorial Hermann- Texas Medical Center |  |  |  | No PM Sticker
YES | YES |  |  |  | 099-05710 | 099-05710 | Boeheringer |  |  | Nsn | NICU bear A |  |  |  |  | 099-05710 | 099-05710 |  | TMC | NICU bear A | Memorial Hermann-Texas Medical Center NICU | 3/1/20 |  |  | No PM Sticker
YES | YES |  |  |  | 099-08007 | 099-08007 | Boehringer Laboratories Inc |  |  |  | Biomed |  |  |  |  | 099-08007 | 099-08007 | TMC | Memorial Hermann Texas Medical Center | Biomed | Biomed shop
YES | YES |  |  |  | 099-07339 | 099-07339 | Boehringer Laboratories Inc |  |  |  | Biomed |  |  |  |  | 099-07339 | 099-07339 | TMC | Memorial Hermann Texas Medical Center | Biomed | Biomed shop
YES | YES |  |  |  | 099-07340 | 099-07340 | Boehringer Laboratories Inc |  |  |  | Biomed |  |  |  |  | 099-07340 | 099-07340 | TMC | Memorial Hermann Texas Medical Center | Biomed | Biomed shop
YES | YES |  |  |  | 077-05991 | 077-05991 | Boehringer Laboratories Inc |  |  |  | TMC - OR - ROBERTSON (2R) |  |  |  |  | 077-05991 | 077-05991 | TMC | Memorial Hermann-Texas Medical Center | TMC - OR - ROBERTSON (2R) | TMC - OR - ROBERTSON (2R)
YES | YES |  |  |  | 077-05620 | 077-05620 | Boehringer Laboratories Inc |  |  | Nsn | H8101 |  |  |  |  | 077-05620 | 077-05620 |  | TMC | H8101 | Memorial Hermann- texas medical center | 3/1/20 |  |  | No PM Sticker
YES | YES |  |  |  | 077-06273 | 077-06273 | Boehringer Laboratories Inc |  |  | Nsn | H8107 |  |  |  |  | 077-06273 | 077-06273 |  | TMC | H8107 | Memorial Hermann- texas medical center | 3/1/20 |  |  | No PM Sticker
YES | YES |  |  |  | 077-05628 | 077-05628 | Boehringer Laboratories Inc |  |  | Nsn | H8107 |  |  |  |  | 077-05628 | 077-05628 |  | TMC | H8107 | Memorial Hermann- texas medical center | 3/1/20 |  |  | No PM Sticker
YES | YES |  |  |  | 099-05050 | 099-05050 | Boehringer Laboratories Inc |  |  |  | H8089.4 |  |  |  |  | 099-05050 | 099-05050 |  | TMC | H8089.4 | Memorial Hermann- texas medical center | 3/1/20 |  |  | No PM Sticker
YES | YES |  |  |  | 099-05049 | 099-05049 | Boehringer Laboratories Inc |  |  |  | H8 storage |  |  |  |  | 099-05049 | 099-05049 |  | TMC | H8 storage | Memorial Hermann- 8 floor | 3/1/20 |  |  | No PM Sticker
YES | YES |  |  |  | 099-05051 | 099-05051 | Boehringer Laboratories Inc |  |  |  | H8 storage |  |  |  |  | 099-05051 | 099-05051 |  | TMC | H8 storage | Memorial Hermann- 8 floor | 3/1/20 |  |  | Nnn
YES | YES |  |  |  | 077-06029 | 077-06029 | Boehringer Laboratories Inc |  |  |  | NICU H8045 |  |  |  |  | 077-06029 | 077-06029 |  | TMC | NICU H8045 | Memorial Hermann- Texas Medical Center |  |  |  | No PM Sticker
YES | YES |  |  |  | 099-05094 | 099-05094 | Boehringer Laboratories Inc |  |  | Nsn | NICU H8045 |  |  |  |  | 099-05094 | 099-05094 |  | TMC | NICU H8045 | Memorial Hermann- Texas Medical Center | 3/1/20 |  |  | No PM Sticker
YES | YES |  |  |  | 077-05978 | 077-05978 | Boehringer Laboratories Inc | [8 empty] | 077-05978 | 077-05978 |  | Mermorial Hermann-Texas Medical Center |  | H7/50.2
YES | YES |  |  |  | 099-07996 | 099-07996 | Boehringer Laboratories Inc | Suction |  |  | TMC - OR - HERMANN (2HP) |  |  |  |  | 099-07996 | 099-07996 | TMC | Memorial Herman Texas Medical Center | TMC - OR - HERMANN (2HP) | OR 68
YES | YES |  |  |  | 099-07977 | 099-07977 | Boehringer Laboratories Inc | Suction regulator |  | Nsn | TMC - OR - ROBERTSON (2R) |  |  |  |  | 099-07977 | 099-07977 |  | Memorial Hermann-tmc | TMC - OR - ROBERTSON (2R) | Or53 |  |  |  | No PM Sticker
YES | YES |  |  |  | 077-06282 | 077-06282 | Boehringer Laboratories Inc | Vacuum | [7 empty] | 077-06282 | 077-06282
YES | YES |  |  |  | 077-06051 | 077-06051 | Boehringer Laboratories Inc | Vacuum | [7 empty] | 077-06051 | 077-06051
NO | YES |  |  |  | 099-09837 | 099-09837 | Boehringer Laboratories Inc | Vss 270 |  |  | TMC-Sarofim 3-OR |  |  |  |  | 099-09837 | 099-09837 | TMC | MHHS-TMC | TMC-Sarofim 3-OR | TMC - SAROFIM 3 - OR
YES | YES |  |  |  | 099-09905 | 099-09905 | Boehringer Laboratories Inc | Vss 270 |  |  | TMC - SAROFIM 2 - OR |  |  |  |  | 099-09905 | 099-09905 | TMC | Memorial Hermann-Texas Medical Center | TMC - SAROFIM 2 - OR | TMC - SAROFIM 2 -OR
YES | YES |  |  |  | 099-09906 | 099-09906 | Boehringer Laboratories Inc | Vss 270 |  |  | TMC - OR - ANESTHESIA (OLD) |  |  |  |  | 099-09906 | 099-09906 | TMC | Memorial Hermann-Texas Medical Center | TMC - OR - ANESTHESIA (OLD) | TMC - OR -ANESTHESIA ( OLD)
YES | YES |  |  |  | 029-13681 | 029-13681 | Boehringer Laboratories Inc | VSS270 |  |  | TIRR Impatient |  |  |  |  | 029-13681 | 029-13681 | Woodlands | Memorial Hermann The Woodlands Medical Center | TIRR Impatient | PT
YES | YES |  |  |  | 029-13682 | 029-13682 | Boehringer Laboratories Inc | VSS270 |  |  | TIRR Impatient |  |  |  |  | 029-13682 | 029-13682 | Woodlands | Memorial Hermann The Woodlands Medical Center | TIRR Impatient | PT
NO | NO | [5 empty] | Boehringer Mannheim Corp |  |  |  | PEARLAND - RADIOLOGY | MHHS-Pearland Hospital |  | Oximeter, Pulse |  |  |  | Pearland |  | PEARLAND - RADIOLOGY | [5 empty] | REGULATORS, SUCTION |  | OXIMETERPULSE-Datex-Ohmeda-3800 | OXIMETERPULSE |  |  |  |  | Datex-Ohmeda | Oximeter, Pulse |  |  | OXIMETERPULSE-Datex-Ohmeda-3800 |  |  |  | Covered PM Repair - Biomedical | MHHS-Pearland Hospital
NO | NO | [5 empty] | Boehringer Mannheim Corp |  |  |  | TMC - OR - HERMANN (2HP) | MHHS-TMC |  | Oximeter, Pulse |  |  |  | TMC |  | TMC - OR - HERMANN (2HP) | [5 empty] | REGULATORS, SUCTION |  | OXIMETERPULSE-Datex-Ohmeda-3800 | OXIMETERPULSE |  |  |  |  | Datex-Ohmeda | Oximeter, Pulse |  |  | OXIMETERPULSE-Datex-Ohmeda-3800 |  |  |  | Covered PM Repair - Biomedical | MHHS-TMC
NO | NO | [5 empty] | Boehringer Mannheim Corp |  |  |  | TMC - OR - HERMANN (2HP) | MHHS-TMC |  | Oximeter, Pulse |  |  |  | TMC |  | TMC - OR - HERMANN (2HP) | [5 empty] | REGULATORS, SUCTION |  | OXIMETERPULSE-Datex-Ohmeda-3800 | OXIMETERPULSE |  |  |  |  | Datex-Ohmeda | Oximeter, Pulse |  |  | OXIMETERPULSE-Datex-Ohmeda-3800 |  |  |  | Covered PM Repair - Biomedical | MHHS-TMC
NO | NO | [5 empty] | Boehringer Mannheim Corp |  |  |  | TMC - OR - HERMANN (2HP) | MHHS-TMC |  | Oximeter, Pulse |  |  |  | TMC |  | TMC - OR - HERMANN (2HP) | [5 empty] | REGULATORS, SUCTION |  | OXIMETERPULSE-Datex-Ohmeda-3800 | OXIMETERPULSE |  |  |  |  | Datex-Ohmeda | Oximeter, Pulse |  |  | OXIMETERPULSE-Datex-Ohmeda-3800 |  |  |  | Not Covered Vendor Only - Biomedical | MHHS-TMC
NO | NO | [5 empty] | Boehringer Mannheim Corp |  |  |  | TMC - OR - HERMANN (2HP) | MHHS-TMC |  | Oximeter, Pulse |  |  |  | TMC |  | TMC - OR - HERMANN (2HP) | [5 empty] | REGULATORS, SUCTION |  | OXIMETERPULSE-Datex-Ohmeda-3800 | OXIMETERPULSE |  |  |  |  | Datex-Ohmeda | Oximeter, Pulse |  |  | OXIMETERPULSE-Datex-Ohmeda-3800 |  |  |  | Not Covered Vendor Only - Biomedical | MHHS-TMC
NO | NO | [5 empty] | Boehringer Mannheim Corp |  |  |  | TMC - OR - HERMANN (2HP) | MHHS-TMC |  | Oximeter, Pulse |  |  |  | TMC |  | TMC - OR - HERMANN (2HP) | [5 empty] | REGULATORS, SUCTION |  | OXIMETERPULSE-Datex-Ohmeda-3800 | OXIMETERPULSE |  |  |  |  | Datex-Ohmeda | Oximeter, Pulse |  |  | OXIMETERPULSE-Datex-Ohmeda-3800 |  |  |  | Covered PM Repair - Radiology, Low End | MHHS-TMC
NO | NO | [5 empty] | Boehringer Mannheim Corp |  |  |  | TMC - OR - HERMANN (2HP) | MHHS-TMC |  | Oximeter, Pulse |  |  |  | TMC |  | TMC - OR - HERMANN (2HP) | [5 empty] | REGULATORS, SUCTION |  | OXIMETERPULSE-Datex-Ohmeda-3800 | OXIMETERPULSE |  |  |  |  | Datex-Ohmeda | Oximeter, Pulse |  |  | OXIMETERPULSE-Datex-Ohmeda-3800 |  |  |  | Covered PM Repair - Biomedical | MHHS-TMC
NO | YES |  |  |  | 077-09022 | 077-09022 | Boehringer Mannheim Corp |  |  |  | TMC-Children's-NICU (7Hp) | MHHS-TMC |  |  |  | 077-09022 | 077-09022 | TMC | MHHS-TMC | TMC-Children's-NICU (7Hp) | [5 empty] | REGULATORS, SUCTION |  | .needs class |  |  |  |  | .needs class | Boehringer Mann |  |  |  |  | 3/31/17 | Verified 3/30/2020 4:07pm (Central) |  | Covered PM Repair - Biomedical | MHHS-TMC
NO | YES |  |  |  | 077-09029 | 077-09029 | Boehringer Mannheim Corp |  |  |  | TMC-Children's-NICU (7Hp) | MHHS-TMC |  |  |  | 077-09029 | 077-09029 | TMC | MHHS-TMC | TMC-Children's-NICU (7Hp) | [5 empty] | REGULATORS, SUCTION |  | .needs class |  |  |  |  | .needs class | Boehringer Mann |  |  |  |  | 11/25/19 | Verified 3/30/2020 4:07pm (Central) |  | Covered PM Repair - Biomedical | MHHS-TMC
NO | NO |  |  |  | 077-09021 |  | Boehringer Mannheim Corp |  |  |  | TMC - CHILDRENS - NICU (7HP) | MHHS-TMC |  |  |  | 077-09021 |  | TMC |  | TMC - CHILDRENS - NICU (7HP) | [5 empty] | REGULATORS, SUCTION |  | .needs class |  |  |  |  | .needs class | Boehringer Mann | [7 empty] | Covered PM Repair - Biomedical | MHHS-TMC
NO | NO |  |  |  | 077-09023 |  | Boehringer Mannheim Corp |  |  |  | TMC - CHILDRENS - NICU (7HP) | MHHS-TMC |  |  |  | 077-09023 |  | TMC |  | TMC - CHILDRENS - NICU (7HP) | [5 empty] | REGULATORS, SUCTION |  | .needs class |  |  |  |  | .needs class | Boehringer Mann | [7 empty] | Covered PM Repair - Biomedical | MHHS-TMC
NO | NO |  |  |  | 077-09023 |  | Boehringer Mannheim Corp |  |  |  | TMC - CHILDRENS - NICU (7HP) | MHHS-TMC |  |  |  | 077-09023 |  | TMC |  | TMC - CHILDRENS - NICU (7HP) | [5 empty] | REGULATORS, SUCTION |  | .needs class |  |  |  |  | .needs class | Boehringer Mann | [7 empty] | Covered PM Repair - Biomedical | MHHS-TMC
NO | NO |  |  |  | 077-09025 |  | Boehringer Mannheim Corp |  |  |  | TMC - CHILDRENS - NICU (7HP) | MHHS-TMC |  |  |  | 077-09025 |  | TMC |  | TMC - CHILDRENS - NICU (7HP) | [5 empty] | REGULATORS, SUCTION |  | .needs class |  |  |  |  | .needs class | Boehringer Mann | [7 empty] | Covered PM Repair - Biomedical | MHHS-TMC
NO | NO |  |  |  | 077-09025 |  | Boehringer Mannheim Corp |  |  |  | TMC - CHILDRENS - NICU (7HP) | MHHS-TMC |  |  |  | 077-09025 |  | TMC |  | TMC - CHILDRENS - NICU (7HP) | [5 empty] | REGULATORS, SUCTION |  | .needs class |  |  |  |  | .needs class | Boehringer Mann | [7 empty] | Covered PM Repair - Biomedical | MHHS-TMC
NO | NO |  |  |  | 077-09026 |  | Boehringer Mannheim Corp |  |  |  | TMC - CHILDRENS - NICU (7HP) | MHHS-TMC |  |  |  | 077-09026 |  | TMC |  | TMC - CHILDRENS - NICU (7HP) | [5 empty] | REGULATORS, SUCTION |  | .needs class |  |  |  |  | .needs class | Boehringer Mann | [7 empty] | Covered PM Repair - Biomedical | MHHS-TMC
NO | NO |  |  |  | 077-09027 |  | Boehringer Mannheim Corp |  |  |  | TMC - CHILDRENS - NICU (7HP) | MHHS-TMC |  |  |  | 077-09027 |  | TMC |  | TMC - CHILDRENS - NICU (7HP) | [5 empty] | REGULATORS, SUCTION |  | .needs class |  |  |  |  | .needs class | Boehringer Mann | [7 empty] | Covered PM Repair - Biomedical | MHHS-TMC
NO | NO |  |  |  | 077-09028 |  | Boehringer Mannheim Corp |  |  |  | TMC - CHILDRENS - NICU (7HP) | MHHS-TMC |  |  |  | 077-09028 |  | TMC |  | TMC - CHILDRENS - NICU (7HP) | [5 empty] | REGULATORS, SUCTION |  | .needs class |  |  |  |  | .needs class | Boehringer Mann | [7 empty] | Covered PM Repair - Biomedical | MHHS-TMC
NO | NO |  |  |  | 077-09030 |  | Boehringer Mannheim Corp |  |  |  | TMC - CHILDRENS - NICU (7HP) | MHHS-TMC |  |  |  | 077-09030 |  | TMC |  | TMC - CHILDRENS - NICU (7HP) | [5 empty] | REGULATORS, SUCTION |  | .needs class |  |  |  |  | .needs class | Boehringer Mann | [7 empty] | Covered PM Repair - Biomedical | MHHS-TMC
NO | NO |  |  |  | 077-09031 |  | Boehringer Mannheim Corp |  |  |  | TMC - CHILDRENS - NICU (7HP) | MHHS-TMC |  |  |  | 077-09031 |  | TMC |  | TMC - CHILDRENS - NICU (7HP) | [5 empty] | REGULATORS, SUCTION |  | .needs class |  |  |  |  | .needs class | Boehringer Mann | [7 empty] | Covered PM Repair - Biomedical | MHHS-TMC
NO | NO |  |  |  | 077-09033 |  | Boehringer Mannheim Corp |  |  |  | TMC - CHILDRENS - NICU (7HP) | MHHS-TMC |  |  |  | 077-09033 |  | TMC |  | TMC - CHILDRENS - NICU (7HP) | [5 empty] | REGULATORS, SUCTION |  | .needs class |  |  |  |  | .needs class | Boehringer Mann | [7 empty] | Covered PM Repair - Biomedical | MHHS-TMC
NO | NO |  |  |  | 077-09034 |  | Boehringer Mannheim Corp |  |  |  | TMC - CHILDRENS - NICU (7HP) | MHHS-TMC |  |  |  | 077-09034 |  | TMC |  | TMC - CHILDRENS - NICU (7HP) | [5 empty] | REGULATORS, SUCTION |  | .needs class |  |  |  |  | .needs class | Boehringer Mann | [7 empty] | Covered PM Repair - Biomedical | MHHS-TMC
NO | NO |  |  |  | 077-09035 |  | Boehringer Mannheim Corp |  |  |  | TMC - CHILDRENS - NICU (7HP) | MHHS-TMC |  |  |  | 077-09035 |  | TMC |  | TMC - CHILDRENS - NICU (7HP) | [5 empty] | REGULATORS, SUCTION |  | .needs class |  |  |  |  | .needs class | Boehringer Mann | [7 empty] | Covered PM Repair - Biomedical | MHHS-TMC
NO | YES |  |  |  |  | 129-02074 | Boekel Scientific Inc |  |  |  | Sugar Land-Laboratory | MHHS-Sugarland |  | Incubator, Biological |  |  | 129-02074 | Sugar Land | MHHS-Sugarland | Sugar Land-Laboratory | Laboratory | 1/1/20 |  | 1/1/21 |  | INCUBATORS, LABORATORY, THERMOCYCLING | Incubator, Biological | INCBIOLOGICAL-Boekel Sci-132000 | INCBIOLOGICAL |  |  |  |  | Boekel Sci | Incubator, Biological |  | INCBIOLOGICAL-Boekel Sci-132000 |  |  |  |  | Covered PM Repair - Biomedical | MHHS-Sugarland | [8 empty] | INCBIOLOGICAL | Incubator, Biological | Boekel Sci
NO | YES | Asset Tag 069-37149 |  |  | 069-37149 | 069-37149 | Boekel Scientific Inc |  |  |  | TMC-Laboratory-Microbiology (1R) | MHHS-TMC |  | Incubator, Biological |  | 069-37149 | 069-37149 | TMC | MHHS-TMC | TMC-Laboratory-Microbiology (1R) | Micro | 1/1/20 |  | 1/1/21 |  | INCUBATORS, LABORATORY, THERMOCYCLING |  | INCBIOLOGICAL-Boekel Sci-132000 | INCBIOLOGICAL |  |  |  |  | Boekel Sci | Incubator, Biological |  | INCBIOLOGICAL-Boekel Sci-132000 |  |  |  |  | Covered PM Repair - Biomedical | MHHS-TMC
NO | NO | [5 empty] | Boekel Scientific Inc |  |  |  | SW - LABORATORY - MICROBIOLOGY | MHHS-Southwest |  | Incubator, Biological |  |  |  | Southwest |  | SW - LABORATORY - MICROBIOLOGY | [5 empty] | INCUBATORS, LABORATORY, THERMOCYCLING |  | INCBIOLOGICAL-Boekel Sci-132000 | INCBIOLOGICAL |  |  |  |  | Boekel Sci | Incubator, Biological |  | INCBIOLOGICAL-Boekel Sci-132000 |  |  |  |  | Covered PM Repair - Biomedical | MHHS-Southwest
NO | NO |  |  |  | 069-15502 |  | Boekel Scientific Inc |  |  | NEED | TMC - PLAZA - CANCER CENTER (STE 2900) | MHHS-TMC |  | Incubator, Biological |  | 069-15502 |  | TMC |  | TMC - PLAZA - CANCER CENTER (STE 2900) | [5 empty] | INCUBATORS, LABORATORY, THERMOCYCLING |  | INCBIOLOGICAL-Boekel Sci-133000 | INCBIOLOGICAL |  |  |  |  | Boekel Sci | Incubator, Biological |  | INCBIOLOGICAL-Boekel Sci-133000 |  |  |  |  | Covered PM Repair - Biomedical | MHHS-TMC
YES | YES |  |  |  | 077-06246 | 077-06246 | Boekel Scientific Inc | Pediatric | [7 empty] | 077-06246 | 077-06246 |  | Mermorial Hermann-Texas Medical Center |  | H7/70
NO | NO |  |  |  | 133-10161 |  | Boekel Scientific Inc | TAP DANCER |  |  | KATY - LABORATORY | MHHS-Katy |  |  |  | 133-10161 |  | Katy |  | KATY - LABORATORY | [5 empty] | MIXERS, CLINICAL LABORATORY |  | .needs class | [5 empty] | Boekel Sci | [7 empty] | Covered PM Repair - Biomedical | MHHS-Katy
YES | YES |  |  |  | 069-19288 | 069-19288 | Boekel Scientific Inc | Water bath |  | Nsn | SW - LABORATORY - CHEMISTRY |  |  |  |  | 069-19288 | 069-19288 | Southwest | Memorial Hermann Southwest Hospital | SW - LABORATORY - CHEMISTRY | COAG |  |  |  | No Plate PM Not Required
NO | YES |  |  |  |  | 041-14392 | Bogen Communications | C10 |  |  | MEMORIAL CITY | MHHS-Mem City |  |  |  |  | 041-14392 | West | Memorial Hermann Memorial City Medical Center | MEMORIAL CITY | MEMORIAL CITY MH7:403.2 |  |  |  |  | NON-CLINICAL EQUIPMENT |  | .needs class | [5 empty] | Bogen Comm | [7 empty] | Not Covered Vendor Only - Biomedical | MHHS-Mem City
NO | NO | [5 empty] | Bogen Communications | C10 |  |  | MEMORIAL CITY - LABOR & DELIVERY | MHHS-Mem City | [5 empty] | West & Memorial City |  | MEMORIAL CITY - LABOR & DELIVERY | [5 empty] | NON-CLINICAL EQUIPMENT |  | .needs class | [5 empty] | Bogen Comm | [7 empty] | Not Covered Vendor Only - Biomedical | MHHS-Mem City
NO | YES | Serial Number Cnf |  |  |  | 041-14487 | Bogen Communications | HTA125A |  | CNF | Memorial City - Pediatrics | MHHS-Mem City |  |  |  |  | 041-14487 | West | Memorial City - Memorial Hermann Hospital | Memorial City - Pediatrics | MH4:403.2 AIDF |  |  |  | PM past due | ELECTRICAL SIGNAL AMPLIFIERS |  | .needs class | [5 empty] | Bogen Comm | [7 empty] | Covered PM Repair - Biomedical | MHHS-Mem City
NO | NO | [5 empty] | Bogen Communications | HTA125A |  |  | MEMORIAL CITY - CDU | MHHS-Mem City | [5 empty] | West & Memorial City |  | MEMORIAL CITY - CDU | [5 empty] | ELECTRICAL SIGNAL AMPLIFIERS |  | .needs class | [5 empty] | Bogen Comm | [7 empty] | Covered PM Repair - Biomedical | MHHS-Mem City
NO | NO | [5 empty] | Bogen Communications | HTA125A |  |  | MEMORIAL CITY - POSTPARTUM - NURSERY | MHHS-Mem City | [5 empty] | West & Memorial City |  | MEMORIAL CITY - POSTPARTUM - NURSERY | [5 empty] | ELECTRICAL SIGNAL AMPLIFIERS |  | .needs class | [5 empty] | Bogen Comm | [7 empty] | Covered PM Repair - Biomedical | MHHS-Mem City
YES | YES |  |  |  | 041-33966 | 041-33966 | Boitronik | Cnf |  |  | MEMORIAL CITY - CENTRAL SUPPLY |  |  |  |  | 041-33966 | 041-33966 | West | Memorial city hear and vascular - memorial city | MEMORIAL CITY - CENTRAL SUPPLY | Cath lab control |  |  |  | No pm found
NO | NO | [5 empty] | BOSCH |  |  |  | TIRR - THERAPY GYM | MHHS-TIRR | [5 empty] | TMC |  | TIRR - THERAPY GYM | [5 empty] | HEAT GUN |  | .needs class |  |  |  |  | .needs class | Bosch Security | [7 empty] | Covered PM Repair - Biomedical | MHHS-TIRR
NO | NO | [5 empty] | BOSCH |  |  |  | TIRR - THERAPY GYM | MHHS-TIRR | [5 empty] | TMC |  | TIRR - THERAPY GYM | [5 empty] | HEAT GUN |  | .needs class |  |  |  |  | .needs class | Bosch Security | [7 empty] | Covered PM Repair - Biomedical | MHHS-TIRR
YES | YES |  |  |  | 151-02280 | 151-02280 | Boston Scientific | 050599-001 |  | JET0395 | Cardiovascular |  |  |  |  | 151-02280 | 151-02280 | Northwest | Memorial Hermann Cypress Hospital | Cardiovascular | M2 218 | 5/1/19 | 5/1/19
YES | YES |  |  |  | 009-06698 | 009-06698 | Boston Scientific | 21000TC |  | 062909037M | Cathlab |  |  |  |  | 009-06698 | 009-06698 | Central | Memorial Hermann Cancer Center - Greater Heights (#150) | Cathlab | Cathlab | 4/1/19 |  | 10/1/19 | Removed from service sticker
YES | YES |  |  |  | 041-33873 | 041-33873 | Boston Scientific | 21000TC |  | M00421000TC0 | SE - RESPIRATORY |  |  |  |  | 041-33873 | 041-33873 | Southeast | Memorial Hermann Southeast Hospital | SE - RESPIRATORY | 4th Floor Storage
YES | YES |  |  |  | 099-04703 | 099-04703 | Boston Scientific |  |  |  | PEARLAND - CARDIAC CATH LAB |  |  |  |  | 099-04703 | 099-04703 | Pearland | Memorial Hermann Pearland Hospital | PEARLAND - CARDIAC CATH LAB | Equpment storage 215 | [5 empty] | Programmer, Pacemaker | PROGRAMPACEMAKER-Boston Sci-3120 | [23 empty] | PROGRAMPACEMAKER | Programmer, Pacemaker | Boston Sci
YES | YES |  |  |  | 099-01257 | 099-01257 | Boston Scientific | [8 empty] | 099-01257 | 099-01257 | Katy | Memorial Hermann Northeast Hospital |  | Cath Lab | [5 empty] | Programmer, Pacemaker | PROGRAMPACEMAKER-Boston Sci-3120 | [23 empty] | PROGRAMPACEMAKER | Programmer, Pacemaker | Boston Sci
YES | YES |  |  |  | 099-06194 | 099-06194 | Boston Scientific |  |  |  | SE - RADIOLOGY |  |  |  |  | 099-06194 | 099-06194 |  | Memorial Hermann- SE - RADIOLOGY | SE - RADIOLOGY | Storage | 4/1/20 |  |  | No PM Sticker
YES | YES |  |  |  | 099-01408 | 099-01408 | Boston Scientific | Cnf |  | Ano30827001702 | NE - IMU1 |  |  |  |  | 099-01408 | 099-01408 | Katy | Memorial Hermann Northeast Hospital | NE - IMU1 | Cath lab room 1 |  |  |  | Could not find a model |  |  | .needs class
YES | YES |  |  |  | 005-09509 | 005-09509 | Boston Scientific | Cnf |  | S PMs 02017 | SE - CATH LAB |  |  |  |  | 005-09509 | 005-09509 | Southeast | Memorial Hermann Southeast Hospital | SE - CATH LAB | Room 3 |  |  |  | No pm |  |  | .needs class
YES | YES |  |  |  | 151-04953 | 151-04953 | Boston Scientific | FFR Link |  | SPM02998 | CY - CARDIAC CATH LAB |  |  |  |  | 151-04953 | 151-04953 | Northwest | Memorial Hermann Cypress Hospital | CY - CARDIAC CATH LAB | Cath lab 1
YES | YES |  |  |  | 099-01121 | 099-01121 | Boston Scientific | FFR Link |  | SPM01571 | Cath Lab |  |  |  |  | 099-01121 | 099-01121 |  |  | Cath Lab | Cath Lab |  |  |  | No pm
YES | YES |  |  |  | 009-34240 | 009-34240 | Boston Scientific | FFR Link |  | SPM02449 | HVI - OR |  |  |  |  | 009-34240 | 009-34240 | Southwest | Memorial Hermann Southwest Hospital | HVI - OR | HVI - OR
YES | YES |  |  |  | 099-14917 | 099-14917 | Boston Scientific | FFR Link |  | SPMO1568 | TMC - CATH LAB - ADULT (2HVI) |  |  |  |  | 099-14917 | 099-14917 | TMC | Memorial Hermann-Texas Medical Center | TMC - CATH LAB - ADULT (2HVI) | TMC - CATH LAB - ADULT (2HVI)
YES | YES |  |  |  | 074-06252 | 074-06252 | Boston Scientific | H749555100R |  | SPM00126 | WOODLANDS - CATH LAB |  |  |  |  | 074-06252 | 074-06252 | Woodlands | Memorial Hermann The Woodlands Medical Center | WOODLANDS - CATH LAB | CATH LAB
YES | YES | Serial Number Cnf |  |  | 099-01293 | 099-01293 | Boston Scientific | iLab |  | Cnf | Cath Lab |  |  |  |  | 099-01293 | 099-01293 |  |  | Cath Lab | Cath Lab 5th floor storage |  |  |  | No pm
YES | YES |  |  |  |  | 005-09568 | Boston Scientific | iLab |  |  | SE - Cath Lab | [5 empty] | 005-09568 | Southeast | Memorial Hermann Southeast Hospital | SE - Cath Lab | Cath Lab 3
NO | YES |  |  |  | 145-00114 | 145-00114 | Boston Scientific | iLab120CART |  |  | Pearland-Cardiac Cath Lab |  |  |  |  | 145-00114 | 145-00114 | Pearland | MHHS-Pearland Hospital | Pearland-Cardiac Cath Lab | Cardiac Cath Lab | 5/1/19 | 5/1/20
NO | YES |  |  |  |  | 099-08677 | Boston Scientific | iLab120INS |  |  | GH-Cath Lab | [5 empty] | 099-08677 | Central | MHHS-Greater Heights | GH-Cath Lab | GH CATH LAB
YES | YES |  |  |  | 005-09569 | 005-09569 | Boston Scientific | iLab120INS |  |  | SE - CATH LAB |  |  |  |  | 005-09569 | 005-09569 | Southeast | Memorial Hermann Southeast Hospital | SE - CATH LAB | W2 447 | 4/1/20 |  |  | No pm found
NO | YES | Serial Number 5593 |  |  |  |  | Boston Scientific | iLab120INS |  |  | Memorial Hermann GH - CATH LAB | [6 empty] | Central | Memorial Hermann Greater Heights Hospital | Memorial Hermann GH - CATH LAB | Control Room |  |  |  | No pm sticker
NO | YES |  |  |  | 069-35448 | 069-35448 | Boston Scientific | IVUS |  |  | TMC-Cath Lab-Adult (2Hvi) |  |  |  |  | 069-35448 | 069-35448 | TMC | MHHS-TMC | TMC-Cath Lab-Adult (2Hvi) | TMC - CATH LAB - ADULT (2HVI) | 1/1/19 |  | 1/1/20
YES | YES |  |  |  | 099-06195 | 099-06195 | Boston Scientific | Latitude Consult |  | 16493-002 | SE - RADIOLOGY |  |  |  |  | 099-06195 | 099-06195 |  | Memorial Hermann- SE - RADIOLOGY | SE - RADIOLOGY | Storage | 4/1/20 |  |  | No PM Sticker
YES | YES |  |  |  | 133-31122 | 133-31122 | Boston Scientific | M00546650 | [7 empty] | 133-31122 | 133-31122 | Katy | Memorial Hermann Katy Hospital |  | Endoscopy | 2/1/20 | 2/1/21
YES | YES |  |  |  | LV00375 | LV00375 | Boston Scientific | M006791700R |  | LV375 | East Bldg. OR |  |  |  |  | LV00375 | LV00375 | West | Memorial Hermann - Memorial City | East Bldg. OR | E2 300 Equipment Storage
YES | YES |  |  |  | 099-06259 | 099-06259 | Boston Scientific | Mcm19bs |  | AN070945002850 | SE - CATH LAB |  |  |  |  | 099-06259 | 099-06259 | Southeast | Memorial Hermann Southeast Hospital | SE - CATH LAB | Room 3 |  |  |  | No pm
YES | YES |  |  |  | 099-01120 | 099-01120 | Boston Scientific | MD5 |  |  | Cath Lab |  |  |  |  | 099-01120 | 099-01120 |  |  | Cath Lab | Cath Lab |  |  |  | No pm
NO | YES | Asset Tag 005-07677 |  |  | 005-07677 | 005-07677 | Boston Scientific | RF 3000 |  | 061008-030 | Specials Lab |  |  |  |  | 005-07677 | 005-07677 | Southeast | Memorial Hermann Southeast Hospital | Specials Lab | Specials
YES | YES |  |  |  | 069-34019 | 069-34019 | Boston Scientific | Spyglass |  |  | TMC - GI/ENDO - ADULT (1J) |  |  |  |  | 069-34019 | 069-34019 | TMC | Memorial Hermann-Texas Medical Center | TMC - GI/ENDO - ADULT (1J) | Storage | 6/1/19 |  | 6/1/20
YES | YES |  |  |  | 145-00834 | 145-00834 | Boston Scientific | SpyGlass DS |  |  | PEARLAND - ENDOSCOPY |  |  |  |  | 145-00834 | 145-00834 | Pearland | Memorial Hermann Pearland Hospital | PEARLAND - ENDOSCOPY | PEARLAND - ENDOSCOPY | 10/1/19 | 10/1/20
YES | YES |  |  |  | 133-31154 | 133-31154 | Boston Scientific | Swiss LithoClast Trilogy |  | Lm00423 | KATY - OR |  |  |  |  | 133-31154 | 133-31154 | Katy | Memorial Hermann Katy Hospital | KATY - OR | OR - Equipment | 2/1/20 | 2/1/21
YES | YES |  |  |  | 041-34737 | 041-34737 | Boston Scientific | Swiss LithoClast Trilogy |  | LM00474 | Memorial City - MOR |  |  |  |  | 041-34737 | 041-34737 | West | Memorial Hermann Memorial City Medical Center | Memorial City - MOR | E2 300 MOR Storage Room
YES | YES |  |  |  | 041-11116 | 041-11116 | Boston Scientific | V3C-SX19-A540 |  | 08-114601 | KATY - CATH LAB |  |  |  |  | 041-11116 | 041-11116 | Katy | Memorial Hermann Katy Hospital | KATY - CATH LAB | Cath lab 1 | 2/1/20
YES | YES |  |  |  | 142-09170 | 142-09170 | Boston Scientific | Zoom 2920 |  |  | CATH LAB |  |  |  |  | 142-09170 | 142-09170 | Sugar Land | Memorial Hermann Sugar Land Hospital | CATH LAB | CATH LAB
YES | YES |  |  |  | 099-06193 | 099-06193 | Boston Scientific | Zoom 2920 |  |  | SE - RADIOLOGY |  |  |  |  | 099-06193 | 099-06193 |  | Memorial Hermann- SE - RADIOLOGY | SE - RADIOLOGY | Storage | 4/1/20 |  |  | No PM Sticker
YES | YES |  |  |  | 099-06192 | 099-06192 | Boston Scientific | Zoom 2920 |  |  | SE - RADIOLOGY |  |  |  |  | 099-06192 | 099-06192 |  | Memorial Hermann- SE - RADIOLOGY | SE - RADIOLOGY | Storage | 4/1/20 |  |  | No PM Sticker
YES | YES |  |  |  | 099-04570 | 099-04570 | Boston Scientific | Zoom wireless transmitter |  |  | PEARLAND - CARDIAC CATH LAB |  |  |  |  | 099-04570 | 099-04570 | Pearland | Memorial Hermann Pearland Hospital | PEARLAND - CARDIAC CATH LAB | Equpment storage 215 | 2/1/20
YES | YES |  |  |  | LV02866 | LV02866 | Boston Scientific Corp | LithoVue Touch PC |  | LV02866 | MEMORIAL CITY - MOR |  |  |  |  | LV02866 | LV02866 | West | Memorial City - Memorial Hermann Hospital | MEMORIAL CITY - MOR | Hallway
NO | NO | [5 empty] | Boston Scientific Corporation |  |  |  | TMC - CATH LAB - ADULT (2HVI) | MHHS-TMC |  | Programmer, Pacemaker |  |  |  | TMC |  | TMC - CATH LAB - ADULT (2HVI) | [5 empty] | PROGRAMMER/TESTERS, CARDIAC PACEMAKER |  | PROGRAMPACEMAKER-Boston Sci-3120 | PROGRAMPACEMAKER |  |  |  |  | Boston Sci | Programmer, Pacemaker |  | PROGRAMPACEMAKER-Boston Sci-3120 |  |  |  |  | Covered PM Repair - Biomedical | MHHS-TMC
NO | NO | [5 empty] | Boston Scientific Corporation |  |  |  | TMC - CATH LAB - ADULT (2HVI) | MHHS-TMC |  | Programmer, Pacemaker |  |  |  | TMC |  | TMC - CATH LAB - ADULT (2HVI) | [5 empty] | PROGRAMMER/TESTERS, CARDIAC PACEMAKER |  | PROGRAMPACEMAKER-Boston Sci-3120 | PROGRAMPACEMAKER |  |  |  |  | Boston Sci | Programmer, Pacemaker |  | PROGRAMPACEMAKER-Boston Sci-3120 |  |  |  |  | Covered PM Repair - Biomedical | MHHS-TMC
NO | NO |  |  |  | 074-05443 |  | Boston Scientific Corporation | 56000R |  | S00001 16 | TMC - CATH LAB - ADULT (2HVI) | MHHS-TMC |  |  |  | 074-05443 |  | TMC |  | TMC - CATH LAB - ADULT (2HVI) | [5 empty] | RADIOFREQUENCY THERAPY SYSTEMS, TISSUE ABLATION |  | ELECTROSURGICALUNIT-Boston Sci-56000 |  |  |  |  | ELECTROSURGICALUNIT-Boston Sci-56000 | Boston Sci | [7 empty] | Covered PM Repair - Biomedical | MHHS-TMC
NO | YES |  |  |  | 009-10086 | 009-10086 | Boston Scientific Corporation | ALAIR RF CONTROLLER |  |  | GH-OR | MHHS-Greater Heights |  |  |  | 009-10086 | 009-10086 | Central | MHHS-Greater Heights | GH-OR | Hallways | 12/1/19 |  | 7/1/20 |  | RADIOFREQUENCY GENERATOR | Radiofrequency Therapy System | RFTHERAPY-Boston Sci-Alair |  |  |  |  | RFTHERAPY-Boston Sci-Alair | Boston Sci |  |  |  |  | 11/11/18 |  |  | Covered PM Repair - Biomedical | MHHS-Greater Heights | [8 empty] | RFTHERAPY | Radiofrequency Therapy System | Boston Sci
NO | YES | [5 empty] | Boston Scientific Corporation | ALAIR RF CONTROLLER |  |  | MEMORIAL CITY - DIGESTIVE DISEASE CENTER | MHHS-Mem City | [5 empty] | West | Memorial Hermann Memorial City Medical Center | MEMORIAL CITY - DIGESTIVE DISEASE CENTER | Clean Storage |  |  |  |  | RADIOFREQUENCY GENERATOR |  | RFTHERAPY-Boston Sci-Alair |  |  |  |  | RFTHERAPY-Boston Sci-Alair | Boston Sci | [7 empty] | Covered PM Repair - Biomedical | MHHS-Mem City
NO | YES |  |  |  | 142-05927 | 142-05927 | Boston Scientific Corporation | ALAIR RF CONTROLLER |  |  | NE-Endoscopy | MHHS-Northeast |  |  |  | 142-05927 | 142-05927 | Katy | MHHS-Northeast | NE-Endoscopy | Cardio Pulmonary | 4/1/19 | 10/1/19 |  |  | RADIOFREQUENCY GENERATOR | Radiofrequency Therapy System | RFTHERAPY-Boston Sci-Alair |  |  |  |  | RFTHERAPY-Boston Sci-Alair | Boston Sci |  |  |  |  | 5/28/20 |  |  | Not Covered Vendor Only - Biomedical | MHHS-Northeast | [8 empty] | RFTHERAPY | Radiofrequency Therapy System | Boston Sci
NO | YES |  |  |  | 029-10632 | 029-10632 | Boston Scientific Corporation | ALAIR RF CONTROLLER |  |  | Woodlands-Endoscopy | MHHS-Woodlands |  |  |  | 029-10632 | 029-10632 | Woodlands | MHHS-Woodlands | Woodlands-Endoscopy | Rm 3 | 11/1/19 |  | 5/1/20 |  | RADIOFREQUENCY GENERATOR | Radiofrequency Therapy System | RFTHERAPY-Boston Sci-Alair |  |  |  |  | RFTHERAPY-Boston Sci-Alair | Boston Sci | [7 empty] | Covered PM Repair - Biomedical | MHHS-Woodlands | [8 empty] | RFTHERAPY | Radiofrequency Therapy System | Boston Sci
NO | NO |  |  |  | 074-05446 |  | Boston Scientific Corporation | ALAIR RF CONTROLLER |  |  | TMC - CATH LAB - ADULT (2HVI) | MHHS-TMC |  |  |  | 074-05446 |  | TMC |  | TMC - CATH LAB - ADULT (2HVI) | [5 empty] | RADIOFREQUENCY GENERATOR |  | RFTHERAPY-Boston Sci-Alair |  |  |  |  | RFTHERAPY-Boston Sci-Alair | Boston Sci | [7 empty] | Covered PM Repair - Biomedical | MHHS-TMC
NO | YES |  |  |  | 151-02653 | 151-02653 | Boston Scientific Corporation | GENESYS HTA SYSTEM |  | GEN1730 | CY-OR | MHHS-Cypress |  |  |  | 151-02653 | 151-02653 | Northwest | MHHS-Cypress | CY-OR | Or storage | 7/1/19 | 7/1/20 |  |  | RADIOFREQUENCY THERAPY SYSTEMS, TISSUE ABLATION |  | .needs class | [5 empty] | Boston Sci | [7 empty] | Covered PM Repair - Biomedical | MHHS-Cypress
NO | YES |  |  |  | 029-08997 | 029-08997 | Boston Scientific Corporation | GENESYS HTA SYSTEM |  | GEN0949 | Woodlands-Anesthesia | MHHS-Woodlands |  |  |  | 029-08997 | 029-08997 | Woodlands | MHHS-Woodlands | Woodlands-Anesthesia | OR | 10/1/19 |  | 10/1/20 |  | RADIOFREQUENCY THERAPY SYSTEMS, TISSUE ABLATION |  | .needs class | [5 empty] | Boston Sci | [7 empty] | Covered PM Repair - Biomedical | MHHS-Woodlands
NO | NO |  |  |  | GEN0187 |  | Boston Scientific Corporation | GENESYS HTA SYSTEM |  | GEN0187 | TMC - MHTMC - NON HOSPITAL-OWNED | MHHS-TMC |  |  |  | GEN0187 |  | TMC |  | TMC - MHTMC - NON HOSPITAL-OWNED | [5 empty] | RADIOFREQUENCY THERAPY SYSTEMS, TISSUE ABLATION |  | .needs class | [5 empty] | Boston Sci | [7 empty] | Covered PM Repair - Biomedical | MHHS-TMC
NO | YES |  |  |  | 151-02881 | 151-02881 | Boston Scientific Corporation | ILAB |  |  | CY-Cardiac Cath Lab | MHHS-Cypress |  | Ultrasound, Diagnostic |  | 151-02881 | 151-02881 | Northwest | MHHS-Cypress | CY-Cardiac Cath Lab | Cario vascular storage | 2/1/19 | 2/1/20 |  |  | ULTRASONIC UNITS, DIAGNOSTIC | Ultrasound, Diagnostic | ULTRASOUNDDIAGNOSTIC-Boston Sci-iLab | ULTRASOUNDDIAGNOSTIC | iLab |  |  |  | Boston Sci | Ultrasound, Diagnostic |  | ULTRASOUNDDIAGNOSTIC-Boston Sci-iLab |  |  |  | UD-A | Covered PM Repair - Radiology, Low End | MHHS-Cypress | [8 empty] | ULTRASOUNDDIAGNOSTIC | Ultrasound, Diagnostic | Boston Sci
NO | YES |  |  |  |  | 142-09166 | Boston Scientific Corporation | ILAB |  |  | SUGAR LAND - CATH LAB | MHHS-Sugarland |  | Ultrasound, Diagnostic |  |  | 142-09166 | Sugar Land | Memorial Hermann Sugar Land Hospital | SUGAR LAND - CATH LAB | CATH LAB | 6/1/19 |  |  |  | ULTRASONIC UNITS, DIAGNOSTIC | Ultrasound, Diagnostic | ULTRASOUNDDIAGNOSTIC-Boston Sci-iLab | ULTRASOUNDDIAGNOSTIC | iLab |  |  |  | Boston Sci | Ultrasound, Diagnostic |  | ULTRASOUNDDIAGNOSTIC-Boston Sci-iLab |  |  |  | UD-A | Covered PM Repair - Biomedical | MHHS-Sugarland | [8 empty] | ULTRASOUNDDIAGNOSTIC | Ultrasound, Diagnostic | Boston Sci
NO | NO | [5 empty] | Boston Scientific Corporation | ILAB |  |  | SW - CATH LAB | MHHS-Southwest |  | Ultrasound, Diagnostic |  |  |  | Southwest |  | SW - CATH LAB | [5 empty] | ULTRASONIC UNITS, DIAGNOSTIC |  | ULTRASOUNDDIAGNOSTIC-Boston Sci-iLab | ULTRASOUNDDIAGNOSTIC | iLab |  |  |  | Boston Sci | Ultrasound, Diagnostic |  | ULTRASOUNDDIAGNOSTIC-Boston Sci-iLab |  |  |  |  | Covered PM Repair - Biomedical | MHHS-Southwest
NO | NO |  |  |  | R-069-IVUS1 |  | Boston Scientific Corporation | ILAB |  |  | TMC - CATH LAB - ADULT (2HVI) | MHHS-TMC |  | Ultrasound, Diagnostic |  | R-069-IVUS1 |  | TMC |  | TMC - CATH LAB - ADULT (2HVI) | [5 empty] | ULTRASONIC UNITS, DIAGNOSTIC |  | ULTRASOUNDDIAGNOSTIC-Boston Sci-iLab | ULTRASOUNDDIAGNOSTIC | iLab |  |  |  | Boston Sci | Ultrasound, Diagnostic |  | ULTRASOUNDDIAGNOSTIC-Boston Sci-iLab |  |  |  |  | Covered PM Repair - Radiology, Low End | MHHS-TMC
NO | NO |  |  |  | R-069-IVUS2 |  | Boston Scientific Corporation | ILAB |  |  | TMC - CATH LAB - ADULT (2HVI) | MHHS-TMC |  | Ultrasound, Diagnostic |  | R-069-IVUS2 |  | TMC |  | TMC - CATH LAB - ADULT (2HVI) | [5 empty] | ULTRASONIC UNITS, DIAGNOSTIC |  | ULTRASOUNDDIAGNOSTIC-Boston Sci-iLab | ULTRASOUNDDIAGNOSTIC | iLab |  |  |  | Boston Sci | Ultrasound, Diagnostic |  | ULTRASOUNDDIAGNOSTIC-Boston Sci-iLab |  |  |  |  | Covered PM Repair - Biomedical | MHHS-TMC
NO | NO |  |  |  | R-069-IVUS3 |  | Boston Scientific Corporation | ILAB |  |  | TMC - CATH LAB - ADULT (2HVI) | MHHS-TMC |  | Ultrasound, Diagnostic |  | R-069-IVUS3 |  | TMC |  | TMC - CATH LAB - ADULT (2HVI) | [5 empty] | ULTRASONIC UNITS, DIAGNOSTIC |  | ULTRASOUNDDIAGNOSTIC-Boston Sci-iLab | ULTRASOUNDDIAGNOSTIC | iLab |  |  |  | Boston Sci | Ultrasound, Diagnostic |  | ULTRASOUNDDIAGNOSTIC-Boston Sci-iLab |  |  |  |  | Covered PM Repair - Biomedical | MHHS-TMC
NO | NO |  |  |  | R-069-IVUS5 |  | Boston Scientific Corporation | ILAB |  |  | TMC - CATH LAB - ADULT (2HVI) | MHHS-TMC |  | Ultrasound, Diagnostic |  | R-069-IVUS5 |  | TMC |  | TMC - CATH LAB - ADULT (2HVI) | [5 empty] | ULTRASONIC UNITS, DIAGNOSTIC |  | ULTRASOUNDDIAGNOSTIC-Boston Sci-iLab | ULTRASOUNDDIAGNOSTIC | iLab |  |  |  | Boston Sci | Ultrasound, Diagnostic |  | ULTRASOUNDDIAGNOSTIC-Boston Sci-iLab |  |  |  |  | Covered PM Repair - Biomedical | MHHS-TMC
NO | YES |  |  |  |  | 142-03380 | Boston Scientific Corporation | iLAB 120CARTO |  |  | NE-Cath Lab | MHHS-Northeast |  |  |  |  | 142-03380 | Katy | MHHS-Northeast | NE-Cath Lab | Cath Lab | 11/1/18 | 11/1/19 |  |  | ULTRASONIC UNITS, DIAGNOSTIC |  | .needs class | [5 empty] | Boston Sci |  |  |  |  | 12/6/19 |  |  | Covered PM Repair - Radiology, High End | MHHS-Northeast
NO | YES | [5 empty] | Boston Scientific Corporation | iLAB 120CARTO |  |  | SW-HVI-OR | MHHS-Southwest | [5 empty] | Southwest | MHHS-Southwest | SW-HVI-OR | Hallway | 4/1/19 |  |  |  | ULTRASONIC UNITS, DIAGNOSTIC |  | .needs class | [5 empty] | Boston Sci |  |  |  |  | 7/16/19 |  |  | Covered PM Repair - Radiology, High End | MHHS-Southwest
NO | YES | [5 empty] | Boston Scientific Corporation | iLAB 120CARTO |  |  | Woodlands-Cath Lab | MHHS-Woodlands | [5 empty] | Woodlands | MHHS-Woodlands | Woodlands-Cath Lab | Cath lab storage | 1/1/20 |  | 1/1/21 |  | ULTRASONIC UNITS, DIAGNOSTIC |  | .needs class | [5 empty] | Boston Sci | [7 empty] | Covered PM Repair - Biomedical | MHHS-Woodlands
NO | NO |  |  |  | 041-11115 |  | Boston Scientific Corporation | iLAB 120CARTO |  |  | KATY - CATH LAB | MHHS-Katy |  |  |  | 041-11115 |  | Katy |  | KATY - CATH LAB | [5 empty] | ULTRASONIC UNITS, DIAGNOSTIC |  | .needs class | [5 empty] | Boston Sci | [7 empty] | Covered PM Repair - Radiology, Low End | MHHS-Katy
NO | NO |  |  |  | 041-18915 |  | Boston Scientific Corporation | iLAB 120CARTO |  |  | MEMORIAL CITY - CATH LAB | MHHS-Mem City |  |  |  | 041-18915 |  | West & Memorial City |  | MEMORIAL CITY - CATH LAB | [5 empty] | ULTRASONIC UNITS, DIAGNOSTIC |  | .needs class | [5 empty] | Boston Sci | [7 empty] | Covered PM Repair - Radiology, Low End | MHHS-Mem City
NO | NO | [5 empty] | Boston Scientific Corporation | ILAB 120INS |  |  | NE - CATH LAB | MHHS-Northeast |  | Ultrasound, Diagnostic |  |  |  | Katy |  | NE - CATH LAB | [5 empty] | ULTRASONIC UNITS, DIAGNOSTIC |  | ULTRASOUNDDIAGNOSTIC-Boston Sci-iLab120INS | ULTRASOUNDDIAGNOSTIC | iLab120INS |  |  |  | Boston Sci | Ultrasound, Diagnostic |  |  | ULTRASOUNDDIAGNOSTIC-Boston Sci-iLab120INS |  |  |  | Covered PM Repair - Biomedical | MHHS-Northeast
NO | NO | [5 empty] | Boston Scientific Corporation | ILAB 120INS |  |  | SW - CATH LAB | MHHS-Southwest |  | Ultrasound, Diagnostic |  |  |  | Southwest |  | SW - CATH LAB | [5 empty] | ULTRASONIC UNITS, DIAGNOSTIC |  | ULTRASOUNDDIAGNOSTIC-Boston Sci-iLab120INS | ULTRASOUNDDIAGNOSTIC | iLab120INS |  |  |  | Boston Sci | Ultrasound, Diagnostic |  |  | ULTRASOUNDDIAGNOSTIC-Boston Sci-iLab120INS |  |  |  | Covered PM Repair - Biomedical | MHHS-Southwest
NO | YES |  |  |  | 041-20220 | 041-20220 | Boston Scientific Corporation | JETSTREAM PVCN100 |  | JET0274 | MEMORIAL CITY - MOR | MHHS-Mem City |  | System, Atherectomy |  | 041-20220 | 041-20220 | West | Memorial City - Memorial Hermann Hospital | MEMORIAL CITY - MOR | MOR 11 |  |  |  |  | CONTROLLERS |  | SYSTEMATHERECTOMY-Boston Sci-Jet Stream PVCN100 | SYSTEMATHERECTOMY | Jet Stream PVCN100 |  |  |  | Boston Sci | System, Atherectomy |  |  | SYSTEMATHERECTOMY-Boston Sci-Jet Stream PVCN100 |  |  |  | Covered PM Repair - Biomedical | MHHS-Mem City
NO | NO |  |  |  | 074-05276 |  | Boston Scientific Corporation | JETSTREAM PVCN100 |  | JET0321 | TMC - OR - CVOR (7HVI) | MHHS-TMC |  | System, Atherectomy |  | 074-05276 |  | TMC |  | TMC - OR - CVOR (7HVI) | [5 empty] | CONTROLLERS |  | SYSTEMATHERECTOMY-Boston Sci-Jet Stream PVCN100 | SYSTEMATHERECTOMY | Jet Stream PVCN100 |  |  |  | Boston Sci | System, Atherectomy |  |  | SYSTEMATHERECTOMY-Boston Sci-Jet Stream PVCN100 |  |  |  | Covered PM Repair - Biomedical | MHHS-TMC
NO | NO |  |  |  | 133-08555 |  | Boston Scientific Corporation | LITHOCLAST ULTRA |  | BD00358 | KATY - OR | MHHS-Katy |  |  |  | 133-08555 |  | Katy |  | KATY - OR | [5 empty] | LITHOTRIPTERS |  | .needs class | [5 empty] | Boston Sci | [7 empty] | Covered PM Repair - Biomedical | MHHS-Katy
NO | NO |  |  |  | 041-16845 |  | Boston Scientific Corporation | LITHOCLAST ULTRA |  | BD00290 | MEMORIAL CITY - MOR | MHHS-Mem City |  |  |  | 041-16845 |  | West & Memorial City |  | MEMORIAL CITY - MOR | [5 empty] | LITHOTRIPTERS |  | .needs class | [5 empty] | Boston Sci | [7 empty] | Covered PM Repair - Biomedical | MHHS-Mem City
NO | YES |  |  |  | 009-33649 | 009-33649 | Boston Scientific Corporation | LITHOVUE TOUCH PC M0067917000 |  | LV01397 | GH-OR | MHHS-Greater Heights |  |  |  | 009-33649 | 009-33649 | Central | MHHS-Greater Heights | GH-OR | RM 5 | 12/1/19 |  | 6/1/20 |  | MONITORS, VIDEO |  | .needs class | [5 empty] | Boston Sci |  |  |  |  | 10/1/19 |  |  | Covered PM Repair - Biomedical | MHHS-Greater Heights
NO | YES |  |  |  | 133-10113 | 133-10113 | Boston Scientific Corporation | LITHOVUE TOUCH PC M0067917000 |  | LV01691 | Katy-PACU | MHHS-Katy |  |  |  | 133-10113 | 133-10113 | Katy | MHHS-Katy | Katy-PACU | OR Hallway | 3/1/19 | 3/1/20 |  |  | MONITORS, VIDEO |  | .needs class | [5 empty] | Boston Sci |  |  |  |  | 10/1/19 |  |  | Covered PM Repair - Biomedical | MHHS-Katy
NO | YES |  |  |  | 142-07413 | 142-07413 | Boston Scientific Corporation | LITHOVUE TOUCH PC M0067917000 |  | LV02076 | NE-OR | MHHS-Northeast |  |  |  | 142-07413 | 142-07413 | Katy | MHHS-Northeast | NE-OR | Or storage | 9/1/19 | 9/1/20 |  |  | MONITORS, VIDEO |  | .needs class | [5 empty] | Boston Sci |  |  |  |  | 10/1/19 |  |  | Covered PM Repair - Biomedical | MHHS-Northeast
NO | NO |  |  |  | 074-04352 |  | Boston Scientific Corporation | LS-8900 |  |  | TMC - CATH LAB - PEDI (GHP) | MHHS-TMC |  |  |  | 074-04352 |  | TMC |  | TMC - CATH LAB - PEDI (GHP) | [5 empty] | COMPUTERS |  | .needs class | [5 empty] | Boston Sci | [7 empty] | Covered PM Repair - Biomedical | MHHS-TMC
NO | YES |  |  |  | 133-09934 | 133-09934 | Boston Scientific Corporation | M00546140 |  |  | Katy-Endoscopy | MHHS-Katy |  | Irrigation/Aspiration Unit |  | 133-09934 | 133-09934 | Katy | MHHS-Katy | Katy-Endoscopy | Endoscopy | 10/1/19 | 4/1/20 |  |  | IRRIGATION/DISTENTION SYSTEMS | Irrigation/Aspiration Unit | IRRIGATIONASPNUNIT-Boston Sci-M00546140 | IRRIGATIONASPNUNIT | M00546140 |  |  |  | Boston Sci | Irrigation/Aspiration Unit |  | IRRIGATIONASPNUNIT-Boston Sci-M00546140 |  | 3/15/17 |  | IAU-SA | Covered PM Repair - Biomedical | MHHS-Katy | [8 empty] | IRRIGATIONASPNUNIT | Irrigation/Aspiration Unit | Boston Sci
NO | YES |  |  |  | 041-17048 | 042-17048 | Boston Scientific Corporation | M00546140 |  |  | MEMORIAL CITY - DIGESTIVE DISEASE CENTER | MHHS-Mem City |  | Irrigation/Aspiration Unit |  | 041-17048 | 042-17048 | West | Memorial Hermann Memorial City Medical Center | MEMORIAL CITY - DIGESTIVE DISEASE CENTER | MEMORIAL CITY - DIGESTIVE |  |  |  |  | IRRIGATION/DISTENTION SYSTEMS |  | IRRIGATIONASPNUNIT-Boston Sci-M00546140 | IRRIGATIONASPNUNIT | M00546140 |  |  |  | Boston Sci | Irrigation/Aspiration Unit |  | IRRIGATIONASPNUNIT-Boston Sci-M00546140 |  |  |  |  | Covered PM Repair - Biomedical | MHHS-Mem City
NO | YES |  |  |  | 005-09016 | 005-09016 | Boston Scientific Corporation | M00546140 |  |  | SE-Esophageal Disease Center | MHHS-Southeast |  | Irrigation/Aspiration Unit |  | 005-09016 | 005-09016 | Southeast | MHHS-Southeast | SE-Esophageal Disease Center | SE - ESOPHAGEAL DISEASE CENTER | 3/1/19 |  |  |  | IRRIGATION/DISTENTION SYSTEMS |  | IRRIGATIONASPNUNIT-Boston Sci-M00546140 | IRRIGATIONASPNUNIT | M00546140 |  |  |  | Boston Sci | Irrigation/Aspiration Unit |  | IRRIGATIONASPNUNIT-Boston Sci-M00546140 |  | 3/15/17 |  |  | Covered PM Repair - Biomedical | MHHS-Southeast
NO | YES |  |  |  | 041-18968 | 041-18968 | Boston Scientific Corporation | M00546650 |  |  | MEMORIAL CITY - Endoscopy | MHHS-Mem City |  | Controller, Camera |  | 041-18968 | 041-18968 | West | MEMORIAL CITY - MEMORIAL HERMANN HOSPITAL WEST TOWER | MEMORIAL CITY - Endoscopy | 148 Procedure Rm 5 |  |  |  | ?AuNo PM required?Au sticker found on unit | ENDOSCOPIC EQUIPMENT, VIDEO PROCESSOR |  | CONTROLLERCAMERA-Boston Sci-M00546650 | CONTROLLERCAMERA | M00546650 |  |  |  | Boston Sci | Controller, Camera |  | CONTROLLERCAMERA-Boston Sci-M00546650 |  |  |  |  | Covered PM Repair - Biomedical | MHHS-Mem City
NO | YES |  |  |  | 013-38860 | 013-38860 | Boston Scientific Corporation | M00546650 |  | 22088IBB | SW-Endoscopy | MHHS-Southwest |  | Controller, Camera |  | 013-38860 | 013-38860 | Memorial Hermann Hospital - Southwest | MHHS-Southwest | SW-Endoscopy | Entroscopy | 4/1/19 |  |  |  | ENDOSCOPIC EQUIPMENT, VIDEO PROCESSOR | Controller, Camera | CONTROLLERCAMERA-Boston Sci-M00546650 | CONTROLLERCAMERA | M00546650 |  |  |  | Boston Sci | Controller, Camera |  | CONTROLLERCAMERA-Boston Sci-M00546650 |  | 3/15/17 |  |  | Covered PM Repair - Biomedical | MHHS-Southwest | [8 empty] | CONTROLLERCAMERA | Controller, Camera | Boston Sci
NO | YES |  |  |  | 069-43830 | 069-43830 | Boston Scientific Corporation | M00546650 |  | 22147LBB | Gi lab | MHHS-TMC |  | Controller, Camera |  | 069-43830 | 069-43830 | TMC | Memorial Hermann-Texas Medical Center | Gi lab | J1. 482 | 2/1/18 |  | 1/1/19 |  | ENDOSCOPIC EQUIPMENT, VIDEO PROCESSOR |  | CONTROLLERCAMERA-Boston Sci-M00546650 | CONTROLLERCAMERA | M00546650 |  |  |  | Boston Sci | Controller, Camera |  | CONTROLLERCAMERA-Boston Sci-M00546650 |  | 3/15/17 |  |  | Covered PM Repair - Biomedical | MHHS-TMC
NO | YES |  |  |  | 029-10062 | 029-10062 | Boston Scientific Corporation | M00546650 |  |  | Woodlands-Endoscopy | MHHS-Woodlands |  | Controller, Camera |  | 029-10062 | 029-10062 | Woodlands | MHHS-Woodlands | Woodlands-Endoscopy | Rm 3 | 11/1/19 |  | 11/1/20 |  | ENDOSCOPIC EQUIPMENT, VIDEO PROCESSOR | Controller, Camera | CONTROLLERCAMERA-Boston Sci-M00546650 | CONTROLLERCAMERA | M00546650 |  |  |  | Boston Sci | Controller, Camera |  | CONTROLLERCAMERA-Boston Sci-M00546650 |  | 3/15/17 |  |  | Covered PM Repair - Biomedical | MHHS-Woodlands | [8 empty] | CONTROLLERCAMERA | Controller, Camera | Boston Sci
NO | NO |  |  |  | 133-09127 |  | Boston Scientific Corporation | M00546650 |  |  | KATY - ENDOSCOPY | MHHS-Katy |  | Controller, Camera |  | 133-09127 |  | Katy |  | KATY - ENDOSCOPY | [5 empty] | ENDOSCOPIC EQUIPMENT, VIDEO PROCESSOR |  | CONTROLLERCAMERA-Boston Sci-M00546650 | CONTROLLERCAMERA | M00546650 |  |  |  | Boston Sci | Controller, Camera |  | CONTROLLERCAMERA-Boston Sci-M00546650 |  |  |  |  | Covered PM Repair - Biomedical | MHHS-Katy
NO | NO |  |  |  | 069-41514 |  | Boston Scientific Corporation | M00546650 |  |  | TMC - PLAZA - ERTAN DDC (STE 1400) | MHHS-TMC |  | Controller, Camera |  | 069-41514 |  | TMC |  | TMC - PLAZA - ERTAN DDC (STE 1400) | [5 empty] | ENDOSCOPIC EQUIPMENT, VIDEO PROCESSOR |  | CONTROLLERCAMERA-Boston Sci-M00546650 | CONTROLLERCAMERA | M00546650 |  |  |  | Boston Sci | Controller, Camera |  | CONTROLLERCAMERA-Boston Sci-M00546650 |  |  |  |  | Covered PM Repair - Biomedical | MHHS-TMC
NO | NO | [5 empty] | Boston Scientific Corporation | MAESTRO 3000 |  | M00421000TCO | TMC - CATH LAB - ADULT (2HVI) | MHHS-TMC |  | Radiofrequency Therapy System |  |  |  | TMC |  | TMC - CATH LAB - ADULT (2HVI) | [5 empty] | ELECTROSURGICAL UNITS |  | RFTHERAPY-Boston Sci-Maestro 3000 | RFTHERAPY | Maestro 3000 |  |  |  | Boston Sci | Radiofrequency Therapy System |  | RFTHERAPY-Boston Sci-Maestro 3000 |  |  |  |  | Covered PM Repair - Biomedical | MHHS-TMC
NO | NO |  |  |  | 074-00544 |  | Boston Scientific Corporation | MAESTRO 3000 |  | LOT#111610005M | TMC - CATH LAB - PEDI (GHP) | MHHS-TMC |  | Radiofrequency Therapy System |  | 074-00544 |  | TMC |  | TMC - CATH LAB - PEDI (GHP) | [5 empty] | ELECTROSURGICAL UNITS |  | RFTHERAPY-Boston Sci-Maestro 3000 | RFTHERAPY | Maestro 3000 |  |  |  | Boston Sci | Radiofrequency Therapy System |  | RFTHERAPY-Boston Sci-Maestro 3000 |  |  |  |  | Covered PM Repair - Biomedical | MHHS-TMC
NO | NO |  |  |  | 029-07735 |  | Boston Scientific Corporation | MAESTRO 3000 |  | 021711025m | WOODLANDS - CATH LAB | MHHS-Woodlands |  | Radiofrequency Therapy System |  | 029-07735 |  | Woodlands |  | WOODLANDS - CATH LAB | [5 empty] | ELECTROSURGICAL UNITS |  | RFTHERAPY-Boston Sci-Maestro 3000 | RFTHERAPY | Maestro 3000 |  |  |  | Boston Sci | Radiofrequency Therapy System |  | RFTHERAPY-Boston Sci-Maestro 3000 |  |  |  |  | Covered PM Repair - Biomedical | MHHS-Woodlands
NO | NO |  |  |  | 069-45444 |  | Boston Scientific Corporation | MAESTRO 4000 |  |  | TMC - CATH LAB - PEDI (GHP) | MHHS-TMC |  | Radiofrequency Therapy System |  | 069-45444 |  | TMC |  | TMC - CATH LAB - PEDI (GHP) | [5 empty] | RADIOFREQUENCY THERAPY SYSTEMS, TISSUE ABLATION |  | RFTHERAPY-Boston Sci-Maestro 4000 | RFTHERAPY | Maestro 4000 |  |  |  | Boston Sci | Radiofrequency Therapy System |  | RFTHERAPY-Boston Sci-Maestro 4000 |  |  |  |  | Clinical Miscellaneous | MHHS-TMC
NO | NO |  |  |  | 074-05447 |  | Boston Scientific Corporation | METRIQ PUMP |  | MP0478 | TMC - CATH LAB - ADULT (2HVI) | MHHS-TMC |  |  |  | 074-05447 |  | TMC |  | TMC - CATH LAB - ADULT (2HVI) | [5 empty] | IRRIGATION/DISTENTION SYSTEMS |  | .needs class | [5 empty] | Boston Sci | [7 empty] | Covered PM Repair - Biomedical | MHHS-TMC
NO | NO |  |  |  | 069-48445 |  | Boston Scientific Corporation | METRIQ PUMP |  | MP1056 | TMC - CATH LAB - PEDI (GHP) | MHHS-TMC |  |  |  | 069-48445 |  | TMC |  | TMC - CATH LAB - PEDI (GHP) | [5 empty] | IRRIGATION/DISTENTION SYSTEMS |  | .needs class | [5 empty] | Boston Sci | [7 empty] | Covered PM Repair - Biomedical | MHHS-TMC
NO | YES |  |  |  | 151-02321 | 151-02321 | Boston Scientific Corporation | RC5000 |  | RC401362 | CY-Cardiac Cath Lab | MHHS-Cypress |  | System, Atherectomy |  | 151-02321 | 151-02321 | Northwest | MHHS-Cypress | CY-Cardiac Cath Lab | Cario vascular storage | 1/1/20 | 1/1/20 |  |  | ELECTROSURGICAL UNITS | System, Atherectomy | SYSTEMATHERECTOMY-Boston Sci-RC5000 | SYSTEMATHERECTOMY | RC5000 |  |  |  | Boston Sci | System, Atherectomy |  | SYSTEMATHERECTOMY-Boston Sci-RC5000 |  |  |  | SYAT-SA | Covered PM Repair - Biomedical | MHHS-Cypress | [8 empty] | SYSTEMATHERECTOMY | System, Atherectomy | Boston Sci
NO | YES |  |  |  | 009-33414 | 009-33414 | Boston Scientific Corporation | RC5000 |  | RC108224 | GH-OR Anesthesia | MHHS-Greater Heights |  | System, Atherectomy |  | 009-33414 | 009-33414 | Central | MHHS-Greater Heights | GH-OR Anesthesia | OR | 12/1/19 |  |  |  | ELECTROSURGICAL UNITS | System, Atherectomy | SYSTEMATHERECTOMY-Boston Sci-RC5000 | SYSTEMATHERECTOMY | RC5000 |  |  |  | Boston Sci | System, Atherectomy |  | SYSTEMATHERECTOMY-Boston Sci-RC5000 |  | 1/1/14 |  | SYAT-SA | Covered PM Repair - Biomedical | MHHS-Greater Heights | [8 empty] | SYSTEMATHERECTOMY | System, Atherectomy | Boston Sci
NO | NO | [5 empty] | Boston Scientific Corporation | RC5000 |  | rc107758 | GH - CATH LAB | MHHS-Greater Heights |  | System, Atherectomy |  |  |  | Central & Greater Heights |  | GH - CATH LAB | [5 empty] | ELECTROSURGICAL UNITS |  | SYSTEMATHERECTOMY-Boston Sci-RC5000 | SYSTEMATHERECTOMY | RC5000 |  |  |  | Boston Sci | System, Atherectomy |  | SYSTEMATHERECTOMY-Boston Sci-RC5000 |  |  |  |  | Covered PM Repair - Biomedical | MHHS-Greater Heights
NO | YES | Asset Tag 005-07677 |  |  | 005-07677 | 005-07677 | Boston Scientific Corporation | RF 3000 |  | 061008-030 | SE - RADIOLOGY | MHHS-Southeast |  | Radiofrequency Therapy System |  | 005-07677 | 005-07677 | Southeast | Memorial Hermann Southeast Hospital | SE - RADIOLOGY | RADIOLOGY | 3/1/20 |  | 3/1/21 |  | RADIOFREQUENCY THERAPY SYSTEMS, TISSUE ABLATION |  | RFTHERAPY-Boston Sci-RF 3000 | RFTHERAPY | RF 3000 |  |  |  | Boston Sci | Radiofrequency Therapy System |  | RFTHERAPY-Boston Sci-RF 3000 |  | 2/1/19 |  |  | Covered PM Repair - Biomedical | MHHS-Southeast
NO | YES | [5 empty] | Boston Scientific Corporation | RF 3000 |  | M00421000TC0 | SW-Cath Lab | MHHS-Southwest |  | Radiofrequency Therapy System |  |  |  | Southwest | MHHS-Southwest | SW-Cath Lab | HVI EP3 | 10/1/19 |  | 10/1/20 |  | RADIOFREQUENCY THERAPY SYSTEMS, TISSUE ABLATION | Radiofrequency Therapy System | RFTHERAPY-Boston Sci-RF 3000 | RFTHERAPY | RF 3000 |  |  |  | Boston Sci | Radiofrequency Therapy System |  | RFTHERAPY-Boston Sci-RF 3000 |  | 2/1/19 |  |  | Covered PM Repair - Biomedical | MHHS-Southwest | [8 empty] | RFTHERAPY | Radiofrequency Therapy System | Boston Sci
NO | YES | Asset Tag 041-18877 |  |  | 041-18877 | 041-18877 | Boston Scientific Corporation | ROTABLATOR RC 5000 CONSOLE |  | RC400496 | MEMORIAL CITY - CATH LAB | MHHS-Mem City |  |  |  | 041-18877 | 041-18877 | West | Memorial Hermann Heart | MEMORIAL CITY - CATH LAB | Hallway in front of E9 205 |  |  |  |  | CIRCULATORY ASSIST UNITS, INTRA-AORTIC BALLOON |  | .needs class | [5 empty] | Boston Sci | [7 empty] | Covered PM Repair - Biomedical | MHHS-Mem City
NO | YES |  |  |  | 005-11085 | 005-11085 | Boston Scientific Corporation | ROTABLATOR RC 5000 CONSOLE |  | RC400732 | SE-Noninvasive Cardiology | MHHS-Southeast |  |  |  | 005-11085 | 005-11085 | Southeast | MHHS-Southeast | SE-Noninvasive Cardiology | Recovery bay 6 | 1/1/20 |  | 1/1/21 |  | CIRCULATORY ASSIST UNITS, INTRA-AORTIC BALLOON |  | .needs class | [5 empty] | Boston Sci |  |  |  |  | 9/1/17 |  |  | Covered PM Repair - Biomedical | MHHS-Southeast
NO | YES |  |  |  |  | 013-19136 | Boston Scientific Corporation | ROTABLATOR RC 5000 CONSOLE |  | RC107769 | SW-Cath Lab | MHHS-Southwest |  |  |  |  | 013-19136 | Southwest | MHHS-Southwest | SW-Cath Lab | Storage room | 10/1/19 |  |  |  | CIRCULATORY ASSIST UNITS, INTRA-AORTIC BALLOON |  | .needs class | [5 empty] | Boston Sci | [7 empty] | Covered PM Repair - Biomedical | MHHS-Southwest
NO | YES |  |  |  | 074-04932 | 074-04932 | Boston Scientific Corporation | ROTABLATOR RC 5000 CONSOLE |  | RC401002 | TMC-Cath Lab-Adult (2Hvi) | MHHS-TMC |  |  |  | 074-04932 | 074-04932 | TMC | MHHS-TMC | TMC-Cath Lab-Adult (2Hvi) | TMC - CATH LAB - ADULT (2HVI) | 4/1/19 |  | 1/1/21 |  | CIRCULATORY ASSIST UNITS, INTRA-AORTIC BALLOON |  | .needs class | [5 empty] | Boston Sci | [7 empty] | Covered PM Repair - Biomedical | MHHS-TMC
YES | YES |  |  |  | 069-15051 | 069-15051 | Boston Scientific Corporation | ROTABLATOR RC 5000 CONSOLE |  | RC5143 | TMC - CATH LAB - ADULT (2HVI) |  |  |  |  | 069-15051 | 069-15051 | TMC | Memorial Hermann-Texas Medical Center | TMC - CATH LAB - ADULT (2HVI) | TMC - CATH LAB - ADULT (2HVI) | 6/1/19 |  | 6/1/20
NO | YES |  |  |  | 069-41896 | 069-41896 | Boston Scientific Corporation | SPYGLASS 4619 |  |  | TMC-Gi/Endo-Adult (1J) | MHHS-TMC |  |  |  | 069-41896 | 069-41896 | TMC | MHHS-TMC | TMC-Gi/Endo-Adult (1J) |  | 6/1/19 |  |  |  | CAMERAS |  | .needs class | [5 empty] | Boston Sci | [7 empty] | Covered PM Repair - Biomedical | MHHS-TMC
NO | YES |  |  |  | 041-17047 | 041-17047 | Boston Scientific Corporation | SPYGLASS CAMERA |  |  | MEMORIAL CITY - DIGESTIVE DISEASE CENTER | MHHS-Mem City |  |  |  | 041-17047 | 041-17047 | West | Memorial Hermann Memorial City Medical Center | MEMORIAL CITY - DIGESTIVE DISEASE CENTER | MEMORIAL CITY - DIGESTIVE |  |  |  |  | CAMERAS |  | .needs class | [5 empty] | Boston Sci | [7 empty] | Covered PM Repair - Biomedical | MHHS-Mem City
NO | YES |  |  |  | 013-36835 | 013-36835 | Boston Scientific Corporation | SPYGLASS CAMERA |  |  | SW-Endoscopy | MHHS-Southwest |  |  |  | 013-36835 | 013-36835 | Memorial Hermann Hospital - Southwest | MHHS-Southwest | SW-Endoscopy | Entroscopy | 1/1/19 |  |  |  | CAMERAS |  | .needs class | [5 empty] | Boston Sci |  |  |  |  | 1/31/18 |  |  | Covered PM Repair - Biomedical | MHHS-Southwest
NO | NO | [5 empty] | Boston Scientific Corporation | SPYGLASS CAMERA |  |  | TMC - PLAZA - ERTAN DDC (STE 1400) | MHHS-TMC | [5 empty] | TMC |  | TMC - PLAZA - ERTAN DDC (STE 1400) | [5 empty] | CAMERAS |  | .needs class | [5 empty] | Boston Sci | [7 empty] | Not Covered Vendor Only - Biomedical | MHHS-TMC
NO | YES |  |  |  | 151-03600 | 151-03600 | Boston Scientific Corporation | SPYGLASS DS |  |  | CY-Endoscopy | MHHS-Cypress |  | Camera, Surgical |  | 151-03600 | 151-03600 | Northwest | MHHS-Cypress | CY-Endoscopy | Endo two | 12/1/19 | 12/1/20 |  |  | CAMERAS | Camera, Surgical | CAMERASURGICAL-Boston Sci-SpyGlass DS | CAMERASURGICAL | SpyGlass DS |  |  |  | Boston Sci | Camera, Surgical |  | CAMERASURGICAL-Boston Sci-SpyGlass DS |  | 1/31/18 |  |  | Covered PM Repair - Biomedical | MHHS-Cypress | [8 empty] | CAMERASURGICAL | Camera, Surgical | Boston Sci
NO | YES |  |  |  | 041-17046 | 041-17046 | Boston Scientific Corporation | SPYGLASS LIGHT SOURCE |  |  | MEMORIAL CITY - DIGESTIVE DISEASE CENTER | MHHS-Mem City |  |  |  | 041-17046 | 041-17046 | West | Memorial Hermann Memorial City Medical Center | MEMORIAL CITY - DIGESTIVE DISEASE CENTER | MEMORIAL CITY - DIGESTIVE |  |  |  |  | LIGHT SOURCES, FIBEROPTIC |  | .needs class | [5 empty] | Boston Sci | [7 empty] | Covered PM Repair - Radiology, High End | MHHS-Mem City
NO | YES |  |  |  | 005-09014 | 005-09014 | Boston Scientific Corporation | SPYGLASS LIGHT SOURCE |  |  | SE-Respiratory | MHHS-Southeast |  |  |  | 005-09014 | 005-09014 | Southeast | MHHS-Southeast | SE-Respiratory | 4th Floor Storage | 1/1/19 |  |  |  | LIGHT SOURCES, FIBEROPTIC |  | .needs class | [5 empty] | Boston Sci |  |  |  |  | 1/24/18 |  |  | Covered PM Repair - Radiology, Low End | MHHS-Southeast
NO | NO | [5 empty] | Boston Scientific Corporation | SPYGLASS LIGHT SOURCE |  |  | TMC - PLAZA - ERTAN DDC (STE 1400) | MHHS-TMC | [5 empty] | TMC |  | TMC - PLAZA - ERTAN DDC (STE 1400) | [5 empty] | LIGHT SOURCES, FIBEROPTIC |  | .needs class | [5 empty] | Boston Sci | [7 empty] | Covered PM Repair - Biomedical | MHHS-TMC
NO | YES |  |  |  | 005-09015 | 005-09015 | Boston Scientific Corporation | SPYGLASS VIDEO PROCESSOR |  |  | SE-Respiratory | MHHS-Southeast |  |  |  | 005-09015 | 005-09015 | Southeast | MHHS-Southeast | SE-Respiratory | 4th Floor Storage | 1/1/19 |  |  |  | ENDOSCOPIC EQUIPMENT, VIDEO PROCESSOR |  | .needs class | [5 empty] | Boston Sci |  |  |  |  | 4/14/17 |  |  | Covered PM Repair - Biomedical | MHHS-Southeast
NO | YES |  |  |  | 129-06680 | 129-06680 | Boston Scientific Corporation | SPYGLASS VIDEO PROCESSOR |  |  | Sugar Land-Endoscopy | MHHS-Sugarland |  |  |  | 129-06680 | 129-06680 | Sugar Land | MHHS-Sugarland | Sugar Land-Endoscopy |  | 10/1/19 | 10/1/20 |  |  | ENDOSCOPIC EQUIPMENT, VIDEO PROCESSOR |  | .needs class | [5 empty] | Boston Sci |  |  |  |  | 2/1/18 |  |  | Covered PM Repair - Radiology, Low End | MHHS-Sugarland
NO | NO |  |  |  | 013-14971 |  | Boston Scientific Corporation | SPYGLASS VIDEO PROCESSOR |  |  | SW - ENDOSCOPY | MHHS-Southwest |  |  |  | 013-14971 |  | Southwest |  | SW - ENDOSCOPY | [5 empty] | ENDOSCOPIC EQUIPMENT, VIDEO PROCESSOR |  | .needs class | [5 empty] | Boston Sci | [7 empty] | Covered PM Repair - Biomedical | MHHS-Southwest
NO | NO |  |  |  | 013-14972 |  | Boston Scientific Corporation | SPYGLASS VIDEO PROCESSOR |  |  | SW - ENDOSCOPY | MHHS-Southwest |  |  |  | 013-14972 |  | Southwest |  | SW - ENDOSCOPY | [5 empty] | ENDOSCOPIC EQUIPMENT, VIDEO PROCESSOR |  | .needs class | [5 empty] | Boston Sci | [7 empty] | Covered PM Repair - Biomedical | MHHS-Southwest
NO | YES |  |  |  | 009-09962 | 009-09962 | Boston Scientific Corporation | SPYGLASS VISUALIZATION SYSTEM |  |  | GH-OR Endoscopy | MHHS-Greater Heights |  |  |  | 009-09962 | 009-09962 | Central | MHHS-Greater Heights | GH-OR Endoscopy | Endoscopy | 7/1/19 |  | 7/1/20 |  | IRRIGATION/DISTENTION SYSTEMS |  | .needs class | [5 empty] | Boston Sci |  |  |  |  | 2/1/18 |  |  | Covered PM Repair - Radiology, Low End | MHHS-Greater Heights
NO | YES |  |  |  | 142-03564 | 142-03564 | Boston Scientific Corporation | SPYGLASS VISUALIZATION SYSTEM |  |  | NE-Endoscopy | MHHS-Northeast |  |  |  | 142-03564 | 142-03564 | Katy | MHHS-Northeast | NE-Endoscopy | Procedure 3 | 10/1/19 | 10/1/20 |  |  | IRRIGATION/DISTENTION SYSTEMS |  | .needs class | [5 empty] | Boston Sci |  |  |  |  | 1/24/18 |  |  | Covered PM Repair - Radiology, High End | MHHS-Northeast
NO | YES |  |  |  | 005-10836 | 005-10836 | Boston Scientific Corporation | SPYGLASS VISUALIZATION SYSTEM |  |  | SE-Esophageal Disease Center | MHHS-Southeast |  |  |  | 005-10836 | 005-10836 | Southeast | MHHS-Southeast | SE-Esophageal Disease Center | Endo procesure 1 | 12/1/19 |  |  |  | IRRIGATION/DISTENTION SYSTEMS |  | .needs class | [5 empty] | Boston Sci |  |  |  |  | 12/8/17 |  |  | Covered PM Repair - Biomedical | MHHS-Southeast
NO | NO | [5 empty] | Boston Scientific Corporation | VASOVIEW HEMOPRO POWER SUPPLY |  | H08120163G | TMC - OR - CVOR (7HVI) | MHHS-TMC | [5 empty] | TMC |  | TMC - OR - CVOR (7HVI) | [5 empty] | POWER SUPPLIES |  | .needs class | [5 empty] | Boston Sci | [7 empty] | Covered PM Repair - Biomedical | MHHS-TMC
NO | NO | [5 empty] | Boston Scientific Corporation | VASOVIEW HEMOPRO POWER SUPPLY |  | H151201316 | WOODLANDS - OR | MHHS-Woodlands | [5 empty] | Woodlands |  | WOODLANDS - OR | [5 empty] | POWER SUPPLIES |  | .needs class | [5 empty] | Boston Sci | [7 empty] | Covered PM Repair - Biomedical | MHHS-Woodlands
YES | YES |  |  |  | 099-14857 | 099-14857 | Bowflex | Versatrainer |  |  | TIRR - Therapy Gym |  |  |  |  | 099-14857 | 099-14857 | TMC | TIRR Memorial Hermann | TIRR - Therapy Gym | Rehab
YES | YES |  |  |  | 077-06274 | 077-06274 | Bowheinger |  |  |  | Gi lab |  |  |  |  | 077-06274 | 077-06274 | TMC | Memorial Hermann-Texas Medical Center | Gi lab | J1. 482
YES | YES |  |  |  | 069-21663 | 069-21663 | Bowheinger |  |  |  | Gi lab |  |  |  |  | 069-21663 | 069-21663 | TMC | Memorial Hermann-Texas Medical Center | Gi lab | J1. 482
YES | YES |  |  |  | 142-09043 | 142-09043 | BR Surgical | Cliq |  |  | MH MG - (SL) - SUGAR LAND MULTI-SPECIALTY (MP1) |  |  |  |  | 142-09043 | 142-09043 | Sugar Land | Memorial Hermann Medical Group Sugar Land Multi-Specialty (#350) | MH MG - (SL) - SUGAR LAND MULTI-SPECIALTY (MP1) | Storage
YES | YES |  |  |  | 069-18157 | 069-18157 | Bracco Diag | Empower Mit |  | M82154 | MRI |  |  |  |  | 069-18157 | 069-18157 | TMC | Memorial Hermann Hospital MRI | MRI | MRI2 | 3/1/20
NO | YES |  |  |  | 069-37609 | 069-37609 | Bracco Diagnostics Inc. | CO2MPACT |  | 710300-#88275CWB | Gi lab | MHHS-TMC |  | Insufflator, Carbon Dioxide |  | 069-37609 | 069-37609 | TMC | Memorial Hermann-Texas Medical Center | Gi lab | J1. 482 | 8/1/19 |  | 8/1/20 |  | INSUFFLATORS |  | INSUFFLATORCARBONDIOX-US Endoscopy-CO2MPACT | INSUFFLATORCARBONDIOX | CO2MPACT |  |  |  | US Endoscopy | Insufflator, Carbon Dioxide |  |  | INSUFFLATORCARBONDIOX-US Endoscopy-CO2MPACT |  |  |  | Covered PM Repair - Biomedical | MHHS-TMC
NO | YES |  |  |  | 069-42803 | 069-42803 | Bracco Diagnostics Inc. | CO2MPACT |  | 91881CBH | TMC - Jones - GI lab | MHHS-TMC |  | Insufflator, Carbon Dioxide |  | 069-42803 | 069-42803 | TMC | Memorial Hermann-Texas Medical Center | TMC - Jones - GI lab | GI Lab | 8/1/19 |  | 8/1/20 |  | INSUFFLATORS |  | INSUFFLATORCARBONDIOX-US Endoscopy-CO2MPACT | INSUFFLATORCARBONDIOX | CO2MPACT |  |  |  | US Endoscopy | Insufflator, Carbon Dioxide |  |  | INSUFFLATORCARBONDIOX-US Endoscopy-CO2MPACT | 1/1/25 |  |  | Not Covered Vendor Only - Biomedical | MHHS-TMC
NO | NO | [5 empty] | Bracco Diagnostics Inc. | CO2MPACT |  | 710300-#88253CWB | TMC - PLAZA - ERTAN DDC (STE 1400) | MHHS-TMC |  | Insufflator, Carbon Dioxide |  |  |  | TMC |  | TMC - PLAZA - ERTAN DDC (STE 1400) | [5 empty] | INSUFFLATORS |  | INSUFFLATORCARBONDIOX-US Endoscopy-CO2MPACT | INSUFFLATORCARBONDIOX | CO2MPACT |  |  |  | US Endoscopy | Insufflator, Carbon Dioxide |  |  | INSUFFLATORCARBONDIOX-US Endoscopy-CO2MPACT |  |  |  | Covered PM Repair - Biomedical | MHHS-TMC
NO | NO | [5 empty] | Bracco Diagnostics Inc. | CO2MPACT |  | 710300-#88259CWB | TMC - PLAZA - ERTAN DDC (STE 1400) | MHHS-TMC |  | Insufflator, Carbon Dioxide |  |  |  | TMC |  | TMC - PLAZA - ERTAN DDC (STE 1400) | [5 empty] | INSUFFLATORS |  | INSUFFLATORCARBONDIOX-US Endoscopy-CO2MPACT | INSUFFLATORCARBONDIOX | CO2MPACT |  |  |  | US Endoscopy | Insufflator, Carbon Dioxide |  |  | INSUFFLATORCARBONDIOX-US Endoscopy-CO2MPACT |  |  |  | Not Covered Vendor Only - Biomedical | MHHS-TMC
NO | NO | [5 empty] | Bracco Diagnostics Inc. | CO2MPACT |  | 710300-#88270CWB | TMC - PLAZA - ERTAN DDC (STE 1400) | MHHS-TMC |  | Insufflator, Carbon Dioxide |  |  |  | TMC |  | TMC - PLAZA - ERTAN DDC (STE 1400) | [5 empty] | INSUFFLATORS |  | INSUFFLATORCARBONDIOX-US Endoscopy-CO2MPACT | INSUFFLATORCARBONDIOX | CO2MPACT |  |  |  | US Endoscopy | Insufflator, Carbon Dioxide |  |  | INSUFFLATORCARBONDIOX-US Endoscopy-CO2MPACT |  |  |  | Covered PM Repair - Biomedical | MHHS-TMC
NO | NO | [5 empty] | Bracco Diagnostics Inc. | CO2MPACT |  | 710300-#88272CWB | TMC - PLAZA - ERTAN DDC (STE 1400) | MHHS-TMC |  | Insufflator, Carbon Dioxide |  |  |  | TMC |  | TMC - PLAZA - ERTAN DDC (STE 1400) | [5 empty] | INSUFFLATORS |  | INSUFFLATORCARBONDIOX-US Endoscopy-CO2MPACT | INSUFFLATORCARBONDIOX | CO2MPACT |  |  |  | US Endoscopy | Insufflator, Carbon Dioxide |  |  | INSUFFLATORCARBONDIOX-US Endoscopy-CO2MPACT |  |  |  | No Coverage Specified | MHHS-TMC
NO | YES |  |  |  | 013-34395 | 013-34395 | Brainlab, Inc. | BUZZ - DIGITAL O.R. |  |  | SW-HVI-OR | MHHS-Southwest |  |  |  | 013-34395 | 013-34395 | Southwest | MHHS-Southwest | SW-HVI-OR | Hallway |  |  |  |  | IMAGE STORAGE DEVICES, WORKSTATION |  | .needs class | [5 empty] | Brainlab Inc |  |  |  |  | 12/1/20 |  |  | Not Covered Vendor Only - Biomedical | MHHS-Southwest
NO | YES |  |  |  | 013-36682 | 013-36682 | Brainlab, Inc. | BUZZ - DIGITAL O.R. |  |  | SW-OR | MHHS-Southwest |  |  |  | 013-36682 | 013-36682 | Southwest | MHHS-Southwest | SW-OR | OR19 |  |  |  |  | IMAGE STORAGE DEVICES, WORKSTATION |  | .needs class | [5 empty] | Brainlab Inc |  |  |  |  | 12/1/20 |  |  | Not Covered Vendor Only - Biomedical | MHHS-Southwest
NO | NO |  |  |  | 013-36683 |  | Brainlab, Inc. | BUZZ - DIGITAL O.R. |  |  | SW - OR | MHHS-Southwest |  |  |  | 013-36683 |  | Southwest |  | SW - OR | [5 empty] | IMAGE STORAGE DEVICES, WORKSTATION |  | .needs class | [5 empty] | Brainlab Inc | [7 empty] | No Coverage Specified | MHHS-Southwest
NO | YES |  |  |  | 013-39080 | 013-39080 | Brainlab, Inc. | CURVE |  |  | SW-OR | MHHS-Southwest |  | System, Image Guidance |  | 013-39080 | 013-39080 | Southwest | MHHS-Southwest | SW-OR | Or core 16 |  |  |  | No pm sticker | STEREOTACTIC SYSTEM | System, Image Guidance | SYSIMAGEGUIDANCE-BrainLAB-Curve | SYSIMAGEGUIDANCE | Curve |  |  |  | Brainlab Inc | System, Image Guidance |  | SYSIMAGEGUIDANCE-BrainLAB-Curve |  | 9/10/16 |  | SYIG-SA | Covered PM Repair - Biomedical | MHHS-Southwest | [8 empty] | SYSIMAGEGUIDANCE | System, Image Guidance | Brainlab Inc
NO | NO |  |  |  | 041-18864 |  | Brainlab, Inc. | CURVE |  | 966451500-19901 | MEMORIAL CITY - MOR | MHHS-Mem City |  | System, Image Guidance |  | 041-18864 |  | West & Memorial City |  | MEMORIAL CITY - MOR | [5 empty] | STEREOTACTIC SYSTEM |  | SYSIMAGEGUIDANCE-BrainLAB-Curve | SYSIMAGEGUIDANCE | Curve |  |  |  | Brainlab Inc | System, Image Guidance |  | SYSIMAGEGUIDANCE-BrainLAB-Curve |  |  |  |  | Covered PM Repair - Biomedical | MHHS-Mem City
NO | YES |  |  |  | 009-10349 | 009-10349 | BRANDMAX | U-5LH |  |  | GH-OR Endoscopy | MHHS-Greater Heights |  |  |  | 009-10349 | 009-10349 | Central | MHHS-Greater Heights | GH-OR Endoscopy | Endoscopy | 7/1/19 |  | 7/1/20 |  | STERILIZING UNITS, LIQUID |  | .needs class | [10 empty] | 5/5/18 |  |  | Covered PM Repair - Biomedical | MHHS-Greater Heights
NO | YES |  |  |  | 069-35235 | 069-35235 | Brandt Industries |  |  | U021616 2 | TMC-OR-Robertson (2R) | MHHS-TMC |  |  |  | 069-35235 | 069-35235 | TMC | MHHS-TMC | TMC-OR-Robertson (2R) | Clean core | 10/1/18 |  | 4/1/19 |  | LIGHTS, PERINEAL HEAT |  | .needs class |  |  |  |  | .needs class | Brandt Ind | [7 empty] | Covered PM Repair - Biomedical | MHHS-TMC
NO | NO |  |  |  | 069-35238 |  | Brandt Industries |  |  | U021616 1 | TMC - OR - PEDI OR (2R) | MHHS-TMC |  |  |  | 069-35238 |  | TMC |  | TMC - OR - PEDI OR (2R) | [5 empty] | LIGHTS, PERINEAL HEAT |  | .needs class |  |  |  |  | .needs class | Brandt Ind | [7 empty] | Covered PM Repair - Biomedical | MHHS-TMC
YES | YES |  |  |  | 142-08858 | 142-08858 | Braun | Thermoscan |  | Thermoscan | MH MG - (SL) - PHYSICIANS AT SUGAR CREEK |  |  |  |  | 142-08858 | 142-08858 | Sugar Land |  | MH MG - (SL) - PHYSICIANS AT SUGAR CREEK | Orange Nurses Station
YES | YES | Serial Number 328785000252 |  |  | 142-08868 | 142-08868 | Braun | Thermoscan |  |  | MH MG - (SL) - PHYSICIANS AT SUGAR CREEK |  |  |  |  | 142-08868 | 142-08868 | Sugar Land |  | MH MG - (SL) - PHYSICIANS AT SUGAR CREEK | Purple Exam 2
YES | YES |  |  |  | 009-34266 | 009-34266 | Braun Industries | 03019tav |  |  | EEG |  |  |  |  | 009-34266 | 009-34266 | Southwest | Memorial Hermann Southwest Hospital | EEG | EEG
YES | YES |  |  |  | 15614K06008 | 15614K06008 | Braun Industries | Pro 400 |  | 15614K06008 | MH MG - (NE) - SUMMER CREEK CCC |  |  |  |  | 15614K06008 | 15614K06008 | Katy | Memorial Hermann Summer Creek Primary Care | MH MG - (NE) - SUMMER CREEK CCC | By exam 4
YES | YES |  |  |  | 009-34267 | 009-34267 | Braun Industries | Tat-2000 |  |  | Screening |  |  |  |  | 009-34267 | 009-34267 | Southwest | Memorial Hermann Southwest Hospital | Screening | Screening
NO | YES |  |  |  | 009-10042 | 009-10042 | Braun Thermoscan |  |  |  | CBC - (GH) - HOGG MIDDLE SCHOOL CLINIC | MHHS-Neighborhood Clinics |  | Thermometer, Electronic |  | 009-10042 | 009-10042 | Central & Greater Heights |  | CBC - (GH) - HOGG MIDDLE SCHOOL CLINIC |  | 08/29/2018 |  |  |  | THERMOMETERS, ELECTRONIC, PATIENT |  | THERMOMETERELECT-Welch Allyn-6021 | THERMOMETERELECT |  |  |  |  | Welch Allyn | Thermometer, Electronic |  |  | THERMOMETERELECT-Welch Allyn-6021 |  |  |  | Covered PM Repair - Biomedical | MHHS-Neighborhood Clinics
NO | NO | [5 empty] | Braun Thermoscan |  |  |  | MH MG - (TMC) - FANNIN PEDIATRICS (STE 2110) | MHHS-MG |  | Thermometer, Electronic |  |  |  | TMC |  | MH MG - (TMC) - FANNIN PEDIATRICS (STE 2110) | [5 empty] | THERMOMETERS, ELECTRONIC, PATIENT |  | THERMOMETERELECT-Welch Allyn-6021 | THERMOMETERELECT |  |  |  |  | Welch Allyn | Thermometer, Electronic |  |  | THERMOMETERELECT-Welch Allyn-6021 |  |  |  | Covered PM Repair - Biomedical | MHHS-MG
NO | NO | [5 empty] | Braun Thermoscan |  |  |  | MH MG - (TMC) - FANNIN PEDIATRICS (STE 2110) | MHHS-MG |  | Thermometer, Electronic |  |  |  | TMC |  | MH MG - (TMC) - FANNIN PEDIATRICS (STE 2110) | [5 empty] | THERMOMETERS, ELECTRONIC, PATIENT |  | THERMOMETERELECT-Welch Allyn-6021 | THERMOMETERELECT |  |  |  |  | Welch Allyn | Thermometer, Electronic |  |  | THERMOMETERELECT-Welch Allyn-6021 |  |  |  | Covered PM Repair - Biomedical | MHHS-MG
NO | NO |  |  |  | 069-43485 |  | Braun Thermoscan |  |  |  | MH MG - (TMC) - PEDIATRICS (STE 2445) | MHHS-MG |  | Thermometer, Electronic |  | 069-43485 |  | TMC |  | MH MG - (TMC) - PEDIATRICS (STE 2445) | [5 empty] | THERMOMETERS, ELECTRONIC, PATIENT |  | THERMOMETERELECT-Welch Allyn-6021 | THERMOMETERELECT |  |  |  |  | Welch Allyn | Thermometer, Electronic |  |  | THERMOMETERELECT-Welch Allyn-6021 |  |  |  | Covered PM Repair - Biomedical | MHHS-MG
NO | NO |  |  |  | 069-43486 |  | Braun Thermoscan |  |  |  | MH MG - (TMC) - PEDIATRICS (STE 2445) | MHHS-MG |  | Thermometer, Electronic |  | 069-43486 |  | TMC |  | MH MG - (TMC) - PEDIATRICS (STE 2445) | [5 empty] | THERMOMETERS, ELECTRONIC, PATIENT |  | THERMOMETERELECT-Welch Allyn-6021 | THERMOMETERELECT |  |  |  |  | Welch Allyn | Thermometer, Electronic |  |  | THERMOMETERELECT-Welch Allyn-6021 |  |  |  | Covered PM Repair - Biomedical | MHHS-MG
NO | NO |  |  |  | 069-43488 |  | Braun Thermoscan |  |  |  | MH MG - (TMC) - PEDIATRICS (STE 2445) | MHHS-MG |  | Thermometer, Electronic |  | 069-43488 |  | TMC |  | MH MG - (TMC) - PEDIATRICS (STE 2445) | [5 empty] | THERMOMETERS, ELECTRONIC, PATIENT |  | THERMOMETERELECT-Welch Allyn-6021 | THERMOMETERELECT |  |  |  |  | Welch Allyn | Thermometer, Electronic |  |  | THERMOMETERELECT-Welch Allyn-6021 |  |  |  | Covered PM Repair - Biomedical | MHHS-MG
NO | NO | [5 empty] | Braun Thermoscan | NTF3000 |  |  | PARC - GESSNER INPATIENT REHAB | MHHS-PARC | [5 empty] | Central & Greater Heights |  | PARC - GESSNER INPATIENT REHAB | [5 empty] | THERMOMETERS, ELECTRONIC, PATIENT |  | .needs class | [13 empty] | Covered PM Repair - Biomedical | MHHS-PARC
NO | YES |  |  |  |  | 151-03883 | Braun Thermoscan | PRO 4000 |  | LOT# 26312K00454 | MH MG-(CY)-Copperfield | MHHS-MG |  | Thermometer, Tympanic |  |  | 151-03883 | Northwest | MHHS-MG | MH MG-(CY)-Copperfield | Ask the nurse | 3/1/19 |  |  |  | THERMOMETERS, ELECTRONIC, PATIENT | Thermometer, Tympanic | THERMOMETERTYMP-Welch Allyn-Pro 4000 | THERMOMETERTYMP | Pro 4000 |  |  |  | Welch Allyn | Thermometer, Tympanic |  |  | THERMOMETERTYMP-Welch Allyn-Pro 4000 | 10/1/20 |  |  | Not Covered Vendor Only - Biomedical | MHHS-MG | [8 empty] | THERMOMETERTYMP | Thermometer, Tympanic | Welch Allyn
NO | NO |  |  |  | LOT08015K00597 |  | Braun Thermoscan | PRO 4000 |  | LOT08015K00597 | MH MG - (TMC) - FANNIN PEDIATRICS (STE 2110) | MHHS-MG |  | Thermometer, Tympanic |  | LOT08015K00597 |  | TMC |  | MH MG - (TMC) - FANNIN PEDIATRICS (STE 2110) | [5 empty] | THERMOMETERS, ELECTRONIC, PATIENT |  | THERMOMETERTYMP-Welch Allyn-Pro 4000 | THERMOMETERTYMP | Pro 4000 |  |  |  | Welch Allyn | Thermometer, Tympanic |  |  | THERMOMETERTYMP-Welch Allyn-Pro 4000 |  |  |  | Not Covered Vendor Only - Biomedical | MHHS-MG
NO | NO |  |  |  | 069-43484 |  | Braun Thermoscan | PRO 4000 |  | LOT# 11215K00569 | MH MG - (TMC) - PEDIATRICS (STE 2445) | MHHS-MG |  | Thermometer, Tympanic |  | 069-43484 |  | TMC |  | MH MG - (TMC) - PEDIATRICS (STE 2445) | [5 empty] | THERMOMETERS, ELECTRONIC, PATIENT |  | THERMOMETERTYMP-Welch Allyn-Pro 4000 | THERMOMETERTYMP | Pro 4000 |  |  |  | Welch Allyn | Thermometer, Tympanic |  |  | THERMOMETERTYMP-Welch Allyn-Pro 4000 |  |  |  | Covered PM Repair - Respiratory/Steriliz | MHHS-MG
NO | NO |  |  |  | 069-43487 |  | Braun Thermoscan | PRO 4000 |  | LOT# 09914K03762 | MH MG - (TMC) - PEDIATRICS (STE 2445) | MHHS-MG |  | Thermometer, Tympanic |  | 069-43487 |  | TMC |  | MH MG - (TMC) - PEDIATRICS (STE 2445) | [5 empty] | THERMOMETERS, ELECTRONIC, PATIENT |  | THERMOMETERTYMP-Welch Allyn-Pro 4000 | THERMOMETERTYMP | Pro 4000 |  |  |  | Welch Allyn | Thermometer, Tympanic |  |  | THERMOMETERTYMP-Welch Allyn-Pro 4000 |  |  |  | Covered PM Repair - Biomedical | MHHS-MG
NO | NO |  |  |  | 069-43490 |  | Braun Thermoscan | PRO 4000 |  | LOT# 22314K04962 | MH MG - (TMC) - PEDIATRICS (STE 2445) | MHHS-MG |  | Thermometer, Tympanic |  | 069-43490 |  | TMC |  | MH MG - (TMC) - PEDIATRICS (STE 2445) | [5 empty] | THERMOMETERS, ELECTRONIC, PATIENT |  | THERMOMETERTYMP-Welch Allyn-Pro 4000 | THERMOMETERTYMP | Pro 4000 |  |  |  | Welch Allyn | Thermometer, Tympanic |  |  | THERMOMETERTYMP-Welch Allyn-Pro 4000 |  |  |  | Covered PM Repair - Biomedical | MHHS-MG
NO | YES |  |  |  | 142-09556 | 142-09556 | Braun Thermoscan | THERMOSCAN PRO 6000 |  | LOT# 06816K52621 | MH-Atascocita | MHHS-MG |  |  |  | 142-09556 | 142-09556 | Katy | Memorial herman northeast | MH-Atascocita | Hallway |  |  |  | No p.m. | THERMOMETERS, ELECTRONIC, PATIENT |  | .needs class | [13 empty] | Not Covered Vendor Only - Biomedical | MHHS-MG
NO | NO |  |  |  | 07819k60956 |  | Braun Thermoscan | THERMOSCAN PRO 6000 |  | 07819k60956 | GH - ER | MHHS-Greater Heights |  |  |  | 07819k60956 |  | Central & Greater Heights |  | GH - ER | [5 empty] | THERMOMETERS, ELECTRONIC, PATIENT |  | .needs class | [13 empty] | Covered PM Repair - Biomedical | MHHS-Greater Heights
NO | NO | [5 empty] | Braun Thermoscan | THERMOSCAN PRO 6000 |  | LOT# 06816K51899 | MH MG - (NE) - ATASCOCITA PEDIATRICS | MHHS-MG | [5 empty] | Katy |  | MH MG - (NE) - ATASCOCITA PEDIATRICS | [5 empty] | THERMOMETERS, ELECTRONIC, PATIENT |  | .needs class | [13 empty] | Covered PM Repair - Biomedical | MHHS-MG
NO | NO | [5 empty] | Braun Thermoscan | THERMOSCAN PRO 6000 |  | LOT# 06216K50745 | MH MG - (NE) - ATASCOCITA PEDIATRICS | MHHS-MG | [5 empty] | Katy |  | MH MG - (NE) - ATASCOCITA PEDIATRICS | [5 empty] | THERMOMETERS, ELECTRONIC, PATIENT |  | .needs class | [13 empty] | Covered PM Repair - Biomedical | MHHS-MG
NO | NO | [5 empty] | Braun Thermoscan | THERMOSCAN PRO 6000 |  | LOT# 06816K51892 | MH MG - (NE) - ATASCOCITA PEDIATRICS | MHHS-MG | [5 empty] | Katy |  | MH MG - (NE) - ATASCOCITA PEDIATRICS | [5 empty] | THERMOMETERS, ELECTRONIC, PATIENT |  | .needs class | [13 empty] | Covered PM Repair - Biomedical | MHHS-MG
NO | NO |  |  |  | 129-07575 |  | Braun Thermoscan | THERMOSCAN PRO 6000 |  |  | MH MG - (SL) - PHYSICIANS AT SUGAR CREEK | MHHS-MG |  |  |  | 129-07575 |  | Sugar Land |  | MH MG - (SL) - PHYSICIANS AT SUGAR CREEK | [5 empty] | THERMOMETERS, ELECTRONIC, PATIENT |  | .needs class | [13 empty] | Covered PM Repair - Biomedical | MHHS-MG
NO | NO |  |  |  | 145-01020 |  | Braun Thermoscan | THERMOSCAN PRO 6000 |  | LOT# 17415K51027 | PEARLAND - LABOR & DELIVERY | MHHS-Pearland Hospital |  |  |  | 145-01020 |  | Pearland |  | PEARLAND - LABOR & DELIVERY | [5 empty] | THERMOMETERS, ELECTRONIC, PATIENT |  | .needs class | [13 empty] | Covered PM Repair - Biomedical | MHHS-Pearland Hospital
NO | NO |  |  |  | 029-10950 |  | Braun Thermoscan | THERMOSCAN PRO 6000 |  | N/A | WOODLANDS - 5 EAST MEDICAL/SURGICAL | MHHS-Woodlands |  |  |  | 029-10950 |  | Woodlands |  | WOODLANDS - 5 EAST MEDICAL/SURGICAL | [5 empty] | THERMOMETERS, ELECTRONIC, PATIENT |  | .needs class | [13 empty] | Covered PM Repair - Biomedical | MHHS-Woodlands
YES | YES |  |  |  | 099-03264 | 099-03264 | Brecknell | GP250 |  | C16012189 | KATY - SPD |  |  |  |  | 099-03264 | 099-03264 | Katy | Memorial Hermann Katy Hospital | KATY - SPD | SPD
NO | YES |  |  |  | 041-10847 | 041-10847 | Brecknell | N/A |  | N/A | MedSurg |  |  |  |  | 041-10847 | 041-10847 | WEST AND MEMORIAL | WEST AND MEMORIAL | MedSurg | 7 EAST
YES | YES |  |  |  | 069-17502 | 069-17502 | Bristol-Myers Squibb | Vial Mix |  |  | HVI Cardiovascular Imaging |  |  |  |  | 069-17502 | 069-17502 | TMC | Memorial Hermann-Texas Medical Center | HVI Cardiovascular Imaging | Storage
YES | YES |  |  |  | 099-13614 | 099-13614 | Bristol-Myers Squibb | Vial Mix |  |  | TMC - HVI - CARDIOLOGY (3HVI) |  |  |  |  | 099-13614 | 099-13614 | TMC | Memorial Hermann-Texas Medical Center | TMC - HVI - CARDIOLOGY (3HVI) | Clean Utility
NO | YES |  |  |  | 142-00424 | 142-00424 | Bristol-Myers Squibb Company | VIALMIX |  |  | NE-Cardiopulmonary | MHHS-Northeast |  | Mixer |  | 142-00424 | 142-00424 | Katy | MHHS-Northeast | NE-Cardiopulmonary | Cardio | 4/1/15 | 4/1/16 |  |  | MIXERS, CLINICAL LABORATORY | Mixer | MIXER-LantheusMedImaging-Vialmix | MIXER | Vialmix |  |  |  | LantheusMedImaging | Mixer |  |  | MIXER-LantheusMedImaging-Vialmix |  |  |  | Covered PM Repair - Biomedical | MHHS-Northeast | [8 empty] | MIXER | Mixer | LantheusMedImaging
NO | YES |  |  |  | 145-00913 | 145-00913 | Bristol-Myers Squibb Company | VIALMIX |  |  | Pearland-Cardiology Services | MHHS-Pearland Hospital |  | Mixer |  | 145-00913 | 145-00913 | Pearland | MHHS-Pearland Hospital | Pearland-Cardiology Services | ECHO |  |  |  |  | MIXERS, CLINICAL LABORATORY | Mixer | MIXER-LantheusMedImaging-Vialmix | MIXER | Vialmix |  |  |  | LantheusMedImaging | Mixer |  |  | MIXER-LantheusMedImaging-Vialmix | 4/1/17 |  |  | Covered PM Repair - Biomedical | MHHS-Pearland Hospital | [8 empty] | MIXER | Mixer | LantheusMedImaging
NO | YES |  |  |  | 005-33755 | 005-33755 | Bristol-Myers Squibb Company | VIALMIX |  |  | SE-Nuc Med | MHHS-Southeast |  | Mixer |  | 005-33755 | 005-33755 | Southeast | MHHS-Southeast | SE-Nuc Med | Stress Lab |  |  |  |  | MIXERS, CLINICAL LABORATORY |  | MIXER-LantheusMedImaging-Vialmix | MIXER | Vialmix |  |  |  | LantheusMedImaging | Mixer |  |  | MIXER-LantheusMedImaging-Vialmix |  |  |  | Covered PM Repair - Biomedical | MHHS-Southeast
NO | NO |  |  |  | 041-20785 |  | Bristol-Myers Squibb Company | VIALMIX |  |  | MEMORIAL CITY - NONINVASIVE CARDIOLOGY - EKG | MHHS-Mem City |  | Mixer |  | 041-20785 |  | West & Memorial City |  | MEMORIAL CITY - NONINVASIVE CARDIOLOGY - EKG | [5 empty] | MIXERS, CLINICAL LABORATORY |  | MIXER-LantheusMedImaging-Vialmix | MIXER | Vialmix |  |  |  | LantheusMedImaging | Mixer |  |  | MIXER-LantheusMedImaging-Vialmix |  |  |  | Covered PM Repair - Biomedical | MHHS-Mem City
NO | NO |  |  |  | 142-05753 |  | Bristol-Myers Squibb Company | VIALMIX |  |  | NE - RESPIRATORY | MHHS-Northeast |  | Mixer |  | 142-05753 |  | Katy |  | NE - RESPIRATORY | [5 empty] | MIXERS, CLINICAL LABORATORY |  | MIXER-LantheusMedImaging-Vialmix | MIXER | Vialmix |  |  |  | LantheusMedImaging | Mixer |  |  | MIXER-LantheusMedImaging-Vialmix |  |  |  | Covered PM Repair - Biomedical | MHHS-Northeast
YES | YES |  |  |  | 133-07695 | 133-07695 | Brother International Corp | HL-53 |  | U62246A1J913445 | KATY - LABORATORY |  |  |  |  | 133-07695 | 133-07695 | Katy | Memorial Hermann Katy Hospital | KATY - LABORATORY | Lab Storage
NO | NO |  |  |  | 069-42848 |  | Brother International Corporation | Brother International Corp. |  | U63879H934499 | TMC - OR - ROBERTSON (2R) | MHHS-TMC |  |  |  | 069-42848 |  | TMC |  | TMC - OR - ROBERTSON (2R) | [5 empty] | PRINTERS |  | .needs class | [5 empty] | Brother Intern | [7 empty] | Not Covered Vendor Only - Biomedical | MHHS-TMC
YES | YES |  |  |  | 099-11013 | 099-11013 | Bruker Medical Inc | MicroFlex LT |  | 269944. 01107 | SW - Lab |  |  |  |  | 099-11013 | 099-11013 | Southwest | Memorial Hermann Southwest Hospital | SW - Lab | Microbiology |  |  |  | New Add
YES | YES |  |  |  | 099-11014 | 099-11014 | Bruker Medical Inc | MicroFlex LT |  |  | SW - Lab |  |  |  |  | 099-11014 | 099-11014 | Southwest | Memorial Hermann Southwest Hospital | SW - Lab | Microbiology |  |  |  | New Add
YES | YES | Serial Number 41318 |  |  | 099-07433 | 099-07433 | Bryton Corp | PA11076 |  |  | TMC - SAROFIM 3 - OR |  |  |  |  | 099-07433 | 099-07433 | TMC | Memorial Hermann-Texas Medical Center | TMC - SAROFIM 3 - OR | S3404
YES | YES | Serial Number Cnf |  |  | 077-11114 | 077-11114 | Bryton Corp | Power tap |  | Cnf | TMC - OR - HERMANN (2HP) |  |  |  |  | 077-11114 | 077-11114 | TMC | Memorial Hermann-Texas Medical Center | TMC - OR - HERMANN (2HP) | OR 60 | 5/1/18 |  | 5/1/19
YES | YES | Serial Number Cnf |  |  | 099-09719 | 099-09719 | Bryton Corp | Power tap |  | Cnf | TMC - OR - HERMANN (2HP) |  |  |  |  | 099-09719 | 099-09719 | TMC | Memorial Hermann-Texas Medical Center | TMC - OR - HERMANN (2HP) | OR 69 |  |  |  | No pm
YES | YES | Serial Number 22317 |  |  | 099-09275 | 099-09275 | Bryton Corp | PS11076 |  |  | TMC - MHTMC - CENTRAL SUPPLY |  |  |  |  | 099-09275 | 099-09275 | TMC | Memorial Hermann-Texas Medical Center | TMC - MHTMC - CENTRAL SUPPLY | Or 38
YES | YES | Serial Number Cnf |  |  | 077-11110 | 077-11110 | Bryton Corp | PS11076 |  | CNF | TMC - OR - PEDI OR (2R) |  |  |  |  | 077-11110 | 077-11110 | TMC | Memorial Hermann Texas Medical Center | TMC - OR - PEDI OR (2R) | OR 7
YES | YES | Serial Number 41318 |  |  | 099-09649 | 099-09649 | Bryton Corp | PS11076 |  |  | TMC - SAROFIM 2 - OR |  |  |  |  | 099-09649 | 099-09649 | TMC | Memorial Hermann-Texas Medical Center | TMC - SAROFIM 2 - OR | S2 OR 1 |  |  |  | No pm found
YES | YES |  |  |  | 099-07597 | 099-07597 | Bryton Corp | PS11076 |  | NSN | TMC - OR - ROBERTSON (2R) |  |  |  |  | 099-07597 | 099-07597 | TMC | Memorial Hermann-Texas Medical Center | TMC - OR - ROBERTSON (2R) | Or 205
YES | YES |  |  |  | 099-07231 | 099-07231 | Bryton Corp | PS11076 |  |  | TMC - RADIOLOGY - JONES PAVILION |  |  |  |  | 099-07231 | 099-07231 | TMC | Memorial Hermann-Texas Medical Center | TMC - RADIOLOGY - JONES PAVILION | Xray room
NO | YES |  |  |  | 069-41154 | 069-41154 | BTE Technologies, Inc. | PRIMUS RS |  | p32tk16c | TMC-Jones-Hyperbaric/Wound Care (Jg) | MHHS-TMC |  |  |  | 069-41154 | 069-41154 | TMC | MHHS-TMC | TMC-Jones-Hyperbaric/Wound Care (Jg) | Gym | 4/1/19 |  | 4/1/20 |  | EXERCISERS |  | .needs class | [5 empty] | BTE | [7 empty] | Covered PM Repair - Radiology, Low End | MHHS-TMC
NO | YES | [5 empty] | BTE Technologies, Inc. | WORK SIMULATOR |  |  | SMR - (SE) - BEAUMONT | MHHS-SMR | [5 empty] | Southeast & Bay Area |  | SMR - (SE) - BEAUMONT |  | 03/27/2019 |  |  |  | EXERCISERS |  | .needs class | [5 empty] | BTE |  |  |  |  | 04/01/2017 |  |  | Covered PM Repair - Biomedical | MHHS-SMR
NO | YES |  |  |  | 005-00967 | 005-00967 | BTE Technologies, Inc. | WORK SIMULATOR |  |  | SMR - (SE) - SOUTHEAST (620 | MHHS-SMR |  |  |  | 005-00967 | 005-00967 | Southeast | Memorial Hermann Sports Medicine | SMR - (SE) - SOUTHEAST (620 | Sports | 1/1/16 |  |  |  | EXERCISERS |  | .needs class | [5 empty] | BTE |  |  |  |  | 4/1/17 |  |  | Covered PM Repair - Biomedical | MHHS-SMR
NO | YES |  |  |  | 005-06854 | 005-06854 | BTE Technologies, Inc. | WS-20 |  |  | SMR - (SE) - PASADENA | MHHS-SMR |  | Electromyograph |  | 005-06854 | 005-06854 | Southeast | Memorial Hermann Sports Medicine | SMR - (SE) - PASADENA | 4804 East | 4/1/19 |  |  |  | EXERCISERS | Electromyograph | ELECTROMYOGRAPH-BTE Technologies-WS20 | ELECTROMYOGRAPH | WS20 |  |  |  | BTE | Electromyograph |  |  | ELECTROMYOGRAPH-BTE Technologies-WS20 |  |  | EM-A | Covered PM Repair - Biomedical | MHHS-SMR | [8 empty] | ELECTROMYOGRAPH | Electromyograph | BTE
NO | NO |  |  |  | 241-01719 |  | BTX Harvard Apparatus | SS-2222 |  | B-68090 | TIRR - UROLOGY/SPEC PROC (17) | MHHS-TIRR |  |  |  | 241-01719 |  | TMC |  | TIRR - UROLOGY/SPEC PROC (17) | [5 empty] | INFUSION PUMPS, SYRINGE |  | .needs class | [13 empty] | Covered PM Repair - Respiratory/Steriliz | MHHS-TIRR
NO | YES |  |  |  |  | 041-17504 | Bucher Hydraulics | 4E-D2A-10-XX028 |  | 51019823 0027 | SMR - (WDLS) - MED PLAZA 4 (MP4) | MHHS-SMR |  |  |  |  | 041-17504 | Woodlands |  | SMR - (WDLS) - MED PLAZA 4 (MP4) |  |  |  |  | No pm | TABLES, EXAMINATION/TREATMENT |  | .needs class |  |  |  |  | .needs class | [8 empty] | Covered PM Repair - Biomedical | MHHS-SMR
NO | YES |  |  |  | 241-02722 | 241-02722 | Bucher Hydraulics | DYNA-LIFT |  | 51367657 0014 | TIRR-Patient Care Unit 2-C-2414368 | MHHS-TIRR |  |  |  | 241-02722 | 241-02722 | TMC | MHHS-Others | TIRR-Patient Care Unit 2-C-2414368 | Multi-purpose Room | 7/1/18 |  |  | No PM Required Sticker | TABLES, EXAMINATION/TREATMENT |  | .needs class | [10 empty] | 2/27/19 |  |  | Covered PM Repair - Biomedical | MHHS-TIRR
NO | YES |  |  |  | 241-02721 | 241-02721 | Bucher Hydraulics | DYNA-LIFT |  | 51367657 0013 | TIRR-Patient Care Unit 2-C-2414368 | MHHS-TIRR |  |  |  | 241-02721 | 241-02721 | TMC | MHHS-Others | TIRR-Patient Care Unit 2-C-2414368 | Multi-purpose Room | 7/1/18 |  |  | No PM Required Sticker - Hausmann Table | TABLES, EXAMINATION/TREATMENT |  | .needs class | [10 empty] | 2/27/19 |  |  | Covered PM Repair - Biomedical | MHHS-TIRR
NO | NO |  |  |  | 005-11704 |  | Bucher Hydraulics | DYNA-LIFT |  | 50852886-0007 | SMR - (SE) - CLEAR LAKE (WEBSTER) | MHHS-SMR |  |  |  | 005-11704 |  | Southeast & Bay Area |  | SMR - (SE) - CLEAR LAKE (WEBSTER) | [5 empty] | TABLES, EXAMINATION/TREATMENT |  | .needs class | [13 empty] | Covered PM Repair Labor Only - Biomedica | MHHS-SMR
NO | NO |  |  |  | 241-02723 |  | Bucher Hydraulics | DYNA-LIFT |  | 51367657 0036 | TIRR - THERAPY GYM | MHHS-TIRR |  |  |  | 241-02723 |  | TMC |  | TIRR - THERAPY GYM | [5 empty] | TABLES, EXAMINATION/TREATMENT |  | .needs class | [13 empty] | Covered PM Repair - Biomedical | MHHS-TIRR
YES | YES |  |  |  | 069-44795 | 069-44795 | Buffalo Dental Mfg | X35 |  |  | TMC - Audiolgy |  |  |  |  | 069-44795 | 069-44795 | TMC | Memorial Hermann-Texas Medical Center | TMC - Audiolgy | Audiolgy | [5 empty] | Dental Console | DENTALCONSOLE-Buffalo Dental Mfg-X35 | [22 empty] | Dental Console | DENTALCONSOLE | Dental Console | Buffalo Dental Mfg
YES | YES |  |  |  | 099-07187 | 099-07187 | Buffalo Filter | Microsafe |  | V10080 | OR |  |  |  |  | 099-07187 | 099-07187 | TMC | Memorial Hermann-Texas Medical Center | OR | Pedi Storage Room
NO | NO |  |  |  | 069-43844 |  | Buffalo Filter | PLUMESAFE WHISPER |  |  | TMC - OR - HERMANN (2HP) | MHHS-TMC |  |  |  | 069-43844 |  | TMC |  | TMC - OR - HERMANN (2HP) | [5 empty] | SMOKE EVACUATION SYSTEMS, SURGICAL |  | .needs class | [5 empty] | BuffFilt | [7 empty] | Covered PM Repair - Biomedical | MHHS-TMC
NO | NO |  |  |  | 069-33843 |  | Buffalo Filter | PLUMESAFE WHISPER |  |  | TMC - OR - PEDI OR (2R) | MHHS-TMC |  |  |  | 069-33843 |  | TMC |  | TMC - OR - PEDI OR (2R) | [5 empty] | SMOKE EVACUATION SYSTEMS, SURGICAL |  | .needs class | [5 empty] | BuffFilt | [7 empty] | Covered PM Repair - Biomedical | MHHS-TMC
NO | YES |  |  |  |  | 142-00548 | Buffalo Filter | PLUMESAFE WHISPER 602 |  | KEK03015 | NE-OR | MHHS-Northeast |  |  |  |  | 142-00548 | Katy | MHHS-Northeast | NE-OR | Or storage | 1/1/19 | 1/1/20 |  |  | SMOKE EVACUATION SYSTEMS, SURGICAL |  | .needs class | [5 empty] | BuffFilt |  |  |  |  | 9/30/19 |  |  | Not Covered Vendor Only - Biomedical | MHHS-Northeast
YES | YES |  |  |  | 069-33 43 | 069-33843 | Buffalo Filter | PSW0602 |  |  | TMC-OR-Robertson (2R) |  |  |  |  | 069-33 43 | 069-33843 | TMC | MHHS-TMC | TMC-OR-Robertson (2R) | Surgical Speciman Station | 12/1/19 |  | 6/1/20
NO | YES |  |  |  | 041-14183 | 041-14183 | Buffalo Filter | Psw0602 |  |  | MEMORIAL CITY - OUTPATIENT SURGERY |  |  |  |  | 041-14183 | 041-14183 | West | Memorial herman - memorial city medical center | MEMORIAL CITY - OUTPATIENT SURGERY | W1 case cart staging area
YES | YES |  |  |  | 099-06307 | 099-06307 | Buffalo Filter | VC120 |  | VC02637 | Bio med |  |  |  |  | 099-06307 | 099-06307 | Southeast | Memorial Hermann Southeast Hospital | Bio med | Bio med shop |  |  |  | ESI only
NO | YES |  |  |  | 029-11791 | 029-11791 | Buffalo Filter | VIROVAC VV120 100/120 VOLT SYSTEMS |  | V10371 | Woodlands-Central Supply | MHHS-Woodlands |  |  |  | 029-11791 | 029-11791 | Woodlands | MHHS-Woodlands | Woodlands-Central Supply | PACU L | 10/1/19 |  | 4/1/20 |  | SMOKE EVACUATION SYSTEMS, SURGICAL |  | .needs class | [5 empty] | BuffFilt |  |  |  |  | 3/16/19 |  |  | Covered PM Repair - Biomedical | MHHS-Woodlands
NO | YES |  |  |  | 029-11792 | 029-11792 | Buffalo Filter | VIROVAC VV120 100/120 VOLT SYSTEMS |  | V10382 | Woodlands-Birth Center | MHHS-Woodlands |  |  |  | 029-11792 | 029-11792 | Woodlands | MHHS-Woodlands | Woodlands-Birth Center | L | 10/1/19 |  | 10/1/20 |  | SMOKE EVACUATION SYSTEMS, SURGICAL |  | .needs class | [5 empty] | BuffFilt |  |  |  |  | 3/16/19 |  |  | Covered PM Repair - Biomedical | MHHS-Woodlands
NO | YES |  |  |  | 029-11793 | 029-11793 | Buffalo Filter | VIROVAC VV120 100/120 VOLT SYSTEMS |  | V11598 | Woodlands-Birth Center | MHHS-Woodlands |  |  |  | 029-11793 | 029-11793 | Woodlands | MHHS-Woodlands | Woodlands-Birth Center | L | 10/1/19 |  | 10/1/20 |  | SMOKE EVACUATION SYSTEMS, SURGICAL |  | .needs class | [5 empty] | BuffFilt |  |  |  |  | 3/27/19 |  |  | Covered PM Repair - Biomedical | MHHS-Woodlands
NO | YES |  |  |  | 041-20607 | 041-20607 | Buffalo Filter | VISICLEAR VC120 |  | VC00702 | MEMORIAL CITY - Outpatient | MHHS-Mem City |  |  |  | 041-20607 | 041-20607 | West | Memorial Hermann Memorial City Medical Center | MEMORIAL CITY - Outpatient | MEMORIAL CITY - OUTPATIENT |  |  |  |  | SMOKE EVACUATION SYSTEMS, SURGICAL |  | .needs class | [5 empty] | BuffFilt | [7 empty] | Not Covered Vendor Only - Biomedical | MHHS-Mem City
NO | YES |  |  |  | 041-20766 | 041-20766 | Buffalo Filter | VISICLEAR VC120 |  | VC01251 | MEMORIAL CITY - Outpatient | MHHS-Mem City |  |  |  | 041-20766 | 041-20766 | West | Memorial Hermann Memorial City Medical Center | MEMORIAL CITY - Outpatient | MEMORIAL CITY - OUTPATIENT |  |  |  |  | SMOKE EVACUATION SYSTEMS, SURGICAL |  | .needs class | [5 empty] | BuffFilt | [7 empty] | Covered PM Repair - Biomedical | MHHS-Mem City
NO | YES |  |  |  | 041-20767 | 041-20767 | Buffalo Filter | VISICLEAR VC120 |  | VC01249 | Memorial City-Outpatient Surgery | MHHS-Mem City |  |  |  | 041-20767 | 041-20767 | West | Memorial Hermann Memorial City Medical Center | Memorial City-Outpatient Surgery | W1 OPS OR 4 |  |  |  |  | SMOKE EVACUATION SYSTEMS, SURGICAL |  | .needs class | [5 empty] | BuffFilt | [7 empty] | Covered PM Repair - Biomedical | MHHS-Mem City
NO | NO |  |  |  | 041-20505 |  | Buffalo Filter | VISICLEAR VC120 |  | VC00526 | MEMORIAL CITY - OUTPATIENT SURGERY | MHHS-Mem City |  |  |  | 041-20505 |  | West & Memorial City |  | MEMORIAL CITY - OUTPATIENT SURGERY | [5 empty] | SMOKE EVACUATION SYSTEMS, SURGICAL |  | .needs class | [5 empty] | BuffFilt | [7 empty] | Covered PM Repair - Biomedical | MHHS-Mem City
YES | YES |  |  |  | 009-08132 | 009-08132 | Buffalo filter | VV120 |  | V00041 | OR |  |  |  |  | 009-08132 | 009-08132 | Central | Labor and delivery | OR | Rm 2 | 6/1/18 |  | 6/1/19
YES | YES |  |  |  | 099-13881 | 099-13881 | Bunnell Inc |  |  |  | SW - RESPIRATORY |  |  |  |  | 099-13881 | 099-13881 | Southwest | Memorial Hermann Southwest Hospital | SW - RESPIRATORY | NICU CLEAN EQUIP STORAGE | [5 empty] | System, Interface | SYSTEMINTERFACE-Bunnell Inc-312 | [22 empty] | System, Interface | SYSTEMINTERFACE | System, Interface | Bunnell Inc
NO | YES | Serial Number 2943 |  |  | 013-19220 | 013-19220 | Bunnell Inc | Life Pulse |  |  | SW-NICU |  |  |  |  | 013-19220 | 013-19220 | Southwest | MHHS-Southwest | SW-NICU | Nicu level 3 | [5 empty] | Ventilator, Infant | VENTILATORINFANT-Bunnell Inc-Life Pulse | [12 empty] | VIN-SA | [9 empty] | Ventilator, Infant | VENTILATORINFANT | Ventilator, Infant | Bunnell Inc
NO | YES | [5 empty] | Bunnell Incorporated | 203A |  |  | SW-NICU | MHHS-Southwest | [5 empty] | Southwest | MHHS-Southwest | SW-NICU | Clean Equient Storage | 5/1/19 |  |  |  | VENTILATORS |  | .needs class |  |  |  |  | .needs class | Bunnell Inc | [7 empty] | Covered PM Repair - Biomedical | MHHS-Southwest
NO | NO |  |  |  | 013-39249 |  | Bunnell Incorporated |  |  |  | SW - RESPIRATORY | MHHS-Southwest |  | System, Interface |  | 013-39249 |  | Southwest |  | SW - RESPIRATORY | [5 empty] | VENTILATORS |  | SYSTEMINTERFACE-Bunnell Inc-312 | SYSTEMINTERFACE |  |  |  |  | Bunnell Inc | System, Interface |  | SYSTEMINTERFACE-Bunnell Inc-312 |  |  |  |  | Covered PM Repair - Biomedical | MHHS-Southwest
NO | YES |  |  |  | 069-42729 | 069-42729 | BURDICK | ATRIA 3000 |  | A3000-009938 | MH MG-(GH)-GH CCC | MHHS-MG |  | ECG Machine |  | 069-42729 | 069-42729 | Central | MHHS-MG | MH MG-(GH)-GH CCC | TMC Suite 1160 | 11/1/19 |  |  |  | ELECTROCARDIOGRAPHS |  | ECGMACHINE-Burdick Inc-ATRIA 3000 | ECGMACHINE | ATRIA 3000 |  |  |  | Burdick Inc | ECG Machine |  |  | ECGMACHINE-Burdick Inc-ATRIA 3000 | 1/1/20 |  |  | Not Covered Vendor Only - Biomedical | MHHS-MG
NO | YES |  |  |  | 000-03326 |  | BURDICK | ATRIA 8300 |  | E8300-002099 | MH MG - (WDLS) - CONROE ISD | MHHS-MG |  |  |  | 000-03326 |  | Woodlands |  | MH MG - (WDLS) - CONROE ISD |  | 08/19/2019 |  |  |  | ELECTROCARDIOGRAPHS |  | .needs class |  |  |  |  | .needs class | [5 empty] | 01/01/2020 |  |  | Not Covered Vendor Only - Biomedical | MHHS-MG
NO | NO |  |  |  | 009-04917 |  | Burton Medical |  |  | HOP110982 | GH - CATH LAB | MHHS-Greater Heights |  |  |  | 009-04917 |  | Central & Greater Heights |  | GH - CATH LAB | [5 empty] | LIGHTS, EXAMINATION |  | LAMPSURGCEILING-Burton Medical-224100 |  |  |  |  | LAMPSURGCEILING-Burton Medical-224100 | Burton Medical | [7 empty] | Covered PM Repair - Biomedical | MHHS-Greater Heights
NO | YES |  |  |  | 145-01309 | 145-01309 | Burton Medical |  |  |  | Pearland-Cardiac Cath Lab | MHHS-Pearland Hospital |  |  |  | 145-01309 | 145-01309 | Pearland | MHHS-Pearland Hospital | Pearland-Cardiac Cath Lab | S2 227.1 |  | 2/1/20 |  | No pm required | LIGHTS, EXAMINATION |  | .needs class |  |  |  |  | .needs class | Burton Medical |  |  |  |  | 7/1/15 |  |  | Covered PM Repair - Biomedical | MHHS-Pearland Hospital
NO | YES |  |  |  |  | 013-35461 | Burton Medical |  |  | OP9401324 | MH MG-(STX)-South Texas-Rosenberg | MHHS-MG |  | Lamp, Exam |  |  | 013-35461 | South | MHHS-MG | MH MG-(STX)-South Texas-Rosenberg | Exam Room 25 |  |  |  |  | LIGHTS, SURGICAL | Lamp, Exam | LAMPEXAM-Burton Medical-124500 | LAMPEXAM |  |  |  |  | Burton Medical | Lamp, Exam |  | LAMPEXAM-Burton Medical-124500 |  | 6/1/16 |  |  | Covered PM Repair - Biomedical | MHHS-MG | [7 empty] | Lamp, Exam | LAMPEXAM | Lamp, Exam | Burton Medical
NO | YES |  |  |  | 142-06186 | 142-06186 | Burton Medical |  |  |  | MH MG-(NE)-Kingwood Ob/Gyn | MHHS-MG |  | Lamp, Exam |  | 142-06186 | 142-06186 | Katy | MHHS-MG | MH MG-(NE)-Kingwood Ob/Gyn | Exam Room 15 | 7/1/18 |  |  |  | LIGHTS, SURGICAL | Lamp, Exam | LAMPEXAM-Burton Medical-13400 | LAMPEXAM |  |  |  |  | Burton Medical | Lamp, Exam |  | LAMPEXAM-Burton Medical-13400 |  |  |  |  | Covered PM Repair - Biomedical | MHHS-MG | [7 empty] | Lamp, Exam | LAMPEXAM | Lamp, Exam | Burton Medical
NO | YES |  |  |  | 005-09597 | 005-09597 | Burton Medical |  |  |  | Outpatient radiology | MHHS-Southeast |  | Lamp, Exam |  | 005-09597 | 005-09597 | Southeast | Memorial Hermann Southeast Hospital - Outpatient Services | Outpatient radiology | Room 3 |  |  |  |  | LIGHTS, SURGICAL |  | LAMPEXAM-Burton Medical-13400 | LAMPEXAM |  |  |  |  | Burton Medical | Lamp, Exam |  | LAMPEXAM-Burton Medical-13400 |  |  |  |  | Covered PM Repair - Biomedical | MHHS-Southeast
NO | YES | [5 empty] | Burton Medical |  |  |  | TMC-Children's-NICU (7Hp) | MHHS-TMC |  | Lamp, Exam |  |  |  | TMC | MHHS-TMC | TMC-Children's-NICU (7Hp) |  | 3/25/19 |  |  |  | LIGHTS, SURGICAL | Lamp, Exam | LAMPEXAM-Burton Medical-13400 | LAMPEXAM |  |  |  |  | Burton Medical | Lamp, Exam |  | LAMPEXAM-Burton Medical-13400 |  |  | Verified 3/30/2020 4:07pm (Central) |  | Covered PM Repair - Biomedical | MHHS-TMC | [7 empty] | Lamp, Exam | LAMPEXAM | Lamp, Exam | Burton Medical
YES | YES |  |  |  | 013-35566 | 013-35566 | Burton Medical |  |  |  | Conevient Care |  |  |  |  | 013-35566 | 013-35566 | South | Memorial Hermann Medical Group Needville | Conevient Care | Procedure | [5 empty] | Lamp, Exam | LAMPEXAM-Burton Medical-134500 | [22 empty] | Lamp, Exam | LAMPEXAM | Lamp, Exam | Burton Medical
NO | NO | [5 empty] | Burton Medical |  |  |  | MH MG - (STX) - SOUTH TEXAS - NEEDVILLE | MHHS-MG |  | Lamp, Exam |  |  |  | South |  | MH MG - (STX) - SOUTH TEXAS - NEEDVILLE | [5 empty] | LIGHTS, SURGICAL |  | LAMPEXAM-Burton Medical-134500 | LAMPEXAM |  |  |  |  | Burton Medical | Lamp, Exam |  | LAMPEXAM-Burton Medical-134500 |  |  |  |  | Covered PM Repair - Biomedical | MHHS-MG
NO | YES |  |  |  | 929-01493 |  | Burton Medical |  |  |  | MH MG - (SE) - PASADENA REFINING SYSTEM | MHHS-MG |  | Lamp, Exam |  | 929-01493 |  | Southeast & Bay Area |  | MH MG - (SE) - PASADENA REFINING SYSTEM | [5 empty] | LIGHTS, SURGICAL |  | LAMPEXAM-Burton Medical-0152113 | LAMPEXAM |  |  |  |  | Burton Medical | Lamp, Exam |  | LAMPEXAM-Burton Medical-0152113 |  |  |  |  | Covered PM Repair - Biomedical | MHHS-MG
YES | YES | Serial Number Cnf |  |  | 129-01430 | 129-01430 | Burton Medical |  |  | Cnf | Green |  |  |  |  | 129-01430 | 129-01430 | Sugar Land | Memorial Hermann Medical Group Sugar Land (#300) | Green | Nurses Station
NO | NO | [5 empty] | Burton Medical |  |  |  | TMC - CATH LAB - ADULT (2HVI) | MHHS-TMC |  | Lamp, Exam |  |  |  | TMC |  | TMC - CATH LAB - ADULT (2HVI) | [5 empty] | LIGHTS, EXAMINATION |  | LAMPEXAM-Burton Medical-244310 | LAMPEXAM |  |  |  |  | Burton Medical | Lamp, Exam |  | LAMPEXAM-Burton Medical-244310 |  |  |  |  | Covered PM Repair - Biomedical | MHHS-TMC
NO | NO | [5 empty] | Burton Medical |  |  | HCS04200 | TMC - CATH LAB - ADULT (2HVI) | MHHS-TMC |  | Lamp, Exam |  |  |  | TMC |  | TMC - CATH LAB - ADULT (2HVI) | [5 empty] | LIGHTS, EXAMINATION |  | LAMPEXAM-Burton Medical-244310 | LAMPEXAM |  |  |  |  | Burton Medical | Lamp, Exam |  | LAMPEXAM-Burton Medical-244310 |  |  |  |  | Covered PM Repair - Biomedical | MHHS-TMC
NO | NO | [5 empty] | Burton Medical |  |  |  | TMC - CATH LAB - ADULT (2HVI) | MHHS-TMC |  | Lamp, Exam |  |  |  | TMC |  | TMC - CATH LAB - ADULT (2HVI) | [5 empty] | LIGHTS, EXAMINATION |  | LAMPEXAM-Burton Medical-244310 | LAMPEXAM |  |  |  |  | Burton Medical | Lamp, Exam |  | LAMPEXAM-Burton Medical-244310 |  |  |  |  | Covered PM Repair - Biomedical | MHHS-TMC
YES | YES |  |  |  | 000-02846 | 000-02846 | Burton Medical |  |  |  | MH MG - (STX) - SOUTH TEXAS - WHARTON |  |  |  |  | 000-02846 | 000-02846 | South | Peds 1 | MH MG - (STX) - SOUTH TEXAS - WHARTON | Injection Room | [5 empty] | Lamp, Ultraviolet | LAMPULTRAVIOLET-Burton Medical-0312010 | [12 empty] | LU-A | [9 empty] | Lamp, Ultraviolet | LAMPULTRAVIOLET | Lamp, Ultraviolet | Burton Medical
NO | YES |  |  |  | 009-10436 | 009-10436 | Burton Medical |  |  | UV025460 | CBC - (GH) - NORTHWEST BURBANK HEALTH CENTER | MHHS-Neighborhood Clinics |  | Lamp, Ultraviolet |  | 009-10436 | 009-10436 | Central & Greater Heights |  | CBC - (GH) - NORTHWEST BURBANK HEALTH CENTER |  | 04/04/2019 |  |  |  | PHOTOTHERAPY UNITS |  | LAMPULTRAVIOLET-Burton Medical-31501 | LAMPULTRAVIOLET |  |  |  |  | Burton Medical | Lamp, Ultraviolet |  | LAMPULTRAVIOLET-Burton Medical-31501 |  |  |  |  | Covered PM Repair - Biomedical | MHHS-Neighborhood Clinics
YES | YES |  |  |  | 013-08840 | 013-08840 | Burton Medical |  |  |  | MH MG - (SL) - PHYSICIANS AT SUGAR CREEK |  |  |  |  | 013-08840 | 013-08840 | Sugar Land | Memorial Hermann Surgery Center Sugar Land (#200) | MH MG - (SL) - PHYSICIANS AT SUGAR CREEK | Purple nurses station
NO | YES | [5 empty] | Burton Medical |  |  |  | CBC - (GH) - HOGG MIDDLE SCHOOL CLINIC | MHHS-Neighborhood Clinics |  | Lamp, Phototherapy |  |  |  | Central & Greater Heights |  | CBC - (GH) - HOGG MIDDLE SCHOOL CLINIC |  | 07/28/2017 |  |  |  | LIGHTS, EXAMINATION |  | LAMPPHOTOTHERAPY-Burton Medical-31602 | LAMPPHOTOTHERAPY |  |  |  |  | Burton Medical | Lamp, Phototherapy |  | LAMPPHOTOTHERAPY-Burton Medical-31602 |  |  |  |  | Covered PM Repair - Biomedical | MHHS-Neighborhood Clinics
NO | NO |  |  |  | 009-09895 |  | Burton Medical |  |  |  | NEIGHBORHOOD CLINIC - (GH) - NORTHWEST CC | MHHS-Neighborhood Clinics |  | Lamp, Phototherapy |  | 009-09895 |  | Central & Greater Heights |  | NEIGHBORHOOD CLINIC - (GH) - NORTHWEST CC | [5 empty] | LIGHTS, EXAMINATION |  | LAMPPHOTOTHERAPY-Burton Medical-31602 | LAMPPHOTOTHERAPY |  |  |  |  | Burton Medical | Lamp, Phototherapy |  | LAMPPHOTOTHERAPY-Burton Medical-31602 |  |  |  |  | Covered PM Repair - Biomedical | MHHS-Neighborhood Clinics
YES | YES |  |  |  | 151-03748 | 151-03748 | Burton Medical |  |  |  | MH MG - (STX) - SOUTH TEXAS - WHARTON |  |  |  |  | 151-03748 | 151-03748 | MH Med Grp | Primary Care | MH MG - (STX) - SOUTH TEXAS - WHARTON | Nurses Station | [5 empty] | Lamp, Phototherapy | LAMPPHOTOTHERAPY-Burton Medical-31603 | [12 empty] | LP-A | [9 empty] | Lamp, Phototherapy | LAMPPHOTOTHERAPY | Lamp, Phototherapy | Burton Medical
YES | YES |  |  |  | 005-03000 | 005-03000 | Burton Medical |  |  |  | SE - OR |  |  |  |  | 005-03000 | 005-03000 | Southeast |  | SE - OR |  |  |  | 4/1/20 |  |  | Lamp, Phototherapy | LAMPPHOTOTHERAPY-Burton Medical-31603 | [12 empty] | LP-A | [9 empty] | Lamp, Phototherapy | LAMPPHOTOTHERAPY | Lamp, Phototherapy | Burton Medical
NO | NO |  |  |  | 029-05551 |  | Burton Medical |  |  | UV016893 | WOODLANDS - ER | MHHS-Woodlands |  | Lamp, Phototherapy |  | 029-05551 |  | Woodlands |  | WOODLANDS - ER | [5 empty] | PHOTOTHERAPY UNITS |  | LAMPPHOTOTHERAPY-Burton Medical-31603 | LAMPPHOTOTHERAPY |  |  |  |  | Burton Medical | Lamp, Phototherapy |  | LAMPPHOTOTHERAPY-Burton Medical-31603 |  |  |  |  | Covered PM Repair - Biomedical | MHHS-Woodlands
YES | YES |  |  |  | 099-01779 | 099-01779 | Burton Medical | 803 Burt |  |  | NEIGHBORHOOD CLINIC - (NE) - NORTHEAST |  |  |  |  | 099-01779 | 099-01779 | Katy | Memorial Hermann Neighborhood Health Center - Northeast (#280) | NEIGHBORHOOD CLINIC - (NE) - NORTHEAST | Lab
NO | YES |  |  |  | 077-08901 | 077-08901 | Burton Medical | AIM-200 |  | SN6807652 | PICU storage | MHHS-TMC |  | Lamp, Exam |  | 077-08901 | 077-08901 | TMC | TMC | PICU storage | Memorial Hermann- texas medical center | 7/1/18 |  |  | No PM Sticker | LIGHTS, SURGICAL |  | LAMPEXAM-Philips-AIM 200 | LAMPEXAM | AIM 200 |  |  |  | Philips | Lamp, Exam |  |  | LAMPEXAM-Philips-AIM 200 |  |  |  | Not Covered Vendor Only - Biomedical | MHHS-TMC
NO | YES |  |  |  | 077-08902 | 077-08902 | Burton Medical | AIM-200 |  | SN6807651 | PICU storage | MHHS-TMC |  | Lamp, Exam |  | 077-08902 | 077-08902 | TMC | TMC | PICU storage | Memorial Hermann- texas medical center | 7/1/18 |  |  | No PM Sticker | LIGHTS, SURGICAL |  | LAMPEXAM-Philips-AIM 200 | LAMPEXAM | AIM 200 |  |  |  | Philips | Lamp, Exam |  |  | LAMPEXAM-Philips-AIM 200 | 1/20/11 |  |  | Not Covered Vendor Only - Biomedical | MHHS-TMC
NO | YES |  |  |  | 077-08903 | 077-08903 | Burton Medical | AIM-200 |  | SN6807653 | PICU storage | MHHS-TMC |  | Lamp, Exam |  | 077-08903 | 077-08903 | TMC | TMC | PICU storage | Memorial Hermann- texas medical center | 7/1/18 |  |  | No PM Sticker | LIGHTS, SURGICAL |  | LAMPEXAM-Philips-AIM 200 | LAMPEXAM | AIM 200 |  |  |  | Philips | Lamp, Exam |  |  | LAMPEXAM-Philips-AIM 200 |  |  |  | Covered PM Repair - Biomedical | MHHS-TMC
NO | YES |  |  |  | 133-02503 | 133-02503 | Burton Medical | BRIGHT SPOT |  |  | Katy-NICU | MHHS-Katy |  | Lamp, Exam |  | 133-02503 | 133-02503 | Katy | MHHS-Katy | Katy-NICU | Hallway | 3/1/20 | 3/1/20 |  |  | LIGHTS, SURGICAL | Lamp, Exam | LAMPEXAM-Burton Medical-BRIGHTSPOT | LAMPEXAM | BRIGHTSPOT |  |  |  | Burton Medical | Lamp, Exam |  | LAMPEXAM-Burton Medical-BRIGHTSPOT |  | 12/19/20 |  |  | No Coverage Specified | MHHS-Katy | [8 empty] | LAMPEXAM | Lamp, Exam | Burton Medical
NO | NO |  |  |  | 009-00287 |  | Burton Medical | COOL SPOT |  |  | GH - LABOR & DELIVERY | MHHS-Greater Heights |  | Lamp, Surgical, Ceiling |  | 009-00287 |  | Central & Greater Heights |  | GH - LABOR & DELIVERY | [5 empty] | LIGHTS, SURGICAL |  | LAMPSURGCEILING-Burton Medical-CoolSpot | LAMPSURGCEILING | CoolSpot |  |  |  | Burton Medical | Lamp, Surgical, Ceiling |  | LAMPSURGCEILING-Burton Medical-CoolSpot |  |  |  |  | Covered PM Repair - Biomedical | MHHS-Greater Heights
NO | NO |  |  |  | 009-01105 |  | Burton Medical | COOL SPOT |  |  | GH - LABOR & DELIVERY | MHHS-Greater Heights |  | Lamp, Surgical, Ceiling |  | 009-01105 |  | Central & Greater Heights |  | GH - LABOR & DELIVERY | [5 empty] | LIGHTS, SURGICAL |  | LAMPSURGCEILING-Burton Medical-CoolSpot | LAMPSURGCEILING | CoolSpot |  |  |  | Burton Medical | Lamp, Surgical, Ceiling |  | LAMPSURGCEILING-Burton Medical-CoolSpot |  |  |  |  | Covered PM Repair - Biomedical | MHHS-Greater Heights
NO | NO |  |  |  | 017-00560 |  | Burton Medical | COOL SPOT |  | CS12228 | MH MG - (SL) - PHYSICIANS AT SUGAR CREEK | MHHS-MG |  | Lamp, Surgical, Ceiling |  | 017-00560 |  | Sugar Land |  | MH MG - (SL) - PHYSICIANS AT SUGAR CREEK | [5 empty] | LIGHTS, SURGICAL |  | LAMPSURGCEILING-Burton Medical-CoolSpot | LAMPSURGCEILING | CoolSpot |  |  |  | Burton Medical | Lamp, Surgical, Ceiling |  | LAMPSURGCEILING-Burton Medical-CoolSpot |  |  |  |  | Covered PM Repair - Biomedical | MHHS-MG
NO | NO |  |  |  | 017-00626 |  | Burton Medical | COOL SPOT |  | CS12227 | MH MG - (SL) - PHYSICIANS AT SUGAR CREEK | MHHS-MG |  | Lamp, Surgical, Ceiling |  | 017-00626 |  | Sugar Land |  | MH MG - (SL) - PHYSICIANS AT SUGAR CREEK | [5 empty] | LIGHTS, SURGICAL |  | LAMPSURGCEILING-Burton Medical-CoolSpot | LAMPSURGCEILING | CoolSpot |  |  |  | Burton Medical | Lamp, Surgical, Ceiling |  | LAMPSURGCEILING-Burton Medical-CoolSpot |  |  |  |  | Covered PM Repair - Biomedical | MHHS-MG
YES | YES |  |  |  | 151-04850 | 151-04850 | Burton Medical | GL30FL |  |  | Biomed |  |  |  |  | 151-04850 | 151-04850 | West | Memorial Hermann Memorial City Medical Center | Biomed | Biomed lab |  |  |  | No pm tag
YES | YES |  |  |  | 005-07620 | 005-07620 | Burton Medical | Gleamer |  |  | SE - OB ED |  |  |  |  | 005-07620 | 005-07620 | Southeast | Memorial Hermann Southeast Hospital | SE - OB ED | OB ED | [5 empty] | Lamp, Exam | LAMPEXAM-Burton Medical-Gleamer | [22 empty] | Lamp, Exam | LAMPEXAM | Lamp, Exam | Burton Medical
YES | YES |  |  |  | 005-07618 | 005-07618 | Burton Medical | Gleamer |  |  | Biomed |  |  |  |  | 005-07618 | 005-07618 | Southeast | Memorial Hermann South East | Biomed | Storage
NO | YES |  |  |  | 133-09695 | 133-09695 | Burton Medical | LUXO |  |  | OPID-(KY)-Katy-445 (Mp1) | MHHS-OPID |  |  |  | 133-09695 | 133-09695 | Katy | MHHS-Others | OPID-(KY)-Katy-445 (Mp1) | Dirty Linen 108 | 1/1/19 |  |  |  | LIGHTS, SURGICAL |  | .needs class | [5 empty] | Burton Medical |  |  |  |  | 2/17/14 |  |  | Covered PM Repair - Biomedical | MHHS-OPID
NO | NO |  |  |  | 009-09889 |  | Burton Medical | OUTPATIENT II |  | SN6809813 | GH - ER | MHHS-Greater Heights |  | Lamp, Surgical, Ceiling |  | 009-09889 |  | Central & Greater Heights |  | GH - ER | [5 empty] | LIGHTS, EXAMINATION |  | LAMPSURGCEILING-Burton Medical-Outpatient II | LAMPSURGCEILING | Outpatient II |  |  |  | Burton Medical | Lamp, Surgical, Ceiling |  | LAMPSURGCEILING-Burton Medical-Outpatient II |  |  |  |  | Covered PM Repair - Biomedical | MHHS-Greater Heights
YES | YES |  |  |  | 013-08309 | 013-08309 | Burton Medical | Portable |  |  | SW - OR |  |  |  |  | 013-08309 | 013-08309 | Southwest | Memorial Hermann Heart | SW - OR | HVI OR Suite |  |  |  | New Add - One Time Inspection Sticker |  | Lamp, Exam | LAMPEXAM-Burton Medical-Portable | [22 empty] | Lamp, Exam | LAMPEXAM | Lamp, Exam | Burton Medical
NO | YES |  |  |  | 029-07830 | 029-07830 | Burton Medical | SB40FL |  | SN5262441 | Woodlands-Birth Center |  |  |  |  | 029-07830 | 029-07830 | Woodland | MHHS-Woodlands | Woodlands-Birth Center | Storage room | 6/1/19 |  | 6/1/20
YES | YES |  |  |  | 099-14165 | 099-14165 | Burton Medical | UV Light |  |  | TWC |  |  |  |  | 099-14165 | 099-14165 | TMC | Memorial Hermann-Texas Medical Center | TWC | Pedi Pacu
YES | YES |  |  |  | 009-33102 | 009-33102 | Burton Medical | UV501 |  | SN6789648 | SW - ER |  |  |  |  | 009-33102 | 009-33102 | Southwest | Memorial Hermann Southwest Hospital Emergency Center | SW - ER | ER POD B NURSES STATION |  |  |  | Broken housing
NO | YES |  |  |  | 029-10857 | 029-10857 | Burton Medical | UV502 |  | SN6818165 | Woodlands-Terramont ER (Clinic) | MHHS-Woodlands |  | Lamp, Ultraviolet |  | 029-10857 | 029-10857 | Woodlands | MHHS-Woodlands | Woodlands-Terramont ER (Clinic) | Nurses Station | 5/1/16 |  |  | Ninom sticker visible | LIGHTS, EXAMINATION | Lamp, Ultraviolet | LAMPULTRAVIOLET-Burton Medical-UV502 | LAMPULTRAVIOLET | UV502 |  |  |  | Burton Medical | Lamp, Ultraviolet |  | LAMPULTRAVIOLET-Burton Medical-UV502 |  | 4/1/18 |  | LU-A | Covered PM Repair - Biomedical | MHHS-Woodlands | [7 empty] | Lamp, Ultraviolet | LAMPULTRAVIOLET | Lamp, Ultraviolet | Burton Medical
YES | YES |  |  |  | 151-05094 | 151-05094 | Burton Medical | UV502 |  |  | Occupational health |  |  |  |  | 151-05094 | 151-05094 | Northwest | Memorial Hermann Cypress Hospital | Occupational health | C1 707 cabinet | 2/1/20 |  |  | No pm sticker. |  | Lamp, Ultraviolet | LAMPULTRAVIOLET-Burton Medical-UV502 | [12 empty] | LU-A | [9 empty] | Lamp, Ultraviolet | LAMPULTRAVIOLET | Lamp, Ultraviolet | Burton Medical
NO | YES |  |  |  | 099-02823 | 099-02823 | Burton Medical | UV502 |  |  | SMR-(GH)-Greater Heights |  |  |  |  | 099-02823 | 099-02823 | Central | MHHS-Others | SMR-(GH)-Greater Heights | Treatment room |  |  |  | No pm |  | Lamp, Ultraviolet | LAMPULTRAVIOLET-Burton Medical-UV502 | [12 empty] | LU-A | [9 empty] | Lamp, Ultraviolet | LAMPULTRAVIOLET | Lamp, Ultraviolet | Burton Medical
YES | YES | [5 empty] | Burton Medical | UV502 |  | Sn6797238 | MH MG - (NE) - SUMMER CREEK CCC | [6 empty] | Katy | Memorial Hermann Summer Creek Primary Care | MH MG - (NE) - SUMMER CREEK CCC | Nurses station |  |  |  | Out of asset tags |  | Lamp, Ultraviolet | LAMPULTRAVIOLET-Burton Medical-UV502 | [12 empty] | LU-A | [9 empty] | Lamp, Ultraviolet | LAMPULTRAVIOLET | Lamp, Ultraviolet | Burton Medical
YES | YES |  |  |  | 009-33043 | 009-33043 | Burton Medical | UV502 | [7 empty] | 009-33043 | 009-33043 |  | Memorial Hermann |  | Occupational medicine |  |  |  | No pm
NO | NO |  |  |  | 009-10867 |  | Burton Medical | UV502 |  |  | GH - ER | MHHS-Greater Heights |  | Lamp, Ultraviolet |  | 009-10867 |  | Central & Greater Heights |  | GH - ER | [5 empty] | LIGHTS, EXAMINATION |  | LAMPULTRAVIOLET-Burton Medical-UV502 | LAMPULTRAVIOLET | UV502 |  |  |  | Burton Medical | Lamp, Ultraviolet |  | LAMPULTRAVIOLET-Burton Medical-UV502 |  |  |  |  | Covered PM Repair - Biomedical | MHHS-Greater Heights
NO | NO |  |  |  | 009-10868 |  | Burton Medical | UV502 |  |  | GH - ER | MHHS-Greater Heights |  | Lamp, Ultraviolet |  | 009-10868 |  | Central & Greater Heights |  | GH - ER | [5 empty] | LIGHTS, EXAMINATION |  | LAMPULTRAVIOLET-Burton Medical-UV502 | LAMPULTRAVIOLET | UV502 |  |  |  | Burton Medical | Lamp, Ultraviolet |  | LAMPULTRAVIOLET-Burton Medical-UV502 |  |  |  |  | Covered PM Repair - Biomedical | MHHS-Greater Heights
NO | NO |  |  |  | 133-08883 |  | Burton Medical | UV502 |  | SN6810593 | KATY - ER | MHHS-Katy |  | Lamp, Ultraviolet |  | 133-08883 |  | Katy |  | KATY - ER | [5 empty] | LIGHTS, EXAMINATION |  | LAMPULTRAVIOLET-Burton Medical-UV502 | LAMPULTRAVIOLET | UV502 |  |  |  | Burton Medical | Lamp, Ultraviolet |  | LAMPULTRAVIOLET-Burton Medical-UV502 |  |  |  |  | Not Covered Vendor Only - Biomedical | MHHS-Katy
NO | NO |  |  |  | 017-01336 |  | Burton Medical | UV502 |  |  | MH MG - (MC) - URGENT CARE - TOWN & COUNTRY | MHHS-MG |  | Lamp, Ultraviolet |  | 017-01336 |  | West & Memorial City |  | MH MG - (MC) - URGENT CARE - TOWN & COUNTRY | [5 empty] | LIGHTS, EXAMINATION |  | LAMPULTRAVIOLET-Burton Medical-UV502 | LAMPULTRAVIOLET | UV502 |  |  |  | Burton Medical | Lamp, Ultraviolet |  | LAMPULTRAVIOLET-Burton Medical-UV502 |  |  |  |  | Covered PM Repair - Biomedical | MHHS-MG
NO | NO |  |  |  | 583-00834 |  | Burton Medical | UV502 |  | SN6817979 | MH MG - (KY) - KATY PEDS (MP2) | MHHS-MG |  | Lamp, Ultraviolet |  | 583-00834 |  | Katy |  | MH MG - (KY) - KATY PEDS (MP2) | [5 empty] | LIGHTS, EXAMINATION |  | LAMPULTRAVIOLET-Burton Medical-UV502 | LAMPULTRAVIOLET | UV502 |  |  |  | Burton Medical | Lamp, Ultraviolet |  | LAMPULTRAVIOLET-Burton Medical-UV502 |  |  |  |  | Covered PM Repair - Biomedical | MHHS-MG
NO | NO | [5 empty] | Burton Medical | UV502 |  | SN6818941 | MH MG - (NE) - ATASCOCITA PEDIATRICS | MHHS-MG |  | Lamp, Ultraviolet |  |  |  | Katy |  | MH MG - (NE) - ATASCOCITA PEDIATRICS | [5 empty] | LIGHTS, EXAMINATION |  | LAMPULTRAVIOLET-Burton Medical-UV502 | LAMPULTRAVIOLET | UV502 |  |  |  | Burton Medical | Lamp, Ultraviolet |  | LAMPULTRAVIOLET-Burton Medical-UV502 |  |  |  |  | Covered PM Repair - Biomedical | MHHS-MG
NO | NO |  |  |  | 129-06739 |  | Burton Medical | UV502 |  | SN6816284 | MH MG - (SL) - URGENT CARE - TELFAIR | MHHS-MG |  | Lamp, Ultraviolet |  | 129-06739 |  | Sugar Land |  | MH MG - (SL) - URGENT CARE - TELFAIR | [5 empty] | LIGHTS, EXAMINATION |  | LAMPULTRAVIOLET-Burton Medical-UV502 | LAMPULTRAVIOLET | UV502 |  |  |  | Burton Medical | Lamp, Ultraviolet |  | LAMPULTRAVIOLET-Burton Medical-UV502 |  |  |  |  | Covered PM Repair - Biomedical | MHHS-MG
NO | NO |  |  |  | 029-12008 |  | Burton Medical | UV502 |  |  | MH MG - (WDLS) - BENDERS LANDING | MHHS-MG |  | Lamp, Ultraviolet |  | 029-12008 |  | Woodlands |  | MH MG - (WDLS) - BENDERS LANDING | [5 empty] | LIGHTS, EXAMINATION |  | LAMPULTRAVIOLET-Burton Medical-UV502 | LAMPULTRAVIOLET | UV502 |  |  |  | Burton Medical | Lamp, Ultraviolet |  | LAMPULTRAVIOLET-Burton Medical-UV502 |  |  |  |  | Covered PM Repair - Biomedical | MHHS-MG
NO | NO |  |  |  | 000-03669 |  | Burton Medical | UV502 |  |  | MH MG - (WDLS) - URGENT CARE - BENDERS LANDING | MHHS-MG |  | Lamp, Ultraviolet |  | 000-03669 |  | Woodlands |  | MH MG - (WDLS) - URGENT CARE - BENDERS LANDING | [5 empty] | LIGHTS, EXAMINATION |  | LAMPULTRAVIOLET-Burton Medical-UV502 | LAMPULTRAVIOLET | UV502 |  |  |  | Burton Medical | Lamp, Ultraviolet |  | LAMPULTRAVIOLET-Burton Medical-UV502 |  |  |  |  | Covered PM Repair - Biomedical | MHHS-MG
NO | NO |  |  |  | 029-10878 |  | Burton Medical | UV502 |  | SN6820176 | MH MG - (WDLS) - URGENT CARE - SPRING | MHHS-MG |  | Lamp, Ultraviolet |  | 029-10878 |  | Woodlands |  | MH MG - (WDLS) - URGENT CARE - SPRING | [5 empty] | LIGHTS, EXAMINATION |  | LAMPULTRAVIOLET-Burton Medical-UV502 | LAMPULTRAVIOLET | UV502 |  |  |  | Burton Medical | Lamp, Ultraviolet |  | LAMPULTRAVIOLET-Burton Medical-UV502 |  |  |  |  | Covered PM Repair - Biomedical | MHHS-MG
NO | NO | [5 empty] | Burton Medical | UV502 |  | SN6790187 | NE - ER | MHHS-Northeast |  | Lamp, Ultraviolet |  |  |  | Katy |  | NE - ER | [5 empty] | LIGHTS, EXAMINATION |  | LAMPULTRAVIOLET-Burton Medical-UV502 | LAMPULTRAVIOLET | UV502 |  |  |  | Burton Medical | Lamp, Ultraviolet |  | LAMPULTRAVIOLET-Burton Medical-UV502 |  |  |  |  | Covered PM Repair - Biomedical | MHHS-Northeast
NO | NO |  |  |  | 583-00968 |  | Burton Medical | UV502 |  | SN6808779 | KT CCC - (KY) - EMERGENCY ROOM | MHHS-South Katy CCC |  | Lamp, Ultraviolet |  | 583-00968 |  | Katy |  | KT CCC - (KY) - EMERGENCY ROOM | [5 empty] | LIGHTS, EXAMINATION |  | LAMPULTRAVIOLET-Burton Medical-UV502 | LAMPULTRAVIOLET | UV502 |  |  |  | Burton Medical | Lamp, Ultraviolet |  | LAMPULTRAVIOLET-Burton Medical-UV502 |  |  |  |  | Covered PM Repair - Biomedical | MHHS-South Katy CCC
NO | NO |  |  |  | 005-33869 |  | Burton Medical | UV502 |  | SN5260029 | SE - EMERGENCY CENTER | MHHS-Southeast |  | Lamp, Ultraviolet |  | 005-33869 |  | Southeast & Bay Area |  | SE - EMERGENCY CENTER | [5 empty] | LIGHTS, EXAMINATION |  | LAMPULTRAVIOLET-Burton Medical-UV502 | LAMPULTRAVIOLET | UV502 |  |  |  | Burton Medical | Lamp, Ultraviolet |  | LAMPULTRAVIOLET-Burton Medical-UV502 |  |  |  |  | Covered PM Repair - Biomedical | MHHS-Southeast
NO | NO |  |  |  | 129-06144 |  | Burton Medical | UV502 |  | SN6809930 | SP CCC - (SL) - EMERGENCY ROOM | MHHS-Sienna Plantation CCC |  | Lamp, Ultraviolet |  | 129-06144 |  | Sugar Land |  | SP CCC - (SL) - EMERGENCY ROOM | [5 empty] | LIGHTS, EXAMINATION |  | LAMPULTRAVIOLET-Burton Medical-UV502 | LAMPULTRAVIOLET | UV502 |  |  |  | Burton Medical | Lamp, Ultraviolet |  | LAMPULTRAVIOLET-Burton Medical-UV502 |  |  |  |  | Covered PM Repair - Biomedical | MHHS-Sienna Plantation CCC
NO | NO | [5 empty] | Burton Medical | UV502 |  | SN6820721 | WOODLANDS - ER | MHHS-Woodlands |  | Lamp, Ultraviolet |  |  |  | Woodlands |  | WOODLANDS - ER | [5 empty] | LIGHTS, EXAMINATION |  | LAMPULTRAVIOLET-Burton Medical-UV502 | LAMPULTRAVIOLET | UV502 |  |  |  | Burton Medical | Lamp, Ultraviolet |  | LAMPULTRAVIOLET-Burton Medical-UV502 |  |  |  |  | Covered PM Repair - Biomedical | MHHS-Woodlands
YES | YES |  |  |  | 151-05081 | 151-05081 | Burton Medical | UV503 |  | Sn6818195 | Equipment storage |  |  |  |  | 151-05081 | 151-05081 | Northwest | Memorial Hermann Cypress Hospital | Equipment storage | Equipment storage | [5 empty] | Lamp, Ultraviolet | LAMPULTRAVIOLET-Burton Medical-UV503 | [12 empty] | LU-A | [9 empty] | Lamp, Ultraviolet | LAMPULTRAVIOLET | Lamp, Ultraviolet | Burton Medical
NO | NO |  |  |  | 009-10869 |  | Burton Medical | UV503 |  |  | GH - ER | MHHS-Greater Heights |  | Lamp, Ultraviolet |  | 009-10869 |  | Central & Greater Heights |  | GH - ER | [5 empty] | LIGHTS, EXAMINATION |  | LAMPULTRAVIOLET-Burton Medical-UV503 | LAMPULTRAVIOLET | UV503 |  |  |  | Burton Medical | Lamp, Ultraviolet |  | LAMPULTRAVIOLET-Burton Medical-UV503 |  |  |  |  | Covered PM Repair - Biomedical | MHHS-Greater Heights
NO | NO |  |  |  | 129-07799 |  | Burton Medical | UV503 |  | SN6818020 | MH MG - (SL) - SUGAR LAND PRIMARY CARE (MP1) | MHHS-MG |  | Lamp, Ultraviolet |  | 129-07799 |  | Sugar Land |  | MH MG - (SL) - SUGAR LAND PRIMARY CARE (MP1) | [5 empty] | LIGHTS, EXAMINATION |  | LAMPULTRAVIOLET-Burton Medical-UV503 | LAMPULTRAVIOLET | UV503 |  |  |  | Burton Medical | Lamp, Ultraviolet |  | LAMPULTRAVIOLET-Burton Medical-UV503 |  |  |  |  | Not Covered Vendor Only - Biomedical | MHHS-MG
NO | NO |  |  |  | 069-43765 |  | Burton Medical | UV503 |  |  | TMC - HERMANN - ADULT ER (1HP) | MHHS-TMC |  | Lamp, Ultraviolet |  | 069-43765 |  | TMC |  | TMC - HERMANN - ADULT ER (1HP) | [5 empty] | LIGHTS, EXAMINATION |  | LAMPULTRAVIOLET-Burton Medical-UV503 | LAMPULTRAVIOLET | UV503 |  |  |  | Burton Medical | Lamp, Ultraviolet |  | LAMPULTRAVIOLET-Burton Medical-UV503 |  |  |  |  | Covered PM Repair - Biomedical | MHHS-TMC
YES | YES |  |  |  | 099-08178 | 099-08178 | BV Medical |  |  |  | Cardiac rehab department |  |  |  |  | 099-08178 | 099-08178 | Central | Memorial Hermann Hospital greater heights | Cardiac rehab department | Gym
YES | YES |  |  |  | 009-34079 | 009-34079 | BV Medical |  |  |  | TIRR - GREATER HEIGHTS |  |  |  |  | 009-34079 | 009-34079 | Central | Memorial Hermann Greater Heights Hospital | TIRR - GREATER HEIGHTS | TIRR
YES | YES |  |  |  | 099-08179 | 099-08179 | BV Medical |  |  |  | TIRR 2nd Floor |  |  |  |  | 099-08179 | 099-08179 | Central | Memorial Hermann Hospital greater heights | TIRR 2nd Floor | Gym
NO | NO |  |  |  | 069-40481 |  | BYRNE MEDICAL INC | EGP-100P |  | A3290 | TMC - PLAZA - ERTAN DDC (STE 1400) | MHHS-TMC |  |  |  | 069-40481 |  | TMC |  | TMC - PLAZA - ERTAN DDC (STE 1400) | [5 empty] | IRRIGATION/DISTENTION SYSTEMS |  | .needs class | [13 empty] | Not Covered Vendor Only - Biomedical | MHHS-TMC
YES | YES |  |  |  | 142-05224 | 142-05224 | Byrne medical inc | Endogater |  |  | NE - Endoscopy |  |  |  |  | 142-05224 | 142-05224 | Katy | Memorial Hermann Northeast Hospital | NE - Endoscopy | Procedure 3 | 10/1/19 | 10/1/20
YES | YES |  |  |  | 069-27402 | 069-27402 | Byrne medical inc | Endogator |  |  | TMC - Jones - GI lab |  |  |  |  | 069-27402 | 069-27402 | TMC | Memorial Hermann-Texas Medical Center | TMC - Jones - GI lab | GI Lab | 8/1/19 |  | 8/1/20
NO | YES |  |  |  | 005-08222 | 005-08222 | BYRNE MEDICAL INC | ENDOGATOR EGP-100 |  |  | SE-Esophageal Disease Center | MHHS-Southeast |  | Irrigation/Aspiration Unit |  | 005-08222 | 005-08222 | Southeast | MHHS-Southeast | SE-Esophageal Disease Center | Endo 3 | 5/1/19 |  | 5/1/20 |  | IRRIGATION/DISTENTION SYSTEMS |  | IRRIGATIONASPNUNIT-Medivators-EndoGator EGP-100 | IRRIGATIONASPNUNIT | EndoGator EGP-100 |  |  |  | Medivators | Irrigation/Aspiration Unit |  |  | IRRIGATIONASPNUNIT-Medivators-EndoGator EGP-100 | 11/6/16 |  |  | Covered PM Repair - Biomedical | MHHS-Southeast
NO | YES |  |  |  | 005-08223 | 005-08223 | BYRNE MEDICAL INC | ENDOGATOR EGP-100 |  | A3315 | SE-Esophageal Disease Center | MHHS-Southeast |  | Irrigation/Aspiration Unit |  | 005-08223 | 005-08223 | Southeast | MHHS-Southeast | SE-Esophageal Disease Center | Endo procesure 1 | 5/1/19 |  |  |  | IRRIGATION/DISTENTION SYSTEMS |  | IRRIGATIONASPNUNIT-Medivators-EndoGator EGP-100 | IRRIGATIONASPNUNIT | EndoGator EGP-100 |  |  |  | Medivators | Irrigation/Aspiration Unit |  |  | IRRIGATIONASPNUNIT-Medivators-EndoGator EGP-100 |  |  |  | Covered PM Repair - Biomedical | MHHS-Southeast
NO | YES |  |  |  | 005-08224 | 005-08224 | BYRNE MEDICAL INC | ENDOGATOR EGP-100 |  | A3316 | SE-Esophageal Disease Center | MHHS-Southeast |  | Irrigation/Aspiration Unit |  | 005-08224 | 005-08224 | Southeast | MHHS-Southeast | SE-Esophageal Disease Center | Procedure 5 | 5/1/19 |  | 5/1/20 |  | IRRIGATION/DISTENTION SYSTEMS |  | IRRIGATIONASPNUNIT-Medivators-EndoGator EGP-100 | IRRIGATIONASPNUNIT | EndoGator EGP-100 |  |  |  | Medivators | Irrigation/Aspiration Unit |  |  | IRRIGATIONASPNUNIT-Medivators-EndoGator EGP-100 |  |  |  | Covered PM Repair - Biomedical | MHHS-Southeast
NO | YES |  |  |  | 005-08225 | 005-08225 | BYRNE MEDICAL INC | ENDOGATOR EGP-100 |  | A3314 | SE-Esophageal Disease Center | MHHS-Southeast |  | Irrigation/Aspiration Unit |  | 005-08225 | 005-08225 | Southeast | MHHS-Southeast | SE-Esophageal Disease Center |  | 5/1/19 |  |  |  | IRRIGATION/DISTENTION SYSTEMS |  | IRRIGATIONASPNUNIT-Medivators-EndoGator EGP-100 | IRRIGATIONASPNUNIT | EndoGator EGP-100 |  |  |  | Medivators | Irrigation/Aspiration Unit |  |  | IRRIGATIONASPNUNIT-Medivators-EndoGator EGP-100 | 2/19/19 |  |  | Covered PM Repair - Biomedical | MHHS-Southeast
NO | YES | Asset Tag 013-15176 |  |  | 013-15176 | 013-15176 | BYRNE MEDICAL INC | ENDOGATOR EGP-100 |  | A060661 | SW-Preop | MHHS-Southwest |  | Irrigation/Aspiration Unit |  | 013-15176 | 013-15176 | Southwest | MHHS-Southwest | SW-Preop | Rm 1 | 9/1/19 |  | 9/1/20 |  | IRRIGATION/DISTENTION SYSTEMS | Irrigation/Aspiration Unit | IRRIGATIONASPNUNIT-Medivators-EndoGator EGP-100 | IRRIGATIONASPNUNIT | EndoGator EGP-100 |  |  |  | Medivators | Irrigation/Aspiration Unit |  |  | IRRIGATIONASPNUNIT-Medivators-EndoGator EGP-100 |  |  | IAU-SA | Covered PM Repair - Biomedical | MHHS-Southwest | [8 empty] | IRRIGATIONASPNUNIT | Irrigation/Aspiration Unit | Medivators
NO | YES |  |  |  | 013-19386 | 013-19386 | BYRNE MEDICAL INC | ENDOGATOR EGP-100 |  | a1803 | SW-Preop | MHHS-Southwest |  | Irrigation/Aspiration Unit |  | 013-19386 | 013-19386 | Southwest | MHHS-Southwest | SW-Preop | Hallway | 9/1/19 |  | 9/1/20 |  | IRRIGATION/DISTENTION SYSTEMS | Irrigation/Aspiration Unit | IRRIGATIONASPNUNIT-Medivators-EndoGator EGP-100 | IRRIGATIONASPNUNIT | EndoGator EGP-100 |  |  |  | Medivators | Irrigation/Aspiration Unit |  |  | IRRIGATIONASPNUNIT-Medivators-EndoGator EGP-100 | 6/13/13 |  | IAU-SA | Covered PM Repair - Lab Analyzers/Anesth | MHHS-Southwest | [8 empty] | IRRIGATIONASPNUNIT | Irrigation/Aspiration Unit | Medivators
NO | YES | Serial Number a2763 |  |  |  |  | BYRNE MEDICAL INC | ENDOGATOR EGP-100 |  | a2763 | SW-Preop | MHHS-Southwest |  | Irrigation/Aspiration Unit |  |  |  | Southwest | MHHS-Southwest | SW-Preop | Rm 3 | 6/1/19 |  | 6/1/20 |  | IRRIGATION/DISTENTION SYSTEMS | Irrigation/Aspiration Unit | IRRIGATIONASPNUNIT-Medivators-EndoGator EGP-100 | IRRIGATIONASPNUNIT | EndoGator EGP-100 |  |  |  | Medivators | Irrigation/Aspiration Unit |  |  | IRRIGATIONASPNUNIT-Medivators-EndoGator EGP-100 |  |  | IAU-SA | Covered PM Repair - Biomedical | MHHS-Southwest | [8 empty] | IRRIGATIONASPNUNIT | Irrigation/Aspiration Unit | Medivators
NO | YES |  |  |  | 069-29675 | 069-29675 | BYRNE MEDICAL INC | ENDOGATOR EGP-100 |  | A1693 | Gi lab | MHHS-TMC |  | Irrigation/Aspiration Unit |  | 069-29675 | 069-29675 | TMC | Memorial Hermann-Texas Medical Center | Gi lab | J1. 482 | 12/1/19 |  | 12/1/20 |  | IRRIGATION/DISTENTION SYSTEMS |  | IRRIGATIONASPNUNIT-Medivators-EndoGator EGP-100 | IRRIGATIONASPNUNIT | EndoGator EGP-100 |  |  |  | Medivators | Irrigation/Aspiration Unit |  |  | IRRIGATIONASPNUNIT-Medivators-EndoGator EGP-100 | 8/17/17 |  |  | Covered PM Repair - Biomedical | MHHS-TMC
NO | YES | [5 empty] | BYRNE MEDICAL INC | ENDOGATOR EGP-100 |  | A1375 | TMC-Gi/Endo-Adult (1J) | MHHS-TMC |  | Irrigation/Aspiration Unit |  |  |  | TMC | MHHS-TMC | TMC-Gi/Endo-Adult (1J) |  | 6/1/19 |  | 7/1/20 |  | IRRIGATION/DISTENTION SYSTEMS |  | IRRIGATIONASPNUNIT-Medivators-EndoGator EGP-100 | IRRIGATIONASPNUNIT | EndoGator EGP-100 |  |  |  | Medivators | Irrigation/Aspiration Unit |  |  | IRRIGATIONASPNUNIT-Medivators-EndoGator EGP-100 | 1/30/15 |  |  | Covered PM Repair - Biomedical | MHHS-TMC
NO | NO | [5 empty] | BYRNE MEDICAL INC | ENDOGATOR EGP-100 |  |  | NE - ENDOSCOPY | MHHS-Northeast |  | Irrigation/Aspiration Unit |  |  |  | Katy |  | NE - ENDOSCOPY | [5 empty] | IRRIGATION/DISTENTION SYSTEMS |  | IRRIGATIONASPNUNIT-Medivators-EndoGator EGP-100 | IRRIGATIONASPNUNIT | EndoGator EGP-100 |  |  |  | Medivators | Irrigation/Aspiration Unit |  |  | IRRIGATIONASPNUNIT-Medivators-EndoGator EGP-100 |  |  |  | Covered PM Repair - Biomedical | MHHS-Northeast
NO | NO |  |  |  | 069-38728 |  | BYRNE MEDICAL INC | ENDOGATOR EGP-100 |  | A5152 | TMC - GI/ENDO - PEDI (GHP) | MHHS-TMC |  | Irrigation/Aspiration Unit |  | 069-38728 |  | TMC |  | TMC - GI/ENDO - PEDI (GHP) | [5 empty] | IRRIGATION/DISTENTION SYSTEMS |  | IRRIGATIONASPNUNIT-Medivators-EndoGator EGP-100 | IRRIGATIONASPNUNIT | EndoGator EGP-100 |  |  |  | Medivators | Irrigation/Aspiration Unit |  |  | IRRIGATIONASPNUNIT-Medivators-EndoGator EGP-100 |  |  |  | Not Covered Vendor Only - Biomedical | MHHS-TMC
NO | NO |  |  |  | 069-27943 |  | BYRNE MEDICAL INC | ENDOGATOR EGP-100 |  | A1303 | TMC - PLAZA - ERTAN DDC (STE 1400) | MHHS-TMC |  | Irrigation/Aspiration Unit |  | 069-27943 |  | TMC |  | TMC - PLAZA - ERTAN DDC (STE 1400) | [5 empty] | IRRIGATION/DISTENTION SYSTEMS |  | IRRIGATIONASPNUNIT-Medivators-EndoGator EGP-100 | IRRIGATIONASPNUNIT | EndoGator EGP-100 |  |  |  | Medivators | Irrigation/Aspiration Unit |  |  | IRRIGATIONASPNUNIT-Medivators-EndoGator EGP-100 |  |  |  | Not Covered Vendor Only - Biomedical | MHHS-TMC
NO | NO | [5 empty] | BYRNE MEDICAL INC | ENDOGATOR EGP-100 |  | A1343 | TMC - PLAZA - ERTAN DDC (STE 1400) | MHHS-TMC |  | Irrigation/Aspiration Unit |  |  |  | TMC |  | TMC - PLAZA - ERTAN DDC (STE 1400) | [5 empty] | IRRIGATION/DISTENTION SYSTEMS |  | IRRIGATIONASPNUNIT-Medivators-EndoGator EGP-100 | IRRIGATIONASPNUNIT | EndoGator EGP-100 |  |  |  | Medivators | Irrigation/Aspiration Unit |  |  | IRRIGATIONASPNUNIT-Medivators-EndoGator EGP-100 |  |  |  | Not Covered Vendor Only - Biomedical | MHHS-TMC
NO | NO | [5 empty] | BYRNE MEDICAL INC | ENDOGATOR EGP-100 |  | A1330 | TMC - PLAZA - ERTAN DDC (STE 1400) | MHHS-TMC |  | Irrigation/Aspiration Unit |  |  |  | TMC |  | TMC - PLAZA - ERTAN DDC (STE 1400) | [5 empty] | IRRIGATION/DISTENTION SYSTEMS |  | IRRIGATIONASPNUNIT-Medivators-EndoGator EGP-100 | IRRIGATIONASPNUNIT | EndoGator EGP-100 |  |  |  | Medivators | Irrigation/Aspiration Unit |  |  | IRRIGATIONASPNUNIT-Medivators-EndoGator EGP-100 |  |  |  | Covered PM Repair - Biomedical | MHHS-TMC
NO | NO | [5 empty] | BYRNE MEDICAL INC | ENDOGATOR EGP-100 |  | A1396 | TMC - PLAZA - ERTAN DDC (STE 1400) | MHHS-TMC |  | Irrigation/Aspiration Unit |  |  |  | TMC |  | TMC - PLAZA - ERTAN DDC (STE 1400) | [5 empty] | IRRIGATION/DISTENTION SYSTEMS |  | IRRIGATIONASPNUNIT-Medivators-EndoGator EGP-100 | IRRIGATIONASPNUNIT | EndoGator EGP-100 |  |  |  | Medivators | Irrigation/Aspiration Unit |  |  | IRRIGATIONASPNUNIT-Medivators-EndoGator EGP-100 |  |  |  | Covered PM Repair - Biomedical | MHHS-TMC
NO | YES | Serial Number a2763 |  |  | 013-19309 | 013-19309 | Byrne Medical Inc. | EGP-100 |  | A2763 | SW Endoscopy |  |  |  |  | 013-19309 | 013-19309 | Southwest | Memorial Hermann Southwest Hospital | SW Endoscopy | SW Endoscopy
NO | YES | Asset Tag 013-15176 |  |  | 013-15176 | 013-15176 | Byrne Medical Inc. | EGP-100 |  | A060661 | SW Endoscopy |  |  |  |  | 013-15176 | 013-15176 | Southwest | Memorial Hermann Southwest Hospital | SW Endoscopy | SW Endoscopy
YES | YES | Serial Number Cnf |  |  | 099-10022 | 099-10022 | Byron | PS11076 |  | CNF | TMC - OR - PEDS |  |  |  |  | 099-10022 | 099-10022 | TMC | Memorial Hermann Texas Medical Center | TMC - OR - PEDS | OR 58
YES | YES | Serial Number Cnf |  |  | 099-10024 | 099-10024 | Byron | PS11076 |  | CNF | TMC - OR - PEDS Roberson building |  |  |  |  | 099-10024 | 099-10024 | TMC | Memorial Hermann Texas Medical Center | TMC - OR - PEDS Roberson building | OR 58
YES | YES | Serial Number Cnf |  |  | 099-07987 | 099-07987 | Byron | PS11076 |  | CNF | TMC - OR - PEDS Roberson building |  |  |  |  | 099-07987 | 099-07987 | TMC | Memorial Hermann Texas Medical Center | TMC - OR - PEDS Roberson building | OR 68
NO | YES |  |  |  | 005-05269 | 005-05269 | Byron Medical, Inc. | ACCELERATOR II |  |  | SE-OR | MHHS-Southeast |  | Aspirator (Suction Pump) |  | 005-05269 | 005-05269 | Southeast | MHHS-Southeast | SE-OR |  | 1/1/19 |  |  |  | ASPIRATORS |  | ASPIRATORSUCTPUMP-Mentor Corp-Accelerator II | ASPIRATORSUCTPUMP | Accelerator II |  |  |  | Mentor Corp | Aspirator (Suction Pump) |  |  | ASPIRATORSUCTPUMP-Mentor Corp-Accelerator II | 6/24/12 |  |  | Covered PM Repair - Biomedical | MHHS-Southeast
NO | YES |  |  |  | 013-07177 | 013-07177 | Byron Medical, Inc. | ECON II |  |  | SW-OR | MHHS-Southwest |  |  |  | 013-07177 | 013-07177 | Southwest | MHHS-Southwest | SW-OR | OR 3 | 7/1/19 |  | 7/1/20 |  | ASPIRATORS |  | .needs class | [5 empty] | BYRON | [7 empty] | Covered PM Repair - Biomedical | MHHS-Southwest
NO | NO | [5 empty] | Byron Medical, Inc. | ECON II |  |  | SW - OR | MHHS-Southwest | [5 empty] | Southwest |  | SW - OR | [5 empty] | ASPIRATORS |  | .needs class | [5 empty] | BYRON | [7 empty] | Covered PM Repair - Biomedical | MHHS-Southwest
NO | YES |  |  |  | 013-35616 | 013-35616 | C. R. Bard, Inc. | CRITICORE |  | DYPE0037 | SW-HVI-OR | MHHS-Southwest |  |  |  | 013-35616 | 013-35616 | Southwest | MHHS-Southwest | SW-HVI-OR | Hvi or 2 | 9/1/19 |  | 9/1/20 |  | MONITORS, PHYSIOLOGIC, VITAL SIGNS |  | .needs class |  |  |  |  | .needs class | C R Bard Inc |  |  |  |  | 4/19/17 |  |  | Covered PM Repair - Biomedical | MHHS-Southwest
NO | YES |  |  |  | 013-35719 | 013-35719 | C. R. Bard, Inc. | CRITICORE |  | aeikc018 | SW-HVI-OR | MHHS-Southwest |  |  |  | 013-35719 | 013-35719 | Southwest | MHHS-Southwest | SW-HVI-OR | SW-HVI-OR | 5/1/19 |  | 5/1/20 |  | MONITORS, PHYSIOLOGIC, VITAL SIGNS |  | .needs class |  |  |  |  | .needs class | C R Bard Inc |  |  |  |  | 4/19/17 |  |  | Covered PM Repair - Biomedical | MHHS-Southwest
NO | YES |  |  |  | 013-35720 | 013-35720 | C. R. Bard, Inc. | CRITICORE |  | aeikc010 | SW-HVI-OR | MHHS-Southwest |  |  |  | 013-35720 | 013-35720 | Southwest | MHHS-Southwest | SW-HVI-OR | SW-HVI-OR | 11/1/19 |  | 11/1/20 |  | MONITORS, PHYSIOLOGIC, VITAL SIGNS |  | .needs class |  |  |  |  | .needs class | C R Bard Inc |  |  |  |  | 4/19/17 |  |  | Covered PM Repair - Biomedical | MHHS-Southwest
NO | NO |  |  |  | 013-11348 |  | C. R. Bard, Inc. | CRITICORE |  | 07DOC021 | SW - HVI - CV ICU | MHHS-Southwest |  |  |  | 013-11348 |  | Southwest |  | SW - HVI - CV ICU | [5 empty] | MONITORS, PHYSIOLOGIC, VITAL SIGNS |  | .needs class |  |  |  |  | .needs class | C R Bard Inc | [7 empty] | Covered PM Repair - Biomedical | MHHS-Southwest
NO | NO |  |  |  | 013-12583 |  | C. R. Bard, Inc. | CRITICORE |  | DYPE0042 | SW - HVI - CV ICU | MHHS-Southwest |  |  |  | 013-12583 |  | Southwest |  | SW - HVI - CV ICU | [5 empty] | MONITORS, PHYSIOLOGIC, VITAL SIGNS |  | .needs class |  |  |  |  | .needs class | C R Bard Inc | [7 empty] | Covered PM Repair - Biomedical | MHHS-Southwest
NO | NO |  |  |  | 013-17123 |  | C. R. Bard, Inc. | CRITICORE |  | DYPE0033 | SW - HVI - CV ICU | MHHS-Southwest |  |  |  | 013-17123 |  | Southwest |  | SW - HVI - CV ICU | [5 empty] | MONITORS, PHYSIOLOGIC, VITAL SIGNS |  | .needs class |  |  |  |  | .needs class | C R Bard Inc | [7 empty] | Covered PM Repair - Biomedical | MHHS-Southwest
NO | NO |  |  |  | 013-20111 |  | C. R. Bard, Inc. | CRITICORE |  | DYQE0014 | SW - HVI - CV ICU | MHHS-Southwest |  |  |  | 013-20111 |  | Southwest |  | SW - HVI - CV ICU | [5 empty] | MONITORS, PHYSIOLOGIC, VITAL SIGNS |  | .needs class |  |  |  |  | .needs class | C R Bard Inc | [7 empty] | Not Covered Vendor Only - Resp/Ster | MHHS-Southwest
NO | NO |  |  |  | 013-20174 |  | C. R. Bard, Inc. | CRITICORE |  | aehkc008 | SW - HVI - CV ICU | MHHS-Southwest |  |  |  | 013-20174 |  | Southwest |  | SW - HVI - CV ICU | [5 empty] | MONITORS, PHYSIOLOGIC, VITAL SIGNS |  | .needs class |  |  |  |  | .needs class | C R Bard Inc | [7 empty] | Not Covered Vendor Only - Resp/Ster | MHHS-Southwest
NO | NO |  |  |  | 013-35615 |  | C. R. Bard, Inc. | CRITICORE |  | dyqe0003 | SW - HVI - CV ICU | MHHS-Southwest |  |  |  | 013-35615 |  | Southwest |  | SW - HVI - CV ICU | [5 empty] | MONITORS, PHYSIOLOGIC, VITAL SIGNS |  | .needs class |  |  |  |  | .needs class | C R Bard Inc | [7 empty] | Not Covered Vendor Only - Resp/Ster | MHHS-Southwest
NO | NO |  |  |  | 013-36802 |  | C. R. Bard, Inc. | CRITICORE |  | DYQE0017 | SW - HVI - CV ICU | MHHS-Southwest |  |  |  | 013-36802 |  | Southwest |  | SW - HVI - CV ICU | [5 empty] | MONITORS, PHYSIOLOGIC, VITAL SIGNS |  | .needs class |  |  |  |  | .needs class | C R Bard Inc | [7 empty] | Not Covered Vendor Only - Resp/Ster | MHHS-Southwest
NO | NO |  |  |  | 013-39101 |  | C. R. Bard, Inc. | CRITICORE |  | DYQE0012 | SW - HVI - CV ICU | MHHS-Southwest |  |  |  | 013-39101 |  | Southwest |  | SW - HVI - CV ICU | [5 empty] | MONITORS, PHYSIOLOGIC, VITAL SIGNS |  | .needs class |  |  |  |  | .needs class | C R Bard Inc | [7 empty] | Covered PM Repair - Biomedical | MHHS-Southwest
NO | NO | [5 empty] | C. R. Bard, Inc. | CRITICORE |  | aefmc064 | SW - HVI - CV ICU | MHHS-Southwest | [5 empty] | Southwest |  | SW - HVI - CV ICU | [5 empty] | MONITORS, PHYSIOLOGIC, VITAL SIGNS |  | .needs class |  |  |  |  | .needs class | C R Bard Inc | [7 empty] | Covered PM Repair - Biomedical | MHHS-Southwest
NO | NO | [5 empty] | C. R. Bard, Inc. | CRITICORE |  | dyqd0025 | SW - HVI - CV ICU | MHHS-Southwest | [5 empty] | Southwest |  | SW - HVI - CV ICU | [5 empty] | MONITORS, PHYSIOLOGIC, VITAL SIGNS |  | .needs class |  |  |  |  | .needs class | C R Bard Inc | [7 empty] | Covered PM Repair - Biomedical | MHHS-Southwest
NO | NO | [5 empty] | C. R. Bard, Inc. | CRITICORE |  | dyqe0013 | SW - HVI - CV ICU | MHHS-Southwest | [5 empty] | Southwest |  | SW - HVI - CV ICU | [5 empty] | MONITORS, PHYSIOLOGIC, VITAL SIGNS |  | .needs class |  |  |  |  | .needs class | C R Bard Inc | [7 empty] | Covered PM Repair - Biomedical | MHHS-Southwest
NO | NO | [5 empty] | C. R. Bard, Inc. | CRITICORE |  | DTQE0016 | SW - HVI - CV ICU | MHHS-Southwest | [5 empty] | Southwest |  | SW - HVI - CV ICU | [5 empty] | MONITORS, PHYSIOLOGIC, VITAL SIGNS |  | .needs class |  |  |  |  | .needs class | C R Bard Inc | [7 empty] | Covered PM Repair - Biomedical | MHHS-Southwest
NO | NO | [5 empty] | C. R. Bard, Inc. | CRITICORE |  | dyqd0026 | SW - HVI - CV ICU | MHHS-Southwest | [5 empty] | Southwest |  | SW - HVI - CV ICU | [5 empty] | MONITORS, PHYSIOLOGIC, VITAL SIGNS |  | .needs class |  |  |  |  | .needs class | C R Bard Inc | [7 empty] | Covered PM Repair - Biomedical | MHHS-Southwest
NO | NO | [5 empty] | C. R. Bard, Inc. | CRITICORE |  | dype0031 | SW - HVI - CV ICU | MHHS-Southwest | [5 empty] | Southwest |  | SW - HVI - CV ICU | [5 empty] | MONITORS, PHYSIOLOGIC, VITAL SIGNS |  | .needs class |  |  |  |  | .needs class | C R Bard Inc | [7 empty] | Covered PM Repair - Biomedical | MHHS-Southwest
NO | NO |  |  |  | 013-20173 |  | C. R. Bard, Inc. | CRITICORE |  | DYQE0007 | SW - HVI - OR | MHHS-Southwest |  |  |  | 013-20173 |  | Southwest |  | SW - HVI - OR | [5 empty] | MONITORS, PHYSIOLOGIC, VITAL SIGNS |  | .needs class |  |  |  |  | .needs class | C R Bard Inc | [7 empty] | Covered PM Repair - Biomedical | MHHS-Southwest
NO | NO |  |  |  | 013-17120 |  | C. R. Bard, Inc. | CRITICORE |  | DYQE0002 | SW - OR | MHHS-Southwest |  |  |  | 013-17120 |  | Southwest |  | SW - OR | [5 empty] | MONITORS, PHYSIOLOGIC, VITAL SIGNS |  | .needs class |  |  |  |  | .needs class | C R Bard Inc | [7 empty] | Covered PM Repair - Biomedical | MHHS-Southwest
NO | NO | [5 empty] | C. R. Bard, Inc. | CRITICORE |  | AEFMC066 | SW - OR | MHHS-Southwest | [5 empty] | Southwest |  | SW - OR | [5 empty] | MONITORS, PHYSIOLOGIC, VITAL SIGNS |  | .needs class |  |  |  |  | .needs class | C R Bard Inc | [7 empty] | Covered PM Repair - Biomedical | MHHS-Southwest
NO | NO | [5 empty] | C. R. Bard, Inc. | CRITICORE |  | AEHKC005 | SW - OR | MHHS-Southwest | [5 empty] | Southwest |  | SW - OR | [5 empty] | MONITORS, PHYSIOLOGIC, VITAL SIGNS |  | .needs class |  |  |  |  | .needs class | C R Bard Inc | [7 empty] | Covered PM Repair - Biomedical | MHHS-Southwest
NO | NO |  |  |  | R-929-00733 |  | C. R. Bard, Inc. | ENCOR ULTRA |  | DYXGT063 | OPID - (SW) - SOUTHWEST BC - 450 (MP1) | MHHS-OPID |  | Stereotactic Biopsy Unit |  | R-929-00733 |  | Southwest |  | OPID - (SW) - SOUTHWEST BC - 450 (MP1) | [5 empty] | STEREOTACTIC SYSTEM |  | STEREOTACTICBIOPSYUNT-C R Bard Inc-EnCor Ultra | STEREOTACTICBIOPSYUNT | EnCor Ultra |  |  |  | C R Bard Inc | Stereotactic Biopsy Unit |  | STEREOTACTICBIOPSYUNT-C R Bard Inc-EnCor Ultra |  |  |  |  | Covered PM Repair - Biomedical | MHHS-OPID
NO | NO |  |  |  | 069-36671 |  | C. R. Bard, Inc. | LABSYSTEM PRO EP |  | 1A611126 | TMC - CATH LAB - PEDI (GHP) | MHHS-TMC |  |  |  | 069-36671 |  | TMC |  | TMC - CATH LAB - PEDI (GHP) | [5 empty] | ELECTROENCEPHALOGRAPHS |  | .needs class | [5 empty] | C R Bard Inc | [7 empty] | Covered PM Repair - Biomedical | MHHS-TMC
NO | NO |  |  |  | 029-09177 |  | C. R. Bard, Inc. | SHERLOCK |  | ASVJL147 | WOODLANDS - SICU | MHHS-Woodlands |  |  |  | 029-09177 |  | Woodlands |  | WOODLANDS - SICU | [5 empty] | DEFAULT 12 MONTHS |  | .needs class | [5 empty] | C R Bard Inc | [7 empty] | Covered PM Repair - Biomedical | MHHS-Woodlands
NO | NO |  |  |  | 041-17251 |  | C. R. Bard, Inc. | SITE RITE VI |  | DYVK7040 | MEMORIAL CITY - SICU | MHHS-Mem City |  |  |  | 041-17251 |  | West & Memorial City |  | MEMORIAL CITY - SICU | [5 empty] | ULTRASONIC UNITS, DIAGNOSTIC |  | .needs class | [5 empty] | C R Bard Inc | [7 empty] | Covered PM Repair - Biomedical | MHHS-Mem City
NO | NO |  |  |  | 041-17257 |  | C. R. Bard, Inc. | SITE RITE VI |  | DYVK7041 | MEMORIAL CITY - SICU | MHHS-Mem City |  |  |  | 041-17257 |  | West & Memorial City |  | MEMORIAL CITY - SICU | [5 empty] | ULTRASONIC UNITS, DIAGNOSTIC |  | .needs class | [5 empty] | C R Bard Inc | [7 empty] | Covered PM Repair - Biomedical | MHHS-Mem City
NO | NO |  |  |  | 013-17931 |  | C. R. Bard, Inc. | SITE RITE VI |  | DYVE7012 | SW - ICU | MHHS-Southwest |  |  |  | 013-17931 |  | Southwest |  | SW - ICU | [5 empty] | ULTRASONIC UNITS, DIAGNOSTIC |  | .needs class | [5 empty] | C R Bard Inc | [7 empty] | Covered PM Repair - Biomedical | MHHS-Southwest
NO | NO |  |  |  | 013-35747 |  | C. R. Bard, Inc. | SITE RITE VI |  | DYXH7002 | SW - ICU | MHHS-Southwest |  |  |  | 013-35747 |  | Southwest |  | SW - ICU | [5 empty] | ULTRASONIC UNITS, DIAGNOSTIC |  | .needs class | [5 empty] | C R Bard Inc | [7 empty] | Covered PM Repair - Biomedical | MHHS-Southwest
NO | NO |  |  |  | R-069-28465 |  | C. R. Bard, Inc. | SITE RITE VI |  | DYTG7056 | TMC - ROBERTSON - PICC (6R) | MHHS-TMC |  |  |  | R-069-28465 |  | TMC |  | TMC - ROBERTSON - PICC (6R) | [5 empty] | ULTRASONIC UNITS, DIAGNOSTIC |  | .needs class | [5 empty] | C R Bard Inc | [7 empty] | Covered PM Repair - Biomedical | MHHS-TMC
NO | NO |  |  |  | R-069-28468 |  | C. R. Bard, Inc. | SITE RITE VI |  | DYTG7057 | TMC - ROBERTSON - PICC (6R) | MHHS-TMC |  |  |  | R-069-28468 |  | TMC |  | TMC - ROBERTSON - PICC (6R) | [5 empty] | ULTRASONIC UNITS, DIAGNOSTIC |  | .needs class | [5 empty] | C R Bard Inc | [7 empty] | Covered PM Repair - Biomedical | MHHS-TMC
NO | NO |  |  |  | R-069-28471 |  | C. R. Bard, Inc. | SITE RITE VI |  | DYTG7055 | TMC - ROBERTSON - PICC (6R) | MHHS-TMC |  |  |  | R-069-28471 |  | TMC |  | TMC - ROBERTSON - PICC (6R) | [5 empty] | ULTRASONIC UNITS, DIAGNOSTIC |  | .needs class | [5 empty] | C R Bard Inc | [7 empty] | Covered PM Repair - Biomedical | MHHS-TMC
NO | NO |  |  |  | R-069-38829 |  | C. R. Bard, Inc. | SITE RITE VI |  | DYZD7025 | TMC - ROBERTSON - PICC (6R) | MHHS-TMC |  |  |  | R-069-38829 |  | TMC |  | TMC - ROBERTSON - PICC (6R) | [5 empty] | ULTRASONIC UNITS, DIAGNOSTIC |  | .needs class | [5 empty] | C R Bard Inc | [7 empty] | Covered PM Repair - Biomedical | MHHS-TMC
NO | YES |  |  |  | 151-02699 | 151-02699 | C. R. Bard, Inc. | SITE-RITE 8 |  | DYCWAC505 | CY-Cardiac Cath Lab | MHHS-Cypress |  | Ultrasound, Diagnostic |  | 151-02699 | 151-02699 | Northwest | MHHS-Cypress | CY-Cardiac Cath Lab | M2 217 | 12/1/19 | 12/1/20 |  |  | ULTRASONIC UNITS, DIAGNOSTIC | Ultrasound, Diagnostic | ULTRASOUNDDIAGNOSTIC-Bard-Site Rite 8 | ULTRASOUNDDIAGNOSTIC | Site Rite 8 |  |  |  | Bard | Ultrasound, Diagnostic |  |  | ULTRASOUNDDIAGNOSTIC-Bard-Site Rite 8 |  |  | UD-A | Covered PM Repair - Biomedical | MHHS-Cypress | [8 empty] | ULTRASOUNDDIAGNOSTIC | Ultrasound, Diagnostic | Bard
NO | YES |  |  |  | 133-10458 | 133-10458 | C. R. Bard, Inc. | SITE-RITE 8 |  | DYBWAC504 | Katy-Cath Lab | MHHS-Katy |  | Ultrasound, Diagnostic |  | 133-10458 | 133-10458 | Katy | MHHS-Katy | Katy-Cath Lab | Recovery |  |  |  |  | ULTRASONIC UNITS, DIAGNOSTIC | Ultrasound, Diagnostic | ULTRASOUNDDIAGNOSTIC-Bard-Site Rite 8 | ULTRASOUNDDIAGNOSTIC | Site Rite 8 |  |  |  | Bard | Ultrasound, Diagnostic |  |  | ULTRASOUNDDIAGNOSTIC-Bard-Site Rite 8 |  |  | UD-A | Covered PM Repair - Biomedical | MHHS-Katy | [8 empty] | ULTRASOUNDDIAGNOSTIC | Ultrasound, Diagnostic | Bard
NO | YES |  |  |  | 013-39253 | 013-39253 | C. R. Bard, Inc. | SITE-RITE 8 |  | DYDRAC574 | SW-Med/Surg 6 | MHHS-Southwest |  | Ultrasound, Diagnostic |  | 013-39253 | 013-39253 | Southwest | MHHS-Southwest | SW-Med/Surg 6 | Hallway | 6/1/19 |  | 6/1/20 |  | ULTRASONIC UNITS, DIAGNOSTIC | Ultrasound, Diagnostic | ULTRASOUNDDIAGNOSTIC-Bard-Site Rite 8 | ULTRASOUNDDIAGNOSTIC | Site Rite 8 |  |  |  | Bard | Ultrasound, Diagnostic |  |  | ULTRASOUNDDIAGNOSTIC-Bard-Site Rite 8 |  |  | UD-A | Covered PM Repair - Biomedical | MHHS-Southwest | [8 empty] | ULTRASOUNDDIAGNOSTIC | Ultrasound, Diagnostic | Bard
NO | YES |  |  |  | 029-32377 | 029-32377 | C. R. Bard, Inc. | SITE-RITE 8 |  | DYCYAC605 | Woodlands-Radiology | MHHS-Woodlands |  | Ultrasound, Diagnostic |  | 029-32377 | 029-32377 | Woodlands | MHHS-Woodlands | Woodlands-Radiology | Neuroscience Nurse Station | 10/1/19 |  | 10/1/20 |  | ULTRASONIC UNITS, DIAGNOSTIC | Ultrasound, Diagnostic | ULTRASOUNDDIAGNOSTIC-Bard-Site Rite 8 | ULTRASOUNDDIAGNOSTIC | Site Rite 8 |  |  |  | Bard | Ultrasound, Diagnostic |  |  | ULTRASOUNDDIAGNOSTIC-Bard-Site Rite 8 |  |  | UD-A | Covered PM Repair - Biomedical | MHHS-Woodlands | [8 empty] | ULTRASOUNDDIAGNOSTIC | Ultrasound, Diagnostic | Bard
NO | NO |  |  |  | 041-17510 |  | C. R. Bard, Inc. | SITE-RITE 8 |  | ASDNAC018 | MEMORIAL CITY - MICU | MHHS-Mem City |  | Ultrasound, Diagnostic |  | 041-17510 |  | West & Memorial City |  | MEMORIAL CITY - MICU | [5 empty] | ULTRASONIC UNITS, DIAGNOSTIC |  | ULTRASOUNDDIAGNOSTIC-Bard-Site Rite 8 | ULTRASOUNDDIAGNOSTIC | Site Rite 8 |  |  |  | Bard | Ultrasound, Diagnostic |  |  | ULTRASOUNDDIAGNOSTIC-Bard-Site Rite 8 |  |  |  | Covered PM Repair - Biomedical | MHHS-Mem City
NO | NO |  |  |  | R-005-SPECIALSUS2 |  | C. R. Bard, Inc. | SITE-RITE 8 |  | DYBRAC515 | SE - RADIOLOGY | MHHS-Southeast |  | Ultrasound, Diagnostic |  | R-005-SPECIALSUS2 |  | Southeast & Bay Area |  | SE - RADIOLOGY | [5 empty] | ULTRASONIC UNITS, DIAGNOSTIC |  | ULTRASOUNDDIAGNOSTIC-Bard-Site Rite 8 | ULTRASOUNDDIAGNOSTIC | Site Rite 8 |  |  |  | Bard | Ultrasound, Diagnostic |  |  | ULTRASOUNDDIAGNOSTIC-Bard-Site Rite 8 |  |  |  | Covered PM Repair - Biomedical | MHHS-Southeast
NO | NO |  |  |  | R-069-28451 |  | C. R. Bard, Inc. | SITE-RITE 8 |  | DYCRAC524 | TMC - ROBERTSON - PICC (6R) | MHHS-TMC |  | Ultrasound, Diagnostic |  | R-069-28451 |  | TMC |  | TMC - ROBERTSON - PICC (6R) | [5 empty] | ULTRASONIC UNITS, DIAGNOSTIC |  | ULTRASOUNDDIAGNOSTIC-Bard-Site Rite 8 | ULTRASOUNDDIAGNOSTIC | Site Rite 8 |  |  |  | Bard | Ultrasound, Diagnostic |  |  | ULTRASOUNDDIAGNOSTIC-Bard-Site Rite 8 |  |  |  | Covered PM Repair - Biomedical | MHHS-TMC
NO | NO |  |  |  | 029-32379 |  | C. R. Bard, Inc. | SITE-RITE 8 |  | DYDVAC019 | WOODLANDS - RADIOLOGY | MHHS-Woodlands |  | Ultrasound, Diagnostic |  | 029-32379 |  | Woodlands |  | WOODLANDS - RADIOLOGY | [5 empty] | ULTRASONIC UNITS, DIAGNOSTIC |  | ULTRASOUNDDIAGNOSTIC-Bard-Site Rite 8 | ULTRASOUNDDIAGNOSTIC | Site Rite 8 |  |  |  | Bard | Ultrasound, Diagnostic |  |  | ULTRASOUNDDIAGNOSTIC-Bard-Site Rite 8 |  |  |  | Covered PM Repair - Biomedical | MHHS-Woodlands
NO | YES |  |  |  | 041-02231 | 041-02231 | Cabot Medical | Berkeley VC-2 |  | V961002 | [5 empty] | 041-02231 | 041-02231
NO | NO |  |  |  | 069-01656 |  | CABOT MEDICAL CORP | BERKELEY VC-2 |  | NEED | TMC - OR - ROBERTSON (2R) | MHHS-TMC |  |  |  | 069-01656 |  | TMC |  | TMC - OR - ROBERTSON (2R) | [5 empty] | ASPIRATORS |  | .needs class | [5 empty] | Cabot Medical | [7 empty] | Not Covered Vendor Only - Biomedical | MHHS-TMC
YES | YES |  |  |  | 099-11430 | 099-11430 | Cadex Electronics | Smart Two Plus |  |  | TWC |  |  |  |  | 099-11430 | 099-11430 | TMC | Memorial Hermann-Texas Medical Center | TWC | 5 West Cullen | [5 empty] | Charger, Battery | CHARGERBATTERY-Cadex Electronics-Smart Two Plus | [22 empty] | Charger, Battery | CHARGERBATTERY | Charger, Battery | Cadex Electronics
NO | NO | [5 empty] | Cadex Electronics Inc | SMART TWO |  |  | WOODLANDS - OR | MHHS-Woodlands | [5 empty] | Woodlands |  | WOODLANDS - OR | [5 empty] | BATTERIES |  | .needs class | [5 empty] | Cadex Electronics | [7 empty] | Covered PM Repair - Biomedical | MHHS-Woodlands
YES | YES |  |  |  | 099-07652 | 099-07652 | Cadwell Industries Inc | Sierra II |  | 0105SW001051 | Neuroology |  |  |  |  | 099-07652 | 099-07652 | West | Memorial Hermann Imaging Center - Memorial City-915-#100 | Neuroology | Exam 5 | 4/1/20
YES | YES |  |  |  | 099-06586 | 099-06586 | Cadwell Industries Inc | Sierra II Wedge |  | 005SW000532 | Ste 750 |  |  |  |  | 099-06586 | 099-06586 | TMC | Memorial Hermann- Medical Plaza 3 | Ste 750 | Exam 2 | 4/1/20 |  |  | No PM Sticker
NO | YES |  |  |  | 583-01228 | 583-01228 | Cadwell Laboratories, Inc. | SIERRA |  | 19027204AC0815011 | TIRR-Sleep Lab | MHHS-Katy Rehab |  | Electromyograph |  | 583-01228 | 583-01228 | TMC | MHHS-Others | TIRR-Sleep Lab | Hallway | 3/1/19 |  | 3/1/20 |  | ELECTROMYOGRAPHS | Electromyograph | ELECTROMYOGRAPH-Cadwell Labs-Sierra | ELECTROMYOGRAPH | Sierra |  |  |  | Cadwell Ind | Electromyograph |  |  | ELECTROMYOGRAPH-Cadwell Labs-Sierra | 10/3/18 |  | EM-A | Covered PM Repair - Radiology, Low End | MHHS-Katy Rehab | [8 empty] | ELECTROMYOGRAPH | Electromyograph | Cadwell Ind
NO | NO |  |  |  | 009-09873 |  | Cadwell Laboratories, Inc. | SIERRA |  | 19027200AA0813031 | (TRANSITION) MNA - (GH) - NORTHWEST NEURO (MP1-245) | MHHS - Mischer Neuroscience |  | Electromyograph |  | 009-09873 |  | Central & Greater Heights |  | (TRANSITION) MNA - (GH) - NORTHWEST NEURO (MP1-245) | [5 empty] | ELECTROMYOGRAPHS |  | ELECTROMYOGRAPH-Cadwell Labs-Sierra | ELECTROMYOGRAPH | Sierra |  |  |  | Cadwell Ind | Electromyograph |  |  | ELECTROMYOGRAPH-Cadwell Labs-Sierra |  |  |  | Covered PM Repair - Radiology, Low End | MHHS - Mischer Neuroscience
NO | YES | Asset Tag 069-40488 |  |  | 069-40488 | 069-40488 | Caesarea Medical Electronics (CME) | BODYGUARD 121 |  | T32258 | TMC-Hermann-Life Flight (11Hp) | MHHS-TMC |  | Pump, Infusion, PCA |  | 069-40488 | 069-40488 | TMC | MHHS-TMC | TMC-Hermann-Life Flight (11Hp) | Biomed shop | 3/1/20 |  | 3/1/21 |  | INFUSION PUMPS | Pump, Infusion, PCA | PUMPINFUSIONPCA-CME Medical-BodyGuard 121 | PUMPINFUSIONPCA | BodyGuard 121 |  |  |  | CMEAMERICA | Pump, Infusion, PCA |  |  | PUMPINFUSIONPCA-CME Medical-BodyGuard 121 | 12/1/20 |  | PIPCA-A | Not Covered Vendor Only - Biomedical | MHHS-TMC | [8 empty] | PUMPINFUSIONPCA | Pump, Infusion, PCA | CMEAMERICA
NO | YES |  |  |  | 069-40489 | 069-40489 | Caesarea Medical Electronics (CME) | BODYGUARD 121 |  | T32260 | TMC-Hermann-Life Flight (11Hp) | MHHS-TMC |  | Pump, Infusion, PCA |  | 069-40489 | 069-40489 | TMC | MHHS-TMC | TMC-Hermann-Life Flight (11Hp) | Helicopter | 3/1/19 | 2/1/20 |  |  | INFUSION PUMPS | Pump, Infusion, PCA | PUMPINFUSIONPCA-CME Medical-BodyGuard 121 | PUMPINFUSIONPCA | BodyGuard 121 |  |  |  | CMEAMERICA | Pump, Infusion, PCA |  |  | PUMPINFUSIONPCA-CME Medical-BodyGuard 121 | 12/1/20 |  | PIPCA-A | Not Covered Vendor Only - Biomedical | MHHS-TMC | [8 empty] | PUMPINFUSIONPCA | Pump, Infusion, PCA | CMEAMERICA
NO | YES |  |  |  | 069-41621 | 069-41621 | Caesarea Medical Electronics (CME) | BODYGUARD 121 |  | T32261 | (null) | MHHS-TMC |  | Pump, Infusion, PCA |  | 069-41621 | 069-41621 | (null) | MHHS-TMC | (null) | (null) |  |  |  | (null) | INFUSION PUMPS |  | PUMPINFUSIONPCA-CME Medical-BodyGuard 121 | PUMPINFUSIONPCA | BodyGuard 121 |  |  |  | CMEAMERICA | Pump, Infusion, PCA | (null) |  | PUMPINFUSIONPCA-CME Medical-BodyGuard 121 | 12/19/20 | (null) |  | No Coverage Specified | MHHS-TMC
NO | YES |  |  |  | 069-41622 | 069-41622 | Caesarea Medical Electronics (CME) | BODYGUARD 121 |  | T32256 | TMC-Hermann-Life Flight (11Hp) | MHHS-TMC |  | Pump, Infusion, PCA |  | 069-41622 | 069-41622 | TMC | MHHS-TMC | TMC-Hermann-Life Flight (11Hp) | Life flight 3 | 3/1/19 | 3/1/20 |  |  | INFUSION PUMPS | Pump, Infusion, PCA | PUMPINFUSIONPCA-CME Medical-BodyGuard 121 | PUMPINFUSIONPCA | BodyGuard 121 |  |  |  | CMEAMERICA | Pump, Infusion, PCA |  |  | PUMPINFUSIONPCA-CME Medical-BodyGuard 121 | 12/1/20 |  | PIPCA-A | Not Covered Vendor Only - Biomedical | MHHS-TMC | [8 empty] | PUMPINFUSIONPCA | Pump, Infusion, PCA | CMEAMERICA
NO | YES |  |  |  | 069-41630 | 069-41630 | Caesarea Medical Electronics (CME) | BODYGUARD 121 |  | T40994 | TMC-Hermann-Life Flight (11Hp) | MHHS-TMC |  | Pump, Infusion, PCA |  | 069-41630 | 069-41630 | TMC | MHHS-TMC | TMC-Hermann-Life Flight (11Hp) |  | 3/22/19 |  |  |  | INFUSION PUMPS | Pump, Infusion, PCA | PUMPINFUSIONPCA-CME Medical-BodyGuard 121 | PUMPINFUSIONPCA | BodyGuard 121 |  |  |  | CMEAMERICA | Pump, Infusion, PCA |  |  | PUMPINFUSIONPCA-CME Medical-BodyGuard 121 | 12/19/20 |  | PIPCA-A | No Coverage Specified | MHHS-TMC | [8 empty] | PUMPINFUSIONPCA | Pump, Infusion, PCA | CMEAMERICA
NO | NO |  |  |  | 069-40388 |  | Caesarea Medical Electronics (CME) | BODYGUARD 121 |  | T32232 | TMC - HERMANN - LIFE FLIGHT (11HP) | MHHS-TMC |  | Pump, Infusion, PCA |  | 069-40388 |  | TMC |  | TMC - HERMANN - LIFE FLIGHT (11HP) | [5 empty] | INFUSION PUMPS |  | PUMPINFUSIONPCA-CME Medical-BodyGuard 121 | PUMPINFUSIONPCA | BodyGuard 121 |  |  |  | CMEAMERICA | Pump, Infusion, PCA |  |  | PUMPINFUSIONPCA-CME Medical-BodyGuard 121 |  |  |  | Not Covered Vendor Only - Biomedical | MHHS-TMC
NO | NO |  |  |  | 069-40390 |  | Caesarea Medical Electronics (CME) | BODYGUARD 121 |  | T32235 | TMC - HERMANN - LIFE FLIGHT (11HP) | MHHS-TMC |  | Pump, Infusion, PCA |  | 069-40390 |  | TMC |  | TMC - HERMANN - LIFE FLIGHT (11HP) | [5 empty] | INFUSION PUMPS |  | PUMPINFUSIONPCA-CME Medical-BodyGuard 121 | PUMPINFUSIONPCA | BodyGuard 121 |  |  |  | CMEAMERICA | Pump, Infusion, PCA |  |  | PUMPINFUSIONPCA-CME Medical-BodyGuard 121 |  |  |  | Not Covered Vendor Only - Biomedical | MHHS-TMC
NO | NO |  |  |  | 069-40391 |  | Caesarea Medical Electronics (CME) | BODYGUARD 121 |  | T32236 | TMC - HERMANN - LIFE FLIGHT (11HP) | MHHS-TMC |  | Pump, Infusion, PCA |  | 069-40391 |  | TMC |  | TMC - HERMANN - LIFE FLIGHT (11HP) | [5 empty] | INFUSION PUMPS |  | PUMPINFUSIONPCA-CME Medical-BodyGuard 121 | PUMPINFUSIONPCA | BodyGuard 121 |  |  |  | CMEAMERICA | Pump, Infusion, PCA |  |  | PUMPINFUSIONPCA-CME Medical-BodyGuard 121 |  |  |  | Not Covered Vendor Only - Biomedical | MHHS-TMC
NO | NO |  |  |  | 069-40392 |  | Caesarea Medical Electronics (CME) | BODYGUARD 121 |  | T32239 | TMC - HERMANN - LIFE FLIGHT (11HP) | MHHS-TMC |  | Pump, Infusion, PCA |  | 069-40392 |  | TMC |  | TMC - HERMANN - LIFE FLIGHT (11HP) | [5 empty] | INFUSION PUMPS |  | PUMPINFUSIONPCA-CME Medical-BodyGuard 121 | PUMPINFUSIONPCA | BodyGuard 121 |  |  |  | CMEAMERICA | Pump, Infusion, PCA |  |  | PUMPINFUSIONPCA-CME Medical-BodyGuard 121 |  |  |  | Not Covered Vendor Only - Biomedical | MHHS-TMC
NO | NO |  |  |  | 069-40393 |  | Caesarea Medical Electronics (CME) | BODYGUARD 121 |  | T32240 | TMC - HERMANN - LIFE FLIGHT (11HP) | MHHS-TMC |  | Pump, Infusion, PCA |  | 069-40393 |  | TMC |  | TMC - HERMANN - LIFE FLIGHT (11HP) | [5 empty] | INFUSION PUMPS |  | PUMPINFUSIONPCA-CME Medical-BodyGuard 121 | PUMPINFUSIONPCA | BodyGuard 121 |  |  |  | CMEAMERICA | Pump, Infusion, PCA |  |  | PUMPINFUSIONPCA-CME Medical-BodyGuard 121 |  |  |  | Not Covered Vendor Only - Biomedical | MHHS-TMC
NO | NO |  |  |  | 069-40394 |  | Caesarea Medical Electronics (CME) | BODYGUARD 121 |  | T32241 | TMC - HERMANN - LIFE FLIGHT (11HP) | MHHS-TMC |  | Pump, Infusion, PCA |  | 069-40394 |  | TMC |  | TMC - HERMANN - LIFE FLIGHT (11HP) | [5 empty] | INFUSION PUMPS |  | PUMPINFUSIONPCA-CME Medical-BodyGuard 121 | PUMPINFUSIONPCA | BodyGuard 121 |  |  |  | CMEAMERICA | Pump, Infusion, PCA |  |  | PUMPINFUSIONPCA-CME Medical-BodyGuard 121 |  |  |  | Not Covered Vendor Only - Biomedical | MHHS-TMC
NO | NO |  |  |  | 069-40395 |  | Caesarea Medical Electronics (CME) | BODYGUARD 121 |  | T32242 | TMC - HERMANN - LIFE FLIGHT (11HP) | MHHS-TMC |  | Pump, Infusion, PCA |  | 069-40395 |  | TMC |  | TMC - HERMANN - LIFE FLIGHT (11HP) | [5 empty] | INFUSION PUMPS |  | PUMPINFUSIONPCA-CME Medical-BodyGuard 121 | PUMPINFUSIONPCA | BodyGuard 121 |  |  |  | CMEAMERICA | Pump, Infusion, PCA |  |  | PUMPINFUSIONPCA-CME Medical-BodyGuard 121 |  |  |  | Not Covered Vendor Only - Biomedical | MHHS-TMC
NO | NO |  |  |  | 069-40396 |  | Caesarea Medical Electronics (CME) | BODYGUARD 121 |  | T32244 | TMC - HERMANN - LIFE FLIGHT (11HP) | MHHS-TMC |  | Pump, Infusion, PCA |  | 069-40396 |  | TMC |  | TMC - HERMANN - LIFE FLIGHT (11HP) | [5 empty] | INFUSION PUMPS |  | PUMPINFUSIONPCA-CME Medical-BodyGuard 121 | PUMPINFUSIONPCA | BodyGuard 121 |  |  |  | CMEAMERICA | Pump, Infusion, PCA |  |  | PUMPINFUSIONPCA-CME Medical-BodyGuard 121 |  |  |  | Not Covered Vendor Only - Biomedical | MHHS-TMC
NO | NO |  |  |  | 069-40398 |  | Caesarea Medical Electronics (CME) | BODYGUARD 121 |  | T32247 | TMC - HERMANN - LIFE FLIGHT (11HP) | MHHS-TMC |  | Pump, Infusion, PCA |  | 069-40398 |  | TMC |  | TMC - HERMANN - LIFE FLIGHT (11HP) | [5 empty] | INFUSION PUMPS |  | PUMPINFUSIONPCA-CME Medical-BodyGuard 121 | PUMPINFUSIONPCA | BodyGuard 121 |  |  |  | CMEAMERICA | Pump, Infusion, PCA |  |  | PUMPINFUSIONPCA-CME Medical-BodyGuard 121 |  |  |  | Not Covered Vendor Only - Biomedical | MHHS-TMC
NO | NO |  |  |  | 069-40399 |  | Caesarea Medical Electronics (CME) | BODYGUARD 121 |  | T32248 | TMC - HERMANN - LIFE FLIGHT (11HP) | MHHS-TMC |  | Pump, Infusion, PCA |  | 069-40399 |  | TMC |  | TMC - HERMANN - LIFE FLIGHT (11HP) | [5 empty] | INFUSION PUMPS |  | PUMPINFUSIONPCA-CME Medical-BodyGuard 121 | PUMPINFUSIONPCA | BodyGuard 121 |  |  |  | CMEAMERICA | Pump, Infusion, PCA |  |  | PUMPINFUSIONPCA-CME Medical-BodyGuard 121 |  |  |  | Not Covered Vendor Only - Biomedical | MHHS-TMC
NO | NO |  |  |  | 069-40482 |  | Caesarea Medical Electronics (CME) | BODYGUARD 121 |  | T32249 | TMC - HERMANN - LIFE FLIGHT (11HP) | MHHS-TMC |  | Pump, Infusion, PCA |  | 069-40482 |  | TMC |  | TMC - HERMANN - LIFE FLIGHT (11HP) | [5 empty] | INFUSION PUMPS |  | PUMPINFUSIONPCA-CME Medical-BodyGuard 121 | PUMPINFUSIONPCA | BodyGuard 121 |  |  |  | CMEAMERICA | Pump, Infusion, PCA |  |  | PUMPINFUSIONPCA-CME Medical-BodyGuard 121 |  |  |  | Not Covered Vendor Only - Biomedical | MHHS-TMC
NO | NO |  |  |  | 069-40483 |  | Caesarea Medical Electronics (CME) | BODYGUARD 121 |  | T32250 | TMC - HERMANN - LIFE FLIGHT (11HP) | MHHS-TMC |  | Pump, Infusion, PCA |  | 069-40483 |  | TMC |  | TMC - HERMANN - LIFE FLIGHT (11HP) | [5 empty] | INFUSION PUMPS |  | PUMPINFUSIONPCA-CME Medical-BodyGuard 121 | PUMPINFUSIONPCA | BodyGuard 121 |  |  |  | CMEAMERICA | Pump, Infusion, PCA |  |  | PUMPINFUSIONPCA-CME Medical-BodyGuard 121 |  |  |  | Not Covered Vendor Only - Biomedical | MHHS-TMC
NO | NO |  |  |  | 069-40485 |  | Caesarea Medical Electronics (CME) | BODYGUARD 121 |  | T32253 | TMC - HERMANN - LIFE FLIGHT (11HP) | MHHS-TMC |  | Pump, Infusion, PCA |  | 069-40485 |  | TMC |  | TMC - HERMANN - LIFE FLIGHT (11HP) | [5 empty] | INFUSION PUMPS |  | PUMPINFUSIONPCA-CME Medical-BodyGuard 121 | PUMPINFUSIONPCA | BodyGuard 121 |  |  |  | CMEAMERICA | Pump, Infusion, PCA |  |  | PUMPINFUSIONPCA-CME Medical-BodyGuard 121 |  |  |  | Not Covered Vendor Only - Biomedical | MHHS-TMC
NO | NO |  |  |  | 069-40486 |  | Caesarea Medical Electronics (CME) | BODYGUARD 121 |  | T32255 | TMC - HERMANN - LIFE FLIGHT (11HP) | MHHS-TMC |  | Pump, Infusion, PCA |  | 069-40486 |  | TMC |  | TMC - HERMANN - LIFE FLIGHT (11HP) | [5 empty] | INFUSION PUMPS |  | PUMPINFUSIONPCA-CME Medical-BodyGuard 121 | PUMPINFUSIONPCA | BodyGuard 121 |  |  |  | CMEAMERICA | Pump, Infusion, PCA |  |  | PUMPINFUSIONPCA-CME Medical-BodyGuard 121 |  |  |  | Not Covered Vendor Only - Biomedical | MHHS-TMC
NO | NO |  |  |  | 069-42344 |  | Caesarea Medical Electronics (CME) | BODYGUARD 121 |  | T32233 | TMC - HERMANN - LIFE FLIGHT (11HP) | MHHS-TMC |  | Pump, Infusion, PCA |  | 069-42344 |  | TMC |  | TMC - HERMANN - LIFE FLIGHT (11HP) | [5 empty] | INFUSION PUMPS |  | PUMPINFUSIONPCA-CME Medical-BodyGuard 121 | PUMPINFUSIONPCA | BodyGuard 121 |  |  |  | CMEAMERICA | Pump, Infusion, PCA |  |  | PUMPINFUSIONPCA-CME Medical-BodyGuard 121 |  |  |  | No Coverage Specified | MHHS-TMC
NO | NO | [5 empty] | Caesarea Medical Electronics (CME) | BODYGUARD 323 |  |  | TMC - MHTMC - NON HOSPITAL-OWNED | MHHS-TMC |  | Pump, Infusion, PCA |  |  |  | TMC |  | TMC - MHTMC - NON HOSPITAL-OWNED | [5 empty] | INFUSION PUMPS, PCA |  | PUMPINFUSIONPCA-CME Medical-BodyGuard 323 | PUMPINFUSIONPCA | BodyGuard 323 |  |  |  | CMEAMERICA | Pump, Infusion, PCA |  |  | PUMPINFUSIONPCA-CME Medical-BodyGuard 323 |  |  |  | No Coverage Specified | MHHS-TMC
NO | NO |  |  |  | A11538 |  | Caesarea Medical Electronics (CME) | BODYGUARD 323 |  | A11538 | TMC - MHTMC - NON HOSPITAL-OWNED | MHHS-TMC |  | Pump, Infusion, PCA |  | A11538 |  | TMC |  | TMC - MHTMC - NON HOSPITAL-OWNED | [5 empty] | INFUSION PUMPS, PCA |  | PUMPINFUSIONPCA-CME Medical-BodyGuard 323 | PUMPINFUSIONPCA | BodyGuard 323 |  |  |  | CMEAMERICA | Pump, Infusion, PCA |  |  | PUMPINFUSIONPCA-CME Medical-BodyGuard 323 |  |  |  | No Coverage Specified | MHHS-TMC
YES | YES |  |  |  | 133-07686 | 133-07686 | Calibrated Weights | Calibrates Weight |  |  | KATY - BIOMEDICAL SERVICES |  |  |  |  | 133-07686 | 133-07686 | Katy | Memorial Hermann Katy Hospital | KATY - BIOMEDICAL SERVICES | Biomed Storage
YES | YES |  |  |  | 069-35858 | 069-35858 | Calibre | Hoyer Pro |  |  | TMC - JONES - NEURO ACUTE CARE (5J) |  |  |  |  | 069-35858 | 069-35858 | TMC | Memorial Hermann-Texas Medical Center | TMC - JONES - NEURO ACUTE CARE (5J) | NEURO ACUTE CARE (5J) |  |  | 3/1/20
YES | YES |  |  |  | 099-11600 | 099-11600 | Call vidian | 700 series |  |  | Neuroscience acute care |  |  |  |  | 099-11600 | 099-11600 | TMC | Memorial Hermann Texas | Neuroscience acute care | Rm J524 | [6 empty] | SEQUENTIALCOMPRESSIONDEV-Covidien-700 SERIES
YES | YES |  |  |  | 069-23476 | 069-23476 | Cambridge Heart | HearTWave |  | 54700617MR00014 | HVI Cardiovascular Imaging |  |  |  |  | 069-23476 | 069-23476 | TMC | Memorial Hermann-Texas Medical Center | HVI Cardiovascular Imaging | Echo 2 | [5 empty] | Monitor, Cardiac, Fixed | MONITORCARDIACFIXED-Cambridge Heart-HearTWave | [12 empty] | MCH-A | [9 empty] | Monitor, Cardiac, Fixed | MONITORCARDIACFIXED | Monitor, Cardiac, Fixed | Cambridge Heart
NO | NO |  |  |  | 241-05109 |  | Cambridge Heart, Inc. | HEARTWAVE II CARDIAC DIAGNOSTIC SYSTEM |  | MON110999 | TIRR - PCU 4 | MHHS-TIRR |  |  |  | 241-05109 |  | TMC |  | TIRR - PCU 4 | [5 empty] | ELECTROCARDIOGRAPHS |  | .needs class | [5 empty] | CAMBRIDGE | [7 empty] | Covered PM Repair - Biomedical | MHHS-TIRR
YES | YES |  |  |  | 099-06254 | 099-06254 | Cambridge Medical Instruments |  |  | 13615-3 | SE - LABORATORY |  |  |  |  | 099-06254 | 099-06254 | Southeast | Memorial Hermann South East | SE - LABORATORY | Lab
YES | YES | [5 empty] | Canon | CXDI-55G |  |  | WOODLANDS-RADIOLOGY | [6 empty] | Woodlands | MHHS-WOODLANDS | WOODLANDS-RADIOLOGY | XRay
YES | YES | [5 empty] | Canon | CXDI-70C Wireless |  |  | WOODLANDS - RADIOLOGY | [6 empty] | Woodlands | MHHS-WOODLANDS | WOODLANDS - RADIOLOGY | Hallway
YES | YES |  |  |  | 099-14277 | 099-14277 | Canon Medical Systems | Alphenix Bi-Plane |  |  | TMC - CATH LAB - ADULT (2HVI) |  |  |  |  | 099-14277 | 099-14277 | TMC | Memorial Hermann Heart | TMC - CATH LAB - ADULT (2HVI) | Cath Lab 3 |  |  | 3/1/20
YES | YES |  |  |  | 074-04649 | 074-04649 | Canon Medical Systems | Alphenix Bi-Plane |  |  | TMC - CATH LAB - ADULT (2HVI) |  |  |  |  | 074-04649 | 074-04649 | TMC | Memorial Hermann Heart | TMC - CATH LAB - ADULT (2HVI) | Cath Lab 4
YES | YES |  |  |  | 041-34961 | 041-34961 | Canon Medical Systems | Aquilion One 640 Genesis |  | SID#30054762 | Memorial City/West-MRI Inpatient |  |  |  |  | 041-34961 | 041-34961 | West | Memorial Hermann Memorial City Medical Center | Memorial City/West-MRI Inpatient | MH West Radiology - CAT Scan
YES | YES |  |  |  | 099-03573 | 099-03573 | Canon Medical Systems | Aquilion Prime SP |  |  | ER Imaging |  |  |  |  | 099-03573 | 099-03573 | South East |  | ER Imaging | CT M1. 116
NO | YES |  |  |  | 074-04761 | 074-04761 | Canon Medical Systems | CARDIO MAC LAB IMAGE CAP IC HPZ600 |  | SH913483970TA | TMC-Cath Lab-Adult (2Hvi) | MHHS-TMC |  |  |  | 074-04761 | 074-04761 | TMC | MHHS-TMC | TMC-Cath Lab-Adult (2Hvi) | Cath Lab 3 |  |  |  |  | COMPUTERS | Monitor, Hemodynamic | MONITORHEMODYNAMIC-GE-MacLab |  |  |  |  | MONITORHEMODYNAMIC-GE-MacLab | GE |  |  |  |  | 11/1/20 |  | MH-A | Not Covered Vendor Only - Biomedical | MHHS-TMC | [8 empty] | MONITORHEMODYNAMIC | Monitor, Hemodynamic | GE
YES | YES |  |  |  | 069-45813 | 069-45813 | Canon Medical Systems | Infinix i |  |  | TMC - CATH LAB - ADULT (2HVI) |  |  |  |  | 069-45813 | 069-45813 | TMC | Memorial Hermann Heart | TMC - CATH LAB - ADULT (2HVI) | Cath Lab 5
YES | YES |  |  |  | 099-14278 | 099-14278 | Canon Medical Systems | Infinix i |  |  | TMC - CATH LAB - ADULT (2HVI) |  |  |  |  | 099-14278 | 099-14278 | TMC | Memorial Hermann Heart | TMC - CATH LAB - ADULT (2HVI) | Cath Lab 1
YES | YES |  |  |  | 099-14279 | 099-14279 | Canon Medical Systems | Infinix i |  |  | TMC - CATH LAB - ADULT (2HVI) |  |  |  |  | 099-14279 | 099-14279 | TMC | Memorial Hermann Heart | TMC - CATH LAB - ADULT (2HVI) | Cath Lab 2
YES | YES |  |  |  | 029-12935 | 029-12935 | Canon Medical Systems | Prime SP |  | Sid 30061875 | CT2 |  |  |  |  | 029-12935 | 029-12935 | Woodlands | MH WOODLANDS | CT2 |  |  |  |  | New 2 months
YES | YES |  |  |  | 241-04281 | 241-04281 | Canon Medical Systems | Printer |  | KJVK98842 | TIRR - Sleep Lab |  |  |  |  | 241-04281 | 241-04281 | TMC | TIRR Memorial Hermann Neurological Sleep Medicine Center 2nd Floor | TIRR - Sleep Lab | Hallway |  |  |  | New Add
YES | YES |  |  |  | 099-13916 | 099-13916 | Canon Medical Systems | Psi-30bx |  |  | TMC - RADIOLOGY - HVI PAVILION |  |  |  |  | 099-13916 | 099-13916 | TMC | Memorial Hermann-Texas Medical Center | TMC - RADIOLOGY - HVI PAVILION
NO | YES |  |  |  | 069-46510 | 069-46510 | Canon Medical Systems | TUS-AI900 |  | Hnd1922051 | TMC-Radiology-Hvi Pavilion |  |  |  |  | 069-46510 | 069-46510 | TMC | MHHS-TMC | TMC-Radiology-Hvi Pavilion | Hallway |  |  |  | No pm sticker found
NO | NO |  |  |  | R-069-CL3 |  | Canon U.S.A., Inc. | ALPHENIX |  | A1B1922042 | TMC - CATH LAB - ADULT (2HVI) | MHHS-TMC |  |  |  | R-069-CL3 |  | TMC |  | TMC - CATH LAB - ADULT (2HVI) | [5 empty] | RADIOGRAPHIC/FLUOROSCOPIC SYSTEMS, CARDIOVASCULAR |  | .needs class |  |  |  |  | .needs class | [8 empty] | Covered PM Repair - Biomedical | MHHS-TMC
NO | NO |  |  |  | R-069-CL4 |  | Canon U.S.A., Inc. | ALPHENIX |  |  | TMC - CATH LAB - ADULT (2HVI) | MHHS-TMC |  |  |  | R-069-CL4 |  | TMC |  | TMC - CATH LAB - ADULT (2HVI) | [5 empty] | RADIOGRAPHIC/FLUOROSCOPIC SYSTEMS, CARDIOVASCULAR |  | .needs class |  |  |  |  | .needs class | [8 empty] | Covered PM Repair - Biomedical | MHHS-TMC
NO | YES | Serial Number TBD |  |  |  |  | Canon U.S.A., Inc. | AQ/ONE-640G |  | TBD | MEMORIAL CITY - RADIOLOGY - INPATIENT | MHHS-Mem City | [5 empty] | West & Memorial City |  | MEMORIAL CITY - RADIOLOGY - INPATIENT |  | 7/15/19 |  |  |  | SCANNING SYSTEMS, COMPUTED TOMOGRAPHY |  | SCANCOMPUTTOMOGRAPHY-Canon-AquilionOne 640 Genesis |  |  |  |  | SCANCOMPUTTOMOGRAPHY-Canon-AquilionOne 640 Genesis | [5 empty] | 5/1/21 |  |  | Covered PM Repair - Respiratory/Steriliz | MHHS-Mem City
NO | YES |  |  |  | 005-33986 | 005-33986 | Canon U.S.A., Inc. | AQ/ONE-640G |  | 2AB19y243 | SE - RADIOLOGY | MHHS-Southeast |  |  |  | 005-33986 | 005-33986 | Southeast & Bay Area | Memorial Hermann Houston | SE - RADIOLOGY | CT 2 | 1/1/20 | 1/1/21 |  |  | SCANNING SYSTEMS, COMPUTED TOMOGRAPHY | Scanner, Computed Tomography | SCANCOMPUTTOMOGRAPHY-Canon-AquilionOne 640 Genesis |  |  |  |  | SCANCOMPUTTOMOGRAPHY-Canon-AquilionOne 640 Genesis | [5 empty] | 5/1/21 |  | SCT-SA | Covered PM Repair - Respiratory/Steriliz | MHHS-Southeast | [5 empty] | 11/1/19 |  |  | SCANCOMPUTTOMOGRAPHY | Scanner, Computed Tomography | Canon Medical Sys
NO | YES | Serial Number TBD |  |  |  |  | Canon U.S.A., Inc. | AQ/ONE-640G |  | TBD | WOODLANDS - RADIOLOGY | MHHS-Woodlands | [5 empty] | Woodlands |  | WOODLANDS - RADIOLOGY | [5 empty] | SCANNING SYSTEMS, COMPUTED TOMOGRAPHY |  | SCANCOMPUTTOMOGRAPHY-Canon-AquilionOne 640 Genesis |  |  |  |  | SCANCOMPUTTOMOGRAPHY-Canon-AquilionOne 640 Genesis | [8 empty] | Covered PM Repair - Biomedical | MHHS-Woodlands
NO | YES |  |  |  | R-069-HVICT |  | Canon U.S.A., Inc. | AQUILION ONE GENESIS TSX-305A |  | 3BC1842210 | TMC - RADIOLOGY - HVI PAVILION | MHHS-TMC |  |  |  | R-069-HVICT |  | TMC |  | TMC - RADIOLOGY - HVI PAVILION |  | 8/10/19 |  |  |  | SCANNING SYSTEMS, COMPUTED TOMOGRAPHY |  | SCANCOMPUTTOMOGRAPHY-Canon-AquilionOne 640 Genesis |  |  |  |  | SCANCOMPUTTOMOGRAPHY-Canon-AquilionOne 640 Genesis | [5 empty] | 11/22/19 |  |  | Covered PM Repair - Biomedical | MHHS-TMC
NO | YES |  |  |  | 151-03455 | 151-03455 | Canon U.S.A., Inc. | AQUILION PRIME SP 80 |  | I9001592 | CY - ER | MHHS-Cypress |  |  |  | 151-03455 | 151-03455 | Northwest & Cypress | Memorial Hermann Hospital | CY - ER | M1:422 | 10/1/19 | 10/1/20 |  |  | SCANNING SYSTEMS, COMPUTED TOMOGRAPHY | Scanner, Computed Tomography | SCANCOMPUTTOMOGRAPHY-Canon-Aquilion Prime |  |  |  |  | SCANCOMPUTTOMOGRAPHY-Canon-Aquilion Prime | [7 empty] | SCT-SA | Not Covered Vendor Only - Biomedical | MHHS-Cypress | [5 empty] | 10/1/19 |  |  | SCANCOMPUTTOMOGRAPHY | Scanner, Computed Tomography | Canon Medical Sys
NO | YES |  |  |  | 133-31039 | 133-31039 | Canon U.S.A., Inc. | AQUILION PRIME SP 80 |  | SiD 30061400 | Katy-CT | MHHS-Katy |  |  |  | 133-31039 | 133-31039 | Katy | MHHS-Katy | Katy-CT | Katy (Rad) |  |  |  |  | SCANNING SYSTEMS, COMPUTED TOMOGRAPHY | Scanner, Computed Tomography | SCANCOMPUTTOMOGRAPHY-Canon-Aquilion Prime |  |  |  |  | SCANCOMPUTTOMOGRAPHY-Canon-Aquilion Prime | [5 empty] | 12/1/16 |  | SCT-SA | Covered PM Repair - Biomedical | MHHS-Katy | [8 empty] | SCANCOMPUTTOMOGRAPHY | Scanner, Computed Tomography | Canon Medical Sys
NO | YES | Serial Number TBD |  |  |  |  | Canon U.S.A., Inc. | AQUILION PRIME SP 80 |  | TBD | PEARLAND - RADIOLOGY | MHHS-Pearland Hospital | [5 empty] | Pearland |  | PEARLAND - RADIOLOGY | [5 empty] | SCANNING SYSTEMS, COMPUTED TOMOGRAPHY |  | SCANCOMPUTTOMOGRAPHY-Canon-Aquilion Prime |  |  |  |  | SCANCOMPUTTOMOGRAPHY-Canon-Aquilion Prime | [5 empty] | 1/22/16 |  |  | Covered PM Repair - Biomedical | MHHS-Pearland Hospital
NO | YES |  |  |  | 129-31049 | 129-31049 | Canon U.S.A., Inc. | AQUILION PRIME SP 80 |  | Sid30056530 | Sugar Land-Radiology | MHHS-Sugarland |  |  |  | 129-31049 | 129-31049 | Sugar Land | MHHS-Sugarland | Sugar Land-Radiology | Sugar Land West Tower CT Room 2 |  |  |  |  | SCANNING SYSTEMS, COMPUTED TOMOGRAPHY | Scanner, Computed Tomography | SCANCOMPUTTOMOGRAPHY-Canon-Aquilion Prime |  |  |  |  | SCANCOMPUTTOMOGRAPHY-Canon-Aquilion Prime | [5 empty] | 1/22/16 |  | SCT-SA | Covered PM Repair - Biomedical | MHHS-Sugarland | [5 empty] | 4/1/19 |  |  | SCANCOMPUTTOMOGRAPHY | Scanner, Computed Tomography | Canon Medical Sys
NO | YES | Serial Number TBD |  |  |  |  | Canon U.S.A., Inc. | AQUILION PRIME SP 80 |  | TBD | WOODLANDS - RADIOLOGY | MHHS-Woodlands | [5 empty] | Woodlands |  | WOODLANDS - RADIOLOGY | [5 empty] | SCANNING SYSTEMS, COMPUTED TOMOGRAPHY |  | SCANCOMPUTTOMOGRAPHY-Canon-Aquilion Prime |  |  |  |  | SCANCOMPUTTOMOGRAPHY-Canon-Aquilion Prime | [8 empty] | Not Covered Vendor Only - Biomedical | MHHS-Woodlands
NO | YES | Serial Number TBD |  |  |  |  | Canon U.S.A., Inc. | AQUILION PRIME SP 80 |  | TBD | WOODLANDS - RADIOLOGY | MHHS-Woodlands | [5 empty] | Woodlands |  | WOODLANDS - RADIOLOGY | [5 empty] | SCANNING SYSTEMS, COMPUTED TOMOGRAPHY |  | SCANCOMPUTTOMOGRAPHY-Canon-Aquilion Prime |  |  |  |  | SCANCOMPUTTOMOGRAPHY-Canon-Aquilion Prime | [8 empty] | Not Covered Vendor Only - Biomedical | MHHS-Woodlands
NO | NO |  |  |  | R-069-CL1 |  | Canon U.S.A., Inc. | INFINIX-I CORE + |  |  | TMC - CATH LAB - ADULT (2HVI) | MHHS-TMC |  |  |  | R-069-CL1 |  | TMC |  | TMC - CATH LAB - ADULT (2HVI) | [5 empty] | RADIOGRAPHIC/FLUOROSCOPIC SYSTEMS, CARDIOVASCULAR |  | .needs class | [13 empty] | Clinical Miscellaneous | MHHS-TMC
NO | NO |  |  |  | R-069-CL2 |  | Canon U.S.A., Inc. | INFINIX-I CORE + |  | A1D1842459 | TMC - CATH LAB - ADULT (2HVI) | MHHS-TMC |  |  |  | R-069-CL2 |  | TMC |  | TMC - CATH LAB - ADULT (2HVI) | [5 empty] | RADIOGRAPHIC/FLUOROSCOPIC SYSTEMS, CARDIOVASCULAR |  | .needs class | [13 empty] | Clinical Miscellaneous | MHHS-TMC
NO | NO |  |  |  | 069-43420 |  | Canon U.S.A., Inc. | PIXMA MG3520 |  | LWXA53306 | CAHF - (TMC) - TMC MEDICAL PLAZA [MHMP-STE2500] | MHHS - Heart Failure Clinics |  |  |  | 069-43420 |  | TMC |  | CAHF - (TMC) - TMC MEDICAL PLAZA [MHMP-STE2500] | [5 empty] | PRINTERS |  | .needs class | [13 empty] | Not Covered Vendor Only - Biomedical | MHHS - Heart Failure Clinics
NO | NO |  |  |  | 069-42796 |  | Canon U.S.A., Inc. | PIXMA MG3520 |  | KKWR12547 | TMC - PLAZA - CARDIAC REHAB (UT POB) | MHHS-TMC |  |  |  | 069-42796 |  | TMC |  | TMC - PLAZA - CARDIAC REHAB (UT POB) | [5 empty] | PRINTERS |  | .needs class | [13 empty] | Not Covered Vendor Only - Biomedical | MHHS-TMC
NO | YES |  |  |  | 009-33329 | 009-33329 | Canon U.S.A., Inc. | PIXMA MG3620 |  |  | GH-Preop | MHHS-Greater Heights |  |  |  | 009-33329 | 009-33329 | Central | MHHS-Greater Heights | GH-Preop | Pulmonary function |  |  |  |  | PRINTERS |  | .needs class | [10 empty] | 9/30/19 |  |  | Not Covered Vendor Only - Biomedical | MHHS-Greater Heights
NO | NO |  |  |  | 009-33331 |  | Canon U.S.A., Inc. | PIXMA MG3620 |  |  | GH - PULMONARY FUNCTION | MHHS-Greater Heights |  |  |  | 009-33331 |  | Central & Greater Heights |  | GH - PULMONARY FUNCTION | [5 empty] | PRINTERS |  | .needs class | [13 empty] | Covered PM Repair - Biomedical | MHHS-Greater Heights
YES | YES |  |  |  | 041-33769 | 041-33769 | Cantel Medical Corp. | RO,WRO 300 |  |  | Memorial City -Dialysis |  |  |  |  | 041-33769 | 041-33769 | West | Memorial Hermann Memorial City Medical Center | Memorial City -Dialysis | Memorial City - Dialysis |  |  |  | CNF PM sticker
YES | YES |  |  |  | 099-01493 | 099-01493 | Cantel Medical Corp. | Wro 300H |  |  | NE - HEMODIALYSIS |  |  |  |  | 099-01493 | 099-01493 | NorthEast |  | NE - HEMODIALYSIS |  |  |  |  | No pm
YES | YES |  |  |  | 099-01499 | 099-01499 | Cantel Medical Corp. | Wro 300H |  |  | NE - HEMODIALYSIS |  |  |  |  | 099-01499 | 099-01499 | NorthEast |  | NE - HEMODIALYSIS |  |  |  |  | No pm
NO | YES |  |  |  | 005-09858 | 005-09858 | Canvys - Visual Technology Solutions | ROM550AM |  | DTN210t1069 | SE-Laboratory | MHHS-Southeast |  | Monitor, Video |  | 005-09858 | 005-09858 | Southeast | MHHS-Southeast | SE-Laboratory |  | 1/1/19 |  |  |  | MONITORS, VIDEO |  | MONITORVIDEO-Canvys-ROM550AM | MONITORVIDEO | ROM550AM |  |  |  | Canvys | Monitor, Video |  | MONITORVIDEO-Canvys-ROM550AM |  | 4/1/17 |  |  | Covered PM Repair - Biomedical | MHHS-Southeast
NO | NO |  |  |  | 005-09857 |  | Canvys - Visual Technology Solutions | ROM550AM |  | DTN210T1066 | SE - LABORATORY | MHHS-Southeast |  | Monitor, Video |  | 005-09857 |  | Southeast & Bay Area |  | SE - LABORATORY | [5 empty] | MONITORS, VIDEO |  | MONITORVIDEO-Canvys-ROM550AM | MONITORVIDEO | ROM550AM |  |  |  | Canvys | Monitor, Video |  | MONITORVIDEO-Canvys-ROM550AM |  |  |  |  | Covered PM Repair - Biomedical | MHHS-Southeast
NO | NO |  |  |  | 005-09857 |  | Canvys - Visual Technology Solutions | ROM550AM |  | DTN210T1066 | SE - LABORATORY | MHHS-Southeast |  | Monitor, Video |  | 005-09857 |  | Southeast & Bay Area |  | SE - LABORATORY | [5 empty] | MONITORS, VIDEO |  | MONITORVIDEO-Canvys-ROM550AM | MONITORVIDEO | ROM550AM |  |  |  | Canvys | Monitor, Video |  | MONITORVIDEO-Canvys-ROM550AM |  |  |  |  | Covered PM Repair - Biomedical | MHHS-Southeast
YES | YES |  |  |  | 099-04572 | 099-04572 | Canvys Div Richardson Electronics Ltd | ROM950AIII |  | DTN210T1007 | PEARLAND - LABORATORY - PATHOLOGY |  |  |  |  | 099-04572 | 099-04572 | Pearland | Memorial Hermann Pearland Hospital | PEARLAND - LABORATORY - PATHOLOGY | Lab
YES | YES |  |  |  | 151-04866 | 151-04866 | Canvys Div Richardson Electronics Ltd | ROM95DAIII |  | DTO28110340 | Biomed Dept |  |  |  |  | 151-04866 | 151-04866 | West | Memorial Hermann Memorial City Medical Center | Biomed Dept | Biomed Dept |  |  |  | Not in Use; Extra Monitor-Parts
YES | YES |  |  |  | H35242 |  | Capintec | Rioscope |  | Nsn | Memorial Hermann- Texas Medica Center Robertson Radiology |  |  |  |  | H35242 |  |  | TCM | Memorial Hermann- Texas Medica Center Robertson Radiology | Nuclear pharmacy |  |  |  | No PM Sticker
NO | YES |  |  |  | 099-03557 | 099-03557 | Capintec Inc | CRC-127R |  |  | Sugar Land Imaging |  |  |  |  | 099-03557 | 099-03557 | Sugar Land | Memorial Hermann Imaging | Sugar Land Imaging | Sugar Land West Tower Nuclear Medicine Hot Lab |  |  |  |  | Radioisotope Calibrator | Calibrator, Isotope | CALIBRATORISOTOPE-Capintec Inc-CRC-127R | [20 empty] | 1/1/03 |  | Calibrator, Isotope | CALIBRATORISOTOPE | Calibrator, Isotope | Capintec Inc
YES | YES | Serial Number Check pic |  |  | 005-33998 | 005-33998 | Capintec Inc | CRC-15R |  | Check pic | SE - RADIOLOGY - NUC MED |  |  |  |  | 005-33998 | 005-33998 | Southeast | Memorial Hermann Southeast Hospital | SE - RADIOLOGY - NUC MED |  |  |  | 4/1/20 |  |  | Calibrator, Isotope | CALIBRATORISOTOPE-Capintec Inc-CRC-15R | [22 empty] | Calibrator, Isotope | CALIBRATORISOTOPE | Calibrator, Isotope | Capintec Inc
YES | YES |  |  |  | 099-09483 | 099-09483 | Capintec Inc | CRC-15W |  | Nsn | TMC - RADIOLOGY - NUC MED |  |  |  |  | 099-09483 | 099-09483 | TMC | Memorial Hermann-Texas Medical Center | TMC - RADIOLOGY - NUC MED | Nuc pharm | [5 empty] | Calibrator, Isotope | CALIBRATORISOTOPE-Capintec Inc-CRC-15W | [22 empty] | Calibrator, Isotope | CALIBRATORISOTOPE | Calibrator, Isotope | Capintec Inc
NO | YES | Serial Number 260780 |  |  | 099-04847 | 099-04847 | Capintec Inc | CRC-25W |  |  | Pearland-Radiology-Nuc Med |  |  |  |  | 099-04847 | 099-04847 | Pearland | MHHS-Pearland Hospital | Pearland-Radiology-Nuc Med | Hot lab | 2/1/20 |  |  |  |  | Calibrator, Isotope | CALIBRATORISOTOPE-Capintec Inc-CRC-25W | [22 empty] | Calibrator, Isotope | CALIBRATORISOTOPE | Calibrator, Isotope | Capintec Inc
NO | YES | Serial Number 260780 |  |  | 145-00160 | 145-00160 | Capintec Inc | CRC-25W |  |  | Pearland-Radiology-Nuc Med |  |  |  |  | 145-00160 | 145-00160 | Pearland | MHHS-Pearland Hospital | Pearland-Radiology-Nuc Med | Hot lab | 8/1/19 | 8/1/20 |  |  |  | Calibrator, Isotope | CALIBRATORISOTOPE-Capintec Inc-CRC-25W | [22 empty] | Calibrator, Isotope | CALIBRATORISOTOPE | Calibrator, Isotope | Capintec Inc
NO | YES | Serial Number 260780 |  |  | 099-04848 | 099-04848 | Capintec Inc | CRC-R |  |  | Pearland-Radiology-Nuc Med |  |  |  |  | 099-04848 | 099-04848 | Pearland | MHHS-Pearland Hospital | Pearland-Radiology-Nuc Med | Hot lab
NO | YES |  |  |  | 009-34594 |  | Capintec, Inc. | CAPTUS 3000 |  |  | GH - RADIOLOGY | MHHS-Greater Heights |  | System, Thyroid Uptake |  | 009-34594 |  | Central & Greater Heights |  | GH - RADIOLOGY |  | 12/9/19 |  |  |  | THYROID UPTAKE SYSTEM |  | SYSTEMTHYROIDUPTAKE-Neuro Diag-Captus 3000 | SYSTEMTHYROIDUPTAKE | Captus 3000 |  |  |  | Neuro Diag | System, Thyroid Uptake |  |  | SYSTEMTHYROIDUPTAKE-Neuro Diag-Captus 3000 | 11/1/20 |  |  | Not Covered Vendor Only - Biomedical | MHHS-Greater Heights
NO | YES |  |  |  | R-069-THYROID |  | Capintec, Inc. | CAPTUS 3000 |  | CNV-774 | TMC - RADIOLOGY - NUC MED | MHHS-TMC |  | System, Thyroid Uptake |  | R-069-THYROID |  | TMC |  | TMC - RADIOLOGY - NUC MED |  | 5/24/19 |  |  |  | THYROID UPTAKE SYSTEM |  | SYSTEMTHYROIDUPTAKE-Neuro Diag-Captus 3000 | SYSTEMTHYROIDUPTAKE | Captus 3000 |  |  |  | Neuro Diag | System, Thyroid Uptake |  |  | SYSTEMTHYROIDUPTAKE-Neuro Diag-Captus 3000 | 11/1/20 |  |  | Not Covered Vendor Only - Biomedical | MHHS-TMC
NO | YES |  |  |  | 129-31019 | 129-31019 | Capintec, Inc. | CAPTUS 4000e |  |  | SUGAR LAND - RADIOLOGY | MHHS-Sugarland |  | System, Thyroid Uptake |  | 129-31019 | 129-31019 | Sugar Land | Memorial Hermann Sugar Land | SUGAR LAND - RADIOLOGY | Sugar Land West Tower Nuclear Medicine | 2/1/19 | 2/1/20 |  |  | THYROID UPTAKE SYSTEM | System, Thyroid Uptake | SYSTEMTHYROIDUPTAKE-Neuro Diag-Captus 3000 | SYSTEMTHYROIDUPTAKE | Captus 3000 |  |  |  | Neuro Diag | System, Thyroid Uptake |  |  | SYSTEMTHYROIDUPTAKE-Neuro Diag-Captus 3000 | 11/1/20 |  | STU-A | Not Covered Vendor Only - Biomedical | MHHS-Sugarland | [5 empty] | 3/1/15 |  |  | SYSTEMTHYROIDUPTAKE | System, Thyroid Uptake | Neuro Diag
NO | YES | [5 empty] | Capintec, Inc. | CRC-127R |  |  | GH - RADIOLOGY | MHHS-Greater Heights |  | Calibrator, Isotope |  |  |  | Central & Greater Heights |  | GH - RADIOLOGY |  | 3/25/19 |  |  |  | CALIBRATORS, RADIOPHARMACEUTICAL |  | CALIBRATORISOTOPE-Capintec Inc-CRC-127R | CALIBRATORISOTOPE | CRC-127R |  |  |  | Capintec Inc | Calibrator, Isotope |  | CALIBRATORISOTOPE-Capintec Inc-CRC-127R |  | 1/20/22 |  |  | Not Covered Vendor Only - Resp/Ster | MHHS-Greater Heights
NO | YES |  |  |  |  | 099-06394 | Capintec, Inc. | CRC-127R |  |  | MEMORIAL CITY - NUCLEAR MEDICINE | MHHS-Mem City |  | Calibrator, Isotope |  |  | 099-06394 | West | Memorial city - nuke med | MEMORIAL CITY - NUCLEAR MEDICINE | Hot lab |  |  |  | No pm sticker found | CALIBRATORS, RADIOPHARMACEUTICAL |  | CALIBRATORISOTOPE-Capintec Inc-CRC-127R | CALIBRATORISOTOPE | CRC-127R |  |  |  | Capintec Inc | Calibrator, Isotope |  | CALIBRATORISOTOPE-Capintec Inc-CRC-127R |  |  |  |  | Not Covered Vendor Only - Resp/Ster | MHHS-Mem City
NO | NO | [5 empty] | Capintec, Inc. | CRC-127R |  |  | MH MG - (MC) - MC CARDIOLOGY (MP4) STE400 | MHHS-MG |  | Calibrator, Isotope |  |  |  | West & Memorial City |  | MH MG - (MC) - MC CARDIOLOGY (MP4) STE400 | [5 empty] | CALIBRATORS, RADIOPHARMACEUTICAL |  | CALIBRATORISOTOPE-Capintec Inc-CRC-127R | CALIBRATORISOTOPE | CRC-127R |  |  |  | Capintec Inc | Calibrator, Isotope |  | CALIBRATORISOTOPE-Capintec Inc-CRC-127R |  |  |  |  | Not Covered Vendor Only - Resp/Ster | MHHS-MG
NO | YES |  |  |  | R-005-HOTLAB |  | Capintec, Inc. | CRC-15R |  |  | SE - RADIOLOGY - NUC MED | MHHS-Southeast |  | Calibrator, Isotope |  | R-005-HOTLAB |  | Southeast & Bay Area |  | SE - RADIOLOGY - NUC MED |  | 1/24/19 |  |  |  | CALIBRATORS, RADIOPHARMACEUTICAL |  | CALIBRATORISOTOPE-Capintec Inc-CRC-15R | CALIBRATORISOTOPE | CRC-15R |  |  |  | Capintec Inc | Calibrator, Isotope |  | CALIBRATORISOTOPE-Capintec Inc-CRC-15R |  | 1/8/16 |  |  | Covered PM Repair - Respiratory/Steriliz | MHHS-Southeast
NO | YES |  |  |  | 069-15356 | 069-15356 | Capintec, Inc. | CRC-15R |  |  | TMC-Radiology-Nuc Med | MHHS-TMC |  | Calibrator, Isotope |  | 069-15356 | 069-15356 | TMC | MHHS-TMC | TMC-Radiology-Nuc Med | Nuc pharm | 3/1/20 |  | 3/1/21 |  | CALIBRATORS, RADIOPHARMACEUTICAL |  | CALIBRATORISOTOPE-Capintec Inc-CRC-15R | CALIBRATORISOTOPE | CRC-15R |  |  |  | Capintec Inc | Calibrator, Isotope |  | CALIBRATORISOTOPE-Capintec Inc-CRC-15R |  | 5/23/20 |  |  | Not Covered Vendor Only - Biomedical | MHHS-TMC
NO | NO | [5 empty] | Capintec, Inc. | CRC-25R |  |  | MH MG - (MC) - COMPREHENSIVE HEART CARE | MHHS-MG |  | Calibrator, Isotope |  |  |  | West & Memorial City |  | MH MG - (MC) - COMPREHENSIVE HEART CARE | [5 empty] | CALIBRATORS, RADIOPHARMACEUTICAL |  | CALIBRATORISOTOPE-Capintec Inc-CRC-25R | CALIBRATORISOTOPE | CRC-25R |  |  |  | Capintec Inc | Calibrator, Isotope |  | CALIBRATORISOTOPE-Capintec Inc-CRC-25R |  |  |  |  | Covered PM Repair - Respiratory/Steriliz | MHHS-MG
NO | NO |  |  |  | 069-46837 |  | Capintec, Inc. | CRC-55TR |  |  | TMC - HVI - CARDIOLOGY (3HVI) | MHHS-TMC |  |  |  | 069-46837 |  | TMC |  | TMC - HVI - CARDIOLOGY (3HVI) | [5 empty] | CALIBRATORS, RADIOPHARMACEUTICAL |  | .needs class | [5 empty] | Capintec Inc | [7 empty] | Covered PM Repair - Biomedical | MHHS-TMC
NO | YES |  |  |  | 017-00667 | 017-00667 | Cardiac Science | POWERHEART AED G3 |  |  | MH MG-(SL)-Physicians At Sugar Creek | MHHS-MG |  |  |  | 017-00667 | 017-00667 | Sugar Land | MHHS-MG | MH MG-(SL)-Physicians At Sugar Creek | NW | 11/1/18 |  |  |  | DEFIBRILLATORS |  | .needs class | [5 empty] | Cardiac Science |  |  |  |  | 12/1/17 |  |  | Covered PM Repair - Biomedical | MHHS-MG
NO | YES |  |  |  | 017-00668 | 017-00668 | Cardiac Science | POWERHEART AED G3 |  |  | MH MG-(SL)-Physicians At Sugar Creek | MHHS-MG |  |  |  | 017-00668 | 017-00668 | Sugar Land | MHHS-MG | MH MG-(SL)-Physicians At Sugar Creek | Nurses Station | 11/1/18 |  |  |  | DEFIBRILLATORS |  | .needs class | [5 empty] | Cardiac Science |  |  |  |  | 12/1/17 |  |  | Covered PM Repair - Biomedical | MHHS-MG
NO | NO |  |  |  | 005-12362 |  | Cardiac Science | POWERHEART AED G3 |  | A503636 | MH MG - (SE) - LC CCC - TIMESHARE | MHHS-MG |  |  |  | 005-12362 |  | Southeast & Bay Area |  | MH MG - (SE) - LC CCC - TIMESHARE | [5 empty] | DEFIBRILLATORS |  | .needs class | [5 empty] | Cardiac Science | [7 empty] | Covered PM Repair - Biomedical | MHHS-MG
NO | NO |  |  |  | 013-20128 |  | Cardiac Science | POWERHEART AED G3 |  |  | SW - CENTRAL SUPPLY | MHHS-Southwest |  |  |  | 013-20128 |  | Southwest |  | SW - CENTRAL SUPPLY | [5 empty] | DEFIBRILLATORS |  | .needs class | [5 empty] | Cardiac Science | [7 empty] | Covered PM Repair - Biomedical | MHHS-Southwest
YES | YES | Serial Number Cnf |  |  | 099-14346 | 099-14346 | Cardiac Science | Powerheart G3 |  | Cnf | SWE-CCC |  |  |  |  | 099-14346 | 099-14346 | Southeast | Memorial Hermann Convenient Care Center in League City (League City CCC) | SWE-CCC | CCC-Ste 500 |  |  | 3/1/20 |  |  | Defibrillator, AED | DEFIBRILLATORAED-Cardiac Science-Powerheart G3 | [12 empty] | DAED-A | [9 empty] | Defibrillator, AED | DEFIBRILLATORAED | Defibrillator, AED | Cardiac Science
NO | NO |  |  |  | 009-10351 |  | Cardiac Science | Q-STRESS |  |  | CAHF - (GH) - GREATER HEIGHTS [MP1-STE250] | MHHS - Heart Failure Clinics |  | Cardiac Stress System |  | 009-10351 |  | Central & Greater Heights |  | CAHF - (GH) - GREATER HEIGHTS [MP1-STE250] | [5 empty] | MONITORING SYSTEMS, PHYSIOLOGIC, STRESS EXERCISE |  | CARDIACSTRESSSYSTEM-Cardiac Science-Q-Stress | CARDIACSTRESSSYSTEM | Q-Stress |  |  |  | Cardiac Science | Cardiac Stress System |  | CARDIACSTRESSSYSTEM-Cardiac Science-Q-Stress |  |  |  |  | Covered PM Repair - Biomedical | MHHS - Heart Failure Clinics
NO | YES |  |  |  | 029-07315 | 029-07315 | Cardiac Science | TM55 |  |  | MH MG-(WDLS)-Spring Cardiology | MHHS-MG |  | Cardiac Stress System |  | 029-07315 | 029-07315 | Woodlands | MHHS-MG | MH MG-(WDLS)-Spring Cardiology | Teating 2 | 8/1/18 | 8/1/19 |  |  | TREADMILLS | Cardiac Stress System | CARDIACSTRESSSYSTEM-Quinton-TM55 | CARDIACSTRESSSYSTEM | TM55 |  |  |  | Quinton | Cardiac Stress System |  |  | CARDIACSTRESSSYSTEM-Quinton-TM55 | 4/1/18 |  | CSS-A | Covered PM Repair - Biomedical | MHHS-MG | [8 empty] | CARDIACSTRESSSYSTEM | Cardiac Stress System | Quinton
YES | YES |  |  |  | 005-13120 | 005-13120 | Cardiac Science | X12 Plus |  |  | Biomed |  |  |  |  | 005-13120 | 005-13120 | Southeast | Memorial Hermann South East | Biomed | Storage
YES | YES |  |  |  | 005-13127 | 005-13127 | Cardiac Science | X12 Plus |  |  | Biomed |  |  |  |  | 005-13127 | 005-13127 | Southeast | Memorial Hermann South East | Biomed | Storage
YES | YES |  |  |  | 005-13126 | 005-13126 | Cardiac Science | X12 Plus |  |  | Biomed |  |  |  |  | 005-13126 | 005-13126 | Southeast | Memorial Hermann South East | Biomed | Storage
YES | YES |  |  |  | 005-13125 | 005-13125 | Cardiac Science | X12 Plus |  |  | Biomed |  |  |  |  | 005-13125 | 005-13125 | Southeast | Memorial Hermann South East | Biomed | Storage
YES | YES |  |  |  | 005-13124 | 005-13124 | Cardiac Science | X12 Plus |  |  | Biomed |  |  |  |  | 005-13124 | 005-13124 | Southeast | Memorial Hermann South East | Biomed | Storage
YES | YES |  |  |  | 005-13123 | 005-13123 | Cardiac Science | X12 Plus |  |  | Biomed |  |  |  |  | 005-13123 | 005-13123 | Southeast | Memorial Hermann South East | Biomed | Storage
YES | YES |  |  |  | 005-13122 | 005-13122 | Cardiac Science | X12 Plus |  |  | Biomed |  |  |  |  | 005-13122 | 005-13122 | Southeast | Memorial Hermann South East | Biomed | Storage
YES | YES |  |  |  | 005-13121 | 005-13121 | Cardiac Science | X12 Plus |  |  | Biomed |  |  |  |  | 005-13121 | 005-13121 | Southeast | Memorial Hermann South East | Biomed | Storage
NO | NO |  |  |  | 074-04433 |  | CardiacAssist | EC-1000 |  | EC1333 | TMC - CATH LAB - ADULT (2HVI) | MHHS-TMC |  | Pump, Blood, Extracorporeal Circulation |  | 074-04433 |  | TMC |  | TMC - CATH LAB - ADULT (2HVI) | [5 empty] | PUMPS, EXTRACORPOREAL PERFUSION |  | PUMPBLOODEXTRACORPCIRC-CardiacAssist-EC-1000 | PUMPBLOODEXTRACORPCIRC | EC-1000 |  |  |  | CardiacAssist | Pump, Blood, Extracorporeal Circulation |  | PUMPBLOODEXTRACORPCIRC-CardiacAssist-EC-1000 |  |  |  |  | Covered PM Repair - Biomedical | MHHS-TMC
NO | NO |  |  |  | 074-05791 |  | CardiacAssist | EC-1000 |  | EC1201 | TMC - CATH LAB - ADULT (2HVI) | MHHS-TMC |  | Pump, Blood, Extracorporeal Circulation |  | 074-05791 |  | TMC |  | TMC - CATH LAB - ADULT (2HVI) | [5 empty] | PUMPS, EXTRACORPOREAL PERFUSION |  | PUMPBLOODEXTRACORPCIRC-CardiacAssist-EC-1000 | PUMPBLOODEXTRACORPCIRC | EC-1000 |  |  |  | CardiacAssist | Pump, Blood, Extracorporeal Circulation |  | PUMPBLOODEXTRACORPCIRC-CardiacAssist-EC-1000 |  |  |  |  | Covered PM Repair - Biomedical | MHHS-TMC
NO | NO | [5 empty] | CardiacAssist | EC-1000 |  | EC1274 | TMC - CATH LAB - ADULT (2HVI) | MHHS-TMC |  | Pump, Blood, Extracorporeal Circulation |  |  |  | TMC |  | TMC - CATH LAB - ADULT (2HVI) | [5 empty] | PUMPS, EXTRACORPOREAL PERFUSION |  | PUMPBLOODEXTRACORPCIRC-CardiacAssist-EC-1000 | PUMPBLOODEXTRACORPCIRC | EC-1000 |  |  |  | CardiacAssist | Pump, Blood, Extracorporeal Circulation |  | PUMPBLOODEXTRACORPCIRC-CardiacAssist-EC-1000 |  |  |  |  | Covered PM Repair - Biomedical | MHHS-TMC
NO | NO |  |  |  | 074-00940 |  | CardiacAssist | EC-1000 |  | EC1315 | TMC - HVI - CIRCULATORY SUPPORT (2HVI) | MHHS-TMC |  | Pump, Blood, Extracorporeal Circulation |  | 074-00940 |  | TMC |  | TMC - HVI - CIRCULATORY SUPPORT (2HVI) | [5 empty] | PUMPS, EXTRACORPOREAL PERFUSION |  | PUMPBLOODEXTRACORPCIRC-CardiacAssist-EC-1000 | PUMPBLOODEXTRACORPCIRC | EC-1000 |  |  |  | CardiacAssist | Pump, Blood, Extracorporeal Circulation |  | PUMPBLOODEXTRACORPCIRC-CardiacAssist-EC-1000 |  |  |  |  | Covered PM Repair - Biomedical | MHHS-TMC
NO | NO |  |  |  | 074-05792 |  | CardiacAssist | EC-1000 |  | EC1223 | TMC - HVI - CIRCULATORY SUPPORT (2HVI) | MHHS-TMC |  | Pump, Blood, Extracorporeal Circulation |  | 074-05792 |  | TMC |  | TMC - HVI - CIRCULATORY SUPPORT (2HVI) | [5 empty] | PUMPS, EXTRACORPOREAL PERFUSION |  | PUMPBLOODEXTRACORPCIRC-CardiacAssist-EC-1000 | PUMPBLOODEXTRACORPCIRC | EC-1000 |  |  |  | CardiacAssist | Pump, Blood, Extracorporeal Circulation |  | PUMPBLOODEXTRACORPCIRC-CardiacAssist-EC-1000 |  |  |  |  | Covered PM Repair - Biomedical | MHHS-TMC
NO | NO |  |  |  | 074-05820 |  | CardiacAssist | EC-1000 |  | EC 1316 | TMC - HVI - CIRCULATORY SUPPORT (2HVI) | MHHS-TMC |  | Pump, Blood, Extracorporeal Circulation |  | 074-05820 |  | TMC |  | TMC - HVI - CIRCULATORY SUPPORT (2HVI) | [5 empty] | PUMPS, EXTRACORPOREAL PERFUSION |  | PUMPBLOODEXTRACORPCIRC-CardiacAssist-EC-1000 | PUMPBLOODEXTRACORPCIRC | EC-1000 |  |  |  | CardiacAssist | Pump, Blood, Extracorporeal Circulation |  | PUMPBLOODEXTRACORPCIRC-CardiacAssist-EC-1000 |  |  |  |  | Covered PM Repair - Biomedical | MHHS-TMC
NO | NO |  |  |  | EC1201 |  | CardiacAssist | EC-1000 |  | EC1201 | TMC - HVI - CIRCULATORY SUPPORT (2HVI) | MHHS-TMC |  | Pump, Blood, Extracorporeal Circulation |  | EC1201 |  | TMC |  | TMC - HVI - CIRCULATORY SUPPORT (2HVI) | [5 empty] | PUMPS, EXTRACORPOREAL PERFUSION |  | PUMPBLOODEXTRACORPCIRC-CardiacAssist-EC-1000 | PUMPBLOODEXTRACORPCIRC | EC-1000 |  |  |  | CardiacAssist | Pump, Blood, Extracorporeal Circulation |  | PUMPBLOODEXTRACORPCIRC-CardiacAssist-EC-1000 |  |  |  |  | Covered PM Repair - Biomedical | MHHS-TMC
NO | NO |  |  |  | 074-05216 |  | CardiacAssist | EC-1000 |  | EC1027 | TMC - HVI - PERFUSION (7HVI) | MHHS-TMC |  | Pump, Blood, Extracorporeal Circulation |  | 074-05216 |  | TMC |  | TMC - HVI - PERFUSION (7HVI) | [5 empty] | PUMPS, EXTRACORPOREAL PERFUSION |  | PUMPBLOODEXTRACORPCIRC-CardiacAssist-EC-1000 | PUMPBLOODEXTRACORPCIRC | EC-1000 |  |  |  | CardiacAssist | Pump, Blood, Extracorporeal Circulation |  | PUMPBLOODEXTRACORPCIRC-CardiacAssist-EC-1000 |  |  |  |  | Covered PM Repair - Biomedical | MHHS-TMC
NO | NO |  |  |  | 074-05217 |  | CardiacAssist | EC-1000 |  | EC1335 | TMC - HVI - PERFUSION (7HVI) | MHHS-TMC |  | Pump, Blood, Extracorporeal Circulation |  | 074-05217 |  | TMC |  | TMC - HVI - PERFUSION (7HVI) | [5 empty] | PUMPS, EXTRACORPOREAL PERFUSION |  | PUMPBLOODEXTRACORPCIRC-CardiacAssist-EC-1000 | PUMPBLOODEXTRACORPCIRC | EC-1000 |  |  |  | CardiacAssist | Pump, Blood, Extracorporeal Circulation |  | PUMPBLOODEXTRACORPCIRC-CardiacAssist-EC-1000 |  |  |  |  | Covered PM Repair - Biomedical | MHHS-TMC
NO | NO |  |  |  | L-074-04491 |  | CardiacAssist | EC-1000 |  | EC1273 | TMC - OR - CVOR (7HVI) | MHHS-TMC |  | Pump, Blood, Extracorporeal Circulation |  | L-074-04491 |  | TMC |  | TMC - OR - CVOR (7HVI) | [5 empty] | PUMPS, EXTRACORPOREAL PERFUSION |  | PUMPBLOODEXTRACORPCIRC-CardiacAssist-EC-1000 | PUMPBLOODEXTRACORPCIRC | EC-1000 |  |  |  | CardiacAssist | Pump, Blood, Extracorporeal Circulation |  | PUMPBLOODEXTRACORPCIRC-CardiacAssist-EC-1000 |  |  |  |  | Covered PM Repair - Biomedical | MHHS-TMC
YES | YES |  |  |  | 099-00891 | 099-00891 | Cardinal Detecto Scale Mfg. Co. |  |  | E13806-0120 | Labor and delivery |  |  |  |  | 099-00891 | 099-00891 | Katy | Memorial Hermann Northeast Hospital | Labor and delivery | Obed triage | [5 empty] | Scale, Patient | SCALEPATIENT-Detecto Scale-438 | [12 empty] | SP-A | [10 empty] | SCALEPATIENT | Scale, Patient | Detecto Scale
YES | YES |  |  |  |  | 041-33162 | Cardinal Detecto Scale Mfg. Co. |  |  | E14709 Dash 0091 | SE - OUTPATIENT LAB | [5 empty] | 041-33162 | Southeast | Memorial Hermann Southeast Hospital | SE - OUTPATIENT LAB | 4 floor storage | 8/1/15 |  | 8/1/16
YES | YES |  |  |  | 099-08177 | 099-08177 | Cardinal Health |  |  |  | Suite 250 |  |  |  |  | 099-08177 | 099-08177 | Southeast | Herman memorial Cardiology | Suite 250 | Exam Room 9
NO | YES |  |  |  | 000-05113 | 000-05113 | CARDINAL HEALTH | 05LFEECAA |  |  | MH MG-(KY)-Katy Sports Medicine | MHHS-MG |  |  |  | 000-05113 | 000-05113 | Katy | MHHS-MG | MH MG-(KY)-Katy Sports Medicine | Nurses station | 10/1/19 |  |  | No pm required | REFRIGERATORS, LABORATORY | Refrigerator, Laboratory | REFRIGERATORLAB-Cardinal Health-CH05LREECA |  |  |  |  | REFRIGERATORLAB-Cardinal Health-CH05LREECA | Cardinal Health |  |  |  |  | 8/31/17 |  | REL-A | Covered PM Repair - Biomedical | MHHS-MG | [8 empty] | REFRIGERATORLAB | Refrigerator, Laboratory | Cardinal Health
NO | YES |  |  |  | 000-05002 | 000-05002 | CARDINAL HEALTH | 05LREECAA |  |  | Pearland-Projects | MHHS-MG |  |  |  | 000-05002 | 000-05002 | Pearland | MHHS-Pearland Hospital | Pearland-Projects | Nurses Station |  |  |  |  | REFRIGERATORS, LABORATORY | Refrigerator, Laboratory | REFRIGERATORLAB-Cardinal Health-CH05LREECA |  |  |  |  | REFRIGERATORLAB-Cardinal Health-CH05LREECA | Cardinal Health | [6 empty] | REL-A | Covered PM Repair - Biomedical | MHHS-MG | [8 empty] | REFRIGERATORLAB | Refrigerator, Laboratory | Cardinal Health
NO | YES |  |  |  | 929-01390 | 929-01390 | CARDINAL HEALTH | 05LREECAA |  |  | MH MG-(CY)-Fairfield [Mp1-Ste100] | MHHS-MG |  |  |  | 929-01390 | 929-01390 | Northwest | MHHS-MG | MH MG-(CY)-Fairfield [Mp1-Ste100] | [5 empty] | REFRIGERATORS, LABORATORY | Refrigerator, Laboratory | REFRIGERATORLAB-Cardinal Health-CH05LREECA |  |  |  |  | REFRIGERATORLAB-Cardinal Health-CH05LREECA | Cardinal Health | [6 empty] | REL-A | Covered PM Repair - Biomedical | MHHS-MG | [8 empty] | REFRIGERATORLAB | Refrigerator, Laboratory | Cardinal Health
NO | YES |  |  |  | 143-01735 | 143-01735 | CARDINAL HEALTH | 05LREECAA |  |  | MH MG-(KY)-OB/GYN | MHHS-MG |  |  |  | 143-01735 | 143-01735 | Katy | MHHS-MG | MH MG-(KY)-OB/GYN | LAB |  |  |  |  | REFRIGERATORS, LABORATORY | Refrigerator, Laboratory | REFRIGERATORLAB-Cardinal Health-CH05LREECA |  |  |  |  | REFRIGERATORLAB-Cardinal Health-CH05LREECA | Cardinal Health | [6 empty] | REL-A | Covered PM Repair - Biomedical | MHHS-MG | [8 empty] | REFRIGERATORLAB | Refrigerator, Laboratory | Cardinal Health
NO | YES |  |  |  | 929-01432 | 929-01432 | CARDINAL HEALTH | 05LREECAA |  | 05LREECAA | MH MG - (SL) - PHYSICIANS AT SUGAR CREEK | MHHS-MG |  |  |  | 929-01432 | 929-01432 | Southeast | Physicians Center at Sugar Creek | MH MG - (SL) - PHYSICIANS AT SUGAR CREEK | Occ Med | 7/1/19 |  |  |  | REFRIGERATORS, LABORATORY | Refrigerator, Laboratory | REFRIGERATORLAB-Cardinal Health-CH05LREECA |  |  |  |  | REFRIGERATORLAB-Cardinal Health-CH05LREECA | Cardinal Health |  |  |  |  | 4/4/18 |  | REL-A | Covered PM Repair - Biomedical | MHHS-MG | [8 empty] | REFRIGERATORLAB | Refrigerator, Laboratory | Cardinal Health
NO | YES |  |  |  | 145-00743 | 145-00743 | CARDINAL HEALTH | 05LREECAA |  |  | Pearland-Laboratory-Main | MHHS-Pearland Hospital |  |  |  | 145-00743 | 145-00743 | Pearland | MHHS-Pearland Hospital | Pearland-Laboratory-Main | Lab | 6/1/19 |  |  |  | REFRIGERATORS, LABORATORY | Refrigerator, Laboratory | REFRIGERATORLAB-Cardinal Health-CH05LREECA |  |  |  |  | REFRIGERATORLAB-Cardinal Health-CH05LREECA | Cardinal Health |  |  |  |  | 8/29/19 |  | REL-A | Covered PM Repair - Biomedical | MHHS-Pearland Hospital | [8 empty] | REFRIGERATORLAB | Refrigerator, Laboratory | Cardinal Health
NO | YES |  |  |  | 145-00744 | 145-00744 | CARDINAL HEALTH | 05LREECAA |  |  | Pearland-Laboratory-Main | MHHS-Pearland Hospital |  |  |  | 145-00744 | 145-00744 | Pearland | MHHS-Pearland Hospital | Pearland-Laboratory-Main | Lab | 6/1/19 |  |  |  | REFRIGERATORS, LABORATORY | Refrigerator, Laboratory | REFRIGERATORLAB-Cardinal Health-CH05LREECA |  |  |  |  | REFRIGERATORLAB-Cardinal Health-CH05LREECA | Cardinal Health |  |  |  |  | 9/5/19 |  | REL-A | Covered PM Repair - Biomedical | MHHS-Pearland Hospital | [8 empty] | REFRIGERATORLAB | Refrigerator, Laboratory | Cardinal Health
NO | NO |  |  |  | 929-01430 |  | CARDINAL HEALTH | 05LREECAA |  |  | MH MG - (SE) - LC CCC - OCC MED | MHHS-MG |  |  |  | 929-01430 |  | Southeast & Bay Area |  | MH MG - (SE) - LC CCC - OCC MED | [5 empty] | REFRIGERATORS, LABORATORY |  | REFRIGERATORLAB-Cardinal Health-CH05LREECA |  |  |  |  | REFRIGERATORLAB-Cardinal Health-CH05LREECA | Cardinal Health | [7 empty] | Covered PM Repair - Biomedical | MHHS-MG
NO | NO |  |  |  | 929-01431 |  | CARDINAL HEALTH | 05LREECAA |  | 05LFEECAA | MH MG - (SE) - LC CCC - OCC MED | MHHS-MG |  |  |  | 929-01431 |  | Southeast & Bay Area |  | MH MG - (SE) - LC CCC - OCC MED | [5 empty] | REFRIGERATORS, LABORATORY |  | REFRIGERATORLAB-Cardinal Health-CH05LREECA |  |  |  |  | REFRIGERATORLAB-Cardinal Health-CH05LREECA | Cardinal Health | [7 empty] | Covered PM Repair - Biomedical | MHHS-MG
NO | NO |  |  |  | 029-11364 |  | CARDINAL HEALTH | 05LREECAA |  |  | WOODLANDS - ER - PEDS | MHHS-Woodlands |  |  |  | 029-11364 |  | Woodlands |  | WOODLANDS - ER - PEDS | [5 empty] | REFRIGERATORS, LABORATORY |  | REFRIGERATORLAB-Cardinal Health-CH05LREECA |  |  |  |  | REFRIGERATORLAB-Cardinal Health-CH05LREECA | Cardinal Health | [7 empty] | Covered PM Repair - Biomedical | MHHS-Woodlands
NO | YES |  |  |  | 145-00283 | 145-00283 | CARDINAL HEALTH | 06LR-16WW-CA |  |  | Pearland-Laboratory-Main | MHHS-Pearland Hospital |  |  |  | 145-00283 | 145-00283 | Pearland | MHHS-Pearland Hospital | Pearland-Laboratory-Main | Lab | 1/1/20 | 1/1/21 |  |  | REFRIGERATORS, LABORATORY |  | .Needs Class |  |  |  |  | .Needs Class | Cardinal Health |  |  |  |  | 8/1/28 |  |  | Covered PM Repair - Biomedical | MHHS-Pearland Hospital
NO | YES |  |  |  | 013-36412 | 013-36412 | CARDINAL HEALTH | 06LR-16WW-CA |  |  | SW-Laboratory | MHHS-Southwest |  |  |  | 013-36412 | 013-36412 | Southwest | MHHS-Southwest | SW-Laboratory | Lab |  |  |  |  | REFRIGERATORS, LABORATORY |  | .Needs Class |  |  |  |  | .Needs Class | Cardinal Health |  |  |  |  | 10/2/27 |  |  | Not Covered Vendor Only - Biomedical | MHHS-Southwest
NO | NO |  |  |  | 005-09591 |  | CARDINAL HEALTH | 06LR-16WW-CA |  |  | SE - LABORATORY - PATHOLOGY | MHHS-Southeast |  |  |  | 005-09591 |  | Southeast & Bay Area |  | SE - LABORATORY - PATHOLOGY | [5 empty] | REFRIGERATORS, LABORATORY |  | .Needs Class |  |  |  |  | .Needs Class | Cardinal Health | [7 empty] | Covered PM Repair - Biomedical | MHHS-Southeast
YES | YES |  |  |  | 099-06701 | 099-06701 | Cardinal Health | 15BAC4A19A |  |  | TMC - HERMANN - ADULT ER (1HP) |  |  |  |  | 099-06701 | 099-06701 | TMC | Memorial Hermann-Texas Medical Center | TMC - HERMANN - ADULT ER (1HP) | Biomed S3622
NO | YES |  |  |  | 041-18973 | 041-18973 | CARDINAL HEALTH | 18LCEECAA |  |  | MEMORIAL CITY - LABORATORY - HEMATOLOGY | MHHS-Mem City |  |  |  | 041-18973 | 041-18973 | West | Memorial Hermann Cancer Center - Memorial City (#100) | MEMORIAL CITY - LABORATORY - HEMATOLOGY | Lab |  |  |  |  | REFRIGERATORS, LABORATORY |  | REFRIGERATORLAB-Cardinal Health-CH18LCEECAA |  |  |  |  | REFRIGERATORLAB-Cardinal Health-CH18LCEECAA | Cardinal Health | [7 empty] | Covered PM Repair - Biomedical | MHHS-Mem City
NO | YES |  |  |  | 013-36304 | 013-36304 | CARDINAL HEALTH | 18LCEECAA |  |  | SW-Laboratory-Histology | MHHS-Southwest |  |  |  | 013-36304 | 013-36304 | Southwest | MHHS-Southwest | SW-Laboratory-Histology | Histology | 1/1/20 |  | 1/1/21 |  | REFRIGERATORS, LABORATORY | Refrigerator, Laboratory | REFRIGERATORLAB-Cardinal Health-CH18LCEECAA |  |  |  |  | REFRIGERATORLAB-Cardinal Health-CH18LCEECAA | Cardinal Health |  |  |  |  | 10/16/17 |  | REL-A | Covered PM Repair - Biomedical | MHHS-Southwest | [8 empty] | REFRIGERATORLAB | Refrigerator, Laboratory | Cardinal Health
YES | YES | Serial Number Cnf |  |  | 099-00038 | 099-00038 | Cardinal Health |  |  | CNF | MH MG - (KY) - KATY UROLOGY (MP2) |  |  |  |  | 099-00038 | 099-00038 | Katy | Memorial Hermann Medical Group Katy Urology (#401) | MH MG - (KY) - KATY UROLOGY (MP2) | Room 8 | [5 empty] | Lamp, Exam | LAMPEXAM-MCKESSON-81-19100 | [23 empty] | LAMPEXAM | Lamp, Exam | MCKESSON
NO | YES |  |  |  | 929-01528 | 929-01528 | CARDINAL HEALTH | 20LREECAA |  |  | MH MG-(KY)-Katy Sports Medicine | MHHS-MG |  |  |  | 929-01528 | 929-01528 | Katy | MHHS-MG | MH MG-(KY)-Katy Sports Medicine | Nurses station |  |  |  | No pm required | REFRIGERATORS, LABORATORY |  | .needs class |  |  |  |  | .needs class | Cardinal Health |  |  |  |  | 9/7/15 |  |  | Covered PM Repair - Biomedical | MHHS-MG
NO | YES |  |  |  | 013-37787 | 013-37787 | CARDINAL HEALTH | 20LREECAA |  |  | SW - LABORATORY | MHHS-Southwest |  |  |  | 013-37787 | 013-37787 | Southwest | SWMH - Laboratory | SW - LABORATORY | SW - LABORTORY |  |  |  |  | REFRIGERATORS, LABORATORY |  | .needs class |  |  |  |  | .needs class | Cardinal Health | [7 empty] | Covered PM Repair - Biomedical | MHHS-Southwest
NO | YES |  |  |  | 069-45224 | 069-45224 | Cardinal Health | 20LREECAA |  |  | TMC-Laboratory-Cancer Center (29Pob) |  |  |  |  | 069-45224 | 069-45224 | TMC | MHHS-TMC | TMC-Laboratory-Cancer Center (29Pob) | Research Lab | 1/1/20 |  | 1/1/21
NO | NO |  |  |  | 129-07705 |  | CARDINAL HEALTH | 20LREECAA |  |  | MH MG - (SL) - SUGAR LAND MULTI-SPECIALTY (MP1) | MHHS-MG |  |  |  | 129-07705 |  | Sugar Land |  | MH MG - (SL) - SUGAR LAND MULTI-SPECIALTY (MP1) | [5 empty] | REFRIGERATORS, LABORATORY |  | .needs class |  |  |  |  | .needs class | Cardinal Health | [7 empty] | Covered PM Repair - Biomedical | MHHS-MG
NO | YES | Asset Tag 000-04175 |  |  | 000-04175 | 000-04175 | Cardinal Health |  |  | NSN | MH MG-(KY)-Katy Urology (Mp2) |  |  |  |  | 000-04175 | 000-04175 | Katy | MHHS-MG | MH MG-(KY)-Katy Urology (Mp2) | Room 2 | [6 empty] | .needs class
NO | YES |  |  |  | 029-12280 | 029-12280 | Cardinal Health | 642VES |  |  | Woodlands-Neurology |  |  |  |  | 029-12280 | 029-12280 | Woodlands | MHHS-Woodlands | Woodlands-Neurology | MOB neuro |  |  | 2/1/20 |  |  | Centrifuge, General Purpose | CENTRIFUGEGENPURP-DruckerCo-642VES | [12 empty] | CGP-A | [10 empty] | CENTRIFUGEGENPURP | Centrifuge, General Purpose | Drucker Diag
NO | YES |  |  |  | 925-01153 | 925-01153 | CARDINAL HEALTH | 6F CENTRIFUGE |  | 161113BS691 | MHOSH-Anesthesia | MHHS Orthopedic & Spine |  |  |  | 925-01153 | 925-01153 | Central & Greater Heights | MHHS-Orthopedic & Spine | MHOSH-Anesthesia |  | 9/11/19 |  |  |  | CENTRIFUGES |  | .needs class |  |  |  |  | .needs class | Cardinal Health | [5 empty] | MHOSH Inventory Dec 2019 into 2020 - Copy.xls - Newly Verified |  | Covered PM Repair - Biomedical | MHHS Orthopedic & Spine
YES | YES |  |  |  | 005-07579 | 005-07579 | Cardinal Health | AirLife |  | 0909DL055 | Biomed |  |  |  |  | 005-07579 | 005-07579 | Southeast | Memorial Hermann South East | Biomed | Storage
NO | NO |  |  |  | 009-10422 |  | CARDINAL HEALTH | AIRLIFE RT500 |  |  | NEIGHBORHOOD CLINIC - (GH) - NORTHWEST CC | MHHS-Neighborhood Clinics |  |  |  | 009-10422 |  | Central & Greater Heights |  | NEIGHBORHOOD CLINIC - (GH) - NORTHWEST CC | [5 empty] | CIRCULATORY ASSIST UNITS, PERIPHERAL COMPRESSION |  | .needs class |  |  |  |  | .needs class | Cardinal Health | [7 empty] | Covered PM Repair - Biomedical | MHHS-Neighborhood Clinics
YES | YES |  |  |  | 099-04071 | 099-04071 | Cardinal Health | aneriod |  | Nsn | PEARLAND - LABOR |  |  |  |  | 099-04071 | 099-04071 | Pearland | Memorial Hermann Pearland Hospital | PEARLAND - LABOR | Nursing | [6 empty] | SPHYGMOMANOMETERANER-TYCOS-Aneroid
YES | YES |  |  |  | 099-04079 | 099-04079 | Cardinal Health | aneriod |  |  | PEARLAND - LABOR |  |  |  |  | 099-04079 | 099-04079 | Pearland | Memorial Hermann Pearland Hospital | PEARLAND - LABOR | N3-151 soiled utility | [6 empty] | SPHYGMOMANOMETERANER-TYCOS-Aneroid
YES | YES |  |  |  | 099-04730 | 099-04730 | Cardinal Health | ANEROID |  |  | PEARLAND - CARDIOLOGY SERVICES |  |  |  |  | 099-04730 | 099-04730 | Pearland | Memorial Hermann Pearland Hospital | PEARLAND - CARDIOLOGY SERVICES | Treadmill S2 236 | [6 empty] | SPHYGMOMANOMETERANER-TYCOS-Aneroid
YES | YES | Serial Number Cnf |  |  | 099-02660 | 099-02660 | Cardinal Health | Aneroid |  | CNF | CAHF - (KY) - KATY [MP2-STE200] |  |  |  |  | 099-02660 | 099-02660 | Katy | Center for Advanced Cardiology in Katy - Medical Plaza 2 (#200) | CAHF - (KY) - KATY [MP2-STE200] | Cardiology | [6 empty] | SPHYGMOMANOMETERANER-TYCOS-Aneroid
NO | YES |  |  |  | 041-16026 | 041-16026 | CARDINAL HEALTH | BB504A |  |  | MEMORIAL CITY - Lab | MHHS-Mem City |  |  |  | 041-16026 | 041-16026 | West | MEMORIAL CITY - MEMORIAL HERMANN HOSPITAL | MEMORIAL CITY - Lab | Blood Bank |  |  |  |  | REFRIGERATORS, BLOOD BANK |  | .needs class |  |  |  |  | .needs class | Cardinal Health | [7 empty] | Not Covered Vendor Only - Biomedical | MHHS-Mem City
NO | YES |  |  |  | 029-09021 | 029-09021 | CARDINAL HEALTH | BB504A |  |  | Woodlands-Laboratory-Blood Bank | MHHS-Woodlands |  |  |  | 029-09021 | 029-09021 | Woodlands | MHHS-Woodlands | Woodlands-Laboratory-Blood Bank | Lab | 1/1/20 | 3/1/20 | 7/1/20 |  | REFRIGERATORS, BLOOD BANK |  | .needs class |  |  |  |  | .needs class | Cardinal Health |  |  |  |  | 12/1/20 |  |  | Not Covered Vendor Only - Biomedical | MHHS-Woodlands
YES | YES |  |  |  | 151-04699 | 151-04699 | Cardinal Health | brewer 5000 |  | Et04224 | MH MG - (CY) - CYPRESS MULTI SPECIALTY |  |  |  |  | 151-04699 | 151-04699 | Northwest | Memorial Hermann Medical Group Cypress Multi-Specialty (#600) | MH MG - (CY) - CYPRESS MULTI SPECIALTY | Ex 6 |  |  |  | C pic for model
YES | YES |  |  |  | 099-02796 | 099-02796 | Cardinal Health | brewer 5000 |  | ET04328 | [5 empty] | 099-02796 | 099-02796 | TMC | Urgent care center washington |  | LExam rm 4
NO | YES |  |  |  | 929-01290 | 929-01290 | CARDINAL HEALTH | C18100 |  | BH 0079086 | MH MG-(PL)-Pearland Timeshare (Mp1) | MHHS-MG |  | Lamp, Exam |  | 929-01290 | 929-01290 | Pearland | MHHS-MG | MH MG-(PL)-Pearland Timeshare (Mp1) | Exam 9 | 2/1/19 |  |  | One time safety | LIGHTS, EXAMINATION | Lamp, Exam | LAMPEXAM-Cardinal Health-C18100 | LAMPEXAM | C18100 |  |  |  | Cardinal Health | Lamp, Exam |  | LAMPEXAM-Cardinal Health-C18100 |  | 11/1/20 |  |  | Not Covered Vendor Only - Biomedical | MHHS-MG | [7 empty] | Lamp, Exam | LAMPEXAM | Lamp, Exam | Cardinal Health
NO | YES |  |  |  | 929-01298 | 929-01298 | CARDINAL HEALTH | C18100 |  | BH 0079085 | MH MG-(PL)-Pearland Multi-Specialty (Mp 2) | MHHS-MG |  | Lamp, Exam |  | 929-01298 | 929-01298 | Pearland | MHHS-MG | MH MG-(PL)-Pearland Multi-Specialty (Mp 2) | Exam 7 | 2/1/19 |  |  |  | LIGHTS, EXAMINATION | Lamp, Exam | LAMPEXAM-Cardinal Health-C18100 | LAMPEXAM | C18100 |  |  |  | Cardinal Health | Lamp, Exam |  | LAMPEXAM-Cardinal Health-C18100 |  | 11/1/20 |  |  | Not Covered Vendor Only - Biomedical | MHHS-MG | [7 empty] | Lamp, Exam | LAMPEXAM | Lamp, Exam | Cardinal Health
NO | YES |  |  |  | 929-01306 | 929-01306 | CARDINAL HEALTH | C18100 |  | BH 0069551 | MH MG-(PL)-Pearland Multi-Specialty (Mp 2) | MHHS-MG |  | Lamp, Exam |  | 929-01306 | 929-01306 | Pearland | MHHS-MG | MH MG-(PL)-Pearland Multi-Specialty (Mp 2) | Exam 12 | 2/1/19 |  |  |  | LIGHTS, EXAMINATION | Lamp, Exam | LAMPEXAM-Cardinal Health-C18100 | LAMPEXAM | C18100 |  |  |  | Cardinal Health | Lamp, Exam |  | LAMPEXAM-Cardinal Health-C18100 |  | 11/1/20 |  |  | Not Covered Vendor Only - Biomedical | MHHS-MG | [7 empty] | Lamp, Exam | LAMPEXAM | Lamp, Exam | Cardinal Health
NO | YES |  |  |  |  | 151-03842 | CARDINAL HEALTH | C18100 |  | BH0064965 | MH MG-(CY)-Copperfield | MHHS-MG |  | Lamp, Exam |  |  | 151-03842 | Northwest | MHHS-MG | MH MG-(CY)-Copperfield | Exam 1 | 9/1/16 |  |  | One time safety | LIGHTS, EXAMINATION | Lamp, Exam | LAMPEXAM-Cardinal Health-C18100 | LAMPEXAM | C18100 |  |  |  | Cardinal Health | Lamp, Exam |  | LAMPEXAM-Cardinal Health-C18100 |  | 11/1/20 |  |  | Not Covered Vendor Only - Biomedical | MHHS-MG | [7 empty] | Lamp, Exam | LAMPEXAM | Lamp, Exam | Cardinal Health
NO | YES |  |  |  |  | 151-03874 | CARDINAL HEALTH | C18100 |  | BH0064967 | MH MG-(CY)-Copperfield | MHHS-MG |  | Lamp, Exam |  |  | 151-03874 | Northwest | MHHS-MG | MH MG-(CY)-Copperfield | Ex 2 | 9/1/16 |  |  |  | LIGHTS, EXAMINATION | Lamp, Exam | LAMPEXAM-Cardinal Health-C18100 | LAMPEXAM | C18100 |  |  |  | Cardinal Health | Lamp, Exam |  | LAMPEXAM-Cardinal Health-C18100 |  | 11/1/20 |  |  | Not Covered Vendor Only - Biomedical | MHHS-MG | [7 empty] | Lamp, Exam | LAMPEXAM | Lamp, Exam | Cardinal Health
NO | YES |  |  |  |  | 151-03846 | CARDINAL HEALTH | C18100 |  | BH0064964 | MH MG-(CY)-Copperfield | MHHS-MG |  | Lamp, Exam |  |  | 151-03846 | Northwest | MHHS-MG | MH MG-(CY)-Copperfield | Exam 3 | 9/1/16 |  |  |  | LIGHTS, EXAMINATION | Lamp, Exam | LAMPEXAM-Cardinal Health-C18100 | LAMPEXAM | C18100 |  |  |  | Cardinal Health | Lamp, Exam |  | LAMPEXAM-Cardinal Health-C18100 |  | 11/1/20 |  |  | Not Covered Vendor Only - Biomedical | MHHS-MG | [7 empty] | Lamp, Exam | LAMPEXAM | Lamp, Exam | Cardinal Health
NO | YES |  |  |  |  | 151-05135 | CARDINAL HEALTH | C18100 |  | BH0064966 | MH MG-(CY)-Copperfield | MHHS-MG |  | Lamp, Exam |  |  | 151-05135 | Northwest | MHHS-MG | MH MG-(CY)-Copperfield | Ex 4 | 9/1/16 |  |  |  | LIGHTS, EXAMINATION | Lamp, Exam | LAMPEXAM-Cardinal Health-C18100 | LAMPEXAM | C18100 |  |  |  | Cardinal Health | Lamp, Exam |  | LAMPEXAM-Cardinal Health-C18100 |  | 11/1/20 |  |  | Not Covered Vendor Only - Biomedical | MHHS-MG | [7 empty] | Lamp, Exam | LAMPEXAM | Lamp, Exam | Cardinal Health
NO | YES |  |  |  |  | 151-03860 | CARDINAL HEALTH | C18100 |  | BH0071519 | MH MG-(CY)-Copperfield | MHHS-MG |  | Lamp, Exam |  |  | 151-03860 | Northwest | MHHS-MG | MH MG-(CY)-Copperfield | Ex rm 7 | 9/1/16 |  |  |  | LIGHTS, EXAMINATION | Lamp, Exam | LAMPEXAM-Cardinal Health-C18100 | LAMPEXAM | C18100 |  |  |  | Cardinal Health | Lamp, Exam |  | LAMPEXAM-Cardinal Health-C18100 |  | 11/1/20 |  |  | Not Covered Vendor Only - Biomedical | MHHS-MG | [7 empty] | Lamp, Exam | LAMPEXAM | Lamp, Exam | Cardinal Health
NO | YES |  |  |  |  | 151-03865 | CARDINAL HEALTH | C18100 |  | BH0071521 | MH MG-(CY)-Copperfield | MHHS-MG |  | Lamp, Exam |  |  | 151-03865 | Northwest | MHHS-MG | MH MG-(CY)-Copperfield | Ex room 8 | 9/1/16 |  |  |  | LIGHTS, EXAMINATION | Lamp, Exam | LAMPEXAM-Cardinal Health-C18100 | LAMPEXAM | C18100 |  |  |  | Cardinal Health | Lamp, Exam |  | LAMPEXAM-Cardinal Health-C18100 |  | 11/1/20 |  |  | Not Covered Vendor Only - Biomedical | MHHS-MG | [7 empty] | Lamp, Exam | LAMPEXAM | Lamp, Exam | Cardinal Health
NO | YES |  |  |  |  | 151-05133 | CARDINAL HEALTH | C18100 |  | BH0082353 | MH MG-(CY)-Copperfield | MHHS-MG |  | Lamp, Exam |  |  | 151-05133 | Northwest | MHHS-MG | MH MG-(CY)-Copperfield | Ex rm 6 | 9/1/16 |  |  |  | LIGHTS, EXAMINATION | Lamp, Exam | LAMPEXAM-Cardinal Health-C18100 | LAMPEXAM | C18100 |  |  |  | Cardinal Health | Lamp, Exam |  | LAMPEXAM-Cardinal Health-C18100 |  | 11/1/20 |  |  | Not Covered Vendor Only - Biomedical | MHHS-MG | [7 empty] | Lamp, Exam | LAMPEXAM | Lamp, Exam | Cardinal Health
NO | YES |  |  |  |  | 151-03867 | CARDINAL HEALTH | C18100 |  | BH0095327 | MH MG-(CY)-Copperfield | MHHS-MG |  | Lamp, Exam |  |  | 151-03867 | Northwest | MHHS-MG | MH MG-(CY)-Copperfield | Ex rm 9 | 5/1/17 |  |  |  | LIGHTS, EXAMINATION | Lamp, Exam | LAMPEXAM-Cardinal Health-C18100 | LAMPEXAM | C18100 |  |  |  | Cardinal Health | Lamp, Exam |  | LAMPEXAM-Cardinal Health-C18100 |  | 12/19/20 |  |  | No Coverage Specified | MHHS-MG | [7 empty] | Lamp, Exam | LAMPEXAM | Lamp, Exam | Cardinal Health
NO | YES |  |  |  |  | 151-05127 | CARDINAL HEALTH | C18100 |  | BH0082780 | MH MG-(CY)-Fairfield [Mp1-Ste100] | MHHS-MG |  | Lamp, Exam |  |  | 151-05127 | Northwest | MHHS-MG | MH MG-(CY)-Fairfield [Mp1-Ste100] | Eaxm room 6 | 5/1/17 |  |  |  | LIGHTS, EXAMINATION | Lamp, Exam | LAMPEXAM-Cardinal Health-C18100 | LAMPEXAM | C18100 |  |  |  | Cardinal Health | Lamp, Exam |  | LAMPEXAM-Cardinal Health-C18100 |  | 12/19/20 |  |  | No Coverage Specified | MHHS-MG | [7 empty] | Lamp, Exam | LAMPEXAM | Lamp, Exam | Cardinal Health
NO | YES |  |  |  |  | 151-05167 | CARDINAL HEALTH | C18100 |  | BH0082779 | MH MG-(CY)-Fairfield [Mp1-Ste100] | MHHS-MG |  | Lamp, Exam |  |  | 151-05167 | Northwest | MHHS-MG | MH MG-(CY)-Fairfield [Mp1-Ste100] | Ex room7 | 5/1/17 |  |  |  | LIGHTS, EXAMINATION | Lamp, Exam | LAMPEXAM-Cardinal Health-C18100 | LAMPEXAM | C18100 |  |  |  | Cardinal Health | Lamp, Exam |  | LAMPEXAM-Cardinal Health-C18100 |  | 11/1/20 |  |  | Not Covered Vendor Only - Biomedical | MHHS-MG | [7 empty] | Lamp, Exam | LAMPEXAM | Lamp, Exam | Cardinal Health
NO | YES |  |  |  |  | 151-05163 | CARDINAL HEALTH | C18100 |  | BH0082781 | MH MG-(CY)-Fairfield [Mp1-Ste100] | MHHS-MG |  | Lamp, Exam |  |  | 151-05163 | Northwest | MHHS-MG | MH MG-(CY)-Fairfield [Mp1-Ste100] | Exam 3 | 5/1/17 |  |  | One time safety | LIGHTS, EXAMINATION | Lamp, Exam | LAMPEXAM-Cardinal Health-C18100 | LAMPEXAM | C18100 |  |  |  | Cardinal Health | Lamp, Exam |  | LAMPEXAM-Cardinal Health-C18100 |  | 11/1/20 |  |  | Not Covered Vendor Only - Biomedical | MHHS-MG | [7 empty] | Lamp, Exam | LAMPEXAM | Lamp, Exam | Cardinal Health
NO | YES |  |  |  |  | 151-05121 | CARDINAL HEALTH | C18100 |  | BH0082782 | MH MG-(CY)-Fairfield [Mp1-Ste100] | MHHS-MG |  | Lamp, Exam |  |  | 151-05121 | Northwest | MHHS-MG | MH MG-(CY)-Fairfield [Mp1-Ste100] | Exam Room 4 | 5/1/17 |  |  |  | LIGHTS, EXAMINATION | Lamp, Exam | LAMPEXAM-Cardinal Health-C18100 | LAMPEXAM | C18100 |  |  |  | Cardinal Health | Lamp, Exam |  | LAMPEXAM-Cardinal Health-C18100 |  | 11/1/20 |  |  | Not Covered Vendor Only - Biomedical | MHHS-MG | [7 empty] | Lamp, Exam | LAMPEXAM | Lamp, Exam | Cardinal Health
NO | YES |  |  |  |  | 151-05158 | CARDINAL HEALTH | C18100 |  | BH0082784 | MH MG-(CY)-Fairfield [Mp1-Ste100] | MHHS-MG |  | Lamp, Exam |  |  | 151-05158 | Northwest | MHHS-MG | MH MG-(CY)-Fairfield [Mp1-Ste100] | Exam 2 | 5/1/17 |  |  | One time safety | LIGHTS, EXAMINATION | Lamp, Exam | LAMPEXAM-Cardinal Health-C18100 | LAMPEXAM | C18100 |  |  |  | Cardinal Health | Lamp, Exam |  | LAMPEXAM-Cardinal Health-C18100 |  | 12/1/20 |  |  | Not Covered Vendor Only - Biomedical | MHHS-MG | [7 empty] | Lamp, Exam | LAMPEXAM | Lamp, Exam | Cardinal Health
NO | YES |  |  |  |  | 151-05124 | CARDINAL HEALTH | C18100 |  | BH0082913 | MH MG-(CY)-Fairfield [Mp1-Ste100] | MHHS-MG |  | Lamp, Exam |  |  | 151-05124 | Northwest | MHHS-MG | MH MG-(CY)-Fairfield [Mp1-Ste100] | Exam Room 5 | 5/1/17 |  |  |  | LIGHTS, EXAMINATION | Lamp, Exam | LAMPEXAM-Cardinal Health-C18100 | LAMPEXAM | C18100 |  |  |  | Cardinal Health | Lamp, Exam |  | LAMPEXAM-Cardinal Health-C18100 |  | 12/1/20 |  |  | Not Covered Vendor Only - Biomedical | MHHS-MG | [7 empty] | Lamp, Exam | LAMPEXAM | Lamp, Exam | Cardinal Health
NO | YES |  |  |  |  | 151-03897 | CARDINAL HEALTH | C18100 |  | BH0071520 | MH MG-(CY)-Fairfield [Mp1-Ste100] | MHHS-MG |  | Lamp, Exam |  |  | 151-03897 | Northwest | MHHS-MG | MH MG-(CY)-Fairfield [Mp1-Ste100] | Exam Room 8 | 5/1/17 |  |  |  | LIGHTS, EXAMINATION | Lamp, Exam | LAMPEXAM-Cardinal Health-C18100 | LAMPEXAM | C18100 |  |  |  | Cardinal Health | Lamp, Exam |  | LAMPEXAM-Cardinal Health-C18100 |  | 12/19/20 |  |  | No Coverage Specified | MHHS-MG | [7 empty] | Lamp, Exam | LAMPEXAM | Lamp, Exam | Cardinal Health
NO | YES |  |  |  |  | 151-05154 | CARDINAL HEALTH | C18100 |  | BH0067533 | MH MG-(CY)-Fairfield [Mp1-Ste100] | MHHS-MG |  | Lamp, Exam |  |  | 151-05154 | Northwest | MHHS-MG | MH MG-(CY)-Fairfield [Mp1-Ste100] | Exam 9 |  | 2/1/20 |  | One time safety sticker | LIGHTS, EXAMINATION | Lamp, Exam | LAMPEXAM-Cardinal Health-C18100 | LAMPEXAM | C18100 |  |  |  | Cardinal Health | Lamp, Exam |  | LAMPEXAM-Cardinal Health-C18100 |  | 12/19/20 |  |  | No Coverage Specified | MHHS-MG | [7 empty] | Lamp, Exam | LAMPEXAM | Lamp, Exam | Cardinal Health
NO | YES |  |  |  | 583-00887 | 583-00887 | CARDINAL HEALTH | C18100 |  | NSN | MH MG-(KY)-Firethorne | MHHS-MG |  | Lamp, Exam |  | 583-00887 | 583-00887 | Katy | MHHS-MG | MH MG-(KY)-Firethorne | Exam room 7 | 1/1/19 |  |  | One time safety | LIGHTS, EXAMINATION | Lamp, Exam | LAMPEXAM-Cardinal Health-C18100 | LAMPEXAM | C18100 |  |  |  | Cardinal Health | Lamp, Exam |  | LAMPEXAM-Cardinal Health-C18100 |  | 12/19/20 |  |  | No Coverage Specified | MHHS-MG | [7 empty] | Lamp, Exam | LAMPEXAM | Lamp, Exam | Cardinal Health
NO | YES |  |  |  | 583-00888 | 583-00888 | CARDINAL HEALTH | C18100 |  | NSN | MH MG-(KY)-Urgent Care-Fulshear | MHHS-MG |  | Lamp, Exam |  | 583-00888 | 583-00888 | Katy | MHHS-MG | MH MG-(KY)-Urgent Care-Fulshear | Exam room 4 |  |  |  |  | LIGHTS, EXAMINATION | Lamp, Exam | LAMPEXAM-Cardinal Health-C18100 | LAMPEXAM | C18100 |  |  |  | Cardinal Health | Lamp, Exam |  | LAMPEXAM-Cardinal Health-C18100 |  | 12/19/20 |  |  | No Coverage Specified | MHHS-MG | [7 empty] | Lamp, Exam | LAMPEXAM | Lamp, Exam | Cardinal Health
NO | YES |  |  |  | 583-00890 | 583-00890 | CARDINAL HEALTH | C18100 |  | NSN | MH MG-(KY)-Urgent Care-Fulshear | MHHS-MG |  | Lamp, Exam |  | 583-00890 | 583-00890 | Katy | MHHS-MG | MH MG-(KY)-Urgent Care-Fulshear | Exam room 4 |  |  |  |  | LIGHTS, EXAMINATION | Lamp, Exam | LAMPEXAM-Cardinal Health-C18100 | LAMPEXAM | C18100 |  |  |  | Cardinal Health | Lamp, Exam |  | LAMPEXAM-Cardinal Health-C18100 |  | 12/19/20 |  |  | No Coverage Specified | MHHS-MG | [7 empty] | Lamp, Exam | LAMPEXAM | Lamp, Exam | Cardinal Health
NO | YES |  |  |  | 000-03653 | 000-03653 | CARDINAL HEALTH | C18100 |  |  | MH MG-(KY)-Katy [Mp2-Ste400] | MHHS-MG |  | Lamp, Exam |  | 000-03653 | 000-03653 | Katy | MHHS-MG | MH MG-(KY)-Katy [Mp2-Ste400] |  | 8/1/18 |  |  |  | LIGHTS, EXAMINATION | Lamp, Exam | LAMPEXAM-Cardinal Health-C18100 | LAMPEXAM | C18100 |  |  |  | Cardinal Health | Lamp, Exam |  | LAMPEXAM-Cardinal Health-C18100 |  | 12/19/20 |  |  | No Coverage Specified | MHHS-MG | [7 empty] | Lamp, Exam | LAMPEXAM | Lamp, Exam | Cardinal Health
NO | YES |  |  |  | 000-03658 | 000-03658 | CARDINAL HEALTH | C18100 |  |  | MH MG-(KY)-Katy [Mp2-Ste400] | MHHS-MG |  | Lamp, Exam |  | 000-03658 | 000-03658 | Katy | MHHS-MG | MH MG-(KY)-Katy [Mp2-Ste400] | Exam 12 | 7/1/18 |  |  |  | LIGHTS, EXAMINATION | Lamp, Exam | LAMPEXAM-Cardinal Health-C18100 | LAMPEXAM | C18100 |  |  |  | Cardinal Health | Lamp, Exam |  | LAMPEXAM-Cardinal Health-C18100 |  | 12/19/20 |  |  | No Coverage Specified | MHHS-MG | [7 empty] | Lamp, Exam | LAMPEXAM | Lamp, Exam | Cardinal Health
NO | YES |  |  |  | 000-03661 | 000-03661 | CARDINAL HEALTH | C18100 |  |  | MH MG-(KY)-Katy [Mp2-Ste400] | MHHS-MG |  | Lamp, Exam |  | 000-03661 | 000-03661 | Katy | MHHS-MG | MH MG-(KY)-Katy [Mp2-Ste400] | Exam 13 | 8/1/18 |  |  | One time safety | LIGHTS, EXAMINATION | Lamp, Exam | LAMPEXAM-Cardinal Health-C18100 | LAMPEXAM | C18100 |  |  |  | Cardinal Health | Lamp, Exam |  | LAMPEXAM-Cardinal Health-C18100 |  | 12/19/20 |  |  | No Coverage Specified | MHHS-MG | [7 empty] | Lamp, Exam | LAMPEXAM | Lamp, Exam | Cardinal Health
NO | YES |  |  |  | 000-03664 | 000-03664 | CARDINAL HEALTH | C18100 |  |  | MH MG-(KY)-Katy [Mp2-Ste400] | MHHS-MG |  | Lamp, Exam |  | 000-03664 | 000-03664 | Katy | MHHS-MG | MH MG-(KY)-Katy [Mp2-Ste400] | MP2 STE 400 | 7/1/18 |  |  |  | LIGHTS, EXAMINATION | Lamp, Exam | LAMPEXAM-Cardinal Health-C18100 | LAMPEXAM | C18100 |  |  |  | Cardinal Health | Lamp, Exam |  | LAMPEXAM-Cardinal Health-C18100 |  | 12/19/20 |  |  | No Coverage Specified | MHHS-MG | [7 empty] | Lamp, Exam | LAMPEXAM | Lamp, Exam | Cardinal Health
NO | YES |  |  |  | 000-03743 | 000-03743 | CARDINAL HEALTH | C18100 |  |  | MH MG-(KY)-Katy [Mp2-Ste400] | MHHS-MG |  | Lamp, Exam |  | 000-03743 | 000-03743 | Katy | MHHS-MG | MH MG-(KY)-Katy [Mp2-Ste400] | Exam 17 | 7/1/18 |  |  | One time safety | LIGHTS, EXAMINATION | Lamp, Exam | LAMPEXAM-Cardinal Health-C18100 | LAMPEXAM | C18100 |  |  |  | Cardinal Health | Lamp, Exam |  | LAMPEXAM-Cardinal Health-C18100 |  | 12/19/20 |  |  | No Coverage Specified | MHHS-MG | [7 empty] | Lamp, Exam | LAMPEXAM | Lamp, Exam | Cardinal Health
NO | YES |  |  |  | 000-03749 | 000-03749 | CARDINAL HEALTH | C18100 |  |  | MH MG-(KY)-Katy [Mp2-Ste400] | MHHS-MG |  | Lamp, Exam |  | 000-03749 | 000-03749 | Katy | MHHS-MG | MH MG-(KY)-Katy [Mp2-Ste400] | Exam 18 | 7/1/18 |  |  |  | LIGHTS, EXAMINATION | Lamp, Exam | LAMPEXAM-Cardinal Health-C18100 | LAMPEXAM | C18100 |  |  |  | Cardinal Health | Lamp, Exam |  | LAMPEXAM-Cardinal Health-C18100 |  | 12/19/20 |  |  | No Coverage Specified | MHHS-MG | [7 empty] | Lamp, Exam | LAMPEXAM | Lamp, Exam | Cardinal Health
NO | YES |  |  |  | 000-03752 | 000-03752 | CARDINAL HEALTH | C18100 |  |  | MH MG-(KY)-Katy [Mp2-Ste400] | MHHS-MG |  | Lamp, Exam |  | 000-03752 | 000-03752 | Katy | MHHS-MG | MH MG-(KY)-Katy [Mp2-Ste400] | Exam 17 | 7/1/18 |  |  |  | LIGHTS, EXAMINATION | Lamp, Exam | LAMPEXAM-Cardinal Health-C18100 | LAMPEXAM | C18100 |  |  |  | Cardinal Health | Lamp, Exam |  | LAMPEXAM-Cardinal Health-C18100 |  | 12/19/20 |  |  | No Coverage Specified | MHHS-MG | [7 empty] | Lamp, Exam | LAMPEXAM | Lamp, Exam | Cardinal Health
NO | YES |  |  |  | 000-03942 | 000-03942 | CARDINAL HEALTH | C18100 |  |  | MH MG-(KY)-Katy [Mp2-Ste400] | MHHS-MG |  | Lamp, Exam |  | 000-03942 | 000-03942 | Katy | MHHS-MG | MH MG-(KY)-Katy [Mp2-Ste400] | Ex 3 |  |  |  |  | LIGHTS, EXAMINATION | Lamp, Exam | LAMPEXAM-Cardinal Health-C18100 | LAMPEXAM | C18100 |  |  |  | Cardinal Health | Lamp, Exam |  | LAMPEXAM-Cardinal Health-C18100 |  | 12/19/20 |  |  | No Coverage Specified | MHHS-MG | [7 empty] | Lamp, Exam | LAMPEXAM | Lamp, Exam | Cardinal Health
NO | YES |  |  |  | 000-03944 | 000-03944 | CARDINAL HEALTH | C18100 |  |  | MH MG-(KY)-Katy [Mp2-Ste400] | MHHS-MG |  | Lamp, Exam |  | 000-03944 | 000-03944 | Katy | MHHS-MG | MH MG-(KY)-Katy [Mp2-Ste400] | Ex 2 |  |  |  |  | LIGHTS, EXAMINATION | Lamp, Exam | LAMPEXAM-Cardinal Health-C18100 | LAMPEXAM | C18100 |  |  |  | Cardinal Health | Lamp, Exam |  | LAMPEXAM-Cardinal Health-C18100 |  | 12/19/20 |  |  | No Coverage Specified | MHHS-MG | [7 empty] | Lamp, Exam | LAMPEXAM | Lamp, Exam | Cardinal Health
NO | YES |  |  |  | 000-03945 | 000-03945 | CARDINAL HEALTH | C18100 |  |  | MH MG-(KY)-Katy [Mp2-Ste400] | MHHS-MG |  | Lamp, Exam |  | 000-03945 | 000-03945 | Katy | MHHS-MG | MH MG-(KY)-Katy [Mp2-Ste400] |  | 8/1/18 |  |  |  | LIGHTS, EXAMINATION | Lamp, Exam | LAMPEXAM-Cardinal Health-C18100 | LAMPEXAM | C18100 |  |  |  | Cardinal Health | Lamp, Exam |  | LAMPEXAM-Cardinal Health-C18100 |  | 12/19/20 |  |  | No Coverage Specified | MHHS-MG | [7 empty] | Lamp, Exam | LAMPEXAM | Lamp, Exam | Cardinal Health
NO | YES |  |  |  | 000-03950 | 000-03950 | CARDINAL HEALTH | C18100 |  |  | MH MG-(KY)-Katy [Mp2-Ste400] | MHHS-MG |  | Lamp, Exam |  | 000-03950 | 000-03950 | Katy | MHHS-MG | MH MG-(KY)-Katy [Mp2-Ste400] | 4th floor | 8/1/18 | 8/1/20 |  |  | LIGHTS, EXAMINATION | Lamp, Exam | LAMPEXAM-Cardinal Health-C18100 | LAMPEXAM | C18100 |  |  |  | Cardinal Health | Lamp, Exam |  | LAMPEXAM-Cardinal Health-C18100 |  | 11/11/20 |  |  | Not Covered Vendor Only - Biomedical | MHHS-MG | [7 empty] | Lamp, Exam | LAMPEXAM | Lamp, Exam | Cardinal Health
NO | YES |  |  |  | 000-03953 | 000-03953 | CARDINAL HEALTH | C18100 |  |  | MH MG-(KY)-Katy [Mp2-Ste400] | MHHS-MG |  | Lamp, Exam |  | 000-03953 | 000-03953 | Katy | MHHS-MG | MH MG-(KY)-Katy [Mp2-Ste400] |  | 8/1/18 |  |  |  | LIGHTS, EXAMINATION | Lamp, Exam | LAMPEXAM-Cardinal Health-C18100 | LAMPEXAM | C18100 |  |  |  | Cardinal Health | Lamp, Exam |  | LAMPEXAM-Cardinal Health-C18100 |  | 11/11/20 |  |  | Not Covered Vendor Only - Biomedical | MHHS-MG | [7 empty] | Lamp, Exam | LAMPEXAM | Lamp, Exam | Cardinal Health
NO | YES |  |  |  | 000-03956 | 000-03956 | CARDINAL HEALTH | C18100 |  |  | MH MG-(KY)-Katy [Mp2-Ste400] | MHHS-MG |  | Lamp, Exam |  | 000-03956 | 000-03956 | Katy | MHHS-MG | MH MG-(KY)-Katy [Mp2-Ste400] | 4th floor | 8/1/18 | 8/1/20 |  |  | LIGHTS, EXAMINATION | Lamp, Exam | LAMPEXAM-Cardinal Health-C18100 | LAMPEXAM | C18100 |  |  |  | Cardinal Health | Lamp, Exam |  | LAMPEXAM-Cardinal Health-C18100 |  | 12/1/20 |  |  | Not Covered Vendor Only - Biomedical | MHHS-MG | [7 empty] | Lamp, Exam | LAMPEXAM | Lamp, Exam | Cardinal Health
NO | YES |  |  |  | 000-03959 | 000-03959 | CARDINAL HEALTH | C18100 |  |  | MH MG-(KY)-Katy [Mp2-Ste400] | MHHS-MG |  | Lamp, Exam |  | 000-03959 | 000-03959 | Katy | MHHS-MG | MH MG-(KY)-Katy [Mp2-Ste400] | Room8 |  |  |  |  | LIGHTS, EXAMINATION | Lamp, Exam | LAMPEXAM-Cardinal Health-C18100 | LAMPEXAM | C18100 |  |  |  | Cardinal Health | Lamp, Exam |  | LAMPEXAM-Cardinal Health-C18100 |  | 12/1/20 |  |  | Not Covered Vendor Only - Biomedical | MHHS-MG | [7 empty] | Lamp, Exam | LAMPEXAM | Lamp, Exam | Cardinal Health
NO | YES | Serial Number 2102212 |  |  | 929-01116 | 929-01116 | CARDINAL HEALTH | C18100 |  |  | MH MG-(KY)-Katy CCC | MHHS-MG |  | Lamp, Exam |  | 929-01116 | 929-01116 | Katy | MHHS-MG | MH MG-(KY)-Katy CCC | Exam 15 |  |  |  |  | LIGHTS, EXAMINATION | Lamp, Exam | LAMPEXAM-Cardinal Health-C18100 | LAMPEXAM | C18100 |  |  |  | Cardinal Health | Lamp, Exam |  | LAMPEXAM-Cardinal Health-C18100 |  | 12/1/20 |  |  | Not Covered Vendor Only - Biomedical | MHHS-MG | [7 empty] | Lamp, Exam | LAMPEXAM | Lamp, Exam | Cardinal Health
NO | YES |  |  |  | 129-02841 | 129-02841 | CARDINAL HEALTH | C18100 |  | NSN | MH MG-(SL)-Sugar Land Multi-Specialty (Mp1) | MHHS-MG |  | Lamp, Exam |  | 129-02841 | 129-02841 | Sugar Land | MHHS-MG | MH MG-(SL)-Sugar Land Multi-Specialty (Mp1) | Procesure room 2 | 2/1/16 |  |  | No pm required | LIGHTS, EXAMINATION | Lamp, Exam | LAMPEXAM-Cardinal Health-C18100 | LAMPEXAM | C18100 |  |  |  | Cardinal Health | Lamp, Exam |  | LAMPEXAM-Cardinal Health-C18100 |  | 11/1/20 |  |  | Not Covered Vendor Only - Biomedical | MHHS-MG | [7 empty] | Lamp, Exam | LAMPEXAM | Lamp, Exam | Cardinal Health
NO | YES |  |  |  | 129-04871 | 129-04871 | CARDINAL HEALTH | C18100 |  | NSN | MH MG-(SL)-Sugar Land Multi-Specialty (Mp1) | MHHS-MG |  | Lamp, Exam |  | 129-04871 | 129-04871 | Sugar Land | MHHS-MG | MH MG-(SL)-Sugar Land Multi-Specialty (Mp1) | Storage | 7/1/13 |  |  |  | LIGHTS, EXAMINATION | Lamp, Exam | LAMPEXAM-Cardinal Health-C18100 | LAMPEXAM | C18100 |  |  |  | Cardinal Health | Lamp, Exam |  | LAMPEXAM-Cardinal Health-C18100 |  | 11/1/20 |  |  | Not Covered Vendor Only - Biomedical | MHHS-MG | [7 empty] | Lamp, Exam | LAMPEXAM | Lamp, Exam | Cardinal Health
NO | YES |  |  |  | 129-04869 | 129-04869 | CARDINAL HEALTH | C18100 |  | NSN | MH MG-(SL)-Sugar Land Multi-Specialty (Mp1) | MHHS-MG |  | Lamp, Exam |  | 129-04869 | 129-04869 | Sugar Land | MHHS-MG | MH MG-(SL)-Sugar Land Multi-Specialty (Mp1) | Exam 16 | 7/1/13 |  |  | No pm required | LIGHTS, EXAMINATION | Lamp, Exam | LAMPEXAM-Cardinal Health-C18100 | LAMPEXAM | C18100 |  |  |  | Cardinal Health | Lamp, Exam |  | LAMPEXAM-Cardinal Health-C18100 |  | 11/1/20 |  |  | Not Covered Vendor Only - Biomedical | MHHS-MG | [7 empty] | Lamp, Exam | LAMPEXAM | Lamp, Exam | Cardinal Health
NO | YES |  |  |  | 129-04874 | 129-04874 | CARDINAL HEALTH | C18100 |  | NSN | MH MG-(SL)-Sugar Land Multi-Specialty (Mp1) | MHHS-MG |  | Lamp, Exam |  | 129-04874 | 129-04874 | Sugar Land | MHHS-MG | MH MG-(SL)-Sugar Land Multi-Specialty (Mp1) | Storage | 7/1/13 |  |  | No pm sticker | LIGHTS, EXAMINATION | Lamp, Exam | LAMPEXAM-Cardinal Health-C18100 | LAMPEXAM | C18100 |  |  |  | Cardinal Health | Lamp, Exam |  | LAMPEXAM-Cardinal Health-C18100 |  | 11/1/20 |  |  | Not Covered Vendor Only - Biomedical | MHHS-MG | [7 empty] | Lamp, Exam | LAMPEXAM | Lamp, Exam | Cardinal Health
NO | YES |  |  |  | 929-01342 | 929-01342 | CARDINAL HEALTH | C18100 |  | BH0069093 | MH MG-(WDLS)-Twl Exec Health (Ste 301) | MHHS-MG |  | Lamp, Exam |  | 929-01342 | 929-01342 | Woodlands | MHHS-MG | MH MG-(WDLS)-Twl Exec Health (Ste 301) | Workroom |  |  | 3/1/20 | No p.m. sticker | LIGHTS, EXAMINATION | Lamp, Exam | LAMPEXAM-Cardinal Health-C18100 | LAMPEXAM | C18100 |  |  |  | Cardinal Health | Lamp, Exam |  | LAMPEXAM-Cardinal Health-C18100 |  | 11/1/20 |  |  | Not Covered Vendor Only - Biomedical | MHHS-MG | [7 empty] | Lamp, Exam | LAMPEXAM | Lamp, Exam | Cardinal Health
NO | YES | Serial Number 2102212 |  |  | 151-03832 | 151-03832 | Cardinal Health | C18100 |  |  | OPID-(PL)-Pearland-406 (Mp1) |  |  |  |  | 151-03832 | 151-03832 | Pearland | MHHS-Others | OPID-(PL)-Pearland-406 (Mp1) | Radiology 1 | 2/1/20 | 2/1/20 |  |  |  | Lamp, Exam | LAMPEXAM-Cardinal Health-C18100 | [22 empty] | Lamp, Exam | LAMPEXAM | Lamp, Exam | Cardinal Health
NO | YES | Serial Number 2102212 |  |  | 099-02490 | 099-02490 | Cardinal Health | C18100 |  |  | MH MG-(KY)-OCC Health Center (Mp1) |  |  |  |  | 099-02490 | 099-02490 | Katy | MHHS-MG | MH MG-(KY)-OCC Health Center (Mp1) | Occupational Health | [5 empty] | Lamp, Exam | LAMPEXAM-Cardinal Health-C18100 | [22 empty] | Lamp, Exam | LAMPEXAM | Lamp, Exam | Cardinal Health
YES | YES |  |  |  | 099-02598 | 099-02598 | Cardinal Health | C18100 |  |  | MH MG - (KY) - KATY PEDS (MP2) |  |  |  |  | 099-02598 | 099-02598 | Katy | Center for Advanced Cardiology in Katy - Medical Plaza 2 (#200) | MH MG - (KY) - KATY PEDS (MP2) | Provider off | 2/1/20 |  |  |  |  | Lamp, Exam | LAMPEXAM-Cardinal Health-C18100 | [22 empty] | Lamp, Exam | LAMPEXAM | Lamp, Exam | Cardinal Health
NO | YES | Serial Number 2102212 |  |  | 099-01912 | 099-01912 | Cardinal Health | C18100 |  |  | MH MG-(NE)-Summer Creek CCC |  |  |  |  | 099-01912 | 099-01912 | Katy | MHHS-MG | MH MG-(NE)-Summer Creek CCC | Nurses station | [5 empty] | Lamp, Exam | LAMPEXAM-Cardinal Health-C18100 | [22 empty] | Lamp, Exam | LAMPEXAM | Lamp, Exam | Cardinal Health
YES | YES | Serial Number Cnf |  |  | 099-01913 | 099-01913 | Cardinal Health | C18100 |  | Cnf | Summer creek er |  |  |  |  | 099-01913 | 099-01913 | Katy | Memorial Hermann Convenient Care Center in Summer Creek (Summer Creek CCC) | Summer creek er | Nurses station | [5 empty] | Lamp, Exam | LAMPEXAM-Cardinal Health-C18100 | [22 empty] | Lamp, Exam | LAMPEXAM | Lamp, Exam | Cardinal Health
NO | YES | Serial Number 2102212 |  |  | 129-02431 | 129-02431 | Cardinal Health | C18100 |  |  | MH MG - (SL) - SUGAR LAND PRIMARY CARE (MP1) |  |  |  |  | 129-02431 | 129-02431 | Sugar Land | Memorial Hermann Medical Group Sugar Land (#300) | MH MG - (SL) - SUGAR LAND PRIMARY CARE (MP1) | Room 12 | [5 empty] | Lamp, Exam | LAMPEXAM-Cardinal Health-C18100 | [22 empty] | Lamp, Exam | LAMPEXAM | Lamp, Exam | Cardinal Health
NO | YES | Serial Number 2102212 |  |  | 129-04876 | 129-04876 | Cardinal Health | C18100 |  |  | MH MG-(SL)-Sugar Land Multi-Specialty (Mp1) |  |  |  |  | 129-04876 | 129-04876 | Sugar Land | MHHS-MG | MH MG-(SL)-Sugar Land Multi-Specialty (Mp1) | Hall | [5 empty] | Lamp, Exam | LAMPEXAM-Cardinal Health-C18100 | [22 empty] | Lamp, Exam | LAMPEXAM | Lamp, Exam | Cardinal Health
YES | YES | Serial Number Cnf |  |  | 129-02433 | 129-02433 | CARDINAL HEALTH | C18100 |  | Cnf | MH MG - (SL) - SUGAR LAND MULTI-SPECIALTY (MP1) |  |  |  |  | 129-02433 | 129-02433 | Sugar Land | Memorial Hermann Medical Group Sugar Land Multi-Specialty (#350) | MH MG - (SL) - SUGAR LAND MULTI-SPECIALTY (MP1) | Exam 17 |  |  |  | No pm required |  | Lamp, Exam | LAMPEXAM-Cardinal Health-C18100 | [22 empty] | Lamp, Exam | LAMPEXAM | Lamp, Exam | Cardinal Health
NO | YES | Serial Number 2102212 |  |  | 074-06021 | 074-06021 | Cardinal Health | C18100 |  |  | MH MG-(WDLS)-Ob/Gyn (Mp3) |  |  |  |  | 074-06021 | 074-06021 | woodlands | MHHS-MG | MH MG-(WDLS)-Ob/Gyn (Mp3) | OBGYN | [5 empty] | Lamp, Exam | LAMPEXAM-Cardinal Health-C18100 | [22 empty] | Lamp, Exam | LAMPEXAM | Lamp, Exam | Cardinal Health
NO | YES | Serial Number 2102212 |  |  | 074-06022 | 074-06022 | Cardinal Health | C18100 |  |  | MH MG-(WDLS)-Ob/Gyn (Mp3) |  |  |  |  | 074-06022 | 074-06022 | woodlands | MHHS-MG | MH MG-(WDLS)-Ob/Gyn (Mp3) | OBGYN | [5 empty] | Lamp, Exam | LAMPEXAM-Cardinal Health-C18100 | [22 empty] | Lamp, Exam | LAMPEXAM | Lamp, Exam | Cardinal Health
YES | YES |  |  |  | 074-06023 | 074-06023 | Cardinal Health | C18100 |  |  | OBGYN |  |  |  |  | 074-06023 | 074-06023 | woodlands |  | OBGYN | [6 empty] | Lamp, Exam | LAMPEXAM-Cardinal Health-C18100 | [22 empty] | Lamp, Exam | LAMPEXAM | Lamp, Exam | Cardinal Health
YES | YES |  |  |  | 074-06024 | 074-06024 | Cardinal Health | C18100 |  |  | MH MG - (WDLS) - OB/GYN (MP3) |  |  |  |  | 074-06024 | 074-06024 | woodlands |  | MH MG - (WDLS) - OB/GYN (MP3) | OBGYN | [5 empty] | Lamp, Exam | LAMPEXAM-Cardinal Health-C18100 | [22 empty] | Lamp, Exam | LAMPEXAM | Lamp, Exam | Cardinal Health
YES | YES |  |  |  | 074-06025 | 074-06025 | Cardinal Health | C18100 |  |  | MH MG - (WDLS) - OB/GYN (MP3) |  |  |  |  | 074-06025 | 074-06025 | woodlands |  | MH MG - (WDLS) - OB/GYN (MP3) | OBGYN | [5 empty] | Lamp, Exam | LAMPEXAM-Cardinal Health-C18100 | [22 empty] | Lamp, Exam | LAMPEXAM | Lamp, Exam | Cardinal Health
YES | YES |  |  |  | 074-06069 | 074-06069 | Cardinal Health | C18100 |  | BH0098582 | OB/GYN MP3 |  |  |  |  | 074-06069 | 074-06069 | Woodlands | Memorial Hermann The Woodlands Medical Center | OB/GYN MP3 | OB/GYN MP3 | [5 empty] | Lamp, Exam | LAMPEXAM-Cardinal Health-C18100 | [22 empty] | Lamp, Exam | LAMPEXAM | Lamp, Exam | Cardinal Health
YES | YES |  |  |  | 099-07627 | 099-07627 | Cardinal Health | C18100 |  | BH0079542 | SE - NONINVASIVE CARDIOLOGY |  |  |  |  | 099-07627 | 099-07627 | Southeast | Memorial Hermann Southeast Hospital | SE - NONINVASIVE CARDIOLOGY | Recovery bay 6 | [5 empty] | Lamp, Exam | LAMPEXAM-Cardinal Health-C18100 | [22 empty] | Lamp, Exam | LAMPEXAM | Lamp, Exam | Cardinal Health
NO | NO |  |  |  | 929-01294 |  | CARDINAL HEALTH | C18100 |  | BH 0079087 | MH MG - (PL) - PEARLAND TIMESHARE (MP1) | MHHS-MG |  | Lamp, Exam |  | 929-01294 |  | Pearland |  | MH MG - (PL) - PEARLAND TIMESHARE (MP1) | [5 empty] | LIGHTS, EXAMINATION |  | LAMPEXAM-Cardinal Health-C18100 | LAMPEXAM | C18100 |  |  |  | Cardinal Health | Lamp, Exam |  | LAMPEXAM-Cardinal Health-C18100 |  |  |  |  | Not Covered Vendor Only - Biomedical | MHHS-MG
NO | NO |  |  |  | 041-20148 |  | CARDINAL HEALTH | C18100 |  | N/A | MH MG - (MC) - UROLOGY MC (MP3) | MHHS-MG |  | Lamp, Exam |  | 041-20148 |  | West & Memorial City |  | MH MG - (MC) - UROLOGY MC (MP3) | [5 empty] | LIGHTS, EXAMINATION |  | LAMPEXAM-Cardinal Health-C18100 | LAMPEXAM | C18100 |  |  |  | Cardinal Health | Lamp, Exam |  | LAMPEXAM-Cardinal Health-C18100 |  |  |  |  | Not Covered Vendor Only - Biomedical | MHHS-MG
NO | NO |  |  |  | 041-20149 |  | CARDINAL HEALTH | C18100 |  | N/A | MH MG - (MC) - UROLOGY MC (MP3) | MHHS-MG |  | Lamp, Exam |  | 041-20149 |  | West & Memorial City |  | MH MG - (MC) - UROLOGY MC (MP3) | [5 empty] | LIGHTS, EXAMINATION |  | LAMPEXAM-Cardinal Health-C18100 | LAMPEXAM | C18100 |  |  |  | Cardinal Health | Lamp, Exam |  | LAMPEXAM-Cardinal Health-C18100 |  |  |  |  | Not Covered Vendor Only - Biomedical | MHHS-MG
NO | NO |  |  |  | 041-20150 |  | CARDINAL HEALTH | C18100 |  | N/A | MH MG - (MC) - UROLOGY MC (MP3) | MHHS-MG |  | Lamp, Exam |  | 041-20150 |  | West & Memorial City |  | MH MG - (MC) - UROLOGY MC (MP3) | [5 empty] | LIGHTS, EXAMINATION |  | LAMPEXAM-Cardinal Health-C18100 | LAMPEXAM | C18100 |  |  |  | Cardinal Health | Lamp, Exam |  | LAMPEXAM-Cardinal Health-C18100 |  |  |  |  | Not Covered Vendor Only - Biomedical | MHHS-MG
NO | NO |  |  |  | 041-20151 |  | CARDINAL HEALTH | C18100 |  | N/A | MH MG - (MC) - UROLOGY MC (MP3) | MHHS-MG |  | Lamp, Exam |  | 041-20151 |  | West & Memorial City |  | MH MG - (MC) - UROLOGY MC (MP3) | [5 empty] | LIGHTS, EXAMINATION |  | LAMPEXAM-Cardinal Health-C18100 | LAMPEXAM | C18100 |  |  |  | Cardinal Health | Lamp, Exam |  | LAMPEXAM-Cardinal Health-C18100 |  |  |  |  | Not Covered Vendor Only - Biomedical | MHHS-MG
NO | NO |  |  |  | 041-20152 |  | CARDINAL HEALTH | C18100 |  | N/A | MH MG - (MC) - UROLOGY MC (MP3) | MHHS-MG |  | Lamp, Exam |  | 041-20152 |  | West & Memorial City |  | MH MG - (MC) - UROLOGY MC (MP3) | [5 empty] | LIGHTS, EXAMINATION |  | LAMPEXAM-Cardinal Health-C18100 | LAMPEXAM | C18100 |  |  |  | Cardinal Health | Lamp, Exam |  | LAMPEXAM-Cardinal Health-C18100 |  |  |  |  | Not Covered Vendor Only - Biomedical | MHHS-MG
NO | NO |  |  |  | 041-20153 |  | CARDINAL HEALTH | C18100 |  | N/A | MH MG - (MC) - UROLOGY MC (MP3) | MHHS-MG |  | Lamp, Exam |  | 041-20153 |  | West & Memorial City |  | MH MG - (MC) - UROLOGY MC (MP3) | [5 empty] | LIGHTS, EXAMINATION |  | LAMPEXAM-Cardinal Health-C18100 | LAMPEXAM | C18100 |  |  |  | Cardinal Health | Lamp, Exam |  | LAMPEXAM-Cardinal Health-C18100 |  |  |  |  | Not Covered Vendor Only - Biomedical | MHHS-MG
NO | NO |  |  |  | 041-20154 |  | CARDINAL HEALTH | C18100 |  | N/A | MH MG - (MC) - UROLOGY MC (MP3) | MHHS-MG |  | Lamp, Exam |  | 041-20154 |  | West & Memorial City |  | MH MG - (MC) - UROLOGY MC (MP3) | [5 empty] | LIGHTS, EXAMINATION |  | LAMPEXAM-Cardinal Health-C18100 | LAMPEXAM | C18100 |  |  |  | Cardinal Health | Lamp, Exam |  | LAMPEXAM-Cardinal Health-C18100 |  |  |  |  | Not Covered Vendor Only - Biomedical | MHHS-MG
NO | NO | [5 empty] | CARDINAL HEALTH | C18100 |  | BH0082352 | MH MG - (CY) - COPPERFIELD | MHHS-MG |  | Lamp, Exam |  |  |  | Northwest & Cypress |  | MH MG - (CY) - COPPERFIELD | [5 empty] | LIGHTS, EXAMINATION |  | LAMPEXAM-Cardinal Health-C18100 | LAMPEXAM | C18100 |  |  |  | Cardinal Health | Lamp, Exam |  | LAMPEXAM-Cardinal Health-C18100 |  |  |  |  | Not Covered Vendor Only - Biomedical | MHHS-MG
NO | NO | [5 empty] | CARDINAL HEALTH | C18100 |  | BH0082783 | MH MG - (CY) - CY-FAIR MED PLAZA | MHHS-MG |  | Lamp, Exam |  |  |  | Northwest & Cypress |  | MH MG - (CY) - CY-FAIR MED PLAZA | [5 empty] | LIGHTS, EXAMINATION |  | LAMPEXAM-Cardinal Health-C18100 | LAMPEXAM | C18100 |  |  |  | Cardinal Health | Lamp, Exam |  | LAMPEXAM-Cardinal Health-C18100 |  |  |  |  | Not Covered Vendor Only - Biomedical | MHHS-MG
NO | NO |  |  |  | 005-33764 |  | CARDINAL HEALTH | C18100 |  | BH0097627 | MH MG - (CY) - GOODMAN WALLER | MHHS-MG |  | Lamp, Exam |  | 005-33764 |  | Northwest & Cypress |  | MH MG - (CY) - GOODMAN WALLER | [5 empty] | LIGHTS, EXAMINATION |  | LAMPEXAM-Cardinal Health-C18100 | LAMPEXAM | C18100 |  |  |  | Cardinal Health | Lamp, Exam |  | LAMPEXAM-Cardinal Health-C18100 |  |  |  |  | No Coverage Specified | MHHS-MG
NO | NO |  |  |  | 000-03948 |  | CARDINAL HEALTH | C18100 |  |  | MH MG - (KY) - KATY [MP2-STE400] | MHHS-MG |  | Lamp, Exam |  | 000-03948 |  | Katy |  | MH MG - (KY) - KATY [MP2-STE400] | [5 empty] | LIGHTS, EXAMINATION |  | LAMPEXAM-Cardinal Health-C18100 | LAMPEXAM | C18100 |  |  |  | Cardinal Health | Lamp, Exam |  | LAMPEXAM-Cardinal Health-C18100 |  |  |  |  | Not Covered Vendor Only - Biomedical | MHHS-MG
NO | NO |  |  |  | 000-03592 |  | CARDINAL HEALTH | C18100 |  | BH0086612 | MH MG - (SE) - ALVIN | MHHS-MG |  | Lamp, Exam |  | 000-03592 |  | Southeast & Bay Area |  | MH MG - (SE) - ALVIN | [5 empty] | LIGHTS, EXAMINATION |  | LAMPEXAM-Cardinal Health-C18100 | LAMPEXAM | C18100 |  |  |  | Cardinal Health | Lamp, Exam |  | LAMPEXAM-Cardinal Health-C18100 |  |  |  |  | Not Covered Vendor Only - Biomedical | MHHS-MG
NO | NO |  |  |  | 000-03598 |  | CARDINAL HEALTH | C18100 |  | BH0086610 | MH MG - (SE) - ALVIN | MHHS-MG |  | Lamp, Exam |  | 000-03598 |  | Southeast & Bay Area |  | MH MG - (SE) - ALVIN | [5 empty] | LIGHTS, EXAMINATION |  | LAMPEXAM-Cardinal Health-C18100 | LAMPEXAM | C18100 |  |  |  | Cardinal Health | Lamp, Exam |  | LAMPEXAM-Cardinal Health-C18100 |  |  |  |  | Not Covered Vendor Only - Biomedical | MHHS-MG
NO | NO |  |  |  | 017-01070 |  | CARDINAL HEALTH | C18100 |  | BH0086613 | MH MG - (SE) - ALVIN | MHHS-MG |  | Lamp, Exam |  | 017-01070 |  | Southeast & Bay Area |  | MH MG - (SE) - ALVIN | [5 empty] | LIGHTS, EXAMINATION |  | LAMPEXAM-Cardinal Health-C18100 | LAMPEXAM | C18100 |  |  |  | Cardinal Health | Lamp, Exam |  | LAMPEXAM-Cardinal Health-C18100 |  |  |  |  | Not Covered Vendor Only - Biomedical | MHHS-MG
NO | NO |  |  |  | 017-01072 |  | CARDINAL HEALTH | C18100 |  | BH0086614 | MH MG - (SE) - ALVIN | MHHS-MG |  | Lamp, Exam |  | 017-01072 |  | Southeast & Bay Area |  | MH MG - (SE) - ALVIN | [5 empty] | LIGHTS, EXAMINATION |  | LAMPEXAM-Cardinal Health-C18100 | LAMPEXAM | C18100 |  |  |  | Cardinal Health | Lamp, Exam |  | LAMPEXAM-Cardinal Health-C18100 |  |  |  |  | Not Covered Vendor Only - Biomedical | MHHS-MG
NO | NO |  |  |  | 017-01075 |  | CARDINAL HEALTH | C18100 |  | BH0086611 | MH MG - (SE) - ALVIN | MHHS-MG |  | Lamp, Exam |  | 017-01075 |  | Southeast & Bay Area |  | MH MG - (SE) - ALVIN | [5 empty] | LIGHTS, EXAMINATION |  | LAMPEXAM-Cardinal Health-C18100 | LAMPEXAM | C18100 |  |  |  | Cardinal Health | Lamp, Exam |  | LAMPEXAM-Cardinal Health-C18100 |  |  |  |  | Not Covered Vendor Only - Biomedical | MHHS-MG
NO | NO |  |  |  | 017-01078 |  | CARDINAL HEALTH | C18100 |  | BH0086615 | MH MG - (SE) - ALVIN | MHHS-MG |  | Lamp, Exam |  | 017-01078 |  | Southeast & Bay Area |  | MH MG - (SE) - ALVIN | [5 empty] | LIGHTS, EXAMINATION |  | LAMPEXAM-Cardinal Health-C18100 | LAMPEXAM | C18100 |  |  |  | Cardinal Health | Lamp, Exam |  | LAMPEXAM-Cardinal Health-C18100 |  |  |  |  | Not Covered Vendor Only - Biomedical | MHHS-MG
NO | NO |  |  |  | 017-01081 |  | CARDINAL HEALTH | C18100 |  | BH0086617 | MH MG - (SE) - ALVIN | MHHS-MG |  | Lamp, Exam |  | 017-01081 |  | Southeast & Bay Area |  | MH MG - (SE) - ALVIN | [5 empty] | LIGHTS, EXAMINATION |  | LAMPEXAM-Cardinal Health-C18100 | LAMPEXAM | C18100 |  |  |  | Cardinal Health | Lamp, Exam |  | LAMPEXAM-Cardinal Health-C18100 |  |  |  |  | Not Covered Vendor Only - Biomedical | MHHS-MG
NO | NO |  |  |  | 017-01084 |  | CARDINAL HEALTH | C18100 |  | BH0086616 | MH MG - (SE) - ALVIN | MHHS-MG |  | Lamp, Exam |  | 017-01084 |  | Southeast & Bay Area |  | MH MG - (SE) - ALVIN | [5 empty] | LIGHTS, EXAMINATION |  | LAMPEXAM-Cardinal Health-C18100 | LAMPEXAM | C18100 |  |  |  | Cardinal Health | Lamp, Exam |  | LAMPEXAM-Cardinal Health-C18100 |  |  |  |  | Not Covered Vendor Only - Biomedical | MHHS-MG
NO | NO |  |  |  | 017-01087 |  | CARDINAL HEALTH | C18100 |  | BH0086618 | MH MG - (SE) - ALVIN | MHHS-MG |  | Lamp, Exam |  | 017-01087 |  | Southeast & Bay Area |  | MH MG - (SE) - ALVIN | [5 empty] | LIGHTS, EXAMINATION |  | LAMPEXAM-Cardinal Health-C18100 | LAMPEXAM | C18100 |  |  |  | Cardinal Health | Lamp, Exam |  | LAMPEXAM-Cardinal Health-C18100 |  |  |  |  | Not Covered Vendor Only - Biomedical | MHHS-MG
NO | NO |  |  |  | 129-06675 |  | CARDINAL HEALTH | C18100 |  |  | MH MG - (SL) - SUGAR LAND SPORTS MEDICINE (MP2) | MHHS-MG |  | Lamp, Exam |  | 129-06675 |  | Sugar Land |  | MH MG - (SL) - SUGAR LAND SPORTS MEDICINE (MP2) | [5 empty] | LIGHTS, EXAMINATION |  | LAMPEXAM-Cardinal Health-C18100 | LAMPEXAM | C18100 |  |  |  | Cardinal Health | Lamp, Exam |  | LAMPEXAM-Cardinal Health-C18100 |  |  |  |  | Not Covered Vendor Only - Biomedical | MHHS-MG
NO | NO |  |  |  | 129-06797 |  | CARDINAL HEALTH | C18100 |  | n/a | MH MG - (SL) - SUGAR LAND SPORTS MEDICINE (MP2) | MHHS-MG |  | Lamp, Exam |  | 129-06797 |  | Sugar Land |  | MH MG - (SL) - SUGAR LAND SPORTS MEDICINE (MP2) | [5 empty] | LIGHTS, EXAMINATION |  | LAMPEXAM-Cardinal Health-C18100 | LAMPEXAM | C18100 |  |  |  | Cardinal Health | Lamp, Exam |  | LAMPEXAM-Cardinal Health-C18100 |  |  |  |  | Not Covered Vendor Only - Biomedical | MHHS-MG
NO | NO |  |  |  | 129-06802 |  | CARDINAL HEALTH | C18100 |  | n/a | MH MG - (SL) - SUGAR LAND SPORTS MEDICINE (MP2) | MHHS-MG |  | Lamp, Exam |  | 129-06802 |  | Sugar Land |  | MH MG - (SL) - SUGAR LAND SPORTS MEDICINE (MP2) | [5 empty] | LIGHTS, EXAMINATION |  | LAMPEXAM-Cardinal Health-C18100 | LAMPEXAM | C18100 |  |  |  | Cardinal Health | Lamp, Exam |  | LAMPEXAM-Cardinal Health-C18100 |  |  |  |  | Not Covered Vendor Only - Biomedical | MHHS-MG
NO | NO |  |  |  | 000-04183 |  | CARDINAL HEALTH | C18100 |  | BH0098660 | MH MG - (WDLS) - BENDERS LANDING | MHHS-MG |  | Lamp, Exam |  | 000-04183 |  | Woodlands |  | MH MG - (WDLS) - BENDERS LANDING | [5 empty] | LIGHTS, EXAMINATION |  | LAMPEXAM-Cardinal Health-C18100 | LAMPEXAM | C18100 |  |  |  | Cardinal Health | Lamp, Exam |  | LAMPEXAM-Cardinal Health-C18100 |  |  |  |  | Not Covered Vendor Only - Biomedical | MHHS-MG
NO | NO |  |  |  | 000-04184 |  | CARDINAL HEALTH | C18100 |  | BH0098659 | MH MG - (WDLS) - BENDERS LANDING | MHHS-MG |  | Lamp, Exam |  | 000-04184 |  | Woodlands |  | MH MG - (WDLS) - BENDERS LANDING | [5 empty] | LIGHTS, EXAMINATION |  | LAMPEXAM-Cardinal Health-C18100 | LAMPEXAM | C18100 |  |  |  | Cardinal Health | Lamp, Exam |  | LAMPEXAM-Cardinal Health-C18100 |  |  |  |  | Not Covered Vendor Only - Biomedical | MHHS-MG
NO | NO |  |  |  | 000-04185 |  | CARDINAL HEALTH | C18100 |  | BH00986601 | MH MG - (WDLS) - BENDERS LANDING | MHHS-MG |  | Lamp, Exam |  | 000-04185 |  | Woodlands |  | MH MG - (WDLS) - BENDERS LANDING | [5 empty] | LIGHTS, EXAMINATION |  | LAMPEXAM-Cardinal Health-C18100 | LAMPEXAM | C18100 |  |  |  | Cardinal Health | Lamp, Exam |  | LAMPEXAM-Cardinal Health-C18100 |  |  |  |  | Not Covered Vendor Only - Biomedical | MHHS-MG
NO | NO |  |  |  | 000-04186 |  | CARDINAL HEALTH | C18100 |  | BH0098658 | MH MG - (WDLS) - BENDERS LANDING | MHHS-MG |  | Lamp, Exam |  | 000-04186 |  | Woodlands |  | MH MG - (WDLS) - BENDERS LANDING | [5 empty] | LIGHTS, EXAMINATION |  | LAMPEXAM-Cardinal Health-C18100 | LAMPEXAM | C18100 |  |  |  | Cardinal Health | Lamp, Exam |  | LAMPEXAM-Cardinal Health-C18100 |  |  |  |  | Not Covered Vendor Only - Biomedical | MHHS-MG
NO | NO |  |  |  | 929-01343 |  | CARDINAL HEALTH | C18100 |  | BH0068580 | MH MG - (WDLS) - STERLING RIDGE | MHHS-MG |  | Lamp, Exam |  | 929-01343 |  | Woodlands |  | MH MG - (WDLS) - STERLING RIDGE | [5 empty] | LIGHTS, EXAMINATION |  | LAMPEXAM-Cardinal Health-C18100 | LAMPEXAM | C18100 |  |  |  | Cardinal Health | Lamp, Exam |  | LAMPEXAM-Cardinal Health-C18100 |  |  |  |  | Not Covered Vendor Only - Biomedical | MHHS-MG
NO | NO |  |  |  | 929-01350 |  | CARDINAL HEALTH | C18100 |  | BH0068583 | MH MG - (WDLS) - STERLING RIDGE | MHHS-MG |  | Lamp, Exam |  | 929-01350 |  | Woodlands |  | MH MG - (WDLS) - STERLING RIDGE | [5 empty] | LIGHTS, EXAMINATION |  | LAMPEXAM-Cardinal Health-C18100 | LAMPEXAM | C18100 |  |  |  | Cardinal Health | Lamp, Exam |  | LAMPEXAM-Cardinal Health-C18100 |  |  |  |  | Not Covered Vendor Only - Biomedical | MHHS-MG
NO | NO |  |  |  | 929-01354 |  | CARDINAL HEALTH | C18100 |  | BH0068575 | MH MG - (WDLS) - STERLING RIDGE | MHHS-MG |  | Lamp, Exam |  | 929-01354 |  | Woodlands |  | MH MG - (WDLS) - STERLING RIDGE | [5 empty] | LIGHTS, EXAMINATION |  | LAMPEXAM-Cardinal Health-C18100 | LAMPEXAM | C18100 |  |  |  | Cardinal Health | Lamp, Exam |  | LAMPEXAM-Cardinal Health-C18100 |  |  |  |  | Not Covered Vendor Only - Biomedical | MHHS-MG
NO | NO |  |  |  | 929-01356 |  | CARDINAL HEALTH | C18100 |  | BH0068578 | MH MG - (WDLS) - STERLING RIDGE | MHHS-MG |  | Lamp, Exam |  | 929-01356 |  | Woodlands |  | MH MG - (WDLS) - STERLING RIDGE | [5 empty] | LIGHTS, EXAMINATION |  | LAMPEXAM-Cardinal Health-C18100 | LAMPEXAM | C18100 |  |  |  | Cardinal Health | Lamp, Exam |  | LAMPEXAM-Cardinal Health-C18100 |  |  |  |  | Not Covered Vendor Only - Biomedical | MHHS-MG
NO | NO |  |  |  | 929-01359 |  | CARDINAL HEALTH | C18100 |  | BH0068586 | MH MG - (WDLS) - STERLING RIDGE | MHHS-MG |  | Lamp, Exam |  | 929-01359 |  | Woodlands |  | MH MG - (WDLS) - STERLING RIDGE | [5 empty] | LIGHTS, EXAMINATION |  | LAMPEXAM-Cardinal Health-C18100 | LAMPEXAM | C18100 |  |  |  | Cardinal Health | Lamp, Exam |  | LAMPEXAM-Cardinal Health-C18100 |  |  |  |  | Not Covered Vendor Only - Biomedical | MHHS-MG
NO | NO |  |  |  | 929-01360 |  | CARDINAL HEALTH | C18100 |  | BH0068576 | MH MG - (WDLS) - STERLING RIDGE | MHHS-MG |  | Lamp, Exam |  | 929-01360 |  | Woodlands |  | MH MG - (WDLS) - STERLING RIDGE | [5 empty] | LIGHTS, EXAMINATION |  | LAMPEXAM-Cardinal Health-C18100 | LAMPEXAM | C18100 |  |  |  | Cardinal Health | Lamp, Exam |  | LAMPEXAM-Cardinal Health-C18100 |  |  |  |  | Not Covered Vendor Only - Biomedical | MHHS-MG
NO | NO |  |  |  | 929-01367 |  | CARDINAL HEALTH | C18100 |  | BH0068581 | MH MG - (WDLS) - STERLING RIDGE | MHHS-MG |  | Lamp, Exam |  | 929-01367 |  | Woodlands |  | MH MG - (WDLS) - STERLING RIDGE | [5 empty] | LIGHTS, EXAMINATION |  | LAMPEXAM-Cardinal Health-C18100 | LAMPEXAM | C18100 |  |  |  | Cardinal Health | Lamp, Exam |  | LAMPEXAM-Cardinal Health-C18100 |  |  |  |  | Not Covered Vendor Only - Biomedical | MHHS-MG
NO | NO |  |  |  | 929-01370 |  | CARDINAL HEALTH | C18100 |  | BH0068579 | MH MG - (WDLS) - STERLING RIDGE | MHHS-MG |  | Lamp, Exam |  | 929-01370 |  | Woodlands |  | MH MG - (WDLS) - STERLING RIDGE | [5 empty] | LIGHTS, EXAMINATION |  | LAMPEXAM-Cardinal Health-C18100 | LAMPEXAM | C18100 |  |  |  | Cardinal Health | Lamp, Exam |  | LAMPEXAM-Cardinal Health-C18100 |  |  |  |  | Not Covered Vendor Only - Biomedical | MHHS-MG
NO | NO |  |  |  | 929-01372 |  | CARDINAL HEALTH | C18100 |  | BH0068585 | MH MG - (WDLS) - STERLING RIDGE | MHHS-MG |  | Lamp, Exam |  | 929-01372 |  | Woodlands |  | MH MG - (WDLS) - STERLING RIDGE | [5 empty] | LIGHTS, EXAMINATION |  | LAMPEXAM-Cardinal Health-C18100 | LAMPEXAM | C18100 |  |  |  | Cardinal Health | Lamp, Exam |  | LAMPEXAM-Cardinal Health-C18100 |  |  |  |  | Not Covered Vendor Only - Biomedical | MHHS-MG
NO | NO |  |  |  | 929-01374 |  | CARDINAL HEALTH | C18100 |  | BH0068577 | MH MG - (WDLS) - STERLING RIDGE | MHHS-MG |  | Lamp, Exam |  | 929-01374 |  | Woodlands |  | MH MG - (WDLS) - STERLING RIDGE | [5 empty] | LIGHTS, EXAMINATION |  | LAMPEXAM-Cardinal Health-C18100 | LAMPEXAM | C18100 |  |  |  | Cardinal Health | Lamp, Exam |  | LAMPEXAM-Cardinal Health-C18100 |  |  |  |  | Not Covered Vendor Only - Biomedical | MHHS-MG
YES | YES |  |  |  | 151-04341 | 151-04341 | Cardinal Health | C19100 |  | EC004350 | Timeshare clinic 211 |  |  |  |  | 151-04341 | 151-04341 | Pearland | Memorial Hermann Medical Group Central Pearland | Timeshare clinic 211 | Exam 11 |  |  |  | No pm sticker
YES | YES | Serial Number Cnf |  |  | 099-00809 | 099-00809 | Cardinal Health | C19100 |  | CNF | MH MG - (KY) - KATY UROLOGY (MP2) |  |  |  |  | 099-00809 | 099-00809 | Katy | Memorial Hermann Medical Group Katy Urology (#401) | MH MG - (KY) - KATY UROLOGY (MP2) | Exam 3
YES | YES | Serial Number Cnf |  |  | 099-00808 | 099-00808 | Cardinal Health | C19100 |  | CNF | MH MG - (KY) - KATY UROLOGY (MP2) |  |  |  |  | 099-00808 | 099-00808 | Katy | Memorial Hermann Medical Group Katy Urology (#401) | MH MG - (KY) - KATY UROLOGY (MP2) | Exam 5
NO | NO |  |  |  | 000-02660 |  | CARDINAL HEALTH | C19100 |  | 000-02660 | MH MG - (SE) - UROLOGY ASSOCIATES - SOUTHEAST | MHHS-MG |  |  |  | 000-02660 |  | Southeast & Bay Area |  | MH MG - (SE) - UROLOGY ASSOCIATES - SOUTHEAST | [5 empty] | LIGHTS, EXAMINATION |  | .needs class | [5 empty] | Cardinal Health | [7 empty] | Not Covered Vendor Only - Biomedical | MHHS-MG
NO | NO |  |  |  | 000-02661 |  | CARDINAL HEALTH | C19100 |  | 000-02661 | MH MG - (SE) - UROLOGY ASSOCIATES - SOUTHEAST | MHHS-MG |  |  |  | 000-02661 |  | Southeast & Bay Area |  | MH MG - (SE) - UROLOGY ASSOCIATES - SOUTHEAST | [5 empty] | LIGHTS, EXAMINATION |  | .needs class | [5 empty] | Cardinal Health | [7 empty] | Not Covered Vendor Only - Biomedical | MHHS-MG
NO | NO |  |  |  | 000-04206 |  | CARDINAL HEALTH | C19100 |  | 000-04206 | MH MG - (SE) - UROLOGY ASSOCIATES - WEBSTER | MHHS-MG |  |  |  | 000-04206 |  | Southeast & Bay Area |  | MH MG - (SE) - UROLOGY ASSOCIATES - WEBSTER | [5 empty] | LIGHTS, EXAMINATION |  | .needs class | [5 empty] | Cardinal Health | [7 empty] | Not Covered Vendor Only - Biomedical | MHHS-MG
NO | NO |  |  |  | 000-04283 |  | CARDINAL HEALTH | C19100 |  | 000-04283 | MH MG - (SE) - UROLOGY ASSOCIATES - WEBSTER | MHHS-MG |  |  |  | 000-04283 |  | Southeast & Bay Area |  | MH MG - (SE) - UROLOGY ASSOCIATES - WEBSTER | [5 empty] | LIGHTS, EXAMINATION |  | .needs class | [5 empty] | Cardinal Health | [7 empty] | Not Covered Vendor Only - Biomedical | MHHS-MG
NO | NO |  |  |  | 000-04284 |  | CARDINAL HEALTH | C19100 |  | 000-04284 | MH MG - (SE) - UROLOGY ASSOCIATES - WEBSTER | MHHS-MG |  |  |  | 000-04284 |  | Southeast & Bay Area |  | MH MG - (SE) - UROLOGY ASSOCIATES - WEBSTER | [5 empty] | LIGHTS, EXAMINATION |  | .needs class | [5 empty] | Cardinal Health | [7 empty] | Not Covered Vendor Only - Biomedical | MHHS-MG
NO | NO |  |  |  | 000-04285 |  | CARDINAL HEALTH | C19100 |  | 000-04285 | MH MG - (SE) - UROLOGY ASSOCIATES - WEBSTER | MHHS-MG |  |  |  | 000-04285 |  | Southeast & Bay Area |  | MH MG - (SE) - UROLOGY ASSOCIATES - WEBSTER | [5 empty] | LIGHTS, EXAMINATION |  | .needs class | [5 empty] | Cardinal Health | [7 empty] | Not Covered Vendor Only - Biomedical | MHHS-MG
YES | YES |  |  |  | 069-48904 | 069-48904 | Cardinal Health | Car 50086LA |  |  | TMC - LABORATORY - ANATOMIC PATHOLOGY (2R) |  |  |  |  | 069-48904 | 069-48904 | TMC | Memorial Hermann-Texas Medical Center | TMC - LABORATORY - ANATOMIC PATHOLOGY (2R) | Frozen section 419 | 1/1/20 |  | 1/1/21
NO | YES |  |  |  | 129-05818 | 129-05818 | CARDINAL HEALTH | CH-PT1000 |  | 1446 66058 | Sugar Land-Laboratory-Blood Bank | MHHS-Sugarland |  | Bath, Water |  | 129-05818 | 129-05818 | Sugar Land | MHHS-Sugarland | Sugar Land-Laboratory-Blood Bank |  | 12/1/19 | 12/1/20 |  |  | BATHS, WATER | Bath, Water | BATHWATER-Cardinal Health-CH-PT1000 | BATHWATER | CH-PT1000 |  |  |  | Cardinal Health | Bath, Water |  | BATHWATER-Cardinal Health-CH-PT1000 |  |  |  |  | Covered PM Repair - Biomedical | MHHS-Sugarland | [7 empty] | Bath, Water | BATHWATER | Bath, Water | Cardinal Health
NO | YES |  |  |  | 129-07882 | 129-07882 | CARDINAL HEALTH | CH-PT1000 |  | NSN | Sugar Land-Laboratory-Blood Bank | MHHS-Sugarland |  | Bath, Water |  | 129-07882 | 129-07882 | Sugar Land | MHHS-Sugarland | Sugar Land-Laboratory-Blood Bank |  | 12/1/19 | 12/1/20 |  |  | BATHS, WATER | Bath, Water | BATHWATER-Cardinal Health-CH-PT1000 | BATHWATER | CH-PT1000 |  |  |  | Cardinal Health | Bath, Water |  | BATHWATER-Cardinal Health-CH-PT1000 |  |  |  |  | Covered PM Repair - Biomedical | MHHS-Sugarland | [7 empty] | Bath, Water | BATHWATER | Bath, Water | Cardinal Health
YES | YES |  |  |  | 029-12023 | 029-12023 | Cardinal Health | CH05LFEECA |  |  | Suite 400 |  |  |  |  | 029-12023 | 029-12023 | Katy | Memorial Hermann Medical Group Katy (#400) | Suite 400 | Work room | 7/1/18 | 7/1/19 |  |  |  | Freezer, Laboratory | FREEZERLAB-Cardinal Health-CH05LFEECA | [12 empty] | FL-A | [9 empty] | Freezer, Laboratory | FREEZERLAB | Freezer, Laboratory | Cardinal Health
YES | YES | [5 empty] | Cardinal Health | CH05LFEECA |  |  | MH MG - (NE) - SUMMER CREEK CCC | [6 empty] | Katy | Memorial Hermann Summer Creek Primary Care | MH MG - (NE) - SUMMER CREEK CCC | Storage room |  |  |  | Out of asset tags |  | Freezer, Laboratory | FREEZERLAB-Cardinal Health-CH05LFEECA | [12 empty] | FL-A | [9 empty] | Freezer, Laboratory | FREEZERLAB | Freezer, Laboratory | Cardinal Health
YES | YES |  |  |  | 069-47215 | 069-47215 | Cardinal Health | CH05LFEECA |  |  | MH MG- (TMC) PEDIACTRICS |  |  |  |  | 069-47215 | 069-47215 | TMC | Memorial Hermann-Texas Medical Center | MH MG- (TMC) PEDIACTRICS | Nurses Station | 2/1/20 |  | 2/1/21 |  |  | Freezer, Laboratory | FREEZERLAB-Cardinal Health-CH05LFEECA | [12 empty] | FL-A | [9 empty] | Freezer, Laboratory | FREEZERLAB | Freezer, Laboratory | Cardinal Health
YES | YES |  |  |  | 099-02726 | 099-02726 | Cardinal Health | CH05LREECA |  |  | Katy - urology |  |  |  |  | 099-02726 | 099-02726 | Katy | Memorial Hermann Medical Group Katy Urology (#401) | Katy - urology | Med room | 2/1/20 |  |  |  |  | Refrigerator, Laboratory | REFRIGERATORLAB-Cardinal Health-CH05LREECA | [12 empty] | REL-A | [9 empty] | Refrigerator, Laboratory | REFRIGERATORLAB | Refrigerator, Laboratory | Cardinal Health
YES | YES |  |  |  | 099-06477 | 099-06477 | Cardinal Health | CH05LREECA |  |  | Memorial City Suite 100 |  |  |  |  | 099-06477 | 099-06477 | West | Memorial Hermann Medical Group Memorial City (#100) | Memorial City Suite 100 | Across RM 108 Exam B2 | [5 empty] | Refrigerator, Laboratory | REFRIGERATORLAB-Cardinal Health-CH05LREECA | [12 empty] | REL-A | [9 empty] | Refrigerator, Laboratory | REFRIGERATORLAB | Refrigerator, Laboratory | Cardinal Health
NO | YES |  |  |  | 929-01507 | 929-01507 | CARDINAL HEALTH | CH2305SA |  |  | CBC - (GH) - NORTHWEST BURBANK HEALTH CENTER | MHHS-Neighborhood Clinics |  |  |  | 929-01507 | 929-01507 | Central & Greater Heights |  | CBC - (GH) - NORTHWEST BURBANK HEALTH CENTER | [5 empty] | REFRIGERATORS, PHARMACY |  | .needs class | [5 empty] | Cardinal Health |  |  |  |  | 01/01/2012 |  |  | Covered PM Repair - Biomedical | MHHS-Neighborhood Clinics
NO | YES |  |  |  | 069-47925 | 069-47925 | CARDINAL HEALTH | CH5005CA |  |  | TMC-Sarofim 2-OR | MHHS-TMC |  |  |  | 069-47925 | 069-47925 | TMC | MHHS-TMC | TMC-Sarofim 2-OR | Biomed S3622 | 12/1/19 |  | 12/1/20 |  | REFRIGERATORS, BLOOD BANK |  | .needs class | [5 empty] | Cardinal Health | [7 empty] | Covered PM Repair - Biomedical | MHHS-TMC
YES | YES |  |  |  | 029-13229 | 029-13229 | Cardinal Health | CHG30RSSA |  |  | WOODLANDS - OR |  |  |  |  | 029-13229 | 029-13229 | Woodlands | Memorial Hermann woodlands | WOODLANDS - OR | OR
NO | YES |  |  |  | 000-04926 | 000-04926 | CARDINAL HEALTH | CHG45CPLA |  |  | SC CCC-(NE)-Laboratory | MHHS-Summer Creek CCC |  |  |  | 000-04926 | 000-04926 | Katy | MHHS-Others | SC CCC-(NE)-Laboratory |  | 9/1/19 | 9/1/20 |  |  | REFRIGERATORS, LABORATORY |  | .needs class | [5 empty] | Cardinal Health | [7 empty] | Covered PM Repair - Biomedical | MHHS-Summer Creek CCC
NO | YES |  |  |  | 145-01208 | 145-01208 | CARDINAL HEALTH | CHG45RPLA |  |  | Pearland-Laboratory-Main | MHHS-Pearland Hospital |  |  |  | 145-01208 | 145-01208 | Pearland | MHHS-Pearland Hospital | Pearland-Laboratory-Main | Lab | 1/1/20 | 1/1/21 |  |  | REFRIGERATORS, LABORATORY |  | .needs class | [5 empty] | Cardinal Health |  |  |  |  | 6/3/20 |  |  | Clinical Miscellaneous | MHHS-Pearland Hospital
NO | NO |  |  |  | 013-39216 |  | CARDINAL HEALTH | CHG45RSLA |  |  | SW - LABORATORY - MOLECULAR | MHHS-Southwest |  |  |  | 013-39216 |  | Southwest |  | SW - LABORATORY - MOLECULAR | [5 empty] | REFRIGERATORS, LABORATORY |  | .needs class | [5 empty] | Cardinal Health | [7 empty] | Clinical Miscellaneous | MHHS-Southwest
YES | YES | Asset Tag 099-02797 |  |  | 099-02797 | 099-02797 | Cardinal Health | CNF |  | ET040148 | [5 empty] | 099-02797 | 099-02797 | TMC | Urgent care center washington |  | LExam rm 4
YES | YES |  |  |  | 151-03882 | 151-03882 | Cardinal Health | CTBL501T |  | ET039137 | Copperfield |  |  |  |  | 151-03882 | 151-03882 | North cypress | Copperfield | Copperfield | Exam 12 | 2/1/20 |  |  |  |  | Table, Exam | TABLEEXAM-Cardinal Health-CTBL501T | [22 empty] | Table, Exam | TABLEEXAM | Table, Exam | Cardinal Health
YES | YES |  |  |  | 099-02785 | 099-02785 | Cardinal Health | CTBL501T |  | Et040151 | MH MG - (GH) - URGENT CARE - WASHINGTON AVE |  |  |  |  | 099-02785 | 099-02785 | Central | Memorial Hermann Urgent Care Washington Avenue (#100) | MH MG - (GH) - URGENT CARE - WASHINGTON AVE | Nurses station |  |  |  | No pm |  | Table, Exam | TABLEEXAM-Cardinal Health-CTBL501T | [22 empty] | Table, Exam | TABLEEXAM | Table, Exam | Cardinal Health
YES | YES |  |  |  | 000-03750 | 000-03750 | Cardinal Health | CTBL501T |  | Et039128 | Suite 400 |  |  |  |  | 000-03750 | 000-03750 | Katy | Memorial Hermann Medical Group Katy (#400) | Suite 400 | Exam 17 | [5 empty] | Table, Exam | TABLEEXAM-Cardinal Health-CTBL501T | [22 empty] | Table, Exam | TABLEEXAM | Table, Exam | Cardinal Health
YES | YES |  |  |  | 000-03744 | 000-03744 | Cardinal Health | CTBL501T |  | ET039140 | MH MG - (KY) - KATY [MP2-STE400] |  |  |  |  | 000-03744 | 000-03744 | Katy | Memorial Hermann Medical Group Katy (#400) | MH MG - (KY) - KATY [MP2-STE400] | Exam 16 | [5 empty] | Table, Exam | TABLEEXAM-Cardinal Health-CTBL501T | [22 empty] | Table, Exam | TABLEEXAM | Table, Exam | Cardinal Health
YES | YES |  |  |  | 013-35033 | 013-35033 | Cardinal Health | Freezer |  | Nsn | Lab |  |  |  |  | 013-35033 | 013-35033 | Southwest | Memorial Hermann Southwest Hospital | Lab | Blood bank | 3/1/20 |  | 6/1/20 | No Plate
NO | YES | Asset Tag PSD2121 |  |  | PSD2121 |  | CARDINAL HEALTH | KENDALL 700 |  | V1909215SX | CY-Central Supply | MHHS-Cypress |  | Sequential Compression Device |  | PSD2121 |  | Northwest & Cypress | MHHS-Cypress | CY-Central Supply |  | 11/7/19 |  |  |  | CIRCULATORY ASSIST UNITS, PERIPHERAL COMPRESSION | Sequential Compression Device | SEQUENTIALCOMPRESSIONDEV-Kendall-700 Series | SEQUENTIALCOMPRESSIONDEV | 700 Series |  |  |  | Kendall | Sequential Compression Device |  | SEQUENTIALCOMPRESSIONDEV-Kendall-700 Series |  |  | Finished from Script 3/27/2020 12:11:52pm (Central) |  | Covered PM Repair - Radiology, Low End | MHHS-Cypress | [8 empty] | SEQUENTIALCOMPRESSIONDEV | Sequential Compression Device | Kendall
NO | YES |  |  |  | PSD2122 |  | CARDINAL HEALTH | KENDALL 700 |  | V1910911SX | CY-Central Supply | MHHS-Cypress |  | Sequential Compression Device |  | PSD2122 |  | Northwest & Cypress | MHHS-Cypress | CY-Central Supply |  | 11/6/19 |  |  |  | CIRCULATORY ASSIST UNITS, PERIPHERAL COMPRESSION | Sequential Compression Device | SEQUENTIALCOMPRESSIONDEV-Kendall-700 Series | SEQUENTIALCOMPRESSIONDEV | 700 Series |  |  |  | Kendall | Sequential Compression Device |  | SEQUENTIALCOMPRESSIONDEV-Kendall-700 Series |  |  | Finished from Script 3/27/2020 12:11:52pm (Central) |  | Covered PM Repair - Biomedical | MHHS-Cypress | [8 empty] | SEQUENTIALCOMPRESSIONDEV | Sequential Compression Device | Kendall
NO | YES |  |  |  | psd2123 | psd2123 | CARDINAL HEALTH | KENDALL 700 |  | V1908573SX | CY-Central Supply | MHHS-Cypress |  | Sequential Compression Device |  | psd2123 | psd2123 | Northwest | MHHS-Cypress | CY-Central Supply | S319 | 11/1/19 | 11/1/20 |  |  | CIRCULATORY ASSIST UNITS, PERIPHERAL COMPRESSION | Sequential Compression Device | SEQUENTIALCOMPRESSIONDEV-Kendall-700 Series | SEQUENTIALCOMPRESSIONDEV | 700 Series |  |  |  | Kendall | Sequential Compression Device |  | SEQUENTIALCOMPRESSIONDEV-Kendall-700 Series |  |  |  |  | Covered PM Repair - Biomedical | MHHS-Cypress | [8 empty] | SEQUENTIALCOMPRESSIONDEV | Sequential Compression Device | Kendall
NO | YES | Asset Tag PSD2124 |  |  | PSD2124 |  | CARDINAL HEALTH | KENDALL 700 |  | V1909349SX | CY-Central Supply | MHHS-Cypress |  | Sequential Compression Device |  | PSD2124 |  | Northwest & Cypress | MHHS-Cypress | CY-Central Supply |  | 11/6/19 |  |  |  | CIRCULATORY ASSIST UNITS, PERIPHERAL COMPRESSION | Sequential Compression Device | SEQUENTIALCOMPRESSIONDEV-Kendall-700 Series | SEQUENTIALCOMPRESSIONDEV | 700 Series |  |  |  | Kendall | Sequential Compression Device |  | SEQUENTIALCOMPRESSIONDEV-Kendall-700 Series |  | 5/1/20 | Finished from Script 3/27/2020 12:11:52pm (Central) |  | Not Covered Vendor Only - Biomedical | MHHS-Cypress | [8 empty] | SEQUENTIALCOMPRESSIONDEV | Sequential Compression Device | Kendall
NO | YES | Asset Tag PSD2125 |  |  | PSD2125 |  | CARDINAL HEALTH | KENDALL 700 |  | V1909639SX | CY-Central Supply | MHHS-Cypress |  | Sequential Compression Device |  | PSD2125 |  | Northwest & Cypress | MHHS-Cypress | CY-Central Supply |  | 11/6/19 |  |  |  | CIRCULATORY ASSIST UNITS, PERIPHERAL COMPRESSION | Sequential Compression Device | SEQUENTIALCOMPRESSIONDEV-Kendall-700 Series | SEQUENTIALCOMPRESSIONDEV | 700 Series |  |  |  | Kendall | Sequential Compression Device |  | SEQUENTIALCOMPRESSIONDEV-Kendall-700 Series |  | 5/2/18 | Finished from Script 3/27/2020 12:11:52pm (Central) |  | Covered PM Repair - Biomedical | MHHS-Cypress | [8 empty] | SEQUENTIALCOMPRESSIONDEV | Sequential Compression Device | Kendall
NO | YES |  |  |  | PSD2126 |  | CARDINAL HEALTH | KENDALL 700 |  | V1909677SX | CY-Central Supply | MHHS-Cypress |  | Sequential Compression Device |  | PSD2126 |  | Northwest & Cypress | MHHS-Cypress | CY-Central Supply |  | 11/6/19 |  |  |  | CIRCULATORY ASSIST UNITS, PERIPHERAL COMPRESSION | Sequential Compression Device | SEQUENTIALCOMPRESSIONDEV-Kendall-700 Series | SEQUENTIALCOMPRESSIONDEV | 700 Series |  |  |  | Kendall | Sequential Compression Device |  | SEQUENTIALCOMPRESSIONDEV-Kendall-700 Series |  | 5/2/18 | Finished from Script 3/27/2020 12:11:52pm (Central) |  | Covered PM Repair - Biomedical | MHHS-Cypress | [8 empty] | SEQUENTIALCOMPRESSIONDEV | Sequential Compression Device | Kendall
NO | YES | Serial Number V1909354SX |  |  | PSD2127 |  | CARDINAL HEALTH | KENDALL 700 |  | V1909354SX | CY-Central Supply | MHHS-Cypress |  | Sequential Compression Device |  | PSD2127 |  | Northwest & Cypress | MHHS-Cypress | CY-Central Supply |  | 11/6/19 |  |  |  | CIRCULATORY ASSIST UNITS, PERIPHERAL COMPRESSION | Sequential Compression Device | SEQUENTIALCOMPRESSIONDEV-Kendall-700 Series | SEQUENTIALCOMPRESSIONDEV | 700 Series |  |  |  | Kendall | Sequential Compression Device |  | SEQUENTIALCOMPRESSIONDEV-Kendall-700 Series |  | 7/31/13 | Finished from Script 3/27/2020 12:11:52pm (Central) |  | Covered PM Repair - Biomedical | MHHS-Cypress | [8 empty] | SEQUENTIALCOMPRESSIONDEV | Sequential Compression Device | Kendall
NO | YES |  |  |  | PSD2130 |  | CARDINAL HEALTH | KENDALL 700 |  | V1908538SX | CY-Central Supply | MHHS-Cypress |  | Sequential Compression Device |  | PSD2130 |  | Northwest & Cypress | MHHS-Cypress | CY-Central Supply |  | 11/6/19 |  |  |  | CIRCULATORY ASSIST UNITS, PERIPHERAL COMPRESSION | Sequential Compression Device | SEQUENTIALCOMPRESSIONDEV-Kendall-700 Series | SEQUENTIALCOMPRESSIONDEV | 700 Series |  |  |  | Kendall | Sequential Compression Device |  | SEQUENTIALCOMPRESSIONDEV-Kendall-700 Series |  | 12/1/16 | Finished from Script 3/27/2020 12:11:52pm (Central) |  | Covered PM Repair - Biomedical | MHHS-Cypress | [8 empty] | SEQUENTIALCOMPRESSIONDEV | Sequential Compression Device | Kendall
NO | YES |  |  |  | psd2131 | 151-04687 | CARDINAL HEALTH | KENDALL 700 |  | V1909193SX | CY-Central Supply | MHHS-Cypress |  | Sequential Compression Device |  | psd2131 | 151-04687 | Northwest | MHHS-Cypress | CY-Central Supply | CY - ICU | 11/1/19 | 11/1/20 |  |  | CIRCULATORY ASSIST UNITS, PERIPHERAL COMPRESSION | Sequential Compression Device | SEQUENTIALCOMPRESSIONDEV-Kendall-700 Series | SEQUENTIALCOMPRESSIONDEV | 700 Series |  |  |  | Kendall | Sequential Compression Device |  | SEQUENTIALCOMPRESSIONDEV-Kendall-700 Series |  | 12/2/22 |  |  | Not Covered Vendor Only - Biomedical | MHHS-Cypress | [8 empty] | SEQUENTIALCOMPRESSIONDEV | Sequential Compression Device | Kendall
NO | YES |  |  |  | PSD2132 |  | CARDINAL HEALTH | KENDALL 700 |  | V1909646SX | CY-Central Supply | MHHS-Cypress |  | Sequential Compression Device |  | PSD2132 |  | Northwest & Cypress | MHHS-Cypress | CY-Central Supply |  | 11/6/19 |  |  |  | CIRCULATORY ASSIST UNITS, PERIPHERAL COMPRESSION | Sequential Compression Device | SEQUENTIALCOMPRESSIONDEV-Kendall-700 Series | SEQUENTIALCOMPRESSIONDEV | 700 Series |  |  |  | Kendall | Sequential Compression Device |  | SEQUENTIALCOMPRESSIONDEV-Kendall-700 Series |  | 12/2/22 | Finished from Script 3/27/2020 12:11:52pm (Central) |  | Not Covered Vendor Only - Biomedical | MHHS-Cypress | [8 empty] | SEQUENTIALCOMPRESSIONDEV | Sequential Compression Device | Kendall
NO | YES | Asset Tag PSD2134 |  |  | PSD2134 |  | CARDINAL HEALTH | KENDALL 700 |  | V1909710SX | CY-Central Supply | MHHS-Cypress |  | Sequential Compression Device |  | PSD2134 |  | Northwest & Cypress | MHHS-Cypress | CY-Central Supply |  | 11/6/19 |  |  |  | CIRCULATORY ASSIST UNITS, PERIPHERAL COMPRESSION | Sequential Compression Device | SEQUENTIALCOMPRESSIONDEV-Kendall-700 Series | SEQUENTIALCOMPRESSIONDEV | 700 Series |  |  |  | Kendall | Sequential Compression Device |  | SEQUENTIALCOMPRESSIONDEV-Kendall-700 Series |  |  | Finished from Script 3/27/2020 12:11:52pm (Central) |  | Covered PM Repair - Biomedical | MHHS-Cypress | [8 empty] | SEQUENTIALCOMPRESSIONDEV | Sequential Compression Device | Kendall
NO | YES |  |  |  | PSD2135 |  | CARDINAL HEALTH | KENDALL 700 |  | V1909769SX | CY-Central Supply | MHHS-Cypress |  | Sequential Compression Device |  | PSD2135 |  | Northwest & Cypress | MHHS-Cypress | CY-Central Supply |  | 11/6/19 |  |  |  | CIRCULATORY ASSIST UNITS, PERIPHERAL COMPRESSION | Sequential Compression Device | SEQUENTIALCOMPRESSIONDEV-Kendall-700 Series | SEQUENTIALCOMPRESSIONDEV | 700 Series |  |  |  | Kendall | Sequential Compression Device |  | SEQUENTIALCOMPRESSIONDEV-Kendall-700 Series |  |  | Finished from Script 3/27/2020 12:11:52pm (Central) |  | Covered PM Repair - Biomedical | MHHS-Cypress | [8 empty] | SEQUENTIALCOMPRESSIONDEV | Sequential Compression Device | Kendall
NO | YES | Asset Tag PSD2136 |  |  | PSD2136 |  | CARDINAL HEALTH | KENDALL 700 |  | V1909705SX | CY-Central Supply | MHHS-Cypress |  | Sequential Compression Device |  | PSD2136 |  | Northwest & Cypress | MHHS-Cypress | CY-Central Supply |  | 11/6/19 |  |  |  | CIRCULATORY ASSIST UNITS, PERIPHERAL COMPRESSION | Sequential Compression Device | SEQUENTIALCOMPRESSIONDEV-Kendall-700 Series | SEQUENTIALCOMPRESSIONDEV | 700 Series |  |  |  | Kendall | Sequential Compression Device |  | SEQUENTIALCOMPRESSIONDEV-Kendall-700 Series |  |  | Finished from Script 3/27/2020 12:11:52pm (Central) |  | Covered PM Repair - Biomedical | MHHS-Cypress | [8 empty] | SEQUENTIALCOMPRESSIONDEV | Sequential Compression Device | Kendall
NO | YES | Asset Tag PSD2137 |  |  | PSD2137 |  | CARDINAL HEALTH | KENDALL 700 |  | V1909957SX | CY-Central Supply | MHHS-Cypress |  | Sequential Compression Device |  | PSD2137 |  | Northwest & Cypress | MHHS-Cypress | CY-Central Supply |  | 11/6/19 |  |  |  | CIRCULATORY ASSIST UNITS, PERIPHERAL COMPRESSION | Sequential Compression Device | SEQUENTIALCOMPRESSIONDEV-Kendall-700 Series | SEQUENTIALCOMPRESSIONDEV | 700 Series |  |  |  | Kendall | Sequential Compression Device |  | SEQUENTIALCOMPRESSIONDEV-Kendall-700 Series |  |  | Finished from Script 3/27/2020 12:11:52pm (Central) |  | Covered PM Repair - Biomedical | MHHS-Cypress | [8 empty] | SEQUENTIALCOMPRESSIONDEV | Sequential Compression Device | Kendall
NO | YES | Asset Tag PSD2139 |  |  | PSD2139 |  | CARDINAL HEALTH | KENDALL 700 |  | V1909388SX | CY-Central Supply | MHHS-Cypress |  | Sequential Compression Device |  | PSD2139 |  | Northwest & Cypress | MHHS-Cypress | CY-Central Supply |  | 11/6/19 |  |  |  | CIRCULATORY ASSIST UNITS, PERIPHERAL COMPRESSION | Sequential Compression Device | SEQUENTIALCOMPRESSIONDEV-Kendall-700 Series | SEQUENTIALCOMPRESSIONDEV | 700 Series |  |  |  | Kendall | Sequential Compression Device |  | SEQUENTIALCOMPRESSIONDEV-Kendall-700 Series |  |  | Finished from Script 3/27/2020 12:11:52pm (Central) |  | Covered PM Repair - Biomedical | MHHS-Cypress | [8 empty] | SEQUENTIALCOMPRESSIONDEV | Sequential Compression Device | Kendall
NO | YES | Asset Tag PSD2143 |  |  | PSD2143 |  | CARDINAL HEALTH | KENDALL 700 |  | V1910917SX | CY-Central Supply | MHHS-Cypress |  | Sequential Compression Device |  | PSD2143 |  | Northwest & Cypress | MHHS-Cypress | CY-Central Supply |  | 11/6/19 |  |  |  | CIRCULATORY ASSIST UNITS, PERIPHERAL COMPRESSION | Sequential Compression Device | SEQUENTIALCOMPRESSIONDEV-Kendall-700 Series | SEQUENTIALCOMPRESSIONDEV | 700 Series |  |  |  | Kendall | Sequential Compression Device |  | SEQUENTIALCOMPRESSIONDEV-Kendall-700 Series |  |  | Finished from Script 3/27/2020 12:11:52pm (Central) |  | Covered PM Repair - Biomedical | MHHS-Cypress | [8 empty] | SEQUENTIALCOMPRESSIONDEV | Sequential Compression Device | Kendall
NO | YES | Asset Tag PSD2144 |  |  | PSD2144 |  | CARDINAL HEALTH | KENDALL 700 |  | V1909967SX | CY-Central Supply | MHHS-Cypress |  | Sequential Compression Device |  | PSD2144 |  | Northwest & Cypress | MHHS-Cypress | CY-Central Supply |  | 11/6/19 |  |  |  | CIRCULATORY ASSIST UNITS, PERIPHERAL COMPRESSION | Sequential Compression Device | SEQUENTIALCOMPRESSIONDEV-Kendall-700 Series | SEQUENTIALCOMPRESSIONDEV | 700 Series |  |  |  | Kendall | Sequential Compression Device |  | SEQUENTIALCOMPRESSIONDEV-Kendall-700 Series |  |  | Finished from Script 3/27/2020 12:11:52pm (Central) |  | Covered PM Repair - Biomedical | MHHS-Cypress | [8 empty] | SEQUENTIALCOMPRESSIONDEV | Sequential Compression Device | Kendall
NO | YES | Asset Tag PSD2147 |  |  | PSD2147 |  | CARDINAL HEALTH | KENDALL 700 |  | V1908531SX | CY-Central Supply | MHHS-Cypress |  | Sequential Compression Device |  | PSD2147 |  | Northwest & Cypress | MHHS-Cypress | CY-Central Supply |  | 11/6/19 |  |  |  | CIRCULATORY ASSIST UNITS, PERIPHERAL COMPRESSION | Sequential Compression Device | SEQUENTIALCOMPRESSIONDEV-Kendall-700 Series | SEQUENTIALCOMPRESSIONDEV | 700 Series |  |  |  | Kendall | Sequential Compression Device |  | SEQUENTIALCOMPRESSIONDEV-Kendall-700 Series |  | 5/1/20 | Finished from Script 3/27/2020 12:11:52pm (Central) |  | Not Covered Vendor Only - Biomedical | MHHS-Cypress | [8 empty] | SEQUENTIALCOMPRESSIONDEV | Sequential Compression Device | Kendall
NO | YES | Asset Tag PSD2148 |  |  | PSD2148 |  | CARDINAL HEALTH | KENDALL 700 |  | V1909370SX | CY-Central Supply | MHHS-Cypress |  | Sequential Compression Device |  | PSD2148 |  | Northwest & Cypress | MHHS-Cypress | CY-Central Supply |  | 11/6/19 |  |  |  | CIRCULATORY ASSIST UNITS, PERIPHERAL COMPRESSION | Sequential Compression Device | SEQUENTIALCOMPRESSIONDEV-Kendall-700 Series | SEQUENTIALCOMPRESSIONDEV | 700 Series |  |  |  | Kendall | Sequential Compression Device |  | SEQUENTIALCOMPRESSIONDEV-Kendall-700 Series |  |  | Finished from Script 3/27/2020 12:11:52pm (Central) |  | Covered PM Repair - Biomedical | MHHS-Cypress | [8 empty] | SEQUENTIALCOMPRESSIONDEV | Sequential Compression Device | Kendall
NO | YES | Asset Tag PSD2149 |  |  | PSD2149 |  | CARDINAL HEALTH | KENDALL 700 |  | V1909216SX | CY-Central Supply | MHHS-Cypress |  | Sequential Compression Device |  | PSD2149 |  | Northwest & Cypress | MHHS-Cypress | CY-Central Supply |  | 11/6/19 |  |  |  | CIRCULATORY ASSIST UNITS, PERIPHERAL COMPRESSION | Sequential Compression Device | SEQUENTIALCOMPRESSIONDEV-Kendall-700 Series | SEQUENTIALCOMPRESSIONDEV | 700 Series |  |  |  | Kendall | Sequential Compression Device |  | SEQUENTIALCOMPRESSIONDEV-Kendall-700 Series |  |  | Finished from Script 3/27/2020 12:11:52pm (Central) |  | Covered PM Repair - Biomedical | MHHS-Cypress | [8 empty] | SEQUENTIALCOMPRESSIONDEV | Sequential Compression Device | Kendall
NO | YES | Asset Tag PSD2150 |  |  | PSD2150 |  | CARDINAL HEALTH | KENDALL 700 |  | V1909615SX | CY-Central Supply | MHHS-Cypress |  | Sequential Compression Device |  | PSD2150 |  | Northwest & Cypress | MHHS-Cypress | CY-Central Supply |  | 11/6/19 |  |  |  | CIRCULATORY ASSIST UNITS, PERIPHERAL COMPRESSION | Sequential Compression Device | SEQUENTIALCOMPRESSIONDEV-Kendall-700 Series | SEQUENTIALCOMPRESSIONDEV | 700 Series |  |  |  | Kendall | Sequential Compression Device |  | SEQUENTIALCOMPRESSIONDEV-Kendall-700 Series |  | 12/1/16 | Finished from Script 3/27/2020 12:11:52pm (Central) |  | Covered PM Repair - Biomedical | MHHS-Cypress | [8 empty] | SEQUENTIALCOMPRESSIONDEV | Sequential Compression Device | Kendall
NO | YES | Asset Tag PSD2153 |  |  | PSD2153 |  | CARDINAL HEALTH | KENDALL 700 |  | V1909831SX | CY-Central Supply | MHHS-Cypress |  | Sequential Compression Device |  | PSD2153 |  | Northwest & Cypress | MHHS-Cypress | CY-Central Supply |  | 11/6/19 |  |  |  | CIRCULATORY ASSIST UNITS, PERIPHERAL COMPRESSION | Sequential Compression Device | SEQUENTIALCOMPRESSIONDEV-Kendall-700 Series | SEQUENTIALCOMPRESSIONDEV | 700 Series |  |  |  | Kendall | Sequential Compression Device |  | SEQUENTIALCOMPRESSIONDEV-Kendall-700 Series |  | 1/30/16 | Finished from Script 3/27/2020 12:11:52pm (Central) |  | Not Covered Vendor Only - Biomedical | MHHS-Cypress | [8 empty] | SEQUENTIALCOMPRESSIONDEV | Sequential Compression Device | Kendall
NO | YES | Asset Tag PSD2154 |  |  | PSD2154 |  | CARDINAL HEALTH | KENDALL 700 |  | V1909374SX | CY-Central Supply | MHHS-Cypress |  | Sequential Compression Device |  | PSD2154 |  | Northwest & Cypress | MHHS-Cypress | CY-Central Supply |  | 11/6/19 |  |  |  | CIRCULATORY ASSIST UNITS, PERIPHERAL COMPRESSION | Sequential Compression Device | SEQUENTIALCOMPRESSIONDEV-Kendall-700 Series | SEQUENTIALCOMPRESSIONDEV | 700 Series |  |  |  | Kendall | Sequential Compression Device |  | SEQUENTIALCOMPRESSIONDEV-Kendall-700 Series |  |  | Finished from Script 3/27/2020 12:11:52pm (Central) |  | Not Covered Vendor Only - Biomedical | MHHS-Cypress | [8 empty] | SEQUENTIALCOMPRESSIONDEV | Sequential Compression Device | Kendall
NO | YES | Asset Tag PSD2160 |  |  | PSD2160 |  | CARDINAL HEALTH | KENDALL 700 |  | V1909590SX | CY-Central Supply | MHHS-Cypress |  | Sequential Compression Device |  | PSD2160 |  | Northwest & Cypress | MHHS-Cypress | CY-Central Supply |  | 11/6/19 |  |  |  | CIRCULATORY ASSIST UNITS, PERIPHERAL COMPRESSION | Sequential Compression Device | SEQUENTIALCOMPRESSIONDEV-Kendall-700 Series | SEQUENTIALCOMPRESSIONDEV | 700 Series |  |  |  | Kendall | Sequential Compression Device |  | SEQUENTIALCOMPRESSIONDEV-Kendall-700 Series |  | 2/9/18 | Finished from Script 3/27/2020 12:11:52pm (Central) |  | Not Covered Vendor Only - Biomedical | MHHS-Cypress | [8 empty] | SEQUENTIALCOMPRESSIONDEV | Sequential Compression Device | Kendall
NO | YES | Asset Tag PSD2161 |  |  | PSD2161 |  | CARDINAL HEALTH | KENDALL 700 |  | V1909753SX | CY-Central Supply | MHHS-Cypress |  | Sequential Compression Device |  | PSD2161 |  | Northwest & Cypress | MHHS-Cypress | CY-Central Supply |  | 11/6/19 |  |  |  | CIRCULATORY ASSIST UNITS, PERIPHERAL COMPRESSION | Sequential Compression Device | SEQUENTIALCOMPRESSIONDEV-Kendall-700 Series | SEQUENTIALCOMPRESSIONDEV | 700 Series |  |  |  | Kendall | Sequential Compression Device |  | SEQUENTIALCOMPRESSIONDEV-Kendall-700 Series |  | 2/8/18 | Finished from Script 3/27/2020 12:11:52pm (Central) |  | Not Covered Vendor Only - Biomedical | MHHS-Cypress | [8 empty] | SEQUENTIALCOMPRESSIONDEV | Sequential Compression Device | Kendall
NO | YES |  |  |  | psd2551 | 151-04107 | CARDINAL HEALTH | KENDALL 700 |  | V1919784SX | Memorial city - out patient surgery | MHHS-Mem City |  | Sequential Compression Device |  | psd2551 | 151-04107 | West and memorial city | Memorial city - memorial herman hospital | Memorial city - out patient surgery | W1 302 |  |  |  |  | CIRCULATORY ASSIST UNITS, PERIPHERAL COMPRESSION |  | SEQUENTIALCOMPRESSIONDEV-Kendall-700 Series | SEQUENTIALCOMPRESSIONDEV | 700 Series |  |  |  | Kendall | Sequential Compression Device |  | SEQUENTIALCOMPRESSIONDEV-Kendall-700 Series |  |  |  |  | Covered PM Repair - Biomedical | MHHS-Mem City
NO | YES |  |  |  | psd2614 | 151-04125 | CARDINAL HEALTH | KENDALL 700 |  | V1919609SX | MEMORIAL CITY - OUTPATIENT SURGERY | MHHS-Mem City |  | Sequential Compression Device |  | psd2614 | 151-04125 | West | Memorial herman - memorial city medical center | MEMORIAL CITY - OUTPATIENT SURGERY | Day surgery |  |  |  |  | CIRCULATORY ASSIST UNITS, PERIPHERAL COMPRESSION |  | SEQUENTIALCOMPRESSIONDEV-Kendall-700 Series | SEQUENTIALCOMPRESSIONDEV | 700 Series |  |  |  | Kendall | Sequential Compression Device |  | SEQUENTIALCOMPRESSIONDEV-Kendall-700 Series |  |  |  |  | Covered PM Repair - Biomedical | MHHS-Mem City
NO | YES | Asset Tag PSD2164 |  |  | PSD2164 |  | CARDINAL HEALTH | KENDALL 700 |  | V1910867SX | NE-Central Supply | MHHS-Northeast |  | Sequential Compression Device |  | PSD2164 |  | Katy | MHHS-Northeast | NE-Central Supply |  | 11/8/19 |  |  |  | CIRCULATORY ASSIST UNITS, PERIPHERAL COMPRESSION | Sequential Compression Device | SEQUENTIALCOMPRESSIONDEV-Kendall-700 Series | SEQUENTIALCOMPRESSIONDEV | 700 Series |  |  |  | Kendall | Sequential Compression Device |  | SEQUENTIALCOMPRESSIONDEV-Kendall-700 Series |  |  | Finished from Script 3/27/2020 12:11:52pm (Central) |  | Covered PM Repair - Biomedical | MHHS-Northeast | [8 empty] | SEQUENTIALCOMPRESSIONDEV | Sequential Compression Device | Kendall
NO | YES | Asset Tag PSD2175 |  |  | PSD2175 |  | CARDINAL HEALTH | KENDALL 700 |  | V1909247SX | NE-Central Supply | MHHS-Northeast |  | Sequential Compression Device |  | PSD2175 |  | Katy | MHHS-Northeast | NE-Central Supply |  | 11/8/19 |  |  |  | CIRCULATORY ASSIST UNITS, PERIPHERAL COMPRESSION | Sequential Compression Device | SEQUENTIALCOMPRESSIONDEV-Kendall-700 Series | SEQUENTIALCOMPRESSIONDEV | 700 Series |  |  |  | Kendall | Sequential Compression Device |  | SEQUENTIALCOMPRESSIONDEV-Kendall-700 Series |  |  | Finished from Script 3/27/2020 12:11:52pm (Central) |  | Covered PM Repair - Biomedical | MHHS-Northeast | [8 empty] | SEQUENTIALCOMPRESSIONDEV | Sequential Compression Device | Kendall
NO | YES | Asset Tag PSD2177 |  |  | PSD2177 |  | CARDINAL HEALTH | KENDALL 700 |  | V1909396SX | NE-Central Supply | MHHS-Northeast |  | Sequential Compression Device |  | PSD2177 |  | Katy | MHHS-Northeast | NE-Central Supply |  | 11/8/19 |  |  |  | CIRCULATORY ASSIST UNITS, PERIPHERAL COMPRESSION | Sequential Compression Device | SEQUENTIALCOMPRESSIONDEV-Kendall-700 Series | SEQUENTIALCOMPRESSIONDEV | 700 Series |  |  |  | Kendall | Sequential Compression Device |  | SEQUENTIALCOMPRESSIONDEV-Kendall-700 Series |  |  | Finished from Script 3/27/2020 12:11:52pm (Central) |  | Covered PM Repair - Biomedical | MHHS-Northeast | [8 empty] | SEQUENTIALCOMPRESSIONDEV | Sequential Compression Device | Kendall
NO | YES | Asset Tag PSD2178 |  |  | PSD2178 |  | CARDINAL HEALTH | KENDALL 700 |  | V1909245SX | NE-Central Supply | MHHS-Northeast |  | Sequential Compression Device |  | PSD2178 |  | Katy | MHHS-Northeast | NE-Central Supply |  | 11/8/19 |  |  |  | CIRCULATORY ASSIST UNITS, PERIPHERAL COMPRESSION | Sequential Compression Device | SEQUENTIALCOMPRESSIONDEV-Kendall-700 Series | SEQUENTIALCOMPRESSIONDEV | 700 Series |  |  |  | Kendall | Sequential Compression Device |  | SEQUENTIALCOMPRESSIONDEV-Kendall-700 Series |  | 11/1/17 | Finished from Script 3/27/2020 12:11:52pm (Central) |  | Covered PM Repair - Biomedical | MHHS-Northeast | [8 empty] | SEQUENTIALCOMPRESSIONDEV | Sequential Compression Device | Kendall
NO | YES | Asset Tag PSD2179 |  |  | PSD2179 |  | CARDINAL HEALTH | KENDALL 700 |  | V1909941SX | NE-Central Supply | MHHS-Northeast |  | Sequential Compression Device |  | PSD2179 |  | Katy | MHHS-Northeast | NE-Central Supply |  | 11/8/19 |  |  |  | CIRCULATORY ASSIST UNITS, PERIPHERAL COMPRESSION | Sequential Compression Device | SEQUENTIALCOMPRESSIONDEV-Kendall-700 Series | SEQUENTIALCOMPRESSIONDEV | 700 Series |  |  |  | Kendall | Sequential Compression Device |  | SEQUENTIALCOMPRESSIONDEV-Kendall-700 Series |  | 11/30/14 | Finished from Script 3/27/2020 12:11:52pm (Central) |  | Covered PM Repair - Biomedical | MHHS-Northeast | [8 empty] | SEQUENTIALCOMPRESSIONDEV | Sequential Compression Device | Kendall
NO | YES | Asset Tag PSD2180 |  |  | PSD2180 |  | CARDINAL HEALTH | KENDALL 700 |  | V1910585SX | NE-Central Supply | MHHS-Northeast |  | Sequential Compression Device |  | PSD2180 |  | Katy | MHHS-Northeast | NE-Central Supply |  | 11/8/19 |  |  |  | CIRCULATORY ASSIST UNITS, PERIPHERAL COMPRESSION | Sequential Compression Device | SEQUENTIALCOMPRESSIONDEV-Kendall-700 Series | SEQUENTIALCOMPRESSIONDEV | 700 Series |  |  |  | Kendall | Sequential Compression Device |  | SEQUENTIALCOMPRESSIONDEV-Kendall-700 Series |  |  | Finished from Script 3/27/2020 12:11:52pm (Central) |  | Covered PM Repair - Biomedical | MHHS-Northeast | [8 empty] | SEQUENTIALCOMPRESSIONDEV | Sequential Compression Device | Kendall
NO | YES | Asset Tag PSD2181 |  |  | PSD2181 |  | CARDINAL HEALTH | KENDALL 700 |  | V1909940SX | NE-Central Supply | MHHS-Northeast |  | Sequential Compression Device |  | PSD2181 |  | Katy | MHHS-Northeast | NE-Central Supply |  | 11/8/19 |  |  |  | CIRCULATORY ASSIST UNITS, PERIPHERAL COMPRESSION | Sequential Compression Device | SEQUENTIALCOMPRESSIONDEV-Kendall-700 Series | SEQUENTIALCOMPRESSIONDEV | 700 Series |  |  |  | Kendall | Sequential Compression Device |  | SEQUENTIALCOMPRESSIONDEV-Kendall-700 Series |  |  | Finished from Script 3/27/2020 12:11:52pm (Central) |  | Covered PM Repair - Biomedical | MHHS-Northeast | [8 empty] | SEQUENTIALCOMPRESSIONDEV | Sequential Compression Device | Kendall
NO | YES | Serial Number V1909232SX |  |  | PSD2183 |  | CARDINAL HEALTH | KENDALL 700 |  | V1909232SX | NE-Central Supply | MHHS-Northeast |  | Sequential Compression Device |  | PSD2183 |  | Katy | MHHS-Northeast | NE-Central Supply |  | 11/8/19 |  |  |  | CIRCULATORY ASSIST UNITS, PERIPHERAL COMPRESSION | Sequential Compression Device | SEQUENTIALCOMPRESSIONDEV-Kendall-700 Series | SEQUENTIALCOMPRESSIONDEV | 700 Series |  |  |  | Kendall | Sequential Compression Device |  | SEQUENTIALCOMPRESSIONDEV-Kendall-700 Series |  |  | Finished from Script 3/27/2020 12:11:52pm (Central) |  | Covered PM Repair - Biomedical | MHHS-Northeast | [8 empty] | SEQUENTIALCOMPRESSIONDEV | Sequential Compression Device | Kendall
NO | YES |  |  |  | psd2187 | 099-03916 | CARDINAL HEALTH | KENDALL 700 |  | V1910895SX | NE-4 West Tower | MHHS-Northeast |  | Sequential Compression Device |  | psd2187 | 099-03916 | Katy | MHHS-Northeast | NE-4 West Tower | W4-21 | 11/1/19 | 11/1/20 |  |  | CIRCULATORY ASSIST UNITS, PERIPHERAL COMPRESSION | Sequential Compression Device | SEQUENTIALCOMPRESSIONDEV-Kendall-700 Series | SEQUENTIALCOMPRESSIONDEV | 700 Series |  |  |  | Kendall | Sequential Compression Device |  | SEQUENTIALCOMPRESSIONDEV-Kendall-700 Series |  | 11/30/14 |  |  | Covered PM Repair - Biomedical | MHHS-Northeast | [8 empty] | SEQUENTIALCOMPRESSIONDEV | Sequential Compression Device | Kendall
NO | YES | Asset Tag PSD2192 |  |  | PSD2192 |  | CARDINAL HEALTH | KENDALL 700 |  | V1909233SX | NE-Central Supply | MHHS-Northeast |  | Sequential Compression Device |  | PSD2192 |  | Katy | MHHS-Northeast | NE-Central Supply |  | 11/8/19 |  |  |  | CIRCULATORY ASSIST UNITS, PERIPHERAL COMPRESSION | Sequential Compression Device | SEQUENTIALCOMPRESSIONDEV-Kendall-700 Series | SEQUENTIALCOMPRESSIONDEV | 700 Series |  |  |  | Kendall | Sequential Compression Device |  | SEQUENTIALCOMPRESSIONDEV-Kendall-700 Series |  | 11/30/14 | Finished from Script 3/27/2020 12:11:52pm (Central) |  | Covered PM Repair - Biomedical | MHHS-Northeast | [8 empty] | SEQUENTIALCOMPRESSIONDEV | Sequential Compression Device | Kendall
NO | YES | Asset Tag PSD2194 |  |  | PSD2194 |  | CARDINAL HEALTH | KENDALL 700 |  | V1910926SX | NE-Central Supply | MHHS-Northeast |  | Sequential Compression Device |  | PSD2194 |  | Katy | MHHS-Northeast | NE-Central Supply |  | 11/8/19 |  |  |  | CIRCULATORY ASSIST UNITS, PERIPHERAL COMPRESSION | Sequential Compression Device | SEQUENTIALCOMPRESSIONDEV-Kendall-700 Series | SEQUENTIALCOMPRESSIONDEV | 700 Series |  |  |  | Kendall | Sequential Compression Device |  | SEQUENTIALCOMPRESSIONDEV-Kendall-700 Series |  |  | Finished from Script 3/27/2020 12:11:52pm (Central) |  | Covered PM Repair - Biomedical | MHHS-Northeast | [8 empty] | SEQUENTIALCOMPRESSIONDEV | Sequential Compression Device | Kendall
NO | YES | Asset Tag PSD2198 |  |  | PSD2198 |  | CARDINAL HEALTH | KENDALL 700 |  | V1909881SX | NE-Central Supply | MHHS-Northeast |  | Sequential Compression Device |  | PSD2198 |  | Katy | MHHS-Northeast | NE-Central Supply |  | 11/8/19 |  |  |  | CIRCULATORY ASSIST UNITS, PERIPHERAL COMPRESSION | Sequential Compression Device | SEQUENTIALCOMPRESSIONDEV-Kendall-700 Series | SEQUENTIALCOMPRESSIONDEV | 700 Series |  |  |  | Kendall | Sequential Compression Device |  | SEQUENTIALCOMPRESSIONDEV-Kendall-700 Series |  |  | Finished from Script 3/27/2020 12:11:52pm (Central) |  | Covered PM Repair - Biomedical | MHHS-Northeast | [8 empty] | SEQUENTIALCOMPRESSIONDEV | Sequential Compression Device | Kendall
NO | YES | Asset Tag PSD2202 |  |  | PSD2202 |  | CARDINAL HEALTH | KENDALL 700 |  | V1909350SX | NE-Central Supply | MHHS-Northeast |  | Sequential Compression Device |  | PSD2202 |  | Katy | MHHS-Northeast | NE-Central Supply |  | 11/8/19 |  |  |  | CIRCULATORY ASSIST UNITS, PERIPHERAL COMPRESSION | Sequential Compression Device | SEQUENTIALCOMPRESSIONDEV-Kendall-700 Series | SEQUENTIALCOMPRESSIONDEV | 700 Series |  |  |  | Kendall | Sequential Compression Device |  | SEQUENTIALCOMPRESSIONDEV-Kendall-700 Series |  |  | Finished from Script 3/27/2020 12:11:52pm (Central) |  | Covered PM Repair - Biomedical | MHHS-Northeast | [8 empty] | SEQUENTIALCOMPRESSIONDEV | Sequential Compression Device | Kendall
NO | YES | Asset Tag PSD2204 |  |  | PSD2204 |  | CARDINAL HEALTH | KENDALL 700 |  | V1909332SX | NE-Central Supply | MHHS-Northeast |  | Sequential Compression Device |  | PSD2204 |  | Katy | MHHS-Northeast | NE-Central Supply |  | 11/8/19 |  |  |  | CIRCULATORY ASSIST UNITS, PERIPHERAL COMPRESSION | Sequential Compression Device | SEQUENTIALCOMPRESSIONDEV-Kendall-700 Series | SEQUENTIALCOMPRESSIONDEV | 700 Series |  |  |  | Kendall | Sequential Compression Device |  | SEQUENTIALCOMPRESSIONDEV-Kendall-700 Series |  | 10/1/18 | Finished from Script 3/27/2020 12:11:52pm (Central) |  | Covered PM Repair - Biomedical | MHHS-Northeast | [8 empty] | SEQUENTIALCOMPRESSIONDEV | Sequential Compression Device | Kendall
NO | YES | Asset Tag PSD2207 |  |  | PSD2207 |  | CARDINAL HEALTH | KENDALL 700 |  | V1909375SX | NE-Central Supply | MHHS-Northeast |  | Sequential Compression Device |  | PSD2207 |  | Katy | MHHS-Northeast | NE-Central Supply |  | 11/8/19 |  |  |  | CIRCULATORY ASSIST UNITS, PERIPHERAL COMPRESSION | Sequential Compression Device | SEQUENTIALCOMPRESSIONDEV-Kendall-700 Series | SEQUENTIALCOMPRESSIONDEV | 700 Series |  |  |  | Kendall | Sequential Compression Device |  | SEQUENTIALCOMPRESSIONDEV-Kendall-700 Series |  | 9/27/18 | Finished from Script 3/27/2020 12:11:52pm (Central) |  | Covered PM Repair - Biomedical | MHHS-Northeast | [8 empty] | SEQUENTIALCOMPRESSIONDEV | Sequential Compression Device | Kendall
NO | YES | Asset Tag PSD2208 |  |  | PSD2208 |  | CARDINAL HEALTH | KENDALL 700 |  | V1910634SX | NE-Central Supply | MHHS-Northeast |  | Sequential Compression Device |  | PSD2208 |  | Katy | MHHS-Northeast | NE-Central Supply |  | 11/8/19 |  |  |  | CIRCULATORY ASSIST UNITS, PERIPHERAL COMPRESSION | Sequential Compression Device | SEQUENTIALCOMPRESSIONDEV-Kendall-700 Series | SEQUENTIALCOMPRESSIONDEV | 700 Series |  |  |  | Kendall | Sequential Compression Device |  | SEQUENTIALCOMPRESSIONDEV-Kendall-700 Series |  | 9/27/18 | Finished from Script 3/27/2020 12:11:52pm (Central) |  | Covered PM Repair - Biomedical | MHHS-Northeast | [8 empty] | SEQUENTIALCOMPRESSIONDEV | Sequential Compression Device | Kendall
NO | YES | Asset Tag PSD2209 |  |  | PSD2209 |  | CARDINAL HEALTH | KENDALL 700 |  | V1909371SX | NE-Central Supply | MHHS-Northeast |  | Sequential Compression Device |  | PSD2209 |  | Katy | MHHS-Northeast | NE-Central Supply |  | 11/8/19 |  |  |  | CIRCULATORY ASSIST UNITS, PERIPHERAL COMPRESSION | Sequential Compression Device | SEQUENTIALCOMPRESSIONDEV-Kendall-700 Series | SEQUENTIALCOMPRESSIONDEV | 700 Series |  |  |  | Kendall | Sequential Compression Device |  | SEQUENTIALCOMPRESSIONDEV-Kendall-700 Series |  | 9/27/18 | Finished from Script 3/27/2020 12:11:52pm (Central) |  | Covered PM Repair - Biomedical | MHHS-Northeast | [8 empty] | SEQUENTIALCOMPRESSIONDEV | Sequential Compression Device | Kendall
NO | YES | Asset Tag PSD2210 |  |  | PSD2210 |  | CARDINAL HEALTH | KENDALL 700 |  | V1910616SX | NE-Central Supply | MHHS-Northeast |  | Sequential Compression Device |  | PSD2210 |  | Katy | MHHS-Northeast | NE-Central Supply |  | 11/8/19 |  |  |  | CIRCULATORY ASSIST UNITS, PERIPHERAL COMPRESSION | Sequential Compression Device | SEQUENTIALCOMPRESSIONDEV-Kendall-700 Series | SEQUENTIALCOMPRESSIONDEV | 700 Series |  |  |  | Kendall | Sequential Compression Device |  | SEQUENTIALCOMPRESSIONDEV-Kendall-700 Series |  | 9/27/18 | Finished from Script 3/27/2020 12:11:52pm (Central) |  | Covered PM Repair - Biomedical | MHHS-Northeast | [8 empty] | SEQUENTIALCOMPRESSIONDEV | Sequential Compression Device | Kendall
NO | YES | Asset Tag PSD2213 |  |  | PSD2213 |  | CARDINAL HEALTH | KENDALL 700 |  | V1909381SX | NE-Central Supply | MHHS-Northeast |  | Sequential Compression Device |  | PSD2213 |  | Katy | MHHS-Northeast | NE-Central Supply |  | 11/8/19 |  |  |  | CIRCULATORY ASSIST UNITS, PERIPHERAL COMPRESSION | Sequential Compression Device | SEQUENTIALCOMPRESSIONDEV-Kendall-700 Series | SEQUENTIALCOMPRESSIONDEV | 700 Series |  |  |  | Kendall | Sequential Compression Device |  | SEQUENTIALCOMPRESSIONDEV-Kendall-700 Series |  | 1/1/18 | Finished from Script 3/27/2020 12:11:52pm (Central) |  | Covered PM Repair - Biomedical | MHHS-Northeast | [8 empty] | SEQUENTIALCOMPRESSIONDEV | Sequential Compression Device | Kendall
NO | YES | Asset Tag PSD2216 |  |  | PSD2216 |  | CARDINAL HEALTH | KENDALL 700 |  | V1909322SX | NE-Central Supply | MHHS-Northeast |  | Sequential Compression Device |  | PSD2216 |  | Katy | MHHS-Northeast | NE-Central Supply |  | 11/8/19 |  |  |  | CIRCULATORY ASSIST UNITS, PERIPHERAL COMPRESSION | Sequential Compression Device | SEQUENTIALCOMPRESSIONDEV-Kendall-700 Series | SEQUENTIALCOMPRESSIONDEV | 700 Series |  |  |  | Kendall | Sequential Compression Device |  | SEQUENTIALCOMPRESSIONDEV-Kendall-700 Series |  | 10/1/18 | Finished from Script 3/27/2020 12:11:52pm (Central) |  | Covered PM Repair - Biomedical | MHHS-Northeast | [8 empty] | SEQUENTIALCOMPRESSIONDEV | Sequential Compression Device | Kendall
NO | YES | Asset Tag PSD2218 |  |  | PSD2218 |  | CARDINAL HEALTH | KENDALL 700 |  | V1910870SX | NE-Central Supply | MHHS-Northeast |  | Sequential Compression Device |  | PSD2218 |  | Katy | MHHS-Northeast | NE-Central Supply |  | 11/8/19 |  |  |  | CIRCULATORY ASSIST UNITS, PERIPHERAL COMPRESSION | Sequential Compression Device | SEQUENTIALCOMPRESSIONDEV-Kendall-700 Series | SEQUENTIALCOMPRESSIONDEV | 700 Series |  |  |  | Kendall | Sequential Compression Device |  | SEQUENTIALCOMPRESSIONDEV-Kendall-700 Series |  | 3/2/19 | Finished from Script 3/27/2020 12:11:52pm (Central) |  | Not Covered Vendor Only - Resp/Ster | MHHS-Northeast | [8 empty] | SEQUENTIALCOMPRESSIONDEV | Sequential Compression Device | Kendall
NO | YES | Asset Tag PSD2221 |  |  | PSD2221 |  | CARDINAL HEALTH | KENDALL 700 |  | V1909311SX | NE-Central Supply | MHHS-Northeast |  | Sequential Compression Device |  | PSD2221 |  | Katy | MHHS-Northeast | NE-Central Supply |  | 11/8/19 |  |  |  | CIRCULATORY ASSIST UNITS, PERIPHERAL COMPRESSION | Sequential Compression Device | SEQUENTIALCOMPRESSIONDEV-Kendall-700 Series | SEQUENTIALCOMPRESSIONDEV | 700 Series |  |  |  | Kendall | Sequential Compression Device |  | SEQUENTIALCOMPRESSIONDEV-Kendall-700 Series |  |  | Finished from Script 3/27/2020 12:11:52pm (Central) |  | Covered PM Repair - Biomedical | MHHS-Northeast | [8 empty] | SEQUENTIALCOMPRESSIONDEV | Sequential Compression Device | Kendall
NO | YES | Asset Tag PSD2222 |  |  | PSD2222 |  | CARDINAL HEALTH | KENDALL 700 |  | V1910620SX | NE-Central Supply | MHHS-Northeast |  | Sequential Compression Device |  | PSD2222 |  | Katy | MHHS-Northeast | NE-Central Supply |  | 11/8/19 |  |  |  | CIRCULATORY ASSIST UNITS, PERIPHERAL COMPRESSION | Sequential Compression Device | SEQUENTIALCOMPRESSIONDEV-Kendall-700 Series | SEQUENTIALCOMPRESSIONDEV | 700 Series |  |  |  | Kendall | Sequential Compression Device |  | SEQUENTIALCOMPRESSIONDEV-Kendall-700 Series |  | 3/2/19 | Finished from Script 3/27/2020 12:11:52pm (Central) |  | Covered PM Repair - Respiratory/Steriliz | MHHS-Northeast | [8 empty] | SEQUENTIALCOMPRESSIONDEV | Sequential Compression Device | Kendall
NO | YES | Asset Tag PSD2223 |  |  | PSD2223 |  | CARDINAL HEALTH | KENDALL 700 |  | V1909295SX | NE-Central Supply | MHHS-Northeast |  | Sequential Compression Device |  | PSD2223 |  | Katy | MHHS-Northeast | NE-Central Supply |  | 11/8/19 |  |  |  | CIRCULATORY ASSIST UNITS, PERIPHERAL COMPRESSION | Sequential Compression Device | SEQUENTIALCOMPRESSIONDEV-Kendall-700 Series | SEQUENTIALCOMPRESSIONDEV | 700 Series |  |  |  | Kendall | Sequential Compression Device |  | SEQUENTIALCOMPRESSIONDEV-Kendall-700 Series |  | 3/2/19 | Finished from Script 3/27/2020 12:11:52pm (Central) |  | Covered PM Repair - Respiratory/Steriliz | MHHS-Northeast | [8 empty] | SEQUENTIALCOMPRESSIONDEV | Sequential Compression Device | Kendall
NO | YES | Asset Tag PSD2228 |  |  | PSD2228 |  | CARDINAL HEALTH | KENDALL 700 |  | V1910916SX | NE-Central Supply | MHHS-Northeast |  | Sequential Compression Device |  | PSD2228 |  | Katy | MHHS-Northeast | NE-Central Supply |  | 11/8/19 |  |  |  | CIRCULATORY ASSIST UNITS, PERIPHERAL COMPRESSION | Sequential Compression Device | SEQUENTIALCOMPRESSIONDEV-Kendall-700 Series | SEQUENTIALCOMPRESSIONDEV | 700 Series |  |  |  | Kendall | Sequential Compression Device |  | SEQUENTIALCOMPRESSIONDEV-Kendall-700 Series |  | 10/30/18 | Finished from Script 3/27/2020 12:11:52pm (Central) |  | Covered PM Repair - Biomedical | MHHS-Northeast | [8 empty] | SEQUENTIALCOMPRESSIONDEV | Sequential Compression Device | Kendall
NO | YES | Asset Tag PSD2231 |  |  | PSD2231 |  | CARDINAL HEALTH | KENDALL 700 |  | V1909932SX | NE-Central Supply | MHHS-Northeast |  | Sequential Compression Device |  | PSD2231 |  | Katy | MHHS-Northeast | NE-Central Supply |  | 11/8/19 |  |  |  | CIRCULATORY ASSIST UNITS, PERIPHERAL COMPRESSION | Sequential Compression Device | SEQUENTIALCOMPRESSIONDEV-Kendall-700 Series | SEQUENTIALCOMPRESSIONDEV | 700 Series |  |  |  | Kendall | Sequential Compression Device |  | SEQUENTIALCOMPRESSIONDEV-Kendall-700 Series |  | 6/1/15 | Finished from Script 3/27/2020 12:11:52pm (Central) |  | Covered PM Repair - Biomedical | MHHS-Northeast | [8 empty] | SEQUENTIALCOMPRESSIONDEV | Sequential Compression Device | Kendall
NO | YES | Asset Tag PSD2233 |  |  | PSD2233 |  | CARDINAL HEALTH | KENDALL 700 |  | V1909929SX | NE-Central Supply | MHHS-Northeast |  | Sequential Compression Device |  | PSD2233 |  | Katy | MHHS-Northeast | NE-Central Supply |  | 11/8/19 |  |  |  | CIRCULATORY ASSIST UNITS, PERIPHERAL COMPRESSION | Sequential Compression Device | SEQUENTIALCOMPRESSIONDEV-Kendall-700 Series | SEQUENTIALCOMPRESSIONDEV | 700 Series |  |  |  | Kendall | Sequential Compression Device |  | SEQUENTIALCOMPRESSIONDEV-Kendall-700 Series |  |  | Finished from Script 3/27/2020 12:11:52pm (Central) |  | Covered PM Repair - Biomedical | MHHS-Northeast | [8 empty] | SEQUENTIALCOMPRESSIONDEV | Sequential Compression Device | Kendall
NO | YES | Asset Tag PSD2237 |  |  | PSD2237 |  | CARDINAL HEALTH | KENDALL 700 |  | V1909392SX | NE-Central Supply | MHHS-Northeast |  | Sequential Compression Device |  | PSD2237 |  | Katy | MHHS-Northeast | NE-Central Supply |  | 11/8/19 |  |  |  | CIRCULATORY ASSIST UNITS, PERIPHERAL COMPRESSION | Sequential Compression Device | SEQUENTIALCOMPRESSIONDEV-Kendall-700 Series | SEQUENTIALCOMPRESSIONDEV | 700 Series |  |  |  | Kendall | Sequential Compression Device |  | SEQUENTIALCOMPRESSIONDEV-Kendall-700 Series |  | 5/6/14 | Finished from Script 3/27/2020 12:11:52pm (Central) |  | Covered PM Repair - Biomedical | MHHS-Northeast | [8 empty] | SEQUENTIALCOMPRESSIONDEV | Sequential Compression Device | Kendall
NO | YES |  |  |  | psd2245 | 099-03921 | CARDINAL HEALTH | KENDALL 700 |  | V1909448SX | NE-4 West Tower | MHHS-Northeast |  | Sequential Compression Device |  | psd2245 | 099-03921 | Katy | MHHS-Northeast | NE-4 West Tower | W4-18 | 11/1/19 | 11/1/20 |  |  | CIRCULATORY ASSIST UNITS, PERIPHERAL COMPRESSION | Sequential Compression Device | SEQUENTIALCOMPRESSIONDEV-Kendall-700 Series | SEQUENTIALCOMPRESSIONDEV | 700 Series |  |  |  | Kendall | Sequential Compression Device |  | SEQUENTIALCOMPRESSIONDEV-Kendall-700 Series |  |  |  |  | Clinical Miscellaneous | MHHS-Northeast | [8 empty] | SEQUENTIALCOMPRESSIONDEV | Sequential Compression Device | Kendall
NO | YES | Asset Tag PSD2257 |  |  | PSD2257 |  | CARDINAL HEALTH | KENDALL 700 |  | V1909320SX | NE-Central Supply | MHHS-Northeast |  | Sequential Compression Device |  | PSD2257 |  | Katy | MHHS-Northeast | NE-Central Supply |  | 11/8/19 |  |  |  | CIRCULATORY ASSIST UNITS, PERIPHERAL COMPRESSION | Sequential Compression Device | SEQUENTIALCOMPRESSIONDEV-Kendall-700 Series | SEQUENTIALCOMPRESSIONDEV | 700 Series |  |  |  | Kendall | Sequential Compression Device |  | SEQUENTIALCOMPRESSIONDEV-Kendall-700 Series |  |  | Finished from Script 3/27/2020 12:11:52pm (Central) |  | Covered PM Repair - Biomedical | MHHS-Northeast | [8 empty] | SEQUENTIALCOMPRESSIONDEV | Sequential Compression Device | Kendall
NO | YES | Asset Tag PSD2262 |  |  | PSD2262 |  | CARDINAL HEALTH | KENDALL 700 |  | V1910606SX | NE-Central Supply | MHHS-Northeast |  | Sequential Compression Device |  | PSD2262 |  | Katy | MHHS-Northeast | NE-Central Supply |  | 11/8/19 |  |  |  | CIRCULATORY ASSIST UNITS, PERIPHERAL COMPRESSION | Sequential Compression Device | SEQUENTIALCOMPRESSIONDEV-Kendall-700 Series | SEQUENTIALCOMPRESSIONDEV | 700 Series |  |  |  | Kendall | Sequential Compression Device |  | SEQUENTIALCOMPRESSIONDEV-Kendall-700 Series |  | 4/1/15 | Finished from Script 3/27/2020 12:11:52pm (Central) |  | Covered PM Repair - Biomedical | MHHS-Northeast | [8 empty] | SEQUENTIALCOMPRESSIONDEV | Sequential Compression Device | Kendall
NO | YES | Asset Tag PSD2266 |  |  | PSD2266 |  | CARDINAL HEALTH | KENDALL 700 |  | V1909292SX | NE-Central Supply | MHHS-Northeast |  | Sequential Compression Device |  | PSD2266 |  | Katy | MHHS-Northeast | NE-Central Supply |  | 11/8/19 |  |  |  | CIRCULATORY ASSIST UNITS, PERIPHERAL COMPRESSION | Sequential Compression Device | SEQUENTIALCOMPRESSIONDEV-Kendall-700 Series | SEQUENTIALCOMPRESSIONDEV | 700 Series |  |  |  | Kendall | Sequential Compression Device |  | SEQUENTIALCOMPRESSIONDEV-Kendall-700 Series |  |  | Finished from Script 3/27/2020 12:11:52pm (Central) |  | Covered PM Repair - Biomedical | MHHS-Northeast | [8 empty] | SEQUENTIALCOMPRESSIONDEV | Sequential Compression Device | Kendall
NO | YES | Asset Tag PSD2272 |  |  | PSD2272 |  | CARDINAL HEALTH | KENDALL 700 |  | V1910639SX | NE-Central Supply | MHHS-Northeast |  | Sequential Compression Device |  | PSD2272 |  | Katy | MHHS-Northeast | NE-Central Supply |  | 11/8/19 |  |  |  | CIRCULATORY ASSIST UNITS, PERIPHERAL COMPRESSION | Sequential Compression Device | SEQUENTIALCOMPRESSIONDEV-Kendall-700 Series | SEQUENTIALCOMPRESSIONDEV | 700 Series |  |  |  | Kendall | Sequential Compression Device |  | SEQUENTIALCOMPRESSIONDEV-Kendall-700 Series |  | 2/2/17 | Finished from Script 3/27/2020 12:11:52pm (Central) |  | Covered PM Repair - Biomedical | MHHS-Northeast | [8 empty] | SEQUENTIALCOMPRESSIONDEV | Sequential Compression Device | Kendall
NO | YES | Asset Tag PSD1375 |  |  | PSD1375 |  | CARDINAL HEALTH | KENDALL 700 |  | V1920048SX | Pearland-Rental | MHHS-Pearland Hospital |  | Sequential Compression Device |  | PSD1375 |  | Pearland | MHHS-Pearland Hospital | Pearland-Rental |  | 9/19/19 |  |  |  | CIRCULATORY ASSIST UNITS, PERIPHERAL COMPRESSION | Sequential Compression Device | SEQUENTIALCOMPRESSIONDEV-Kendall-700 Series | SEQUENTIALCOMPRESSIONDEV | 700 Series |  |  |  | Kendall | Sequential Compression Device |  | SEQUENTIALCOMPRESSIONDEV-Kendall-700 Series |  | 4/1/12 | Finished from Script 3/27/2020 12:11:52pm (Central) |  | Covered PM Repair - Biomedical | MHHS-Pearland Hospital | [8 empty] | SEQUENTIALCOMPRESSIONDEV | Sequential Compression Device | Kendall
NO | YES | Asset Tag PSD1383 |  |  | PSD1383 |  | CARDINAL HEALTH | KENDALL 700 |  | V1901391SX | Pearland-Rental | MHHS-Pearland Hospital |  | Sequential Compression Device |  | PSD1383 |  | Pearland | MHHS-Pearland Hospital | Pearland-Rental |  | 9/19/19 |  |  |  | CIRCULATORY ASSIST UNITS, PERIPHERAL COMPRESSION | Sequential Compression Device | SEQUENTIALCOMPRESSIONDEV-Kendall-700 Series | SEQUENTIALCOMPRESSIONDEV | 700 Series |  |  |  | Kendall | Sequential Compression Device |  | SEQUENTIALCOMPRESSIONDEV-Kendall-700 Series |  |  | Finished from Script 3/27/2020 12:11:52pm (Central) |  | Covered PM Repair - Biomedical | MHHS-Pearland Hospital | [8 empty] | SEQUENTIALCOMPRESSIONDEV | Sequential Compression Device | Kendall
NO | YES | Asset Tag PSD1389 |  |  | PSD1389 |  | CARDINAL HEALTH | KENDALL 700 |  | V1920105SX | Pearland-Rental | MHHS-Pearland Hospital |  | Sequential Compression Device |  | PSD1389 |  | Pearland | MHHS-Pearland Hospital | Pearland-Rental |  | 9/19/19 |  |  |  | CIRCULATORY ASSIST UNITS, PERIPHERAL COMPRESSION | Sequential Compression Device | SEQUENTIALCOMPRESSIONDEV-Kendall-700 Series | SEQUENTIALCOMPRESSIONDEV | 700 Series |  |  |  | Kendall | Sequential Compression Device |  | SEQUENTIALCOMPRESSIONDEV-Kendall-700 Series |  | 1/2/15 | Finished from Script 3/27/2020 12:11:52pm (Central) |  | Covered PM Repair - Biomedical | MHHS-Pearland Hospital | [8 empty] | SEQUENTIALCOMPRESSIONDEV | Sequential Compression Device | Kendall
NO | YES | Asset Tag PSD1390 |  |  | PSD1390 |  | CARDINAL HEALTH | KENDALL 700 |  | V1901284SX | Pearland-Rental | MHHS-Pearland Hospital |  | Sequential Compression Device |  | PSD1390 |  | Pearland | MHHS-Pearland Hospital | Pearland-Rental |  | 9/19/19 |  |  |  | CIRCULATORY ASSIST UNITS, PERIPHERAL COMPRESSION | Sequential Compression Device | SEQUENTIALCOMPRESSIONDEV-Kendall-700 Series | SEQUENTIALCOMPRESSIONDEV | 700 Series |  |  |  | Kendall | Sequential Compression Device |  | SEQUENTIALCOMPRESSIONDEV-Kendall-700 Series |  | 5/31/16 | Finished from Script 3/27/2020 12:11:52pm (Central) |  | Covered PM Repair Labor Only - Biomedica | MHHS-Pearland Hospital | [8 empty] | SEQUENTIALCOMPRESSIONDEV | Sequential Compression Device | Kendall
NO | YES | Asset Tag PSD1392 |  |  | PSD1392 |  | CARDINAL HEALTH | KENDALL 700 |  | V1920151SX | Pearland-Rental | MHHS-Pearland Hospital |  | Sequential Compression Device |  | PSD1392 |  | Pearland | MHHS-Pearland Hospital | Pearland-Rental |  | 10/8/19 |  |  |  | CIRCULATORY ASSIST UNITS, PERIPHERAL COMPRESSION | Sequential Compression Device | SEQUENTIALCOMPRESSIONDEV-Kendall-700 Series | SEQUENTIALCOMPRESSIONDEV | 700 Series |  |  |  | Kendall | Sequential Compression Device |  | SEQUENTIALCOMPRESSIONDEV-Kendall-700 Series |  | 5/1/14 | Finished from Script 3/27/2020 12:11:52pm (Central) |  | Covered PM Repair - Radiology, Low End | MHHS-Pearland Hospital | [8 empty] | SEQUENTIALCOMPRESSIONDEV | Sequential Compression Device | Kendall
NO | YES | Asset Tag PSD1396 |  |  | PSD1396 |  | CARDINAL HEALTH | KENDALL 700 |  | V1920157SX | Pearland-Rental | MHHS-Pearland Hospital |  | Sequential Compression Device |  | PSD1396 |  | Pearland | MHHS-Pearland Hospital | Pearland-Rental |  | 9/19/19 |  |  |  | CIRCULATORY ASSIST UNITS, PERIPHERAL COMPRESSION | Sequential Compression Device | SEQUENTIALCOMPRESSIONDEV-Kendall-700 Series | SEQUENTIALCOMPRESSIONDEV | 700 Series |  |  |  | Kendall | Sequential Compression Device |  | SEQUENTIALCOMPRESSIONDEV-Kendall-700 Series |  | 5/7/17 | Finished from Script 3/27/2020 12:11:52pm (Central) |  | Covered PM Repair - Biomedical | MHHS-Pearland Hospital | [8 empty] | SEQUENTIALCOMPRESSIONDEV | Sequential Compression Device | Kendall
NO | YES | Asset Tag PSD1397 |  |  | PSD1397 |  | CARDINAL HEALTH | KENDALL 700 |  | V1920160SX | Pearland-Rental | MHHS-Pearland Hospital |  | Sequential Compression Device |  | PSD1397 |  | Pearland | MHHS-Pearland Hospital | Pearland-Rental |  | 9/19/19 |  |  |  | CIRCULATORY ASSIST UNITS, PERIPHERAL COMPRESSION | Sequential Compression Device | SEQUENTIALCOMPRESSIONDEV-Kendall-700 Series | SEQUENTIALCOMPRESSIONDEV | 700 Series |  |  |  | Kendall | Sequential Compression Device |  | SEQUENTIALCOMPRESSIONDEV-Kendall-700 Series |  | 10/8/13 | Finished from Script 3/27/2020 12:11:52pm (Central) |  | Covered PM Repair - Radiology, Low End | MHHS-Pearland Hospital | [8 empty] | SEQUENTIALCOMPRESSIONDEV | Sequential Compression Device | Kendall
NO | YES |  |  |  | PSD1398 |  | CARDINAL HEALTH | KENDALL 700 |  | V1920146SX | Pearland-Rental | MHHS-Pearland Hospital |  | Sequential Compression Device |  | PSD1398 |  | Pearland | MHHS-Pearland Hospital | Pearland-Rental |  | 9/19/19 |  |  |  | CIRCULATORY ASSIST UNITS, PERIPHERAL COMPRESSION | Sequential Compression Device | SEQUENTIALCOMPRESSIONDEV-Kendall-700 Series | SEQUENTIALCOMPRESSIONDEV | 700 Series |  |  |  | Kendall | Sequential Compression Device |  | SEQUENTIALCOMPRESSIONDEV-Kendall-700 Series |  |  | Finished from Script 3/27/2020 12:11:52pm (Central) |  | Covered PM Repair - Biomedical | MHHS-Pearland Hospital | [8 empty] | SEQUENTIALCOMPRESSIONDEV | Sequential Compression Device | Kendall
NO | YES | Asset Tag PSD1399 |  |  | PSD1399 |  | CARDINAL HEALTH | KENDALL 700 |  | V1901430SX | Pearland-Rental | MHHS-Pearland Hospital |  | Sequential Compression Device |  | PSD1399 |  | Pearland | MHHS-Pearland Hospital | Pearland-Rental |  | 9/19/19 |  |  |  | CIRCULATORY ASSIST UNITS, PERIPHERAL COMPRESSION | Sequential Compression Device | SEQUENTIALCOMPRESSIONDEV-Kendall-700 Series | SEQUENTIALCOMPRESSIONDEV | 700 Series |  |  |  | Kendall | Sequential Compression Device |  | SEQUENTIALCOMPRESSIONDEV-Kendall-700 Series |  |  | Finished from Script 3/27/2020 12:11:52pm (Central) |  | Covered PM Repair - Biomedical | MHHS-Pearland Hospital | [8 empty] | SEQUENTIALCOMPRESSIONDEV | Sequential Compression Device | Kendall
NO | YES | Asset Tag PSD1400 |  |  | PSD1400 |  | CARDINAL HEALTH | KENDALL 700 |  | V1901434SX | Pearland-Rental | MHHS-Pearland Hospital |  | Sequential Compression Device |  | PSD1400 |  | Pearland | MHHS-Pearland Hospital | Pearland-Rental |  | 9/19/19 |  |  |  | CIRCULATORY ASSIST UNITS, PERIPHERAL COMPRESSION | Sequential Compression Device | SEQUENTIALCOMPRESSIONDEV-Kendall-700 Series | SEQUENTIALCOMPRESSIONDEV | 700 Series |  |  |  | Kendall | Sequential Compression Device |  | SEQUENTIALCOMPRESSIONDEV-Kendall-700 Series |  |  | Finished from Script 3/27/2020 12:11:52pm (Central) |  | Covered PM Repair - Radiology, Low End | MHHS-Pearland Hospital | [8 empty] | SEQUENTIALCOMPRESSIONDEV | Sequential Compression Device | Kendall
NO | YES | Asset Tag PSD1403 |  |  | PSD1403 |  | CARDINAL HEALTH | KENDALL 700 |  | V1920152SX | Pearland-Rental | MHHS-Pearland Hospital |  | Sequential Compression Device |  | PSD1403 |  | Pearland | MHHS-Pearland Hospital | Pearland-Rental |  | 9/19/19 |  |  |  | CIRCULATORY ASSIST UNITS, PERIPHERAL COMPRESSION | Sequential Compression Device | SEQUENTIALCOMPRESSIONDEV-Kendall-700 Series | SEQUENTIALCOMPRESSIONDEV | 700 Series |  |  |  | Kendall | Sequential Compression Device |  | SEQUENTIALCOMPRESSIONDEV-Kendall-700 Series |  |  | Finished from Script 3/27/2020 12:11:52pm (Central) |  | Covered PM Repair - Biomedical | MHHS-Pearland Hospital | [8 empty] | SEQUENTIALCOMPRESSIONDEV | Sequential Compression Device | Kendall
NO | YES | Asset Tag PSD1410 |  |  | PSD1410 |  | CARDINAL HEALTH | KENDALL 700 |  | V1920111SX | Pearland-Rental | MHHS-Pearland Hospital |  | Sequential Compression Device |  | PSD1410 |  | Pearland | MHHS-Pearland Hospital | Pearland-Rental |  | 9/19/19 |  |  |  | CIRCULATORY ASSIST UNITS, PERIPHERAL COMPRESSION | Sequential Compression Device | SEQUENTIALCOMPRESSIONDEV-Kendall-700 Series | SEQUENTIALCOMPRESSIONDEV | 700 Series |  |  |  | Kendall | Sequential Compression Device |  | SEQUENTIALCOMPRESSIONDEV-Kendall-700 Series |  |  | Finished from Script 3/27/2020 12:11:52pm (Central) |  | Covered PM Repair - Biomedical | MHHS-Pearland Hospital | [8 empty] | SEQUENTIALCOMPRESSIONDEV | Sequential Compression Device | Kendall
NO | YES | Asset Tag PSD1415 |  |  | PSD1415 |  | CARDINAL HEALTH | KENDALL 700 |  | V1920062SX | Pearland-Rental | MHHS-Pearland Hospital |  | Sequential Compression Device |  | PSD1415 |  | Pearland | MHHS-Pearland Hospital | Pearland-Rental |  | 9/19/19 |  |  |  | CIRCULATORY ASSIST UNITS, PERIPHERAL COMPRESSION | Sequential Compression Device | SEQUENTIALCOMPRESSIONDEV-Kendall-700 Series | SEQUENTIALCOMPRESSIONDEV | 700 Series |  |  |  | Kendall | Sequential Compression Device |  | SEQUENTIALCOMPRESSIONDEV-Kendall-700 Series |  |  | Finished from Script 3/27/2020 12:11:52pm (Central) |  | Covered PM Repair - Biomedical | MHHS-Pearland Hospital | [8 empty] | SEQUENTIALCOMPRESSIONDEV | Sequential Compression Device | Kendall
NO | YES | Asset Tag PSD1416 |  |  | PSD1416 |  | CARDINAL HEALTH | KENDALL 700 |  | V1920129SX | Pearland-Rental | MHHS-Pearland Hospital |  | Sequential Compression Device |  | PSD1416 |  | Pearland | MHHS-Pearland Hospital | Pearland-Rental |  | 9/19/19 |  |  |  | CIRCULATORY ASSIST UNITS, PERIPHERAL COMPRESSION | Sequential Compression Device | SEQUENTIALCOMPRESSIONDEV-Kendall-700 Series | SEQUENTIALCOMPRESSIONDEV | 700 Series |  |  |  | Kendall | Sequential Compression Device |  | SEQUENTIALCOMPRESSIONDEV-Kendall-700 Series |  |  | Finished from Script 3/27/2020 12:11:52pm (Central) |  | Covered PM Repair - Biomedical | MHHS-Pearland Hospital | [8 empty] | SEQUENTIALCOMPRESSIONDEV | Sequential Compression Device | Kendall
NO | YES | Asset Tag PSD1417 |  |  | PSD1417 |  | CARDINAL HEALTH | KENDALL 700 |  | V1920127SX | Pearland-Rental | MHHS-Pearland Hospital |  | Sequential Compression Device |  | PSD1417 |  | Pearland | MHHS-Pearland Hospital | Pearland-Rental |  | 9/19/19 |  |  |  | CIRCULATORY ASSIST UNITS, PERIPHERAL COMPRESSION | Sequential Compression Device | SEQUENTIALCOMPRESSIONDEV-Kendall-700 Series | SEQUENTIALCOMPRESSIONDEV | 700 Series |  |  |  | Kendall | Sequential Compression Device |  | SEQUENTIALCOMPRESSIONDEV-Kendall-700 Series |  |  | Finished from Script 3/27/2020 12:11:52pm (Central) |  | Covered PM Repair - Biomedical | MHHS-Pearland Hospital | [8 empty] | SEQUENTIALCOMPRESSIONDEV | Sequential Compression Device | Kendall
NO | YES | Asset Tag PSD1420 |  |  | PSD1420 |  | CARDINAL HEALTH | KENDALL 700 |  | V1920149SX | Pearland-Rental | MHHS-Pearland Hospital |  | Sequential Compression Device |  | PSD1420 |  | Pearland | MHHS-Pearland Hospital | Pearland-Rental |  | 9/19/19 |  |  |  | CIRCULATORY ASSIST UNITS, PERIPHERAL COMPRESSION | Sequential Compression Device | SEQUENTIALCOMPRESSIONDEV-Kendall-700 Series | SEQUENTIALCOMPRESSIONDEV | 700 Series |  |  |  | Kendall | Sequential Compression Device |  | SEQUENTIALCOMPRESSIONDEV-Kendall-700 Series |  | 9/2/17 | Finished from Script 3/27/2020 12:11:52pm (Central) |  | Covered PM Repair - Biomedical | MHHS-Pearland Hospital | [8 empty] | SEQUENTIALCOMPRESSIONDEV | Sequential Compression Device | Kendall
NO | YES | Asset Tag PSD1421 |  |  | PSD1421 |  | CARDINAL HEALTH | KENDALL 700 |  | V1920115SX | Pearland-Rental | MHHS-Pearland Hospital |  | Sequential Compression Device |  | PSD1421 |  | Pearland | MHHS-Pearland Hospital | Pearland-Rental |  | 9/19/19 |  |  |  | CIRCULATORY ASSIST UNITS, PERIPHERAL COMPRESSION | Sequential Compression Device | SEQUENTIALCOMPRESSIONDEV-Kendall-700 Series | SEQUENTIALCOMPRESSIONDEV | 700 Series |  |  |  | Kendall | Sequential Compression Device |  | SEQUENTIALCOMPRESSIONDEV-Kendall-700 Series |  |  | Finished from Script 3/27/2020 12:11:52pm (Central) |  | Covered PM Repair - Biomedical | MHHS-Pearland Hospital | [8 empty] | SEQUENTIALCOMPRESSIONDEV | Sequential Compression Device | Kendall
NO | YES |  |  |  | PSD2305 |  | CARDINAL HEALTH | KENDALL 700 |  | V1919706SX | SW-Central Supply | MHHS-Southwest |  | Sequential Compression Device |  | PSD2305 |  | Southwest | MHHS-Southwest | SW-Central Supply |  | 11/19/19 |  |  |  | CIRCULATORY ASSIST UNITS, PERIPHERAL COMPRESSION | Sequential Compression Device | SEQUENTIALCOMPRESSIONDEV-Kendall-700 Series | SEQUENTIALCOMPRESSIONDEV | 700 Series |  |  |  | Kendall | Sequential Compression Device |  | SEQUENTIALCOMPRESSIONDEV-Kendall-700 Series |  |  | Finished from Script 3/27/2020 12:11:52pm (Central) |  | Covered PM Repair - Biomedical | MHHS-Southwest | [8 empty] | SEQUENTIALCOMPRESSIONDEV | Sequential Compression Device | Kendall
NO | YES |  |  |  | psd2340 | 099-08736 | CARDINAL HEALTH | KENDALL 700 |  | V1914328SX | SW-Endoscopy | MHHS-Southwest |  | Sequential Compression Device |  | psd2340 | 099-08736 | Memorial Hermann Hospital - Southwest | MHHS-Southwest | SW-Endoscopy | Endo Pacu | 11/1/19 |  |  |  | CIRCULATORY ASSIST UNITS, PERIPHERAL COMPRESSION | Sequential Compression Device | SEQUENTIALCOMPRESSIONDEV-Kendall-700 Series | SEQUENTIALCOMPRESSIONDEV | 700 Series |  |  |  | Kendall | Sequential Compression Device |  | SEQUENTIALCOMPRESSIONDEV-Kendall-700 Series |  | 8/3/19 |  |  | Covered PM Repair - Biomedical | MHHS-Southwest | [8 empty] | SEQUENTIALCOMPRESSIONDEV | Sequential Compression Device | Kendall
NO | YES |  |  |  | PSD2358 |  | CARDINAL HEALTH | KENDALL 700 |  | V1919701SX | SW-Central Supply | MHHS-Southwest |  | Sequential Compression Device |  | PSD2358 |  | Southwest | MHHS-Southwest | SW-Central Supply |  | 11/19/19 |  |  |  | CIRCULATORY ASSIST UNITS, PERIPHERAL COMPRESSION | Sequential Compression Device | SEQUENTIALCOMPRESSIONDEV-Kendall-700 Series | SEQUENTIALCOMPRESSIONDEV | 700 Series |  |  |  | Kendall | Sequential Compression Device |  | SEQUENTIALCOMPRESSIONDEV-Kendall-700 Series |  | 8/1/19 | Finished from Script 3/27/2020 12:11:52pm (Central) |  | Covered PM Repair - Biomedical | MHHS-Southwest | [8 empty] | SEQUENTIALCOMPRESSIONDEV | Sequential Compression Device | Kendall
NO | YES | Serial Number v1503472sx |  |  | psd2371 |  | CARDINAL HEALTH | KENDALL 700 |  | v1503472sx | SW-Central Supply | MHHS-Southwest |  | Sequential Compression Device |  | psd2371 |  | Southwest | MHHS-Southwest | SW-Central Supply |  | 11/8/19 |  |  |  | CIRCULATORY ASSIST UNITS, PERIPHERAL COMPRESSION | Sequential Compression Device | SEQUENTIALCOMPRESSIONDEV-Kendall-700 Series | SEQUENTIALCOMPRESSIONDEV | 700 Series |  |  |  | Kendall | Sequential Compression Device |  | SEQUENTIALCOMPRESSIONDEV-Kendall-700 Series |  |  | Finished from Script 3/27/2020 12:11:52pm (Central) |  | Covered PM Repair - Biomedical | MHHS-Southwest | [8 empty] | SEQUENTIALCOMPRESSIONDEV | Sequential Compression Device | Kendall
NO | YES | Serial Number v1515362sx |  |  | PSD2445 |  | CARDINAL HEALTH | KENDALL 700 |  | v1515362sx | SW-Central Supply | MHHS-Southwest |  | Sequential Compression Device |  | PSD2445 |  | Southwest | MHHS-Southwest | SW-Central Supply |  | 11/8/19 |  |  |  | CIRCULATORY ASSIST UNITS, PERIPHERAL COMPRESSION | Sequential Compression Device | SEQUENTIALCOMPRESSIONDEV-Kendall-700 Series | SEQUENTIALCOMPRESSIONDEV | 700 Series |  |  |  | Kendall | Sequential Compression Device |  | SEQUENTIALCOMPRESSIONDEV-Kendall-700 Series |  |  | Finished from Script 3/27/2020 12:11:52pm (Central) |  | Covered PM Repair - Biomedical | MHHS-Southwest | [8 empty] | SEQUENTIALCOMPRESSIONDEV | Sequential Compression Device | Kendall
NO | YES |  |  |  | PSD2452 |  | CARDINAL HEALTH | KENDALL 700 |  | V1224810SX | SW-Central Supply | MHHS-Southwest |  | Sequential Compression Device |  | PSD2452 |  | Southwest | MHHS-Southwest | SW-Central Supply |  | 11/8/19 |  |  |  | CIRCULATORY ASSIST UNITS, PERIPHERAL COMPRESSION | Sequential Compression Device | SEQUENTIALCOMPRESSIONDEV-Kendall-700 Series | SEQUENTIALCOMPRESSIONDEV | 700 Series |  |  |  | Kendall | Sequential Compression Device |  | SEQUENTIALCOMPRESSIONDEV-Kendall-700 Series |  |  | Finished from Script 3/27/2020 12:11:52pm (Central) |  | Covered PM Repair - Biomedical | MHHS-Southwest | [8 empty] | SEQUENTIALCOMPRESSIONDEV | Sequential Compression Device | Kendall
NO | YES | Serial Number V1205936SX |  |  | PSD2481 |  | CARDINAL HEALTH | KENDALL 700 |  | V1205936SX | SW-Central Supply | MHHS-Southwest |  | Sequential Compression Device |  | PSD2481 |  | Southwest | MHHS-Southwest | SW-Central Supply |  | 11/8/19 |  |  |  | CIRCULATORY ASSIST UNITS, PERIPHERAL COMPRESSION | Sequential Compression Device | SEQUENTIALCOMPRESSIONDEV-Kendall-700 Series | SEQUENTIALCOMPRESSIONDEV | 700 Series |  |  |  | Kendall | Sequential Compression Device |  | SEQUENTIALCOMPRESSIONDEV-Kendall-700 Series |  | 8/30/17 | Finished from Script 3/27/2020 12:11:52pm (Central) |  | Covered PM Repair - Biomedical | MHHS-Southwest | [8 empty] | SEQUENTIALCOMPRESSIONDEV | Sequential Compression Device | Kendall
NO | YES | Serial Number V1918723SX |  |  | PSD2673 |  | CARDINAL HEALTH | KENDALL 700 |  | V1918723SX | Sugar Land-Central Supply | MHHS-Sugarland |  | Sequential Compression Device |  | PSD2673 |  | Sugar Land | MHHS-Sugarland | Sugar Land-Central Supply |  | 12/4/19 |  |  |  | CIRCULATORY ASSIST UNITS, PERIPHERAL COMPRESSION | Sequential Compression Device | SEQUENTIALCOMPRESSIONDEV-Kendall-700 Series | SEQUENTIALCOMPRESSIONDEV | 700 Series |  |  |  | Kendall | Sequential Compression Device |  | SEQUENTIALCOMPRESSIONDEV-Kendall-700 Series |  | 3/30/19 | Finished from Script 3/27/2020 12:11:52pm (Central) |  | Covered PM Repair - Biomedical | MHHS-Sugarland | [8 empty] | SEQUENTIALCOMPRESSIONDEV | Sequential Compression Device | Kendall
NO | YES | Asset Tag PSD2674 |  |  | PSD2674 |  | CARDINAL HEALTH | KENDALL 700 |  | V1918712SX | Sugar Land-Central Supply | MHHS-Sugarland |  | Sequential Compression Device |  | PSD2674 |  | Sugar Land | MHHS-Sugarland | Sugar Land-Central Supply |  | 12/4/19 |  |  |  | CIRCULATORY ASSIST UNITS, PERIPHERAL COMPRESSION | Sequential Compression Device | SEQUENTIALCOMPRESSIONDEV-Kendall-700 Series | SEQUENTIALCOMPRESSIONDEV | 700 Series |  |  |  | Kendall | Sequential Compression Device |  | SEQUENTIALCOMPRESSIONDEV-Kendall-700 Series |  |  | Finished from Script 3/27/2020 12:11:52pm (Central) |  | Covered PM Repair - Biomedical | MHHS-Sugarland | [8 empty] | SEQUENTIALCOMPRESSIONDEV | Sequential Compression Device | Kendall
NO | YES | Asset Tag PSD2676 |  |  | PSD2676 |  | CARDINAL HEALTH | KENDALL 700 |  | V1918724SX | Sugar Land-Central Supply | MHHS-Sugarland |  | Sequential Compression Device |  | PSD2676 |  | Sugar Land | MHHS-Sugarland | Sugar Land-Central Supply |  | 12/4/19 |  |  |  | CIRCULATORY ASSIST UNITS, PERIPHERAL COMPRESSION | Sequential Compression Device | SEQUENTIALCOMPRESSIONDEV-Kendall-700 Series | SEQUENTIALCOMPRESSIONDEV | 700 Series |  |  |  | Kendall | Sequential Compression Device |  | SEQUENTIALCOMPRESSIONDEV-Kendall-700 Series |  | 1/1/20 | Finished from Script 3/27/2020 12:11:52pm (Central) |  | No Coverage Specified | MHHS-Sugarland | [8 empty] | SEQUENTIALCOMPRESSIONDEV | Sequential Compression Device | Kendall
NO | YES |  |  |  | PSD2679 |  | CARDINAL HEALTH | KENDALL 700 |  | V1918719SX | Sugar Land-Central Supply | MHHS-Sugarland |  | Sequential Compression Device |  | PSD2679 |  | Sugar Land | MHHS-Sugarland | Sugar Land-Central Supply |  | 12/4/19 |  |  |  | CIRCULATORY ASSIST UNITS, PERIPHERAL COMPRESSION | Sequential Compression Device | SEQUENTIALCOMPRESSIONDEV-Kendall-700 Series | SEQUENTIALCOMPRESSIONDEV | 700 Series |  |  |  | Kendall | Sequential Compression Device |  | SEQUENTIALCOMPRESSIONDEV-Kendall-700 Series |  |  | Finished from Script 3/27/2020 12:11:52pm (Central) |  | Covered PM Repair - Biomedical | MHHS-Sugarland | [8 empty] | SEQUENTIALCOMPRESSIONDEV | Sequential Compression Device | Kendall
NO | YES | Asset Tag PSD2681 |  |  | PSD2681 |  | CARDINAL HEALTH | KENDALL 700 |  | V1918771SX | Sugar Land-Central Supply | MHHS-Sugarland |  | Sequential Compression Device |  | PSD2681 |  | Sugar Land | MHHS-Sugarland | Sugar Land-Central Supply |  | 12/4/19 |  |  |  | CIRCULATORY ASSIST UNITS, PERIPHERAL COMPRESSION | Sequential Compression Device | SEQUENTIALCOMPRESSIONDEV-Kendall-700 Series | SEQUENTIALCOMPRESSIONDEV | 700 Series |  |  |  | Kendall | Sequential Compression Device |  | SEQUENTIALCOMPRESSIONDEV-Kendall-700 Series |  |  | Finished from Script 3/27/2020 12:11:52pm (Central) |  | Covered PM Repair - Biomedical | MHHS-Sugarland | [8 empty] | SEQUENTIALCOMPRESSIONDEV | Sequential Compression Device | Kendall
NO | YES | Serial Number V1918739SX |  |  | PSD2683 |  | CARDINAL HEALTH | KENDALL 700 |  | V1918739SX | Sugar Land-Central Supply | MHHS-Sugarland |  | Sequential Compression Device |  | PSD2683 |  | Sugar Land | MHHS-Sugarland | Sugar Land-Central Supply |  | 12/4/19 |  |  |  | CIRCULATORY ASSIST UNITS, PERIPHERAL COMPRESSION | Sequential Compression Device | SEQUENTIALCOMPRESSIONDEV-Kendall-700 Series | SEQUENTIALCOMPRESSIONDEV | 700 Series |  |  |  | Kendall | Sequential Compression Device |  | SEQUENTIALCOMPRESSIONDEV-Kendall-700 Series |  | 3/30/17 | Finished from Script 3/27/2020 12:11:52pm (Central) |  | Not Covered Vendor Only - Biomedical | MHHS-Sugarland | [8 empty] | SEQUENTIALCOMPRESSIONDEV | Sequential Compression Device | Kendall
NO | YES | Asset Tag PSD2685 |  |  | PSD2685 |  | CARDINAL HEALTH | KENDALL 700 |  | V1918862SX | Sugar Land-Central Supply | MHHS-Sugarland |  | Sequential Compression Device |  | PSD2685 |  | Sugar Land | MHHS-Sugarland | Sugar Land-Central Supply |  | 12/4/19 |  |  |  | CIRCULATORY ASSIST UNITS, PERIPHERAL COMPRESSION | Sequential Compression Device | SEQUENTIALCOMPRESSIONDEV-Kendall-700 Series | SEQUENTIALCOMPRESSIONDEV | 700 Series |  |  |  | Kendall | Sequential Compression Device |  | SEQUENTIALCOMPRESSIONDEV-Kendall-700 Series |  | 6/7/13 | Finished from Script 3/27/2020 12:11:52pm (Central) |  | Covered PM Repair - Biomedical | MHHS-Sugarland | [8 empty] | SEQUENTIALCOMPRESSIONDEV | Sequential Compression Device | Kendall
NO | YES | Asset Tag PSD2687 |  |  | PSD2687 |  | CARDINAL HEALTH | KENDALL 700 |  | V1918896SX | Sugar Land-Central Supply | MHHS-Sugarland |  | Sequential Compression Device |  | PSD2687 |  | Sugar Land | MHHS-Sugarland | Sugar Land-Central Supply |  | 12/4/19 |  |  |  | CIRCULATORY ASSIST UNITS, PERIPHERAL COMPRESSION | Sequential Compression Device | SEQUENTIALCOMPRESSIONDEV-Kendall-700 Series | SEQUENTIALCOMPRESSIONDEV | 700 Series |  |  |  | Kendall | Sequential Compression Device |  | SEQUENTIALCOMPRESSIONDEV-Kendall-700 Series |  | 3/18/19 | Finished from Script 3/27/2020 12:11:52pm (Central) |  | Covered PM Repair - Biomedical | MHHS-Sugarland | [8 empty] | SEQUENTIALCOMPRESSIONDEV | Sequential Compression Device | Kendall
NO | YES |  |  |  | PSD2688 |  | CARDINAL HEALTH | KENDALL 700 |  | V1918881SX | Sugar Land-Central Supply | MHHS-Sugarland |  | Sequential Compression Device |  | PSD2688 |  | Sugar Land | MHHS-Sugarland | Sugar Land-Central Supply |  | 12/4/19 |  |  |  | CIRCULATORY ASSIST UNITS, PERIPHERAL COMPRESSION | Sequential Compression Device | SEQUENTIALCOMPRESSIONDEV-Kendall-700 Series | SEQUENTIALCOMPRESSIONDEV | 700 Series |  |  |  | Kendall | Sequential Compression Device |  | SEQUENTIALCOMPRESSIONDEV-Kendall-700 Series |  |  | Finished from Script 3/27/2020 12:11:52pm (Central) |  | Covered PM Repair - Biomedical | MHHS-Sugarland | [8 empty] | SEQUENTIALCOMPRESSIONDEV | Sequential Compression Device | Kendall
NO | YES | Serial Number V1918843SX |  |  | PSD2691 |  | CARDINAL HEALTH | KENDALL 700 |  | V1918843SX | Sugar Land-Central Supply | MHHS-Sugarland |  | Sequential Compression Device |  | PSD2691 |  | Sugar Land | MHHS-Sugarland | Sugar Land-Central Supply | [5 empty] | CIRCULATORY ASSIST UNITS, PERIPHERAL COMPRESSION | Sequential Compression Device | SEQUENTIALCOMPRESSIONDEV-Kendall-700 Series | SEQUENTIALCOMPRESSIONDEV | 700 Series |  |  |  | Kendall | Sequential Compression Device |  | SEQUENTIALCOMPRESSIONDEV-Kendall-700 Series |  | 6/1/22 | Finished from Script 3/27/2020 12:11:52pm (Central) |  | Not Covered Vendor Only - Biomedical | MHHS-Sugarland | [8 empty] | SEQUENTIALCOMPRESSIONDEV | Sequential Compression Device | Kendall
NO | YES | Serial Number V1918810SX |  |  | PSD2699 |  | CARDINAL HEALTH | KENDALL 700 |  | V1918810SX | Sugar Land-Central Supply | MHHS-Sugarland |  | Sequential Compression Device |  | PSD2699 |  | Sugar Land | MHHS-Sugarland | Sugar Land-Central Supply | [5 empty] | CIRCULATORY ASSIST UNITS, PERIPHERAL COMPRESSION | Sequential Compression Device | SEQUENTIALCOMPRESSIONDEV-Kendall-700 Series | SEQUENTIALCOMPRESSIONDEV | 700 Series |  |  |  | Kendall | Sequential Compression Device |  | SEQUENTIALCOMPRESSIONDEV-Kendall-700 Series |  | 5/2/18 | Finished from Script 3/27/2020 12:11:52pm (Central) |  | Covered PM Repair - Biomedical | MHHS-Sugarland | [8 empty] | SEQUENTIALCOMPRESSIONDEV | Sequential Compression Device | Kendall
NO | YES | Asset Tag PSD2701 |  |  | PSD2701 |  | CARDINAL HEALTH | KENDALL 700 |  | V1914513SX | Sugar Land-Central Supply | MHHS-Sugarland |  | Sequential Compression Device |  | PSD2701 |  | Sugar Land | MHHS-Sugarland | Sugar Land-Central Supply | [5 empty] | CIRCULATORY ASSIST UNITS, PERIPHERAL COMPRESSION | Sequential Compression Device | SEQUENTIALCOMPRESSIONDEV-Kendall-700 Series | SEQUENTIALCOMPRESSIONDEV | 700 Series |  |  |  | Kendall | Sequential Compression Device |  | SEQUENTIALCOMPRESSIONDEV-Kendall-700 Series |  | 3/30/19 | Finished from Script 3/27/2020 12:11:52pm (Central) |  | Covered PM Repair - Biomedical | MHHS-Sugarland | [8 empty] | SEQUENTIALCOMPRESSIONDEV | Sequential Compression Device | Kendall
NO | YES | Asset Tag PSD2704 |  |  | PSD2704 |  | CARDINAL HEALTH | KENDALL 700 |  | V1914533SX | Sugar Land-Central Supply | MHHS-Sugarland |  | Sequential Compression Device |  | PSD2704 |  | Sugar Land | MHHS-Sugarland | Sugar Land-Central Supply | [5 empty] | CIRCULATORY ASSIST UNITS, PERIPHERAL COMPRESSION | Sequential Compression Device | SEQUENTIALCOMPRESSIONDEV-Kendall-700 Series | SEQUENTIALCOMPRESSIONDEV | 700 Series |  |  |  | Kendall | Sequential Compression Device |  | SEQUENTIALCOMPRESSIONDEV-Kendall-700 Series |  | 1/1/21 | Finished from Script 3/27/2020 12:11:52pm (Central) |  | No Coverage Specified | MHHS-Sugarland | [8 empty] | SEQUENTIALCOMPRESSIONDEV | Sequential Compression Device | Kendall
NO | YES | Asset Tag PSD2709 |  |  | PSD2709 |  | CARDINAL HEALTH | KENDALL 700 |  | V1914579SX | Sugar Land-Central Supply | MHHS-Sugarland |  | Sequential Compression Device |  | PSD2709 |  | Sugar Land | MHHS-Sugarland | Sugar Land-Central Supply | [5 empty] | CIRCULATORY ASSIST UNITS, PERIPHERAL COMPRESSION | Sequential Compression Device | SEQUENTIALCOMPRESSIONDEV-Kendall-700 Series | SEQUENTIALCOMPRESSIONDEV | 700 Series |  |  |  | Kendall | Sequential Compression Device |  | SEQUENTIALCOMPRESSIONDEV-Kendall-700 Series |  | 10/2/18 | Finished from Script 3/27/2020 12:11:52pm (Central) |  | Covered PM Repair - Biomedical | MHHS-Sugarland | [8 empty] | SEQUENTIALCOMPRESSIONDEV | Sequential Compression Device | Kendall
NO | YES | Serial Number V1914575SX |  |  | PSD2715 |  | CARDINAL HEALTH | KENDALL 700 |  | V1914575SX | Sugar Land-Central Supply | MHHS-Sugarland |  | Sequential Compression Device |  | PSD2715 |  | Sugar Land | MHHS-Sugarland | Sugar Land-Central Supply | [5 empty] | CIRCULATORY ASSIST UNITS, PERIPHERAL COMPRESSION | Sequential Compression Device | SEQUENTIALCOMPRESSIONDEV-Kendall-700 Series | SEQUENTIALCOMPRESSIONDEV | 700 Series |  |  |  | Kendall | Sequential Compression Device |  | SEQUENTIALCOMPRESSIONDEV-Kendall-700 Series |  | 3/30/19 | Finished from Script 3/27/2020 12:11:52pm (Central) |  | Covered PM Repair - Biomedical | MHHS-Sugarland | [8 empty] | SEQUENTIALCOMPRESSIONDEV | Sequential Compression Device | Kendall
NO | YES | Serial Number V1914548SX |  |  | PSD2720 |  | CARDINAL HEALTH | KENDALL 700 |  | V1914548SX | Sugar Land-Central Supply | MHHS-Sugarland |  | Sequential Compression Device |  | PSD2720 |  | Sugar Land | MHHS-Sugarland | Sugar Land-Central Supply | [5 empty] | CIRCULATORY ASSIST UNITS, PERIPHERAL COMPRESSION | Sequential Compression Device | SEQUENTIALCOMPRESSIONDEV-Kendall-700 Series | SEQUENTIALCOMPRESSIONDEV | 700 Series |  |  |  | Kendall | Sequential Compression Device |  | SEQUENTIALCOMPRESSIONDEV-Kendall-700 Series |  | 7/9/16 | Finished from Script 3/27/2020 12:11:52pm (Central) |  | Covered PM Repair - Biomedical | MHHS-Sugarland | [8 empty] | SEQUENTIALCOMPRESSIONDEV | Sequential Compression Device | Kendall
NO | YES | Asset Tag PSD2723 |  |  | PSD2723 |  | CARDINAL HEALTH | KENDALL 700 |  | V1914571SX | Sugar Land-Central Supply | MHHS-Sugarland |  | Sequential Compression Device |  | PSD2723 |  | Sugar Land | MHHS-Sugarland | Sugar Land-Central Supply | [5 empty] | CIRCULATORY ASSIST UNITS, PERIPHERAL COMPRESSION | Sequential Compression Device | SEQUENTIALCOMPRESSIONDEV-Kendall-700 Series | SEQUENTIALCOMPRESSIONDEV | 700 Series |  |  |  | Kendall | Sequential Compression Device |  | SEQUENTIALCOMPRESSIONDEV-Kendall-700 Series |  | 1/31/14 | Finished from Script 3/27/2020 12:11:52pm (Central) |  | Covered PM Repair - Biomedical | MHHS-Sugarland | [8 empty] | SEQUENTIALCOMPRESSIONDEV | Sequential Compression Device | Kendall
NO | YES | Asset Tag PSD2727 |  |  | PSD2727 |  | CARDINAL HEALTH | KENDALL 700 |  | V1914547SX | Sugar Land-Central Supply | MHHS-Sugarland |  | Sequential Compression Device |  | PSD2727 |  | Sugar Land | MHHS-Sugarland | Sugar Land-Central Supply | [5 empty] | CIRCULATORY ASSIST UNITS, PERIPHERAL COMPRESSION | Sequential Compression Device | SEQUENTIALCOMPRESSIONDEV-Kendall-700 Series | SEQUENTIALCOMPRESSIONDEV | 700 Series |  |  |  | Kendall | Sequential Compression Device |  | SEQUENTIALCOMPRESSIONDEV-Kendall-700 Series |  |  | Finished from Script 3/27/2020 12:11:52pm (Central) |  | Covered PM Repair - Biomedical | MHHS-Sugarland | [8 empty] | SEQUENTIALCOMPRESSIONDEV | Sequential Compression Device | Kendall
NO | YES | Asset Tag PSD2728 |  |  | PSD2728 |  | CARDINAL HEALTH | KENDALL 700 |  | V1914570SX | Sugar Land-Central Supply | MHHS-Sugarland |  | Sequential Compression Device |  | PSD2728 |  | Sugar Land | MHHS-Sugarland | Sugar Land-Central Supply | [5 empty] | CIRCULATORY ASSIST UNITS, PERIPHERAL COMPRESSION | Sequential Compression Device | SEQUENTIALCOMPRESSIONDEV-Kendall-700 Series | SEQUENTIALCOMPRESSIONDEV | 700 Series |  |  |  | Kendall | Sequential Compression Device |  | SEQUENTIALCOMPRESSIONDEV-Kendall-700 Series |  | 12/1/16 | Finished from Script 3/27/2020 12:11:52pm (Central) |  | Covered PM Repair - Biomedical | MHHS-Sugarland | [8 empty] | SEQUENTIALCOMPRESSIONDEV | Sequential Compression Device | Kendall
NO | YES | Asset Tag PSD2732 |  |  | PSD2732 |  | CARDINAL HEALTH | KENDALL 700 |  | V1914564SX | Sugar Land-Central Supply | MHHS-Sugarland |  | Sequential Compression Device |  | PSD2732 |  | Sugar Land | MHHS-Sugarland | Sugar Land-Central Supply | [5 empty] | CIRCULATORY ASSIST UNITS, PERIPHERAL COMPRESSION | Sequential Compression Device | SEQUENTIALCOMPRESSIONDEV-Kendall-700 Series | SEQUENTIALCOMPRESSIONDEV | 700 Series |  |  |  | Kendall | Sequential Compression Device |  | SEQUENTIALCOMPRESSIONDEV-Kendall-700 Series |  |  | Finished from Script 3/27/2020 12:11:52pm (Central) |  | Covered PM Repair - Biomedical | MHHS-Sugarland | [8 empty] | SEQUENTIALCOMPRESSIONDEV | Sequential Compression Device | Kendall
NO | YES | Asset Tag PSD2733 |  |  | PSD2733 |  | CARDINAL HEALTH | KENDALL 700 |  | V1914521SX | Sugar Land-Central Supply | MHHS-Sugarland |  | Sequential Compression Device |  | PSD2733 |  | Sugar Land | MHHS-Sugarland | Sugar Land-Central Supply | [5 empty] | CIRCULATORY ASSIST UNITS, PERIPHERAL COMPRESSION | Sequential Compression Device | SEQUENTIALCOMPRESSIONDEV-Kendall-700 Series | SEQUENTIALCOMPRESSIONDEV | 700 Series |  |  |  | Kendall | Sequential Compression Device |  | SEQUENTIALCOMPRESSIONDEV-Kendall-700 Series |  |  | Finished from Script 3/27/2020 12:11:52pm (Central) |  | Covered PM Repair - Biomedical | MHHS-Sugarland | [8 empty] | SEQUENTIALCOMPRESSIONDEV | Sequential Compression Device | Kendall
NO | YES | Asset Tag PSD2742 |  |  | PSD2742 |  | CARDINAL HEALTH | KENDALL 700 |  | V1914531SX | Sugar Land-Central Supply | MHHS-Sugarland |  | Sequential Compression Device |  | PSD2742 |  | Sugar Land | MHHS-Sugarland | Sugar Land-Central Supply | [5 empty] | CIRCULATORY ASSIST UNITS, PERIPHERAL COMPRESSION | Sequential Compression Device | SEQUENTIALCOMPRESSIONDEV-Kendall-700 Series | SEQUENTIALCOMPRESSIONDEV | 700 Series |  |  |  | Kendall | Sequential Compression Device |  | SEQUENTIALCOMPRESSIONDEV-Kendall-700 Series |  | 2/2/17 | Finished from Script 3/27/2020 12:11:52pm (Central) |  | Covered PM Repair - Biomedical | MHHS-Sugarland | [8 empty] | SEQUENTIALCOMPRESSIONDEV | Sequential Compression Device | Kendall
NO | YES | Asset Tag PSD2744 |  |  | PSD2744 |  | CARDINAL HEALTH | KENDALL 700 |  | V1914496SX | Sugar Land-Central Supply | MHHS-Sugarland |  | Sequential Compression Device |  | PSD2744 |  | Sugar Land | MHHS-Sugarland | Sugar Land-Central Supply | [5 empty] | CIRCULATORY ASSIST UNITS, PERIPHERAL COMPRESSION | Sequential Compression Device | SEQUENTIALCOMPRESSIONDEV-Kendall-700 Series | SEQUENTIALCOMPRESSIONDEV | 700 Series |  |  |  | Kendall | Sequential Compression Device |  | SEQUENTIALCOMPRESSIONDEV-Kendall-700 Series |  | 12/1/16 | Finished from Script 3/27/2020 12:11:52pm (Central) |  | Covered PM Repair - Biomedical | MHHS-Sugarland | [8 empty] | SEQUENTIALCOMPRESSIONDEV | Sequential Compression Device | Kendall
NO | YES | Serial Number V1914541SX |  |  | PSD2749 |  | CARDINAL HEALTH | KENDALL 700 |  | V1914541SX | Sugar Land-Central Supply | MHHS-Sugarland |  | Sequential Compression Device |  | PSD2749 |  | Sugar Land | MHHS-Sugarland | Sugar Land-Central Supply | [5 empty] | CIRCULATORY ASSIST UNITS, PERIPHERAL COMPRESSION | Sequential Compression Device | SEQUENTIALCOMPRESSIONDEV-Kendall-700 Series | SEQUENTIALCOMPRESSIONDEV | 700 Series |  |  |  | Kendall | Sequential Compression Device |  | SEQUENTIALCOMPRESSIONDEV-Kendall-700 Series |  |  | Finished from Script 3/27/2020 12:11:52pm (Central) |  | Covered PM Repair - Biomedical | MHHS-Sugarland | [8 empty] | SEQUENTIALCOMPRESSIONDEV | Sequential Compression Device | Kendall
NO | YES | Asset Tag PSD2753 |  |  | PSD2753 |  | CARDINAL HEALTH | KENDALL 700 |  | V1914489SX | Sugar Land-Central Supply | MHHS-Sugarland |  | Sequential Compression Device |  | PSD2753 |  | Sugar Land | MHHS-Sugarland | Sugar Land-Central Supply | [5 empty] | CIRCULATORY ASSIST UNITS, PERIPHERAL COMPRESSION | Sequential Compression Device | SEQUENTIALCOMPRESSIONDEV-Kendall-700 Series | SEQUENTIALCOMPRESSIONDEV | 700 Series |  |  |  | Kendall | Sequential Compression Device |  | SEQUENTIALCOMPRESSIONDEV-Kendall-700 Series |  |  | Finished from Script 3/27/2020 12:11:52pm (Central) |  | Covered PM Repair - Biomedical | MHHS-Sugarland | [8 empty] | SEQUENTIALCOMPRESSIONDEV | Sequential Compression Device | Kendall
NO | YES | Asset Tag PSD2760 |  |  | PSD2760 |  | CARDINAL HEALTH | KENDALL 700 |  | V1927967SX | Sugar Land-Central Supply | MHHS-Sugarland |  | Sequential Compression Device |  | PSD2760 |  | Sugar Land | MHHS-Sugarland | Sugar Land-Central Supply | [5 empty] | CIRCULATORY ASSIST UNITS, PERIPHERAL COMPRESSION | Sequential Compression Device | SEQUENTIALCOMPRESSIONDEV-Kendall-700 Series | SEQUENTIALCOMPRESSIONDEV | 700 Series |  |  |  | Kendall | Sequential Compression Device |  | SEQUENTIALCOMPRESSIONDEV-Kendall-700 Series |  | 3/2/20 | Finished from Script 3/27/2020 12:11:52pm (Central) |  | Not Covered Vendor Only - Biomedical | MHHS-Sugarland | [8 empty] | SEQUENTIALCOMPRESSIONDEV | Sequential Compression Device | Kendall
NO | YES |  |  |  | PSD1470 |  | CARDINAL HEALTH | KENDALL 700 |  | V1905253SX | TMC-MHTMC-Central Supply | MHHS-TMC |  | Sequential Compression Device |  | PSD1470 |  | TMC | MHHS-TMC | TMC-MHTMC-Central Supply |  | 10/4/19 |  |  |  | CIRCULATORY ASSIST UNITS, PERIPHERAL COMPRESSION | Sequential Compression Device | SEQUENTIALCOMPRESSIONDEV-Kendall-700 Series | SEQUENTIALCOMPRESSIONDEV | 700 Series |  |  |  | Kendall | Sequential Compression Device |  | SEQUENTIALCOMPRESSIONDEV-Kendall-700 Series |  |  | Finished from Script 3/27/2020 12:11:52pm (Central) |  | Covered PM Repair - Biomedical | MHHS-TMC | [8 empty] | SEQUENTIALCOMPRESSIONDEV | Sequential Compression Device | Kendall
NO | YES | Serial Number V1904880SX |  |  | PSD1698 |  | CARDINAL HEALTH | KENDALL 700 |  | V1904880SX | TMC-MHTMC-Central Supply | MHHS-TMC |  | Sequential Compression Device |  | PSD1698 |  | TMC | MHHS-TMC | TMC-MHTMC-Central Supply |  | 9/27/19 |  |  |  | CIRCULATORY ASSIST UNITS, PERIPHERAL COMPRESSION | Sequential Compression Device | SEQUENTIALCOMPRESSIONDEV-Kendall-700 Series | SEQUENTIALCOMPRESSIONDEV | 700 Series |  |  |  | Kendall | Sequential Compression Device |  | SEQUENTIALCOMPRESSIONDEV-Kendall-700 Series |  | 2/6/19 | Finished from Script 3/27/2020 12:11:52pm (Central) |  | Covered PM Repair - Biomedical | MHHS-TMC | [8 empty] | SEQUENTIALCOMPRESSIONDEV | Sequential Compression Device | Kendall
NO | YES |  |  |  | PSD2155 | 151-04688 | CARDINAL HEALTH | KENDALL 700 |  | V1909838sx | CY-ICU |  |  |  |  | PSD2155 | 151-04688 | Northwest | MHHS-Cypress | CY-ICU | CY - ICU 12 | 11/1/19 | 11/1/20 |  |  |  | Sequential Compression Device | SEQUENTIALCOMPRESSIONDEV-Kendall-700 Series | [23 empty] | SEQUENTIALCOMPRESSIONDEV | Sequential Compression Device | Kendall
NO | YES |  |  |  | PSD2152 | 151-04673 | CARDINAL HEALTH | KENDALL 700 |  |  | CY-ICU |  |  |  |  | PSD2152 | 151-04673 | Northwest | MHHS-Cypress | CY-ICU | ICU 13 |  |  |  | C pic for S/N |  | Sequential Compression Device | SEQUENTIALCOMPRESSIONDEV-Kendall-700 Series | [23 empty] | SEQUENTIALCOMPRESSIONDEV | Sequential Compression Device | Kendall
NO | YES |  |  |  | PSD2199 | 099-01341 | CARDINAL HEALTH | KENDALL 700 |  |  | NE-4 West Tower |  |  |  |  | PSD2199 | 099-01341 | Katy | MHHS-Northeast | NE-4 West Tower | W4-25 | 11/1/19 | 11/1/20 |  |  |  | Sequential Compression Device | SEQUENTIALCOMPRESSIONDEV-Kendall-700 Series | [23 empty] | SEQUENTIALCOMPRESSIONDEV | Sequential Compression Device | Kendall
NO | YES |  |  |  | PSD2217 | 099-01346 | CARDINAL HEALTH | KENDALL 700 |  |  | NE-4 West Tower |  |  |  |  | PSD2217 | 099-01346 | Katy | MHHS-Northeast | NE-4 West Tower | W4-29 | 11/1/19 | 11/1/20 |  |  |  | Sequential Compression Device | SEQUENTIALCOMPRESSIONDEV-Kendall-700 Series | [23 empty] | SEQUENTIALCOMPRESSIONDEV | Sequential Compression Device | Kendall
NO | YES |  |  |  | PSD2268 | 099-01621 | CARDINAL HEALTH | KENDALL 700 |  |  | NE-2 West Tower |  |  |  |  | PSD2268 | 099-01621 | Katy | MHHS-Northeast | NE-2 West Tower | W2 - 05 | 11/1/19 | 11/1/20 |  |  |  | Sequential Compression Device | SEQUENTIALCOMPRESSIONDEV-Kendall-700 Series | [23 empty] | SEQUENTIALCOMPRESSIONDEV | Sequential Compression Device | Kendall
NO | YES |  |  |  | PSD2212 | 099-01632 | CARDINAL HEALTH | KENDALL 700 |  |  | NE-2 West Tower |  |  |  |  | PSD2212 | 099-01632 | Katy | MHHS-Northeast | NE-2 West Tower | W2 - 11 | 11/1/19 | 11/1/20 |  |  |  | Sequential Compression Device | SEQUENTIALCOMPRESSIONDEV-Kendall-700 Series | [23 empty] | SEQUENTIALCOMPRESSIONDEV | Sequential Compression Device | Kendall
NO | YES |  |  |  | PSD2254 | 099-01603 | CARDINAL HEALTH | KENDALL 700 |  |  | NE-2 West Tower |  |  |  |  | PSD2254 | 099-01603 | Katy | MHHS-Northeast | NE-2 West Tower | W2 - 27 | 11/1/19 | 11/1/20 |  |  |  | Sequential Compression Device | SEQUENTIALCOMPRESSIONDEV-Kendall-700 Series | [23 empty] | SEQUENTIALCOMPRESSIONDEV | Sequential Compression Device | Kendall
NO | YES |  |  |  | PSD2259 | 099-01601 | CARDINAL HEALTH | KENDALL 700 |  |  | NE-2 West Tower |  |  |  |  | PSD2259 | 099-01601 | Katy | MHHS-Northeast | NE-2 West Tower | W2 - nursing | [5 empty] | Sequential Compression Device | SEQUENTIALCOMPRESSIONDEV-Kendall-700 Series | [23 empty] | SEQUENTIALCOMPRESSIONDEV | Sequential Compression Device | Kendall
NO | NO |  |  |  | PSD2129 |  | CARDINAL HEALTH | KENDALL 700 |  | V1909711SX | CY - SCD | MHHS-Cypress |  | Sequential Compression Device |  | PSD2129 |  | Northwest & Cypress |  | CY - SCD | [5 empty] | CIRCULATORY ASSIST UNITS, PERIPHERAL COMPRESSION |  | SEQUENTIALCOMPRESSIONDEV-Kendall-700 Series | SEQUENTIALCOMPRESSIONDEV | 700 Series |  |  |  | Kendall | Sequential Compression Device |  | SEQUENTIALCOMPRESSIONDEV-Kendall-700 Series |  |  |  |  | Covered PM Repair - Biomedical | MHHS-Cypress
NO | NO |  |  |  | PSD2133 |  | CARDINAL HEALTH | KENDALL 700 |  | V1909750SX | CY - SCD | MHHS-Cypress |  | Sequential Compression Device |  | PSD2133 |  | Northwest & Cypress |  | CY - SCD | [5 empty] | CIRCULATORY ASSIST UNITS, PERIPHERAL COMPRESSION |  | SEQUENTIALCOMPRESSIONDEV-Kendall-700 Series | SEQUENTIALCOMPRESSIONDEV | 700 Series |  |  |  | Kendall | Sequential Compression Device |  | SEQUENTIALCOMPRESSIONDEV-Kendall-700 Series |  |  |  |  | Covered PM Repair - Biomedical | MHHS-Cypress
NO | NO |  |  |  | PSD2138 |  | CARDINAL HEALTH | KENDALL 700 |  | V1909732SX | CY - SCD | MHHS-Cypress |  | Sequential Compression Device |  | PSD2138 |  | Northwest & Cypress |  | CY - SCD | [5 empty] | CIRCULATORY ASSIST UNITS, PERIPHERAL COMPRESSION |  | SEQUENTIALCOMPRESSIONDEV-Kendall-700 Series | SEQUENTIALCOMPRESSIONDEV | 700 Series |  |  |  | Kendall | Sequential Compression Device |  | SEQUENTIALCOMPRESSIONDEV-Kendall-700 Series |  |  |  |  | Covered PM Repair - Biomedical | MHHS-Cypress
NO | NO |  |  |  | PSD2140 |  | CARDINAL HEALTH | KENDALL 700 |  | V1909585SX | CY - SCD | MHHS-Cypress |  | Sequential Compression Device |  | PSD2140 |  | Northwest & Cypress |  | CY - SCD | [5 empty] | CIRCULATORY ASSIST UNITS, PERIPHERAL COMPRESSION |  | SEQUENTIALCOMPRESSIONDEV-Kendall-700 Series | SEQUENTIALCOMPRESSIONDEV | 700 Series |  |  |  | Kendall | Sequential Compression Device |  | SEQUENTIALCOMPRESSIONDEV-Kendall-700 Series |  |  |  |  | Covered PM Repair - Biomedical | MHHS-Cypress
NO | NO |  |  |  | PSD2141 |  | CARDINAL HEALTH | KENDALL 700 |  | V1909386SX | CY - SCD | MHHS-Cypress |  | Sequential Compression Device |  | PSD2141 |  | Northwest & Cypress |  | CY - SCD | [5 empty] | CIRCULATORY ASSIST UNITS, PERIPHERAL COMPRESSION |  | SEQUENTIALCOMPRESSIONDEV-Kendall-700 Series | SEQUENTIALCOMPRESSIONDEV | 700 Series |  |  |  | Kendall | Sequential Compression Device |  | SEQUENTIALCOMPRESSIONDEV-Kendall-700 Series |  |  |  |  | Not Covered Vendor Only - Biomedical | MHHS-Cypress
NO | NO |  |  |  | PSD2142 |  | CARDINAL HEALTH | KENDALL 700 |  | V1909697SX | CY - SCD | MHHS-Cypress |  | Sequential Compression Device |  | PSD2142 |  | Northwest & Cypress |  | CY - SCD | [5 empty] | CIRCULATORY ASSIST UNITS, PERIPHERAL COMPRESSION |  | SEQUENTIALCOMPRESSIONDEV-Kendall-700 Series | SEQUENTIALCOMPRESSIONDEV | 700 Series |  |  |  | Kendall | Sequential Compression Device |  | SEQUENTIALCOMPRESSIONDEV-Kendall-700 Series |  |  |  |  | Covered PM Repair - Biomedical | MHHS-Cypress
NO | NO |  |  |  | PSD2146 |  | CARDINAL HEALTH | KENDALL 700 |  | V1908574SX | CY - SCD | MHHS-Cypress |  | Sequential Compression Device |  | PSD2146 |  | Northwest & Cypress |  | CY - SCD | [5 empty] | CIRCULATORY ASSIST UNITS, PERIPHERAL COMPRESSION |  | SEQUENTIALCOMPRESSIONDEV-Kendall-700 Series | SEQUENTIALCOMPRESSIONDEV | 700 Series |  |  |  | Kendall | Sequential Compression Device |  | SEQUENTIALCOMPRESSIONDEV-Kendall-700 Series |  |  |  |  | Not Covered Vendor Only - Biomedical | MHHS-Cypress
NO | NO |  |  |  | PSD2151 |  | CARDINAL HEALTH | KENDALL 700 |  | V1909436SX | CY - SCD | MHHS-Cypress |  | Sequential Compression Device |  | PSD2151 |  | Northwest & Cypress |  | CY - SCD | [5 empty] | CIRCULATORY ASSIST UNITS, PERIPHERAL COMPRESSION |  | SEQUENTIALCOMPRESSIONDEV-Kendall-700 Series | SEQUENTIALCOMPRESSIONDEV | 700 Series |  |  |  | Kendall | Sequential Compression Device |  | SEQUENTIALCOMPRESSIONDEV-Kendall-700 Series |  |  |  |  | Not Covered Vendor Only - Biomedical | MHHS-Cypress
NO | NO |  |  |  | PSD2156 |  | CARDINAL HEALTH | KENDALL 700 |  | V1908585SX | CY - SCD | MHHS-Cypress |  | Sequential Compression Device |  | PSD2156 |  | Northwest & Cypress |  | CY - SCD | [5 empty] | CIRCULATORY ASSIST UNITS, PERIPHERAL COMPRESSION |  | SEQUENTIALCOMPRESSIONDEV-Kendall-700 Series | SEQUENTIALCOMPRESSIONDEV | 700 Series |  |  |  | Kendall | Sequential Compression Device |  | SEQUENTIALCOMPRESSIONDEV-Kendall-700 Series |  |  |  |  | Not Covered Vendor Only - Biomedical | MHHS-Cypress
NO | NO |  |  |  | PSD2158 |  | CARDINAL HEALTH | KENDALL 700 |  | V1909642SX | CY - SCD | MHHS-Cypress |  | Sequential Compression Device |  | PSD2158 |  | Northwest & Cypress |  | CY - SCD | [5 empty] | CIRCULATORY ASSIST UNITS, PERIPHERAL COMPRESSION |  | SEQUENTIALCOMPRESSIONDEV-Kendall-700 Series | SEQUENTIALCOMPRESSIONDEV | 700 Series |  |  |  | Kendall | Sequential Compression Device |  | SEQUENTIALCOMPRESSIONDEV-Kendall-700 Series |  |  |  |  | Not Covered Vendor Only - Biomedical | MHHS-Cypress
NO | NO |  |  |  | PSD2162 |  | CARDINAL HEALTH | KENDALL 700 |  | V1909297SX | CY - SCD | MHHS-Cypress |  | Sequential Compression Device |  | PSD2162 |  | Northwest & Cypress |  | CY - SCD | [5 empty] | CIRCULATORY ASSIST UNITS, PERIPHERAL COMPRESSION |  | SEQUENTIALCOMPRESSIONDEV-Kendall-700 Series | SEQUENTIALCOMPRESSIONDEV | 700 Series |  |  |  | Kendall | Sequential Compression Device |  | SEQUENTIALCOMPRESSIONDEV-Kendall-700 Series |  |  |  |  | Not Covered Vendor Only - Biomedical | MHHS-Cypress
NO | NO |  |  |  | PSD1990 |  | CARDINAL HEALTH | KENDALL 700 |  | V1909720SX | GH - SCD | MHHS-Greater Heights |  | Sequential Compression Device |  | PSD1990 |  | Central & Greater Heights |  | GH - SCD | [5 empty] | CIRCULATORY ASSIST UNITS, PERIPHERAL COMPRESSION |  | SEQUENTIALCOMPRESSIONDEV-Kendall-700 Series | SEQUENTIALCOMPRESSIONDEV | 700 Series |  |  |  | Kendall | Sequential Compression Device |  | SEQUENTIALCOMPRESSIONDEV-Kendall-700 Series |  |  |  |  | Covered PM Repair - Biomedical | MHHS-Greater Heights
NO | NO |  |  |  | PSD1991 |  | CARDINAL HEALTH | KENDALL 700 |  | V1909721SX | GH - SCD | MHHS-Greater Heights |  | Sequential Compression Device |  | PSD1991 |  | Central & Greater Heights |  | GH - SCD | [5 empty] | CIRCULATORY ASSIST UNITS, PERIPHERAL COMPRESSION |  | SEQUENTIALCOMPRESSIONDEV-Kendall-700 Series | SEQUENTIALCOMPRESSIONDEV | 700 Series |  |  |  | Kendall | Sequential Compression Device |  | SEQUENTIALCOMPRESSIONDEV-Kendall-700 Series |  |  |  |  | Covered PM Repair - Biomedical | MHHS-Greater Heights
NO | NO |  |  |  | PSD1992 |  | CARDINAL HEALTH | KENDALL 700 |  | V1909728SX | GH - SCD | MHHS-Greater Heights |  | Sequential Compression Device |  | PSD1992 |  | Central & Greater Heights |  | GH - SCD | [5 empty] | CIRCULATORY ASSIST UNITS, PERIPHERAL COMPRESSION |  | SEQUENTIALCOMPRESSIONDEV-Kendall-700 Series | SEQUENTIALCOMPRESSIONDEV | 700 Series |  |  |  | Kendall | Sequential Compression Device |  | SEQUENTIALCOMPRESSIONDEV-Kendall-700 Series |  |  |  |  | Covered PM Repair - Biomedical | MHHS-Greater Heights
NO | NO |  |  |  | PSD1993 |  | CARDINAL HEALTH | KENDALL 700 |  | V1909734SX | GH - SCD | MHHS-Greater Heights |  | Sequential Compression Device |  | PSD1993 |  | Central & Greater Heights |  | GH - SCD | [5 empty] | CIRCULATORY ASSIST UNITS, PERIPHERAL COMPRESSION |  | SEQUENTIALCOMPRESSIONDEV-Kendall-700 Series | SEQUENTIALCOMPRESSIONDEV | 700 Series |  |  |  | Kendall | Sequential Compression Device |  | SEQUENTIALCOMPRESSIONDEV-Kendall-700 Series |  |  |  |  | Covered PM Repair - Biomedical | MHHS-Greater Heights
NO | NO |  |  |  | PSD1994 |  | CARDINAL HEALTH | KENDALL 700 |  | V1909412SX | GH - SCD | MHHS-Greater Heights |  | Sequential Compression Device |  | PSD1994 |  | Central & Greater Heights |  | GH - SCD | [5 empty] | CIRCULATORY ASSIST UNITS, PERIPHERAL COMPRESSION |  | SEQUENTIALCOMPRESSIONDEV-Kendall-700 Series | SEQUENTIALCOMPRESSIONDEV | 700 Series |  |  |  | Kendall | Sequential Compression Device |  | SEQUENTIALCOMPRESSIONDEV-Kendall-700 Series |  |  |  |  | Covered PM Repair - Biomedical | MHHS-Greater Heights
NO | NO |  |  |  | PSD1996 |  | CARDINAL HEALTH | KENDALL 700 |  | V1909688SX | GH - SCD | MHHS-Greater Heights |  | Sequential Compression Device |  | PSD1996 |  | Central & Greater Heights |  | GH - SCD | [5 empty] | CIRCULATORY ASSIST UNITS, PERIPHERAL COMPRESSION |  | SEQUENTIALCOMPRESSIONDEV-Kendall-700 Series | SEQUENTIALCOMPRESSIONDEV | 700 Series |  |  |  | Kendall | Sequential Compression Device |  | SEQUENTIALCOMPRESSIONDEV-Kendall-700 Series |  |  |  |  | Covered PM Repair - Biomedical | MHHS-Greater Heights
NO | NO |  |  |  | PSD1997 |  | CARDINAL HEALTH | KENDALL 700 |  | V1909470SX | GH - SCD | MHHS-Greater Heights |  | Sequential Compression Device |  | PSD1997 |  | Central & Greater Heights |  | GH - SCD | [5 empty] | CIRCULATORY ASSIST UNITS, PERIPHERAL COMPRESSION |  | SEQUENTIALCOMPRESSIONDEV-Kendall-700 Series | SEQUENTIALCOMPRESSIONDEV | 700 Series |  |  |  | Kendall | Sequential Compression Device |  | SEQUENTIALCOMPRESSIONDEV-Kendall-700 Series |  |  |  |  | Covered PM Repair - Biomedical | MHHS-Greater Heights
NO | NO |  |  |  | PSD1998 |  | CARDINAL HEALTH | KENDALL 700 |  | V1909687SX | GH - SCD | MHHS-Greater Heights |  | Sequential Compression Device |  | PSD1998 |  | Central & Greater Heights |  | GH - SCD | [5 empty] | CIRCULATORY ASSIST UNITS, PERIPHERAL COMPRESSION |  | SEQUENTIALCOMPRESSIONDEV-Kendall-700 Series | SEQUENTIALCOMPRESSIONDEV | 700 Series |  |  |  | Kendall | Sequential Compression Device |  | SEQUENTIALCOMPRESSIONDEV-Kendall-700 Series |  |  |  |  | Covered PM Repair - Biomedical | MHHS-Greater Heights
NO | NO |  |  |  | PSD1999 |  | CARDINAL HEALTH | KENDALL 700 |  | V1909743SX | GH - SCD | MHHS-Greater Heights |  | Sequential Compression Device |  | PSD1999 |  | Central & Greater Heights |  | GH - SCD | [5 empty] | CIRCULATORY ASSIST UNITS, PERIPHERAL COMPRESSION |  | SEQUENTIALCOMPRESSIONDEV-Kendall-700 Series | SEQUENTIALCOMPRESSIONDEV | 700 Series |  |  |  | Kendall | Sequential Compression Device |  | SEQUENTIALCOMPRESSIONDEV-Kendall-700 Series |  |  |  |  | Covered PM Repair - Biomedical | MHHS-Greater Heights
NO | NO |  |  |  | PSD2000 |  | CARDINAL HEALTH | KENDALL 700 |  | V1909399SX | GH - SCD | MHHS-Greater Heights |  | Sequential Compression Device |  | PSD2000 |  | Central & Greater Heights |  | GH - SCD | [5 empty] | CIRCULATORY ASSIST UNITS, PERIPHERAL COMPRESSION |  | SEQUENTIALCOMPRESSIONDEV-Kendall-700 Series | SEQUENTIALCOMPRESSIONDEV | 700 Series |  |  |  | Kendall | Sequential Compression Device |  | SEQUENTIALCOMPRESSIONDEV-Kendall-700 Series |  |  |  |  | Covered PM Repair - Biomedical | MHHS-Greater Heights
NO | NO |  |  |  | PSD2001 |  | CARDINAL HEALTH | KENDALL 700 |  | V1909765SX | GH - SCD | MHHS-Greater Heights |  | Sequential Compression Device |  | PSD2001 |  | Central & Greater Heights |  | GH - SCD | [5 empty] | CIRCULATORY ASSIST UNITS, PERIPHERAL COMPRESSION |  | SEQUENTIALCOMPRESSIONDEV-Kendall-700 Series | SEQUENTIALCOMPRESSIONDEV | 700 Series |  |  |  | Kendall | Sequential Compression Device |  | SEQUENTIALCOMPRESSIONDEV-Kendall-700 Series |  |  |  |  | Covered PM Repair - Biomedical | MHHS-Greater Heights
NO | NO |  |  |  | PSD2002 |  | CARDINAL HEALTH | KENDALL 700 |  | V1909679SX | GH - SCD | MHHS-Greater Heights |  | Sequential Compression Device |  | PSD2002 |  | Central & Greater Heights |  | GH - SCD | [5 empty] | CIRCULATORY ASSIST UNITS, PERIPHERAL COMPRESSION |  | SEQUENTIALCOMPRESSIONDEV-Kendall-700 Series | SEQUENTIALCOMPRESSIONDEV | 700 Series |  |  |  | Kendall | Sequential Compression Device |  | SEQUENTIALCOMPRESSIONDEV-Kendall-700 Series |  |  |  |  | Covered PM Repair - Biomedical | MHHS-Greater Heights
NO | NO |  |  |  | PSD2003 |  | CARDINAL HEALTH | KENDALL 700 |  | V1909704SX | GH - SCD | MHHS-Greater Heights |  | Sequential Compression Device |  | PSD2003 |  | Central & Greater Heights |  | GH - SCD | [5 empty] | CIRCULATORY ASSIST UNITS, PERIPHERAL COMPRESSION |  | SEQUENTIALCOMPRESSIONDEV-Kendall-700 Series | SEQUENTIALCOMPRESSIONDEV | 700 Series |  |  |  | Kendall | Sequential Compression Device |  | SEQUENTIALCOMPRESSIONDEV-Kendall-700 Series |  |  |  |  | Covered PM Repair - Biomedical | MHHS-Greater Heights
NO | NO |  |  |  | PSD2004 |  | CARDINAL HEALTH | KENDALL 700 |  | V1909690SX | GH - SCD | MHHS-Greater Heights |  | Sequential Compression Device |  | PSD2004 |  | Central & Greater Heights |  | GH - SCD | [5 empty] | CIRCULATORY ASSIST UNITS, PERIPHERAL COMPRESSION |  | SEQUENTIALCOMPRESSIONDEV-Kendall-700 Series | SEQUENTIALCOMPRESSIONDEV | 700 Series |  |  |  | Kendall | Sequential Compression Device |  | SEQUENTIALCOMPRESSIONDEV-Kendall-700 Series |  |  |  |  | Covered PM Repair - Biomedical | MHHS-Greater Heights
NO | NO |  |  |  | PSD2005 |  | CARDINAL HEALTH | KENDALL 700 |  | V1909692SX | GH - SCD | MHHS-Greater Heights |  | Sequential Compression Device |  | PSD2005 |  | Central & Greater Heights |  | GH - SCD | [5 empty] | CIRCULATORY ASSIST UNITS, PERIPHERAL COMPRESSION |  | SEQUENTIALCOMPRESSIONDEV-Kendall-700 Series | SEQUENTIALCOMPRESSIONDEV | 700 Series |  |  |  | Kendall | Sequential Compression Device |  | SEQUENTIALCOMPRESSIONDEV-Kendall-700 Series |  |  |  |  | Covered PM Repair - Biomedical | MHHS-Greater Heights
NO | NO |  |  |  | PSD2006 |  | CARDINAL HEALTH | KENDALL 700 |  | V1909385SX | GH - SCD | MHHS-Greater Heights |  | Sequential Compression Device |  | PSD2006 |  | Central & Greater Heights |  | GH - SCD | [5 empty] | CIRCULATORY ASSIST UNITS, PERIPHERAL COMPRESSION |  | SEQUENTIALCOMPRESSIONDEV-Kendall-700 Series | SEQUENTIALCOMPRESSIONDEV | 700 Series |  |  |  | Kendall | Sequential Compression Device |  | SEQUENTIALCOMPRESSIONDEV-Kendall-700 Series |  |  |  |  | Covered PM Repair - Biomedical | MHHS-Greater Heights
NO | NO |  |  |  | PSD2009 |  | CARDINAL HEALTH | KENDALL 700 |  | V1909416SX | GH - SCD | MHHS-Greater Heights |  | Sequential Compression Device |  | PSD2009 |  | Central & Greater Heights |  | GH - SCD | [5 empty] | CIRCULATORY ASSIST UNITS, PERIPHERAL COMPRESSION |  | SEQUENTIALCOMPRESSIONDEV-Kendall-700 Series | SEQUENTIALCOMPRESSIONDEV | 700 Series |  |  |  | Kendall | Sequential Compression Device |  | SEQUENTIALCOMPRESSIONDEV-Kendall-700 Series |  |  |  |  | Covered PM Repair - Biomedical | MHHS-Greater Heights
NO | NO |  |  |  | PSD2010 |  | CARDINAL HEALTH | KENDALL 700 |  | V1909459SX | GH - SCD | MHHS-Greater Heights |  | Sequential Compression Device |  | PSD2010 |  | Central & Greater Heights |  | GH - SCD | [5 empty] | CIRCULATORY ASSIST UNITS, PERIPHERAL COMPRESSION |  | SEQUENTIALCOMPRESSIONDEV-Kendall-700 Series | SEQUENTIALCOMPRESSIONDEV | 700 Series |  |  |  | Kendall | Sequential Compression Device |  | SEQUENTIALCOMPRESSIONDEV-Kendall-700 Series |  |  |  |  | Covered PM Repair - Biomedical | MHHS-Greater Heights
NO | NO |  |  |  | PSD2011 |  | CARDINAL HEALTH | KENDALL 700 |  | V1909414SX | GH - SCD | MHHS-Greater Heights |  | Sequential Compression Device |  | PSD2011 |  | Central & Greater Heights |  | GH - SCD | [5 empty] | CIRCULATORY ASSIST UNITS, PERIPHERAL COMPRESSION |  | SEQUENTIALCOMPRESSIONDEV-Kendall-700 Series | SEQUENTIALCOMPRESSIONDEV | 700 Series |  |  |  | Kendall | Sequential Compression Device |  | SEQUENTIALCOMPRESSIONDEV-Kendall-700 Series |  |  |  |  | Covered PM Repair - Biomedical | MHHS-Greater Heights
NO | NO |  |  |  | PSD2012 |  | CARDINAL HEALTH | KENDALL 700 |  | V1909437SX | GH - SCD | MHHS-Greater Heights |  | Sequential Compression Device |  | PSD2012 |  | Central & Greater Heights |  | GH - SCD | [5 empty] | CIRCULATORY ASSIST UNITS, PERIPHERAL COMPRESSION |  | SEQUENTIALCOMPRESSIONDEV-Kendall-700 Series | SEQUENTIALCOMPRESSIONDEV | 700 Series |  |  |  | Kendall | Sequential Compression Device |  | SEQUENTIALCOMPRESSIONDEV-Kendall-700 Series |  |  |  |  | Covered PM Repair - Biomedical | MHHS-Greater Heights
NO | NO |  |  |  | PSD2013 |  | CARDINAL HEALTH | KENDALL 700 |  | V1909427SX | GH - SCD | MHHS-Greater Heights |  | Sequential Compression Device |  | PSD2013 |  | Central & Greater Heights |  | GH - SCD | [5 empty] | CIRCULATORY ASSIST UNITS, PERIPHERAL COMPRESSION |  | SEQUENTIALCOMPRESSIONDEV-Kendall-700 Series | SEQUENTIALCOMPRESSIONDEV | 700 Series |  |  |  | Kendall | Sequential Compression Device |  | SEQUENTIALCOMPRESSIONDEV-Kendall-700 Series |  |  |  |  | Covered PM Repair - Biomedical | MHHS-Greater Heights
NO | NO |  |  |  | PSD2014 |  | CARDINAL HEALTH | KENDALL 700 |  | V1909432SX | GH - SCD | MHHS-Greater Heights |  | Sequential Compression Device |  | PSD2014 |  | Central & Greater Heights |  | GH - SCD | [5 empty] | CIRCULATORY ASSIST UNITS, PERIPHERAL COMPRESSION |  | SEQUENTIALCOMPRESSIONDEV-Kendall-700 Series | SEQUENTIALCOMPRESSIONDEV | 700 Series |  |  |  | Kendall | Sequential Compression Device |  | SEQUENTIALCOMPRESSIONDEV-Kendall-700 Series |  |  |  |  | Covered PM Repair - Biomedical | MHHS-Greater Heights
NO | NO |  |  |  | PSD2015 |  | CARDINAL HEALTH | KENDALL 700 |  | V1909438SX | GH - SCD | MHHS-Greater Heights |  | Sequential Compression Device |  | PSD2015 |  | Central & Greater Heights |  | GH - SCD | [5 empty] | CIRCULATORY ASSIST UNITS, PERIPHERAL COMPRESSION |  | SEQUENTIALCOMPRESSIONDEV-Kendall-700 Series | SEQUENTIALCOMPRESSIONDEV | 700 Series |  |  |  | Kendall | Sequential Compression Device |  | SEQUENTIALCOMPRESSIONDEV-Kendall-700 Series |  |  |  |  | Covered PM Repair - Biomedical | MHHS-Greater Heights
NO | NO |  |  |  | PSD2016 |  | CARDINAL HEALTH | KENDALL 700 |  | V1908514SX | GH - SCD | MHHS-Greater Heights |  | Sequential Compression Device |  | PSD2016 |  | Central & Greater Heights |  | GH - SCD | [5 empty] | CIRCULATORY ASSIST UNITS, PERIPHERAL COMPRESSION |  | SEQUENTIALCOMPRESSIONDEV-Kendall-700 Series | SEQUENTIALCOMPRESSIONDEV | 700 Series |  |  |  | Kendall | Sequential Compression Device |  | SEQUENTIALCOMPRESSIONDEV-Kendall-700 Series |  |  |  |  | Covered PM Repair - Biomedical | MHHS-Greater Heights
NO | NO |  |  |  | PSD2018 |  | CARDINAL HEALTH | KENDALL 700 |  | V1908592SX | GH - SCD | MHHS-Greater Heights |  | Sequential Compression Device |  | PSD2018 |  | Central & Greater Heights |  | GH - SCD | [5 empty] | CIRCULATORY ASSIST UNITS, PERIPHERAL COMPRESSION |  | SEQUENTIALCOMPRESSIONDEV-Kendall-700 Series | SEQUENTIALCOMPRESSIONDEV | 700 Series |  |  |  | Kendall | Sequential Compression Device |  | SEQUENTIALCOMPRESSIONDEV-Kendall-700 Series |  |  |  |  | Covered PM Repair - Biomedical | MHHS-Greater Heights
NO | NO |  |  |  | PSD2020 |  | CARDINAL HEALTH | KENDALL 700 |  | V1908558SX | GH - SCD | MHHS-Greater Heights |  | Sequential Compression Device |  | PSD2020 |  | Central & Greater Heights |  | GH - SCD | [5 empty] | CIRCULATORY ASSIST UNITS, PERIPHERAL COMPRESSION |  | SEQUENTIALCOMPRESSIONDEV-Kendall-700 Series | SEQUENTIALCOMPRESSIONDEV | 700 Series |  |  |  | Kendall | Sequential Compression Device |  | SEQUENTIALCOMPRESSIONDEV-Kendall-700 Series |  |  |  |  | Covered PM Repair - Biomedical | MHHS-Greater Heights
NO | NO |  |  |  | PSD2021 |  | CARDINAL HEALTH | KENDALL 700 |  | V1908579SX | GH - SCD | MHHS-Greater Heights |  | Sequential Compression Device |  | PSD2021 |  | Central & Greater Heights |  | GH - SCD | [5 empty] | CIRCULATORY ASSIST UNITS, PERIPHERAL COMPRESSION |  | SEQUENTIALCOMPRESSIONDEV-Kendall-700 Series | SEQUENTIALCOMPRESSIONDEV | 700 Series |  |  |  | Kendall | Sequential Compression Device |  | SEQUENTIALCOMPRESSIONDEV-Kendall-700 Series |  |  |  |  | Covered PM Repair - Biomedical | MHHS-Greater Heights
NO | NO |  |  |  | PSD2022 |  | CARDINAL HEALTH | KENDALL 700 |  | V1908575SX | GH - SCD | MHHS-Greater Heights |  | Sequential Compression Device |  | PSD2022 |  | Central & Greater Heights |  | GH - SCD | [5 empty] | CIRCULATORY ASSIST UNITS, PERIPHERAL COMPRESSION |  | SEQUENTIALCOMPRESSIONDEV-Kendall-700 Series | SEQUENTIALCOMPRESSIONDEV | 700 Series |  |  |  | Kendall | Sequential Compression Device |  | SEQUENTIALCOMPRESSIONDEV-Kendall-700 Series |  |  |  |  | Covered PM Repair - Biomedical | MHHS-Greater Heights
NO | NO |  |  |  | PSD2023 |  | CARDINAL HEALTH | KENDALL 700 |  | V1908557SX | GH - SCD | MHHS-Greater Heights |  | Sequential Compression Device |  | PSD2023 |  | Central & Greater Heights |  | GH - SCD | [5 empty] | CIRCULATORY ASSIST UNITS, PERIPHERAL COMPRESSION |  | SEQUENTIALCOMPRESSIONDEV-Kendall-700 Series | SEQUENTIALCOMPRESSIONDEV | 700 Series |  |  |  | Kendall | Sequential Compression Device |  | SEQUENTIALCOMPRESSIONDEV-Kendall-700 Series |  |  |  |  | Covered PM Repair - Biomedical | MHHS-Greater Heights
NO | NO |  |  |  | PSD2024 |  | CARDINAL HEALTH | KENDALL 700 |  | V1909918SX | GH - SCD | MHHS-Greater Heights |  | Sequential Compression Device |  | PSD2024 |  | Central & Greater Heights |  | GH - SCD | [5 empty] | CIRCULATORY ASSIST UNITS, PERIPHERAL COMPRESSION |  | SEQUENTIALCOMPRESSIONDEV-Kendall-700 Series | SEQUENTIALCOMPRESSIONDEV | 700 Series |  |  |  | Kendall | Sequential Compression Device |  | SEQUENTIALCOMPRESSIONDEV-Kendall-700 Series |  |  |  |  | Covered PM Repair - Biomedical | MHHS-Greater Heights
NO | NO |  |  |  | PSD2025 |  | CARDINAL HEALTH | KENDALL 700 |  | V1909920SX | GH - SCD | MHHS-Greater Heights |  | Sequential Compression Device |  | PSD2025 |  | Central & Greater Heights |  | GH - SCD | [5 empty] | CIRCULATORY ASSIST UNITS, PERIPHERAL COMPRESSION |  | SEQUENTIALCOMPRESSIONDEV-Kendall-700 Series | SEQUENTIALCOMPRESSIONDEV | 700 Series |  |  |  | Kendall | Sequential Compression Device |  | SEQUENTIALCOMPRESSIONDEV-Kendall-700 Series |  |  |  |  | Covered PM Repair - Biomedical | MHHS-Greater Heights
NO | NO |  |  |  | PSD2026 |  | CARDINAL HEALTH | KENDALL 700 |  | V1909969SX | GH - SCD | MHHS-Greater Heights |  | Sequential Compression Device |  | PSD2026 |  | Central & Greater Heights |  | GH - SCD | [5 empty] | CIRCULATORY ASSIST UNITS, PERIPHERAL COMPRESSION |  | SEQUENTIALCOMPRESSIONDEV-Kendall-700 Series | SEQUENTIALCOMPRESSIONDEV | 700 Series |  |  |  | Kendall | Sequential Compression Device |  | SEQUENTIALCOMPRESSIONDEV-Kendall-700 Series |  |  |  |  | Covered PM Repair - Biomedical | MHHS-Greater Heights
NO | NO |  |  |  | PSD2027 |  | CARDINAL HEALTH | KENDALL 700 |  | V1909962SX | GH - SCD | MHHS-Greater Heights |  | Sequential Compression Device |  | PSD2027 |  | Central & Greater Heights |  | GH - SCD | [5 empty] | CIRCULATORY ASSIST UNITS, PERIPHERAL COMPRESSION |  | SEQUENTIALCOMPRESSIONDEV-Kendall-700 Series | SEQUENTIALCOMPRESSIONDEV | 700 Series |  |  |  | Kendall | Sequential Compression Device |  | SEQUENTIALCOMPRESSIONDEV-Kendall-700 Series |  |  |  |  | Covered PM Repair - Biomedical | MHHS-Greater Heights
NO | NO |  |  |  | PSD2028 |  | CARDINAL HEALTH | KENDALL 700 |  | V1908578SX | GH - SCD | MHHS-Greater Heights |  | Sequential Compression Device |  | PSD2028 |  | Central & Greater Heights |  | GH - SCD | [5 empty] | CIRCULATORY ASSIST UNITS, PERIPHERAL COMPRESSION |  | SEQUENTIALCOMPRESSIONDEV-Kendall-700 Series | SEQUENTIALCOMPRESSIONDEV | 700 Series |  |  |  | Kendall | Sequential Compression Device |  | SEQUENTIALCOMPRESSIONDEV-Kendall-700 Series |  |  |  |  | Covered PM Repair - Biomedical | MHHS-Greater Heights
NO | NO |  |  |  | PSD2029 |  | CARDINAL HEALTH | KENDALL 700 |  | V1908556SX | GH - SCD | MHHS-Greater Heights |  | Sequential Compression Device |  | PSD2029 |  | Central & Greater Heights |  | GH - SCD | [5 empty] | CIRCULATORY ASSIST UNITS, PERIPHERAL COMPRESSION |  | SEQUENTIALCOMPRESSIONDEV-Kendall-700 Series | SEQUENTIALCOMPRESSIONDEV | 700 Series |  |  |  | Kendall | Sequential Compression Device |  | SEQUENTIALCOMPRESSIONDEV-Kendall-700 Series |  |  |  |  | Covered PM Repair - Biomedical | MHHS-Greater Heights
NO | NO |  |  |  | PSD2030 |  | CARDINAL HEALTH | KENDALL 700 |  | V1909956SX | GH - SCD | MHHS-Greater Heights |  | Sequential Compression Device |  | PSD2030 |  | Central & Greater Heights |  | GH - SCD | [5 empty] | CIRCULATORY ASSIST UNITS, PERIPHERAL COMPRESSION |  | SEQUENTIALCOMPRESSIONDEV-Kendall-700 Series | SEQUENTIALCOMPRESSIONDEV | 700 Series |  |  |  | Kendall | Sequential Compression Device |  | SEQUENTIALCOMPRESSIONDEV-Kendall-700 Series |  |  |  |  | Covered PM Repair - Biomedical | MHHS-Greater Heights
NO | NO |  |  |  | PSD2031 |  | CARDINAL HEALTH | KENDALL 700 |  | V1909390SX | GH - SCD | MHHS-Greater Heights |  | Sequential Compression Device |  | PSD2031 |  | Central & Greater Heights |  | GH - SCD | [5 empty] | CIRCULATORY ASSIST UNITS, PERIPHERAL COMPRESSION |  | SEQUENTIALCOMPRESSIONDEV-Kendall-700 Series | SEQUENTIALCOMPRESSIONDEV | 700 Series |  |  |  | Kendall | Sequential Compression Device |  | SEQUENTIALCOMPRESSIONDEV-Kendall-700 Series |  |  |  |  | Covered PM Repair - Biomedical | MHHS-Greater Heights
NO | NO |  |  |  | PSD2032 |  | CARDINAL HEALTH | KENDALL 700 |  | V1908547SX | GH - SCD | MHHS-Greater Heights |  | Sequential Compression Device |  | PSD2032 |  | Central & Greater Heights |  | GH - SCD | [5 empty] | CIRCULATORY ASSIST UNITS, PERIPHERAL COMPRESSION |  | SEQUENTIALCOMPRESSIONDEV-Kendall-700 Series | SEQUENTIALCOMPRESSIONDEV | 700 Series |  |  |  | Kendall | Sequential Compression Device |  | SEQUENTIALCOMPRESSIONDEV-Kendall-700 Series |  |  |  |  | Covered PM Repair - Biomedical | MHHS-Greater Heights
NO | NO |  |  |  | PSD2033 |  | CARDINAL HEALTH | KENDALL 700 |  | V1909387SX | GH - SCD | MHHS-Greater Heights |  | Sequential Compression Device |  | PSD2033 |  | Central & Greater Heights |  | GH - SCD | [5 empty] | CIRCULATORY ASSIST UNITS, PERIPHERAL COMPRESSION |  | SEQUENTIALCOMPRESSIONDEV-Kendall-700 Series | SEQUENTIALCOMPRESSIONDEV | 700 Series |  |  |  | Kendall | Sequential Compression Device |  | SEQUENTIALCOMPRESSIONDEV-Kendall-700 Series |  |  |  |  | Covered PM Repair - Biomedical | MHHS-Greater Heights
NO | NO |  |  |  | PSD2034 |  | CARDINAL HEALTH | KENDALL 700 |  | V1909892SX | GH - SCD | MHHS-Greater Heights |  | Sequential Compression Device |  | PSD2034 |  | Central & Greater Heights |  | GH - SCD | [5 empty] | CIRCULATORY ASSIST UNITS, PERIPHERAL COMPRESSION |  | SEQUENTIALCOMPRESSIONDEV-Kendall-700 Series | SEQUENTIALCOMPRESSIONDEV | 700 Series |  |  |  | Kendall | Sequential Compression Device |  | SEQUENTIALCOMPRESSIONDEV-Kendall-700 Series |  |  |  |  | Covered PM Repair - Biomedical | MHHS-Greater Heights
NO | NO |  |  |  | PSD2035 |  | CARDINAL HEALTH | KENDALL 700 |  | V1909930SX | GH - SCD | MHHS-Greater Heights |  | Sequential Compression Device |  | PSD2035 |  | Central & Greater Heights |  | GH - SCD | [5 empty] | CIRCULATORY ASSIST UNITS, PERIPHERAL COMPRESSION |  | SEQUENTIALCOMPRESSIONDEV-Kendall-700 Series | SEQUENTIALCOMPRESSIONDEV | 700 Series |  |  |  | Kendall | Sequential Compression Device |  | SEQUENTIALCOMPRESSIONDEV-Kendall-700 Series |  |  |  |  | Covered PM Repair - Biomedical | MHHS-Greater Heights
NO | NO |  |  |  | PSD2036 |  | CARDINAL HEALTH | KENDALL 700 |  | V1909900SX | GH - SCD | MHHS-Greater Heights |  | Sequential Compression Device |  | PSD2036 |  | Central & Greater Heights |  | GH - SCD | [5 empty] | CIRCULATORY ASSIST UNITS, PERIPHERAL COMPRESSION |  | SEQUENTIALCOMPRESSIONDEV-Kendall-700 Series | SEQUENTIALCOMPRESSIONDEV | 700 Series |  |  |  | Kendall | Sequential Compression Device |  | SEQUENTIALCOMPRESSIONDEV-Kendall-700 Series |  |  |  |  | Covered PM Repair - Biomedical | MHHS-Greater Heights
NO | NO |  |  |  | PSD2037 |  | CARDINAL HEALTH | KENDALL 700 |  | V1908504SX | GH - SCD | MHHS-Greater Heights |  | Sequential Compression Device |  | PSD2037 |  | Central & Greater Heights |  | GH - SCD | [5 empty] | CIRCULATORY ASSIST UNITS, PERIPHERAL COMPRESSION |  | SEQUENTIALCOMPRESSIONDEV-Kendall-700 Series | SEQUENTIALCOMPRESSIONDEV | 700 Series |  |  |  | Kendall | Sequential Compression Device |  | SEQUENTIALCOMPRESSIONDEV-Kendall-700 Series |  |  |  |  | Covered PM Repair - Biomedical | MHHS-Greater Heights
NO | NO |  |  |  | PSD2038 |  | CARDINAL HEALTH | KENDALL 700 |  | V1909951SX | GH - SCD | MHHS-Greater Heights |  | Sequential Compression Device |  | PSD2038 |  | Central & Greater Heights |  | GH - SCD | [5 empty] | CIRCULATORY ASSIST UNITS, PERIPHERAL COMPRESSION |  | SEQUENTIALCOMPRESSIONDEV-Kendall-700 Series | SEQUENTIALCOMPRESSIONDEV | 700 Series |  |  |  | Kendall | Sequential Compression Device |  | SEQUENTIALCOMPRESSIONDEV-Kendall-700 Series |  |  |  |  | Covered PM Repair - Biomedical | MHHS-Greater Heights
NO | NO |  |  |  | PSD2039 |  | CARDINAL HEALTH | KENDALL 700 |  | V1908524SX | GH - SCD | MHHS-Greater Heights |  | Sequential Compression Device |  | PSD2039 |  | Central & Greater Heights |  | GH - SCD | [5 empty] | CIRCULATORY ASSIST UNITS, PERIPHERAL COMPRESSION |  | SEQUENTIALCOMPRESSIONDEV-Kendall-700 Series | SEQUENTIALCOMPRESSIONDEV | 700 Series |  |  |  | Kendall | Sequential Compression Device |  | SEQUENTIALCOMPRESSIONDEV-Kendall-700 Series |  |  |  |  | Not Covered Vendor Only - Biomedical | MHHS-Greater Heights
NO | NO |  |  |  | PSD2040 |  | CARDINAL HEALTH | KENDALL 700 |  | V1909915SX | GH - SCD | MHHS-Greater Heights |  | Sequential Compression Device |  | PSD2040 |  | Central & Greater Heights |  | GH - SCD | [5 empty] | CIRCULATORY ASSIST UNITS, PERIPHERAL COMPRESSION |  | SEQUENTIALCOMPRESSIONDEV-Kendall-700 Series | SEQUENTIALCOMPRESSIONDEV | 700 Series |  |  |  | Kendall | Sequential Compression Device |  | SEQUENTIALCOMPRESSIONDEV-Kendall-700 Series |  |  |  |  | Covered PM Repair - Biomedical | MHHS-Greater Heights
NO | NO |  |  |  | PSD2041 |  | CARDINAL HEALTH | KENDALL 700 |  | V1909910SX | GH - SCD | MHHS-Greater Heights |  | Sequential Compression Device |  | PSD2041 |  | Central & Greater Heights |  | GH - SCD | [5 empty] | CIRCULATORY ASSIST UNITS, PERIPHERAL COMPRESSION |  | SEQUENTIALCOMPRESSIONDEV-Kendall-700 Series | SEQUENTIALCOMPRESSIONDEV | 700 Series |  |  |  | Kendall | Sequential Compression Device |  | SEQUENTIALCOMPRESSIONDEV-Kendall-700 Series |  |  |  |  | Covered PM Repair - Biomedical | MHHS-Greater Heights
NO | NO |  |  |  | PSD2042 |  | CARDINAL HEALTH | KENDALL 700 |  | V1908502SX | GH - SCD | MHHS-Greater Heights |  | Sequential Compression Device |  | PSD2042 |  | Central & Greater Heights |  | GH - SCD | [5 empty] | CIRCULATORY ASSIST UNITS, PERIPHERAL COMPRESSION |  | SEQUENTIALCOMPRESSIONDEV-Kendall-700 Series | SEQUENTIALCOMPRESSIONDEV | 700 Series |  |  |  | Kendall | Sequential Compression Device |  | SEQUENTIALCOMPRESSIONDEV-Kendall-700 Series |  |  |  |  | Covered PM Repair - Biomedical | MHHS-Greater Heights
NO | NO |  |  |  | PSD2043 |  | CARDINAL HEALTH | KENDALL 700 |  | V1909908SX | GH - SCD | MHHS-Greater Heights |  | Sequential Compression Device |  | PSD2043 |  | Central & Greater Heights |  | GH - SCD | [5 empty] | CIRCULATORY ASSIST UNITS, PERIPHERAL COMPRESSION |  | SEQUENTIALCOMPRESSIONDEV-Kendall-700 Series | SEQUENTIALCOMPRESSIONDEV | 700 Series |  |  |  | Kendall | Sequential Compression Device |  | SEQUENTIALCOMPRESSIONDEV-Kendall-700 Series |  |  |  |  | Covered PM Repair - Radiology, Low End | MHHS-Greater Heights
NO | NO |  |  |  | PSD2044 |  | CARDINAL HEALTH | KENDALL 700 |  | V1909889SX | GH - SCD | MHHS-Greater Heights |  | Sequential Compression Device |  | PSD2044 |  | Central & Greater Heights |  | GH - SCD | [5 empty] | CIRCULATORY ASSIST UNITS, PERIPHERAL COMPRESSION |  | SEQUENTIALCOMPRESSIONDEV-Kendall-700 Series | SEQUENTIALCOMPRESSIONDEV | 700 Series |  |  |  | Kendall | Sequential Compression Device |  | SEQUENTIALCOMPRESSIONDEV-Kendall-700 Series |  |  |  |  | Covered PM Repair - Biomedical | MHHS-Greater Heights
NO | NO |  |  |  | PSD2046 |  | CARDINAL HEALTH | KENDALL 700 |  | V1909772SX | GH - SCD | MHHS-Greater Heights |  | Sequential Compression Device |  | PSD2046 |  | Central & Greater Heights |  | GH - SCD | [5 empty] | CIRCULATORY ASSIST UNITS, PERIPHERAL COMPRESSION |  | SEQUENTIALCOMPRESSIONDEV-Kendall-700 Series | SEQUENTIALCOMPRESSIONDEV | 700 Series |  |  |  | Kendall | Sequential Compression Device |  | SEQUENTIALCOMPRESSIONDEV-Kendall-700 Series |  |  |  |  | Covered PM Repair - Biomedical | MHHS-Greater Heights
NO | NO |  |  |  | PSD2047 |  | CARDINAL HEALTH | KENDALL 700 |  | V1909708SX | GH - SCD | MHHS-Greater Heights |  | Sequential Compression Device |  | PSD2047 |  | Central & Greater Heights |  | GH - SCD | [5 empty] | CIRCULATORY ASSIST UNITS, PERIPHERAL COMPRESSION |  | SEQUENTIALCOMPRESSIONDEV-Kendall-700 Series | SEQUENTIALCOMPRESSIONDEV | 700 Series |  |  |  | Kendall | Sequential Compression Device |  | SEQUENTIALCOMPRESSIONDEV-Kendall-700 Series |  |  |  |  | Covered PM Repair - Biomedical | MHHS-Greater Heights
NO | NO |  |  |  | PSD2048 |  | CARDINAL HEALTH | KENDALL 700 |  | V1909686SX | GH - SCD | MHHS-Greater Heights |  | Sequential Compression Device |  | PSD2048 |  | Central & Greater Heights |  | GH - SCD | [5 empty] | CIRCULATORY ASSIST UNITS, PERIPHERAL COMPRESSION |  | SEQUENTIALCOMPRESSIONDEV-Kendall-700 Series | SEQUENTIALCOMPRESSIONDEV | 700 Series |  |  |  | Kendall | Sequential Compression Device |  | SEQUENTIALCOMPRESSIONDEV-Kendall-700 Series |  |  |  |  | Covered PM Repair - Biomedical | MHHS-Greater Heights
NO | NO |  |  |  | PSD2049 |  | CARDINAL HEALTH | KENDALL 700 |  | V1909402SX | GH - SCD | MHHS-Greater Heights |  | Sequential Compression Device |  | PSD2049 |  | Central & Greater Heights |  | GH - SCD | [5 empty] | CIRCULATORY ASSIST UNITS, PERIPHERAL COMPRESSION |  | SEQUENTIALCOMPRESSIONDEV-Kendall-700 Series | SEQUENTIALCOMPRESSIONDEV | 700 Series |  |  |  | Kendall | Sequential Compression Device |  | SEQUENTIALCOMPRESSIONDEV-Kendall-700 Series |  |  |  |  | Covered PM Repair - Biomedical | MHHS-Greater Heights
NO | NO |  |  |  | PSD2050 |  | CARDINAL HEALTH | KENDALL 700 |  | V1908561SX | GH - SCD | MHHS-Greater Heights |  | Sequential Compression Device |  | PSD2050 |  | Central & Greater Heights |  | GH - SCD | [5 empty] | CIRCULATORY ASSIST UNITS, PERIPHERAL COMPRESSION |  | SEQUENTIALCOMPRESSIONDEV-Kendall-700 Series | SEQUENTIALCOMPRESSIONDEV | 700 Series |  |  |  | Kendall | Sequential Compression Device |  | SEQUENTIALCOMPRESSIONDEV-Kendall-700 Series |  |  |  |  | Covered PM Repair - Biomedical | MHHS-Greater Heights
NO | NO |  |  |  | PSD2052 |  | CARDINAL HEALTH | KENDALL 700 |  | V1909703SX | GH - SCD | MHHS-Greater Heights |  | Sequential Compression Device |  | PSD2052 |  | Central & Greater Heights |  | GH - SCD | [5 empty] | CIRCULATORY ASSIST UNITS, PERIPHERAL COMPRESSION |  | SEQUENTIALCOMPRESSIONDEV-Kendall-700 Series | SEQUENTIALCOMPRESSIONDEV | 700 Series |  |  |  | Kendall | Sequential Compression Device |  | SEQUENTIALCOMPRESSIONDEV-Kendall-700 Series |  |  |  |  | Covered PM Repair - Biomedical | MHHS-Greater Heights
NO | NO |  |  |  | PSD2053 |  | CARDINAL HEALTH | KENDALL 700 |  | V1909715SX | GH - SCD | MHHS-Greater Heights |  | Sequential Compression Device |  | PSD2053 |  | Central & Greater Heights |  | GH - SCD | [5 empty] | CIRCULATORY ASSIST UNITS, PERIPHERAL COMPRESSION |  | SEQUENTIALCOMPRESSIONDEV-Kendall-700 Series | SEQUENTIALCOMPRESSIONDEV | 700 Series |  |  |  | Kendall | Sequential Compression Device |  | SEQUENTIALCOMPRESSIONDEV-Kendall-700 Series |  |  |  |  | Covered PM Repair - Biomedical | MHHS-Greater Heights
NO | NO |  |  |  | PSD2054 |  | CARDINAL HEALTH | KENDALL 700 |  | V1909699SX | GH - SCD | MHHS-Greater Heights |  | Sequential Compression Device |  | PSD2054 |  | Central & Greater Heights |  | GH - SCD | [5 empty] | CIRCULATORY ASSIST UNITS, PERIPHERAL COMPRESSION |  | SEQUENTIALCOMPRESSIONDEV-Kendall-700 Series | SEQUENTIALCOMPRESSIONDEV | 700 Series |  |  |  | Kendall | Sequential Compression Device |  | SEQUENTIALCOMPRESSIONDEV-Kendall-700 Series |  |  |  |  | Covered PM Repair - Biomedical | MHHS-Greater Heights
NO | NO |  |  |  | PSD2055 |  | CARDINAL HEALTH | KENDALL 700 |  | V1909698SX | GH - SCD | MHHS-Greater Heights |  | Sequential Compression Device |  | PSD2055 |  | Central & Greater Heights |  | GH - SCD | [5 empty] | CIRCULATORY ASSIST UNITS, PERIPHERAL COMPRESSION |  | SEQUENTIALCOMPRESSIONDEV-Kendall-700 Series | SEQUENTIALCOMPRESSIONDEV | 700 Series |  |  |  | Kendall | Sequential Compression Device |  | SEQUENTIALCOMPRESSIONDEV-Kendall-700 Series |  |  |  |  | Covered PM Repair - Biomedical | MHHS-Greater Heights
NO | NO |  |  |  | PSD2056 |  | CARDINAL HEALTH | KENDALL 700 |  | V1909435SX | GH - SCD | MHHS-Greater Heights |  | Sequential Compression Device |  | PSD2056 |  | Central & Greater Heights |  | GH - SCD | [5 empty] | CIRCULATORY ASSIST UNITS, PERIPHERAL COMPRESSION |  | SEQUENTIALCOMPRESSIONDEV-Kendall-700 Series | SEQUENTIALCOMPRESSIONDEV | 700 Series |  |  |  | Kendall | Sequential Compression Device |  | SEQUENTIALCOMPRESSIONDEV-Kendall-700 Series |  |  |  |  | Not Covered Vendor Only - Biomedical | MHHS-Greater Heights
NO | NO |  |  |  | PSD2057 |  | CARDINAL HEALTH | KENDALL 700 |  | V1909767SX | GH - SCD | MHHS-Greater Heights |  | Sequential Compression Device |  | PSD2057 |  | Central & Greater Heights |  | GH - SCD | [5 empty] | CIRCULATORY ASSIST UNITS, PERIPHERAL COMPRESSION |  | SEQUENTIALCOMPRESSIONDEV-Kendall-700 Series | SEQUENTIALCOMPRESSIONDEV | 700 Series |  |  |  | Kendall | Sequential Compression Device |  | SEQUENTIALCOMPRESSIONDEV-Kendall-700 Series |  |  |  |  | Covered PM Repair - Biomedical | MHHS-Greater Heights
NO | NO |  |  |  | PSD2058 |  | CARDINAL HEALTH | KENDALL 700 |  | V1908572SX | GH - SCD | MHHS-Greater Heights |  | Sequential Compression Device |  | PSD2058 |  | Central & Greater Heights |  | GH - SCD | [5 empty] | CIRCULATORY ASSIST UNITS, PERIPHERAL COMPRESSION |  | SEQUENTIALCOMPRESSIONDEV-Kendall-700 Series | SEQUENTIALCOMPRESSIONDEV | 700 Series |  |  |  | Kendall | Sequential Compression Device |  | SEQUENTIALCOMPRESSIONDEV-Kendall-700 Series |  |  |  |  | Covered PM Repair - Biomedical | MHHS-Greater Heights
NO | NO |  |  |  | PSD2059 |  | CARDINAL HEALTH | KENDALL 700 |  | V1909695SX | GH - SCD | MHHS-Greater Heights |  | Sequential Compression Device |  | PSD2059 |  | Central & Greater Heights |  | GH - SCD | [5 empty] | CIRCULATORY ASSIST UNITS, PERIPHERAL COMPRESSION |  | SEQUENTIALCOMPRESSIONDEV-Kendall-700 Series | SEQUENTIALCOMPRESSIONDEV | 700 Series |  |  |  | Kendall | Sequential Compression Device |  | SEQUENTIALCOMPRESSIONDEV-Kendall-700 Series |  |  |  |  | Not Covered Vendor Only - Biomedical | MHHS-Greater Heights
NO | NO |  |  |  | PSD2060 |  | CARDINAL HEALTH | KENDALL 700 |  | V1909701SX | GH - SCD | MHHS-Greater Heights |  | Sequential Compression Device |  | PSD2060 |  | Central & Greater Heights |  | GH - SCD | [5 empty] | CIRCULATORY ASSIST UNITS, PERIPHERAL COMPRESSION |  | SEQUENTIALCOMPRESSIONDEV-Kendall-700 Series | SEQUENTIALCOMPRESSIONDEV | 700 Series |  |  |  | Kendall | Sequential Compression Device |  | SEQUENTIALCOMPRESSIONDEV-Kendall-700 Series |  |  |  |  | Covered PM Repair - Biomedical | MHHS-Greater Heights
NO | NO |  |  |  | PSD2061 |  | CARDINAL HEALTH | KENDALL 700 |  | V1909731SX | GH - SCD | MHHS-Greater Heights |  | Sequential Compression Device |  | PSD2061 |  | Central & Greater Heights |  | GH - SCD | [5 empty] | CIRCULATORY ASSIST UNITS, PERIPHERAL COMPRESSION |  | SEQUENTIALCOMPRESSIONDEV-Kendall-700 Series | SEQUENTIALCOMPRESSIONDEV | 700 Series |  |  |  | Kendall | Sequential Compression Device |  | SEQUENTIALCOMPRESSIONDEV-Kendall-700 Series |  |  |  |  | Covered PM Repair - Biomedical | MHHS-Greater Heights
NO | NO |  |  |  | PSD2062 |  | CARDINAL HEALTH | KENDALL 700 |  | V1909726SX | GH - SCD | MHHS-Greater Heights |  | Sequential Compression Device |  | PSD2062 |  | Central & Greater Heights |  | GH - SCD | [5 empty] | CIRCULATORY ASSIST UNITS, PERIPHERAL COMPRESSION |  | SEQUENTIALCOMPRESSIONDEV-Kendall-700 Series | SEQUENTIALCOMPRESSIONDEV | 700 Series |  |  |  | Kendall | Sequential Compression Device |  | SEQUENTIALCOMPRESSIONDEV-Kendall-700 Series |  |  |  |  | Not Covered Vendor Only - Biomedical | MHHS-Greater Heights
NO | NO |  |  |  | PSD2063 |  | CARDINAL HEALTH | KENDALL 700 |  | V1909401SX | GH - SCD | MHHS-Greater Heights |  | Sequential Compression Device |  | PSD2063 |  | Central & Greater Heights |  | GH - SCD | [5 empty] | CIRCULATORY ASSIST UNITS, PERIPHERAL COMPRESSION |  | SEQUENTIALCOMPRESSIONDEV-Kendall-700 Series | SEQUENTIALCOMPRESSIONDEV | 700 Series |  |  |  | Kendall | Sequential Compression Device |  | SEQUENTIALCOMPRESSIONDEV-Kendall-700 Series |  |  |  |  | Not Covered Vendor Only - Biomedical | MHHS-Greater Heights
NO | NO |  |  |  | PSD2064 |  | CARDINAL HEALTH | KENDALL 700 |  | V1909451SX | GH - SCD | MHHS-Greater Heights |  | Sequential Compression Device |  | PSD2064 |  | Central & Greater Heights |  | GH - SCD | [5 empty] | CIRCULATORY ASSIST UNITS, PERIPHERAL COMPRESSION |  | SEQUENTIALCOMPRESSIONDEV-Kendall-700 Series | SEQUENTIALCOMPRESSIONDEV | 700 Series |  |  |  | Kendall | Sequential Compression Device |  | SEQUENTIALCOMPRESSIONDEV-Kendall-700 Series |  |  |  |  | Not Covered Vendor Only - Biomedical | MHHS-Greater Heights
NO | NO |  |  |  | PSD2065 |  | CARDINAL HEALTH | KENDALL 700 |  | V1909453SX | GH - SCD | MHHS-Greater Heights |  | Sequential Compression Device |  | PSD2065 |  | Central & Greater Heights |  | GH - SCD | [5 empty] | CIRCULATORY ASSIST UNITS, PERIPHERAL COMPRESSION |  | SEQUENTIALCOMPRESSIONDEV-Kendall-700 Series | SEQUENTIALCOMPRESSIONDEV | 700 Series |  |  |  | Kendall | Sequential Compression Device |  | SEQUENTIALCOMPRESSIONDEV-Kendall-700 Series |  |  |  |  | Not Covered Vendor Only - Biomedical | MHHS-Greater Heights
NO | NO |  |  |  | PSD2066 |  | CARDINAL HEALTH | KENDALL 700 |  | V1909461SX | GH - SCD | MHHS-Greater Heights |  | Sequential Compression Device |  | PSD2066 |  | Central & Greater Heights |  | GH - SCD | [5 empty] | CIRCULATORY ASSIST UNITS, PERIPHERAL COMPRESSION |  | SEQUENTIALCOMPRESSIONDEV-Kendall-700 Series | SEQUENTIALCOMPRESSIONDEV | 700 Series |  |  |  | Kendall | Sequential Compression Device |  | SEQUENTIALCOMPRESSIONDEV-Kendall-700 Series |  |  |  |  | Covered PM Repair - Biomedical | MHHS-Greater Heights
NO | NO |  |  |  | PSD2067 |  | CARDINAL HEALTH | KENDALL 700 |  | V1909412SX | GH - SCD | MHHS-Greater Heights |  | Sequential Compression Device |  | PSD2067 |  | Central & Greater Heights |  | GH - SCD | [5 empty] | CIRCULATORY ASSIST UNITS, PERIPHERAL COMPRESSION |  | SEQUENTIALCOMPRESSIONDEV-Kendall-700 Series | SEQUENTIALCOMPRESSIONDEV | 700 Series |  |  |  | Kendall | Sequential Compression Device |  | SEQUENTIALCOMPRESSIONDEV-Kendall-700 Series |  |  |  |  | Covered PM Repair - Biomedical | MHHS-Greater Heights
NO | NO |  |  |  | PSD2068 |  | CARDINAL HEALTH | KENDALL 700 |  | V1909403SX | GH - SCD | MHHS-Greater Heights |  | Sequential Compression Device |  | PSD2068 |  | Central & Greater Heights |  | GH - SCD | [5 empty] | CIRCULATORY ASSIST UNITS, PERIPHERAL COMPRESSION |  | SEQUENTIALCOMPRESSIONDEV-Kendall-700 Series | SEQUENTIALCOMPRESSIONDEV | 700 Series |  |  |  | Kendall | Sequential Compression Device |  | SEQUENTIALCOMPRESSIONDEV-Kendall-700 Series |  |  |  |  | Covered PM Repair - Biomedical | MHHS-Greater Heights
NO | NO |  |  |  | PSD2069 |  | CARDINAL HEALTH | KENDALL 700 |  | V1909384SX | GH - SCD | MHHS-Greater Heights |  | Sequential Compression Device |  | PSD2069 |  | Central & Greater Heights |  | GH - SCD | [5 empty] | CIRCULATORY ASSIST UNITS, PERIPHERAL COMPRESSION |  | SEQUENTIALCOMPRESSIONDEV-Kendall-700 Series | SEQUENTIALCOMPRESSIONDEV | 700 Series |  |  |  | Kendall | Sequential Compression Device |  | SEQUENTIALCOMPRESSIONDEV-Kendall-700 Series |  |  |  |  | Not Covered Vendor Only - Biomedical | MHHS-Greater Heights
NO | NO |  |  |  | PSD2070 |  | CARDINAL HEALTH | KENDALL 700 |  | V1908501SX | GH - SCD | MHHS-Greater Heights |  | Sequential Compression Device |  | PSD2070 |  | Central & Greater Heights |  | GH - SCD | [5 empty] | CIRCULATORY ASSIST UNITS, PERIPHERAL COMPRESSION |  | SEQUENTIALCOMPRESSIONDEV-Kendall-700 Series | SEQUENTIALCOMPRESSIONDEV | 700 Series |  |  |  | Kendall | Sequential Compression Device |  | SEQUENTIALCOMPRESSIONDEV-Kendall-700 Series |  |  |  |  | Covered PM Repair - Biomedical | MHHS-Greater Heights
NO | NO |  |  |  | PSD2071 |  | CARDINAL HEALTH | KENDALL 700 |  | V1908550SX | GH - SCD | MHHS-Greater Heights |  | Sequential Compression Device |  | PSD2071 |  | Central & Greater Heights |  | GH - SCD | [5 empty] | CIRCULATORY ASSIST UNITS, PERIPHERAL COMPRESSION |  | SEQUENTIALCOMPRESSIONDEV-Kendall-700 Series | SEQUENTIALCOMPRESSIONDEV | 700 Series |  |  |  | Kendall | Sequential Compression Device |  | SEQUENTIALCOMPRESSIONDEV-Kendall-700 Series |  |  |  |  | Covered PM Repair - Biomedical | MHHS-Greater Heights
NO | NO |  |  |  | PSD2072 |  | CARDINAL HEALTH | KENDALL 700 |  | V1908523SX | GH - SCD | MHHS-Greater Heights |  | Sequential Compression Device |  | PSD2072 |  | Central & Greater Heights |  | GH - SCD | [5 empty] | CIRCULATORY ASSIST UNITS, PERIPHERAL COMPRESSION |  | SEQUENTIALCOMPRESSIONDEV-Kendall-700 Series | SEQUENTIALCOMPRESSIONDEV | 700 Series |  |  |  | Kendall | Sequential Compression Device |  | SEQUENTIALCOMPRESSIONDEV-Kendall-700 Series |  |  |  |  | Covered PM Repair - Biomedical | MHHS-Greater Heights
NO | NO |  |  |  | PSD2073 |  | CARDINAL HEALTH | KENDALL 700 |  | V1909417SX | GH - SCD | MHHS-Greater Heights |  | Sequential Compression Device |  | PSD2073 |  | Central & Greater Heights |  | GH - SCD | [5 empty] | CIRCULATORY ASSIST UNITS, PERIPHERAL COMPRESSION |  | SEQUENTIALCOMPRESSIONDEV-Kendall-700 Series | SEQUENTIALCOMPRESSIONDEV | 700 Series |  |  |  | Kendall | Sequential Compression Device |  | SEQUENTIALCOMPRESSIONDEV-Kendall-700 Series |  |  |  |  | Covered PM Repair - Biomedical | MHHS-Greater Heights
NO | NO |  |  |  | PSD2074 |  | CARDINAL HEALTH | KENDALL 700 |  | V1909465SX | GH - SCD | MHHS-Greater Heights |  | Sequential Compression Device |  | PSD2074 |  | Central & Greater Heights |  | GH - SCD | [5 empty] | CIRCULATORY ASSIST UNITS, PERIPHERAL COMPRESSION |  | SEQUENTIALCOMPRESSIONDEV-Kendall-700 Series | SEQUENTIALCOMPRESSIONDEV | 700 Series |  |  |  | Kendall | Sequential Compression Device |  | SEQUENTIALCOMPRESSIONDEV-Kendall-700 Series |  |  |  |  | Covered PM Repair - Biomedical | MHHS-Greater Heights
NO | NO |  |  |  | PSD2075 |  | CARDINAL HEALTH | KENDALL 700 |  | V1909873SX | GH - SCD | MHHS-Greater Heights |  | Sequential Compression Device |  | PSD2075 |  | Central & Greater Heights |  | GH - SCD | [5 empty] | CIRCULATORY ASSIST UNITS, PERIPHERAL COMPRESSION |  | SEQUENTIALCOMPRESSIONDEV-Kendall-700 Series | SEQUENTIALCOMPRESSIONDEV | 700 Series |  |  |  | Kendall | Sequential Compression Device |  | SEQUENTIALCOMPRESSIONDEV-Kendall-700 Series |  |  |  |  | Covered PM Repair - Biomedical | MHHS-Greater Heights
NO | NO |  |  |  | PSD2076 |  | CARDINAL HEALTH | KENDALL 700 |  | V1908522SX | GH - SCD | MHHS-Greater Heights |  | Sequential Compression Device |  | PSD2076 |  | Central & Greater Heights |  | GH - SCD | [5 empty] | CIRCULATORY ASSIST UNITS, PERIPHERAL COMPRESSION |  | SEQUENTIALCOMPRESSIONDEV-Kendall-700 Series | SEQUENTIALCOMPRESSIONDEV | 700 Series |  |  |  | Kendall | Sequential Compression Device |  | SEQUENTIALCOMPRESSIONDEV-Kendall-700 Series |  |  |  |  | Covered PM Repair - Biomedical | MHHS-Greater Heights
NO | NO |  |  |  | PSD2077 |  | CARDINAL HEALTH | KENDALL 700 |  | V1909408SX | GH - SCD | MHHS-Greater Heights |  | Sequential Compression Device |  | PSD2077 |  | Central & Greater Heights |  | GH - SCD | [5 empty] | CIRCULATORY ASSIST UNITS, PERIPHERAL COMPRESSION |  | SEQUENTIALCOMPRESSIONDEV-Kendall-700 Series | SEQUENTIALCOMPRESSIONDEV | 700 Series |  |  |  | Kendall | Sequential Compression Device |  | SEQUENTIALCOMPRESSIONDEV-Kendall-700 Series |  |  |  |  | Covered PM Repair - Biomedical | MHHS-Greater Heights
NO | NO |  |  |  | PSD2079 |  | CARDINAL HEALTH | KENDALL 700 |  | V1909442SX | GH - SCD | MHHS-Greater Heights |  | Sequential Compression Device |  | PSD2079 |  | Central & Greater Heights |  | GH - SCD | [5 empty] | CIRCULATORY ASSIST UNITS, PERIPHERAL COMPRESSION |  | SEQUENTIALCOMPRESSIONDEV-Kendall-700 Series | SEQUENTIALCOMPRESSIONDEV | 700 Series |  |  |  | Kendall | Sequential Compression Device |  | SEQUENTIALCOMPRESSIONDEV-Kendall-700 Series |  |  |  |  | Not Covered Vendor Only - Biomedical | MHHS-Greater Heights
NO | NO |  |  |  | PSD2080 |  | CARDINAL HEALTH | KENDALL 700 |  | V1909909SX | GH - SCD | MHHS-Greater Heights |  | Sequential Compression Device |  | PSD2080 |  | Central & Greater Heights |  | GH - SCD | [5 empty] | CIRCULATORY ASSIST UNITS, PERIPHERAL COMPRESSION |  | SEQUENTIALCOMPRESSIONDEV-Kendall-700 Series | SEQUENTIALCOMPRESSIONDEV | 700 Series |  |  |  | Kendall | Sequential Compression Device |  | SEQUENTIALCOMPRESSIONDEV-Kendall-700 Series |  |  |  |  | Covered PM Repair - Biomedical | MHHS-Greater Heights
NO | NO |  |  |  | PSD2081 |  | CARDINAL HEALTH | KENDALL 700 |  | V1909476SX | GH - SCD | MHHS-Greater Heights |  | Sequential Compression Device |  | PSD2081 |  | Central & Greater Heights |  | GH - SCD | [5 empty] | CIRCULATORY ASSIST UNITS, PERIPHERAL COMPRESSION |  | SEQUENTIALCOMPRESSIONDEV-Kendall-700 Series | SEQUENTIALCOMPRESSIONDEV | 700 Series |  |  |  | Kendall | Sequential Compression Device |  | SEQUENTIALCOMPRESSIONDEV-Kendall-700 Series |  |  |  |  | Covered PM Repair - Biomedical | MHHS-Greater Heights
NO | NO |  |  |  | PSD2082 |  | CARDINAL HEALTH | KENDALL 700 |  | V1908566SX | GH - SCD | MHHS-Greater Heights |  | Sequential Compression Device |  | PSD2082 |  | Central & Greater Heights |  | GH - SCD | [5 empty] | CIRCULATORY ASSIST UNITS, PERIPHERAL COMPRESSION |  | SEQUENTIALCOMPRESSIONDEV-Kendall-700 Series | SEQUENTIALCOMPRESSIONDEV | 700 Series |  |  |  | Kendall | Sequential Compression Device |  | SEQUENTIALCOMPRESSIONDEV-Kendall-700 Series |  |  |  |  | Covered PM Repair - Biomedical | MHHS-Greater Heights
NO | NO |  |  |  | PSD2083 |  | CARDINAL HEALTH | KENDALL 700 |  | V1908518SX | GH - SCD | MHHS-Greater Heights |  | Sequential Compression Device |  | PSD2083 |  | Central & Greater Heights |  | GH - SCD | [5 empty] | CIRCULATORY ASSIST UNITS, PERIPHERAL COMPRESSION |  | SEQUENTIALCOMPRESSIONDEV-Kendall-700 Series | SEQUENTIALCOMPRESSIONDEV | 700 Series |  |  |  | Kendall | Sequential Compression Device |  | SEQUENTIALCOMPRESSIONDEV-Kendall-700 Series |  |  |  |  | Covered PM Repair - Biomedical | MHHS-Greater Heights
NO | NO |  |  |  | PSD2084 |  | CARDINAL HEALTH | KENDALL 700 |  | V1909926SX | GH - SCD | MHHS-Greater Heights |  | Sequential Compression Device |  | PSD2084 |  | Central & Greater Heights |  | GH - SCD | [5 empty] | CIRCULATORY ASSIST UNITS, PERIPHERAL COMPRESSION |  | SEQUENTIALCOMPRESSIONDEV-Kendall-700 Series | SEQUENTIALCOMPRESSIONDEV | 700 Series |  |  |  | Kendall | Sequential Compression Device |  | SEQUENTIALCOMPRESSIONDEV-Kendall-700 Series |  |  |  |  | Not Covered Vendor Only - Biomedical | MHHS-Greater Heights
NO | NO |  |  |  | PSD2085 |  | CARDINAL HEALTH | KENDALL 700 |  | V1909913SX | GH - SCD | MHHS-Greater Heights |  | Sequential Compression Device |  | PSD2085 |  | Central & Greater Heights |  | GH - SCD | [5 empty] | CIRCULATORY ASSIST UNITS, PERIPHERAL COMPRESSION |  | SEQUENTIALCOMPRESSIONDEV-Kendall-700 Series | SEQUENTIALCOMPRESSIONDEV | 700 Series |  |  |  | Kendall | Sequential Compression Device |  | SEQUENTIALCOMPRESSIONDEV-Kendall-700 Series |  |  |  |  | Covered PM Repair - Biomedical | MHHS-Greater Heights
NO | NO |  |  |  | PSD2086 |  | CARDINAL HEALTH | KENDALL 700 |  | V1909757SX | GH - SCD | MHHS-Greater Heights |  | Sequential Compression Device |  | PSD2086 |  | Central & Greater Heights |  | GH - SCD | [5 empty] | CIRCULATORY ASSIST UNITS, PERIPHERAL COMPRESSION |  | SEQUENTIALCOMPRESSIONDEV-Kendall-700 Series | SEQUENTIALCOMPRESSIONDEV | 700 Series |  |  |  | Kendall | Sequential Compression Device |  | SEQUENTIALCOMPRESSIONDEV-Kendall-700 Series |  |  |  |  | Covered PM Repair - Biomedical | MHHS-Greater Heights
NO | NO |  |  |  | PSD2087 |  | CARDINAL HEALTH | KENDALL 700 |  | V1909947SX | GH - SCD | MHHS-Greater Heights |  | Sequential Compression Device |  | PSD2087 |  | Central & Greater Heights |  | GH - SCD | [5 empty] | CIRCULATORY ASSIST UNITS, PERIPHERAL COMPRESSION |  | SEQUENTIALCOMPRESSIONDEV-Kendall-700 Series | SEQUENTIALCOMPRESSIONDEV | 700 Series |  |  |  | Kendall | Sequential Compression Device |  | SEQUENTIALCOMPRESSIONDEV-Kendall-700 Series |  |  |  |  | Covered PM Repair - Biomedical | MHHS-Greater Heights
NO | NO |  |  |  | PSD2088 |  | CARDINAL HEALTH | KENDALL 700 |  | V1909762SX | GH - SCD | MHHS-Greater Heights |  | Sequential Compression Device |  | PSD2088 |  | Central & Greater Heights |  | GH - SCD | [5 empty] | CIRCULATORY ASSIST UNITS, PERIPHERAL COMPRESSION |  | SEQUENTIALCOMPRESSIONDEV-Kendall-700 Series | SEQUENTIALCOMPRESSIONDEV | 700 Series |  |  |  | Kendall | Sequential Compression Device |  | SEQUENTIALCOMPRESSIONDEV-Kendall-700 Series |  |  |  |  | Covered PM Repair - Biomedical | MHHS-Greater Heights
NO | NO |  |  |  | PSD2089 |  | CARDINAL HEALTH | KENDALL 700 |  | V1908552SX | GH - SCD | MHHS-Greater Heights |  | Sequential Compression Device |  | PSD2089 |  | Central & Greater Heights |  | GH - SCD | [5 empty] | CIRCULATORY ASSIST UNITS, PERIPHERAL COMPRESSION |  | SEQUENTIALCOMPRESSIONDEV-Kendall-700 Series | SEQUENTIALCOMPRESSIONDEV | 700 Series |  |  |  | Kendall | Sequential Compression Device |  | SEQUENTIALCOMPRESSIONDEV-Kendall-700 Series |  |  |  |  | Covered PM Repair - Biomedical | MHHS-Greater Heights
NO | NO |  |  |  | PSD2090 |  | CARDINAL HEALTH | KENDALL 700 |  | V1908512SX | GH - SCD | MHHS-Greater Heights |  | Sequential Compression Device |  | PSD2090 |  | Central & Greater Heights |  | GH - SCD | [5 empty] | CIRCULATORY ASSIST UNITS, PERIPHERAL COMPRESSION |  | SEQUENTIALCOMPRESSIONDEV-Kendall-700 Series | SEQUENTIALCOMPRESSIONDEV | 700 Series |  |  |  | Kendall | Sequential Compression Device |  | SEQUENTIALCOMPRESSIONDEV-Kendall-700 Series |  |  |  |  | Not Covered Vendor Only - Biomedical | MHHS-Greater Heights
NO | NO |  |  |  | PSD2091 |  | CARDINAL HEALTH | KENDALL 700 |  | V1909738SX | GH - SCD | MHHS-Greater Heights |  | Sequential Compression Device |  | PSD2091 |  | Central & Greater Heights |  | GH - SCD | [5 empty] | CIRCULATORY ASSIST UNITS, PERIPHERAL COMPRESSION |  | SEQUENTIALCOMPRESSIONDEV-Kendall-700 Series | SEQUENTIALCOMPRESSIONDEV | 700 Series |  |  |  | Kendall | Sequential Compression Device |  | SEQUENTIALCOMPRESSIONDEV-Kendall-700 Series |  |  |  |  | Covered PM Repair - Biomedical | MHHS-Greater Heights
NO | NO |  |  |  | PSD2092 |  | CARDINAL HEALTH | KENDALL 700 |  | V1908559SX | GH - SCD | MHHS-Greater Heights |  | Sequential Compression Device |  | PSD2092 |  | Central & Greater Heights |  | GH - SCD | [5 empty] | CIRCULATORY ASSIST UNITS, PERIPHERAL COMPRESSION |  | SEQUENTIALCOMPRESSIONDEV-Kendall-700 Series | SEQUENTIALCOMPRESSIONDEV | 700 Series |  |  |  | Kendall | Sequential Compression Device |  | SEQUENTIALCOMPRESSIONDEV-Kendall-700 Series |  |  |  |  | Covered PM Repair - Biomedical | MHHS-Greater Heights
NO | NO |  |  |  | PSD2093 |  | CARDINAL HEALTH | KENDALL 700 |  | V1908553SX | GH - SCD | MHHS-Greater Heights |  | Sequential Compression Device |  | PSD2093 |  | Central & Greater Heights |  | GH - SCD | [5 empty] | CIRCULATORY ASSIST UNITS, PERIPHERAL COMPRESSION |  | SEQUENTIALCOMPRESSIONDEV-Kendall-700 Series | SEQUENTIALCOMPRESSIONDEV | 700 Series |  |  |  | Kendall | Sequential Compression Device |  | SEQUENTIALCOMPRESSIONDEV-Kendall-700 Series |  |  |  |  | Covered PM Repair - Biomedical | MHHS-Greater Heights
NO | NO |  |  |  | PSD2095 |  | CARDINAL HEALTH | KENDALL 700 |  | V1908580SX | GH - SCD | MHHS-Greater Heights |  | Sequential Compression Device |  | PSD2095 |  | Central & Greater Heights |  | GH - SCD | [5 empty] | CIRCULATORY ASSIST UNITS, PERIPHERAL COMPRESSION |  | SEQUENTIALCOMPRESSIONDEV-Kendall-700 Series | SEQUENTIALCOMPRESSIONDEV | 700 Series |  |  |  | Kendall | Sequential Compression Device |  | SEQUENTIALCOMPRESSIONDEV-Kendall-700 Series |  |  |  |  | Covered PM Repair - Biomedical | MHHS-Greater Heights
NO | NO |  |  |  | PSD2096 |  | CARDINAL HEALTH | KENDALL 700 |  | V1909912SX | GH - SCD | MHHS-Greater Heights |  | Sequential Compression Device |  | PSD2096 |  | Central & Greater Heights |  | GH - SCD | [5 empty] | CIRCULATORY ASSIST UNITS, PERIPHERAL COMPRESSION |  | SEQUENTIALCOMPRESSIONDEV-Kendall-700 Series | SEQUENTIALCOMPRESSIONDEV | 700 Series |  |  |  | Kendall | Sequential Compression Device |  | SEQUENTIALCOMPRESSIONDEV-Kendall-700 Series |  |  |  |  | Covered PM Repair - Biomedical | MHHS-Greater Heights
NO | NO |  |  |  | PSD2097 |  | CARDINAL HEALTH | KENDALL 700 |  | V1909898SX | GH - SCD | MHHS-Greater Heights |  | Sequential Compression Device |  | PSD2097 |  | Central & Greater Heights |  | GH - SCD | [5 empty] | CIRCULATORY ASSIST UNITS, PERIPHERAL COMPRESSION |  | SEQUENTIALCOMPRESSIONDEV-Kendall-700 Series | SEQUENTIALCOMPRESSIONDEV | 700 Series |  |  |  | Kendall | Sequential Compression Device |  | SEQUENTIALCOMPRESSIONDEV-Kendall-700 Series |  |  |  |  | Covered PM Repair - Biomedical | MHHS-Greater Heights
NO | NO |  |  |  | PSD2098 |  | CARDINAL HEALTH | KENDALL 700 |  | V1909921SX | GH - SCD | MHHS-Greater Heights |  | Sequential Compression Device |  | PSD2098 |  | Central & Greater Heights |  | GH - SCD | [5 empty] | CIRCULATORY ASSIST UNITS, PERIPHERAL COMPRESSION |  | SEQUENTIALCOMPRESSIONDEV-Kendall-700 Series | SEQUENTIALCOMPRESSIONDEV | 700 Series |  |  |  | Kendall | Sequential Compression Device |  | SEQUENTIALCOMPRESSIONDEV-Kendall-700 Series |  |  |  |  | Not Covered Vendor Only - Biomedical | MHHS-Greater Heights
NO | NO |  |  |  | PSD2099 |  | CARDINAL HEALTH | KENDALL 700 |  | V1909897SX | GH - SCD | MHHS-Greater Heights |  | Sequential Compression Device |  | PSD2099 |  | Central & Greater Heights |  | GH - SCD | [5 empty] | CIRCULATORY ASSIST UNITS, PERIPHERAL COMPRESSION |  | SEQUENTIALCOMPRESSIONDEV-Kendall-700 Series | SEQUENTIALCOMPRESSIONDEV | 700 Series |  |  |  | Kendall | Sequential Compression Device |  | SEQUENTIALCOMPRESSIONDEV-Kendall-700 Series |  |  |  |  | Covered PM Repair - Biomedical | MHHS-Greater Heights
NO | NO |  |  |  | PSD2100 |  | CARDINAL HEALTH | KENDALL 700 |  | V1909914SX | GH - SCD | MHHS-Greater Heights |  | Sequential Compression Device |  | PSD2100 |  | Central & Greater Heights |  | GH - SCD | [5 empty] | CIRCULATORY ASSIST UNITS, PERIPHERAL COMPRESSION |  | SEQUENTIALCOMPRESSIONDEV-Kendall-700 Series | SEQUENTIALCOMPRESSIONDEV | 700 Series |  |  |  | Kendall | Sequential Compression Device |  | SEQUENTIALCOMPRESSIONDEV-Kendall-700 Series |  |  |  |  | Covered PM Repair - Biomedical | MHHS-Greater Heights
NO | NO |  |  |  | PSD2101 |  | CARDINAL HEALTH | KENDALL 700 |  | V1909933SX | GH - SCD | MHHS-Greater Heights |  | Sequential Compression Device |  | PSD2101 |  | Central & Greater Heights |  | GH - SCD | [5 empty] | CIRCULATORY ASSIST UNITS, PERIPHERAL COMPRESSION |  | SEQUENTIALCOMPRESSIONDEV-Kendall-700 Series | SEQUENTIALCOMPRESSIONDEV | 700 Series |  |  |  | Kendall | Sequential Compression Device |  | SEQUENTIALCOMPRESSIONDEV-Kendall-700 Series |  |  |  |  | Not Covered Vendor Only - Biomedical | MHHS-Greater Heights
NO | NO |  |  |  | PSD2102 |  | CARDINAL HEALTH | KENDALL 700 |  | V1909907SX | GH - SCD | MHHS-Greater Heights |  | Sequential Compression Device |  | PSD2102 |  | Central & Greater Heights |  | GH - SCD | [5 empty] | CIRCULATORY ASSIST UNITS, PERIPHERAL COMPRESSION |  | SEQUENTIALCOMPRESSIONDEV-Kendall-700 Series | SEQUENTIALCOMPRESSIONDEV | 700 Series |  |  |  | Kendall | Sequential Compression Device |  | SEQUENTIALCOMPRESSIONDEV-Kendall-700 Series |  |  |  |  | Covered PM Repair - Biomedical | MHHS-Greater Heights
NO | NO |  |  |  | PSD2103 |  | CARDINAL HEALTH | KENDALL 700 |  | V1909955SX | GH - SCD | MHHS-Greater Heights |  | Sequential Compression Device |  | PSD2103 |  | Central & Greater Heights |  | GH - SCD | [5 empty] | CIRCULATORY ASSIST UNITS, PERIPHERAL COMPRESSION |  | SEQUENTIALCOMPRESSIONDEV-Kendall-700 Series | SEQUENTIALCOMPRESSIONDEV | 700 Series |  |  |  | Kendall | Sequential Compression Device |  | SEQUENTIALCOMPRESSIONDEV-Kendall-700 Series |  |  |  |  | Covered PM Repair - Biomedical | MHHS-Greater Heights
NO | NO |  |  |  | PSD2104 |  | CARDINAL HEALTH | KENDALL 700 |  | V1909707SX | GH - SCD | MHHS-Greater Heights |  | Sequential Compression Device |  | PSD2104 |  | Central & Greater Heights |  | GH - SCD | [5 empty] | CIRCULATORY ASSIST UNITS, PERIPHERAL COMPRESSION |  | SEQUENTIALCOMPRESSIONDEV-Kendall-700 Series | SEQUENTIALCOMPRESSIONDEV | 700 Series |  |  |  | Kendall | Sequential Compression Device |  | SEQUENTIALCOMPRESSIONDEV-Kendall-700 Series |  |  |  |  | Covered PM Repair - Biomedical | MHHS-Greater Heights
NO | NO |  |  |  | PSD2105 |  | CARDINAL HEALTH | KENDALL 700 |  | V1909763SX | GH - SCD | MHHS-Greater Heights |  | Sequential Compression Device |  | PSD2105 |  | Central & Greater Heights |  | GH - SCD | [5 empty] | CIRCULATORY ASSIST UNITS, PERIPHERAL COMPRESSION |  | SEQUENTIALCOMPRESSIONDEV-Kendall-700 Series | SEQUENTIALCOMPRESSIONDEV | 700 Series |  |  |  | Kendall | Sequential Compression Device |  | SEQUENTIALCOMPRESSIONDEV-Kendall-700 Series |  |  |  |  | Covered PM Repair - Biomedical | MHHS-Greater Heights
NO | NO |  |  |  | PSD2106 |  | CARDINAL HEALTH | KENDALL 700 |  | V1909887SX | GH - SCD | MHHS-Greater Heights |  | Sequential Compression Device |  | PSD2106 |  | Central & Greater Heights |  | GH - SCD | [5 empty] | CIRCULATORY ASSIST UNITS, PERIPHERAL COMPRESSION |  | SEQUENTIALCOMPRESSIONDEV-Kendall-700 Series | SEQUENTIALCOMPRESSIONDEV | 700 Series |  |  |  | Kendall | Sequential Compression Device |  | SEQUENTIALCOMPRESSIONDEV-Kendall-700 Series |  |  |  |  | Covered PM Repair - Biomedical | MHHS-Greater Heights
NO | NO |  |  |  | PSD2108 |  | CARDINAL HEALTH | KENDALL 700 |  | V1909712SX | GH - SCD | MHHS-Greater Heights |  | Sequential Compression Device |  | PSD2108 |  | Central & Greater Heights |  | GH - SCD | [5 empty] | CIRCULATORY ASSIST UNITS, PERIPHERAL COMPRESSION |  | SEQUENTIALCOMPRESSIONDEV-Kendall-700 Series | SEQUENTIALCOMPRESSIONDEV | 700 Series |  |  |  | Kendall | Sequential Compression Device |  | SEQUENTIALCOMPRESSIONDEV-Kendall-700 Series |  |  |  |  | Covered PM Repair - Biomedical | MHHS-Greater Heights
NO | NO |  |  |  | PSD2109 |  | CARDINAL HEALTH | KENDALL 700 |  | V1909950SX | GH - SCD | MHHS-Greater Heights |  | Sequential Compression Device |  | PSD2109 |  | Central & Greater Heights |  | GH - SCD | [5 empty] | CIRCULATORY ASSIST UNITS, PERIPHERAL COMPRESSION |  | SEQUENTIALCOMPRESSIONDEV-Kendall-700 Series | SEQUENTIALCOMPRESSIONDEV | 700 Series |  |  |  | Kendall | Sequential Compression Device |  | SEQUENTIALCOMPRESSIONDEV-Kendall-700 Series |  |  |  |  | Covered PM Repair - Biomedical | MHHS-Greater Heights
NO | NO |  |  |  | PSD2110 |  | CARDINAL HEALTH | KENDALL 700 |  | V1909904SX | GH - SCD | MHHS-Greater Heights |  | Sequential Compression Device |  | PSD2110 |  | Central & Greater Heights |  | GH - SCD | [5 empty] | CIRCULATORY ASSIST UNITS, PERIPHERAL COMPRESSION |  | SEQUENTIALCOMPRESSIONDEV-Kendall-700 Series | SEQUENTIALCOMPRESSIONDEV | 700 Series |  |  |  | Kendall | Sequential Compression Device |  | SEQUENTIALCOMPRESSIONDEV-Kendall-700 Series |  |  |  |  | Covered PM Repair - Biomedical | MHHS-Greater Heights
NO | NO |  |  |  | PSD2111 |  | CARDINAL HEALTH | KENDALL 700 |  | V1908543SX | GH - SCD | MHHS-Greater Heights |  | Sequential Compression Device |  | PSD2111 |  | Central & Greater Heights |  | GH - SCD | [5 empty] | CIRCULATORY ASSIST UNITS, PERIPHERAL COMPRESSION |  | SEQUENTIALCOMPRESSIONDEV-Kendall-700 Series | SEQUENTIALCOMPRESSIONDEV | 700 Series |  |  |  | Kendall | Sequential Compression Device |  | SEQUENTIALCOMPRESSIONDEV-Kendall-700 Series |  |  |  |  | Covered PM Repair - Biomedical | MHHS-Greater Heights
NO | NO |  |  |  | PSD2112 |  | CARDINAL HEALTH | KENDALL 700 |  | V1909676SX | GH - SCD | MHHS-Greater Heights |  | Sequential Compression Device |  | PSD2112 |  | Central & Greater Heights |  | GH - SCD | [5 empty] | CIRCULATORY ASSIST UNITS, PERIPHERAL COMPRESSION |  | SEQUENTIALCOMPRESSIONDEV-Kendall-700 Series | SEQUENTIALCOMPRESSIONDEV | 700 Series |  |  |  | Kendall | Sequential Compression Device |  | SEQUENTIALCOMPRESSIONDEV-Kendall-700 Series |  |  |  |  | Covered PM Repair - Biomedical | MHHS-Greater Heights
NO | NO |  |  |  | PSD2113 |  | CARDINAL HEALTH | KENDALL 700 |  | V1909960SX | GH - SCD | MHHS-Greater Heights |  | Sequential Compression Device |  | PSD2113 |  | Central & Greater Heights |  | GH - SCD | [5 empty] | CIRCULATORY ASSIST UNITS, PERIPHERAL COMPRESSION |  | SEQUENTIALCOMPRESSIONDEV-Kendall-700 Series | SEQUENTIALCOMPRESSIONDEV | 700 Series |  |  |  | Kendall | Sequential Compression Device |  | SEQUENTIALCOMPRESSIONDEV-Kendall-700 Series |  |  |  |  | Covered PM Repair - Biomedical | MHHS-Greater Heights
NO | NO |  |  |  | PSD2114 |  | CARDINAL HEALTH | KENDALL 700 |  | V1901748SX | GH - SCD | MHHS-Greater Heights |  | Sequential Compression Device |  | PSD2114 |  | Central & Greater Heights |  | GH - SCD | [5 empty] | CIRCULATORY ASSIST UNITS, PERIPHERAL COMPRESSION |  | SEQUENTIALCOMPRESSIONDEV-Kendall-700 Series | SEQUENTIALCOMPRESSIONDEV | 700 Series |  |  |  | Kendall | Sequential Compression Device |  | SEQUENTIALCOMPRESSIONDEV-Kendall-700 Series |  |  |  |  | Covered PM Repair - Biomedical | MHHS-Greater Heights
NO | NO |  |  |  | PSD2115 |  | CARDINAL HEALTH | KENDALL 700 |  | V1905337SX | GH - SCD | MHHS-Greater Heights |  | Sequential Compression Device |  | PSD2115 |  | Central & Greater Heights |  | GH - SCD | [5 empty] | CIRCULATORY ASSIST UNITS, PERIPHERAL COMPRESSION |  | SEQUENTIALCOMPRESSIONDEV-Kendall-700 Series | SEQUENTIALCOMPRESSIONDEV | 700 Series |  |  |  | Kendall | Sequential Compression Device |  | SEQUENTIALCOMPRESSIONDEV-Kendall-700 Series |  |  |  |  | Covered PM Repair - Biomedical | MHHS-Greater Heights
NO | NO |  |  |  | PSD2116 |  | CARDINAL HEALTH | KENDALL 700 |  | V1905412SX | GH - SCD | MHHS-Greater Heights |  | Sequential Compression Device |  | PSD2116 |  | Central & Greater Heights |  | GH - SCD | [5 empty] | CIRCULATORY ASSIST UNITS, PERIPHERAL COMPRESSION |  | SEQUENTIALCOMPRESSIONDEV-Kendall-700 Series | SEQUENTIALCOMPRESSIONDEV | 700 Series |  |  |  | Kendall | Sequential Compression Device |  | SEQUENTIALCOMPRESSIONDEV-Kendall-700 Series |  |  |  |  | Covered PM Repair - Biomedical | MHHS-Greater Heights
NO | NO |  |  |  | PSD2117 |  | CARDINAL HEALTH | KENDALL 700 |  | V1901729SX | GH - SCD | MHHS-Greater Heights |  | Sequential Compression Device |  | PSD2117 |  | Central & Greater Heights |  | GH - SCD | [5 empty] | CIRCULATORY ASSIST UNITS, PERIPHERAL COMPRESSION |  | SEQUENTIALCOMPRESSIONDEV-Kendall-700 Series | SEQUENTIALCOMPRESSIONDEV | 700 Series |  |  |  | Kendall | Sequential Compression Device |  | SEQUENTIALCOMPRESSIONDEV-Kendall-700 Series |  |  |  |  | Covered PM Repair - Biomedical | MHHS-Greater Heights
NO | NO |  |  |  | PSD2118 |  | CARDINAL HEALTH | KENDALL 700 |  | V1905413SX | GH - SCD | MHHS-Greater Heights |  | Sequential Compression Device |  | PSD2118 |  | Central & Greater Heights |  | GH - SCD | [5 empty] | CIRCULATORY ASSIST UNITS, PERIPHERAL COMPRESSION |  | SEQUENTIALCOMPRESSIONDEV-Kendall-700 Series | SEQUENTIALCOMPRESSIONDEV | 700 Series |  |  |  | Kendall | Sequential Compression Device |  | SEQUENTIALCOMPRESSIONDEV-Kendall-700 Series |  |  |  |  | Not Covered Vendor Only - Biomedical | MHHS-Greater Heights
NO | NO |  |  |  | PSD2119 |  | CARDINAL HEALTH | KENDALL 700 |  | V1905334SX | GH - SCD | MHHS-Greater Heights |  | Sequential Compression Device |  | PSD2119 |  | Central & Greater Heights |  | GH - SCD | [5 empty] | CIRCULATORY ASSIST UNITS, PERIPHERAL COMPRESSION |  | SEQUENTIALCOMPRESSIONDEV-Kendall-700 Series | SEQUENTIALCOMPRESSIONDEV | 700 Series |  |  |  | Kendall | Sequential Compression Device |  | SEQUENTIALCOMPRESSIONDEV-Kendall-700 Series |  |  |  |  | Covered PM Repair - Biomedical | MHHS-Greater Heights
NO | NO |  |  |  | PSD2120 |  | CARDINAL HEALTH | KENDALL 700 |  | V1905408SX | GH - SCD | MHHS-Greater Heights |  | Sequential Compression Device |  | PSD2120 |  | Central & Greater Heights |  | GH - SCD | [5 empty] | CIRCULATORY ASSIST UNITS, PERIPHERAL COMPRESSION |  | SEQUENTIALCOMPRESSIONDEV-Kendall-700 Series | SEQUENTIALCOMPRESSIONDEV | 700 Series |  |  |  | Kendall | Sequential Compression Device |  | SEQUENTIALCOMPRESSIONDEV-Kendall-700 Series |  |  |  |  | Covered PM Repair - Biomedical | MHHS-Greater Heights
NO | NO |  |  |  | PSD9094 |  | CARDINAL HEALTH | KENDALL 700 |  | V1909899SX | GH - SCD | MHHS-Greater Heights |  | Sequential Compression Device |  | PSD9094 |  | Central & Greater Heights |  | GH - SCD | [5 empty] | CIRCULATORY ASSIST UNITS, PERIPHERAL COMPRESSION |  | SEQUENTIALCOMPRESSIONDEV-Kendall-700 Series | SEQUENTIALCOMPRESSIONDEV | 700 Series |  |  |  | Kendall | Sequential Compression Device |  | SEQUENTIALCOMPRESSIONDEV-Kendall-700 Series |  |  |  |  | Covered PM Repair - Biomedical | MHHS-Greater Heights
NO | NO |  |  |  | PSD2523 |  | CARDINAL HEALTH | KENDALL 700 |  | V1919616SX | MEMORIAL CITY - CENTRAL SUPPLY | MHHS-Mem City |  | Sequential Compression Device |  | PSD2523 |  | West & Memorial City |  | MEMORIAL CITY - CENTRAL SUPPLY | [5 empty] | CIRCULATORY ASSIST UNITS, PERIPHERAL COMPRESSION |  | SEQUENTIALCOMPRESSIONDEV-Kendall-700 Series | SEQUENTIALCOMPRESSIONDEV | 700 Series |  |  |  | Kendall | Sequential Compression Device |  | SEQUENTIALCOMPRESSIONDEV-Kendall-700 Series |  |  |  |  | Covered PM Repair - Biomedical | MHHS-Mem City
NO | NO |  |  |  | PSD2525 |  | CARDINAL HEALTH | KENDALL 700 |  | V1919602SX | MEMORIAL CITY - CENTRAL SUPPLY | MHHS-Mem City |  | Sequential Compression Device |  | PSD2525 |  | West & Memorial City |  | MEMORIAL CITY - CENTRAL SUPPLY | [5 empty] | CIRCULATORY ASSIST UNITS, PERIPHERAL COMPRESSION |  | SEQUENTIALCOMPRESSIONDEV-Kendall-700 Series | SEQUENTIALCOMPRESSIONDEV | 700 Series |  |  |  | Kendall | Sequential Compression Device |  | SEQUENTIALCOMPRESSIONDEV-Kendall-700 Series |  |  |  |  | Covered PM Repair - Biomedical | MHHS-Mem City
NO | NO |  |  |  | PSD2526 |  | CARDINAL HEALTH | KENDALL 700 |  | V1919863SX | MEMORIAL CITY - CENTRAL SUPPLY | MHHS-Mem City |  | Sequential Compression Device |  | PSD2526 |  | West & Memorial City |  | MEMORIAL CITY - CENTRAL SUPPLY | [5 empty] | CIRCULATORY ASSIST UNITS, PERIPHERAL COMPRESSION |  | SEQUENTIALCOMPRESSIONDEV-Kendall-700 Series | SEQUENTIALCOMPRESSIONDEV | 700 Series |  |  |  | Kendall | Sequential Compression Device |  | SEQUENTIALCOMPRESSIONDEV-Kendall-700 Series |  |  |  |  | Covered PM Repair - Biomedical | MHHS-Mem City
NO | NO |  |  |  | PSD2527 |  | CARDINAL HEALTH | KENDALL 700 |  | V1919589SX | MEMORIAL CITY - CENTRAL SUPPLY | MHHS-Mem City |  | Sequential Compression Device |  | PSD2527 |  | West & Memorial City |  | MEMORIAL CITY - CENTRAL SUPPLY | [5 empty] | CIRCULATORY ASSIST UNITS, PERIPHERAL COMPRESSION |  | SEQUENTIALCOMPRESSIONDEV-Kendall-700 Series | SEQUENTIALCOMPRESSIONDEV | 700 Series |  |  |  | Kendall | Sequential Compression Device |  | SEQUENTIALCOMPRESSIONDEV-Kendall-700 Series |  |  |  |  | Covered PM Repair - Biomedical | MHHS-Mem City
NO | NO |  |  |  | PSD2528 |  | CARDINAL HEALTH | KENDALL 700 |  | V1919622SX | MEMORIAL CITY - CENTRAL SUPPLY | MHHS-Mem City |  | Sequential Compression Device |  | PSD2528 |  | West & Memorial City |  | MEMORIAL CITY - CENTRAL SUPPLY | [5 empty] | CIRCULATORY ASSIST UNITS, PERIPHERAL COMPRESSION |  | SEQUENTIALCOMPRESSIONDEV-Kendall-700 Series | SEQUENTIALCOMPRESSIONDEV | 700 Series |  |  |  | Kendall | Sequential Compression Device |  | SEQUENTIALCOMPRESSIONDEV-Kendall-700 Series |  |  |  |  | Covered PM Repair - Biomedical | MHHS-Mem City
NO | NO |  |  |  | PSD2529 |  | CARDINAL HEALTH | KENDALL 700 |  | V1919790SX | MEMORIAL CITY - CENTRAL SUPPLY | MHHS-Mem City |  | Sequential Compression Device |  | PSD2529 |  | West & Memorial City |  | MEMORIAL CITY - CENTRAL SUPPLY | [5 empty] | CIRCULATORY ASSIST UNITS, PERIPHERAL COMPRESSION |  | SEQUENTIALCOMPRESSIONDEV-Kendall-700 Series | SEQUENTIALCOMPRESSIONDEV | 700 Series |  |  |  | Kendall | Sequential Compression Device |  | SEQUENTIALCOMPRESSIONDEV-Kendall-700 Series |  |  |  |  | Covered PM Repair - Biomedical | MHHS-Mem City
NO | NO |  |  |  | PSD2530 |  | CARDINAL HEALTH | KENDALL 700 |  | V1919802SX | MEMORIAL CITY - CENTRAL SUPPLY | MHHS-Mem City |  | Sequential Compression Device |  | PSD2530 |  | West & Memorial City |  | MEMORIAL CITY - CENTRAL SUPPLY | [5 empty] | CIRCULATORY ASSIST UNITS, PERIPHERAL COMPRESSION |  | SEQUENTIALCOMPRESSIONDEV-Kendall-700 Series | SEQUENTIALCOMPRESSIONDEV | 700 Series |  |  |  | Kendall | Sequential Compression Device |  | SEQUENTIALCOMPRESSIONDEV-Kendall-700 Series |  |  |  |  | Covered PM Repair - Biomedical | MHHS-Mem City
NO | NO |  |  |  | PSD2531 |  | CARDINAL HEALTH | KENDALL 700 |  | V1919830SX | MEMORIAL CITY - CENTRAL SUPPLY | MHHS-Mem City |  | Sequential Compression Device |  | PSD2531 |  | West & Memorial City |  | MEMORIAL CITY - CENTRAL SUPPLY | [5 empty] | CIRCULATORY ASSIST UNITS, PERIPHERAL COMPRESSION |  | SEQUENTIALCOMPRESSIONDEV-Kendall-700 Series | SEQUENTIALCOMPRESSIONDEV | 700 Series |  |  |  | Kendall | Sequential Compression Device |  | SEQUENTIALCOMPRESSIONDEV-Kendall-700 Series |  |  |  |  | Covered PM Repair - Biomedical | MHHS-Mem City
NO | NO |  |  |  | PSD2532 |  | CARDINAL HEALTH | KENDALL 700 |  | V1919862SX | MEMORIAL CITY - CENTRAL SUPPLY | MHHS-Mem City |  | Sequential Compression Device |  | PSD2532 |  | West & Memorial City |  | MEMORIAL CITY - CENTRAL SUPPLY | [5 empty] | CIRCULATORY ASSIST UNITS, PERIPHERAL COMPRESSION |  | SEQUENTIALCOMPRESSIONDEV-Kendall-700 Series | SEQUENTIALCOMPRESSIONDEV | 700 Series |  |  |  | Kendall | Sequential Compression Device |  | SEQUENTIALCOMPRESSIONDEV-Kendall-700 Series |  |  |  |  | Covered PM Repair - Biomedical | MHHS-Mem City
NO | NO |  |  |  | PSD2533 |  | CARDINAL HEALTH | KENDALL 700 |  | V1919849SX | MEMORIAL CITY - CENTRAL SUPPLY | MHHS-Mem City |  | Sequential Compression Device |  | PSD2533 |  | West & Memorial City |  | MEMORIAL CITY - CENTRAL SUPPLY | [5 empty] | CIRCULATORY ASSIST UNITS, PERIPHERAL COMPRESSION |  | SEQUENTIALCOMPRESSIONDEV-Kendall-700 Series | SEQUENTIALCOMPRESSIONDEV | 700 Series |  |  |  | Kendall | Sequential Compression Device |  | SEQUENTIALCOMPRESSIONDEV-Kendall-700 Series |  |  |  |  | Covered PM Repair - Biomedical | MHHS-Mem City
NO | NO |  |  |  | PSD2534 |  | CARDINAL HEALTH | KENDALL 700 |  | V1919834SX | MEMORIAL CITY - CENTRAL SUPPLY | MHHS-Mem City |  | Sequential Compression Device |  | PSD2534 |  | West & Memorial City |  | MEMORIAL CITY - CENTRAL SUPPLY | [5 empty] | CIRCULATORY ASSIST UNITS, PERIPHERAL COMPRESSION |  | SEQUENTIALCOMPRESSIONDEV-Kendall-700 Series | SEQUENTIALCOMPRESSIONDEV | 700 Series |  |  |  | Kendall | Sequential Compression Device |  | SEQUENTIALCOMPRESSIONDEV-Kendall-700 Series |  |  |  |  | Covered PM Repair - Biomedical | MHHS-Mem City
NO | NO |  |  |  | PSD2535 |  | CARDINAL HEALTH | KENDALL 700 |  | V1919851SX | MEMORIAL CITY - CENTRAL SUPPLY | MHHS-Mem City |  | Sequential Compression Device |  | PSD2535 |  | West & Memorial City |  | MEMORIAL CITY - CENTRAL SUPPLY | [5 empty] | CIRCULATORY ASSIST UNITS, PERIPHERAL COMPRESSION |  | SEQUENTIALCOMPRESSIONDEV-Kendall-700 Series | SEQUENTIALCOMPRESSIONDEV | 700 Series |  |  |  | Kendall | Sequential Compression Device |  | SEQUENTIALCOMPRESSIONDEV-Kendall-700 Series |  |  |  |  | Covered PM Repair - Biomedical | MHHS-Mem City
NO | NO |  |  |  | PSD2536 |  | CARDINAL HEALTH | KENDALL 700 |  | V1919826SX | MEMORIAL CITY - CENTRAL SUPPLY | MHHS-Mem City |  | Sequential Compression Device |  | PSD2536 |  | West & Memorial City |  | MEMORIAL CITY - CENTRAL SUPPLY | [5 empty] | CIRCULATORY ASSIST UNITS, PERIPHERAL COMPRESSION |  | SEQUENTIALCOMPRESSIONDEV-Kendall-700 Series | SEQUENTIALCOMPRESSIONDEV | 700 Series |  |  |  | Kendall | Sequential Compression Device |  | SEQUENTIALCOMPRESSIONDEV-Kendall-700 Series |  |  |  |  | Covered PM Repair - Biomedical | MHHS-Mem City
NO | NO |  |  |  | PSD2538 |  | CARDINAL HEALTH | KENDALL 700 |  | V1919833SX | MEMORIAL CITY - CENTRAL SUPPLY | MHHS-Mem City |  | Sequential Compression Device |  | PSD2538 |  | West & Memorial City |  | MEMORIAL CITY - CENTRAL SUPPLY | [5 empty] | CIRCULATORY ASSIST UNITS, PERIPHERAL COMPRESSION |  | SEQUENTIALCOMPRESSIONDEV-Kendall-700 Series | SEQUENTIALCOMPRESSIONDEV | 700 Series |  |  |  | Kendall | Sequential Compression Device |  | SEQUENTIALCOMPRESSIONDEV-Kendall-700 Series |  |  |  |  | Covered PM Repair - Biomedical | MHHS-Mem City
NO | NO |  |  |  | PSD2539 |  | CARDINAL HEALTH | KENDALL 700 |  | V1919847SX | MEMORIAL CITY - CENTRAL SUPPLY | MHHS-Mem City |  | Sequential Compression Device |  | PSD2539 |  | West & Memorial City |  | MEMORIAL CITY - CENTRAL SUPPLY | [5 empty] | CIRCULATORY ASSIST UNITS, PERIPHERAL COMPRESSION |  | SEQUENTIALCOMPRESSIONDEV-Kendall-700 Series | SEQUENTIALCOMPRESSIONDEV | 700 Series |  |  |  | Kendall | Sequential Compression Device |  | SEQUENTIALCOMPRESSIONDEV-Kendall-700 Series |  |  |  |  | Covered PM Repair - Biomedical | MHHS-Mem City
NO | NO |  |  |  | PSD2540 |  | CARDINAL HEALTH | KENDALL 700 |  | V1919823SX | MEMORIAL CITY - CENTRAL SUPPLY | MHHS-Mem City |  | Sequential Compression Device |  | PSD2540 |  | West & Memorial City |  | MEMORIAL CITY - CENTRAL SUPPLY | [5 empty] | CIRCULATORY ASSIST UNITS, PERIPHERAL COMPRESSION |  | SEQUENTIALCOMPRESSIONDEV-Kendall-700 Series | SEQUENTIALCOMPRESSIONDEV | 700 Series |  |  |  | Kendall | Sequential Compression Device |  | SEQUENTIALCOMPRESSIONDEV-Kendall-700 Series |  |  |  |  | Covered PM Repair - Biomedical | MHHS-Mem City
NO | NO |  |  |  | PSD2541 |  | CARDINAL HEALTH | KENDALL 700 |  | V1919793SX | MEMORIAL CITY - CENTRAL SUPPLY | MHHS-Mem City |  | Sequential Compression Device |  | PSD2541 |  | West & Memorial City |  | MEMORIAL CITY - CENTRAL SUPPLY | [5 empty] | CIRCULATORY ASSIST UNITS, PERIPHERAL COMPRESSION |  | SEQUENTIALCOMPRESSIONDEV-Kendall-700 Series | SEQUENTIALCOMPRESSIONDEV | 700 Series |  |  |  | Kendall | Sequential Compression Device |  | SEQUENTIALCOMPRESSIONDEV-Kendall-700 Series |  |  |  |  | Covered PM Repair - Biomedical | MHHS-Mem City
NO | NO |  |  |  | PSD2542 |  | CARDINAL HEALTH | KENDALL 700 |  | V1919858SX | MEMORIAL CITY - CENTRAL SUPPLY | MHHS-Mem City |  | Sequential Compression Device |  | PSD2542 |  | West & Memorial City |  | MEMORIAL CITY - CENTRAL SUPPLY | [5 empty] | CIRCULATORY ASSIST UNITS, PERIPHERAL COMPRESSION |  | SEQUENTIALCOMPRESSIONDEV-Kendall-700 Series | SEQUENTIALCOMPRESSIONDEV | 700 Series |  |  |  | Kendall | Sequential Compression Device |  | SEQUENTIALCOMPRESSIONDEV-Kendall-700 Series |  |  |  |  | Covered PM Repair - Biomedical | MHHS-Mem City
NO | NO |  |  |  | PSD2543 |  | CARDINAL HEALTH | KENDALL 700 |  | V1919817SX | MEMORIAL CITY - CENTRAL SUPPLY | MHHS-Mem City |  | Sequential Compression Device |  | PSD2543 |  | West & Memorial City |  | MEMORIAL CITY - CENTRAL SUPPLY | [5 empty] | CIRCULATORY ASSIST UNITS, PERIPHERAL COMPRESSION |  | SEQUENTIALCOMPRESSIONDEV-Kendall-700 Series | SEQUENTIALCOMPRESSIONDEV | 700 Series |  |  |  | Kendall | Sequential Compression Device |  | SEQUENTIALCOMPRESSIONDEV-Kendall-700 Series |  |  |  |  | Covered PM Repair - Biomedical | MHHS-Mem City
NO | NO |  |  |  | PSD2544 |  | CARDINAL HEALTH | KENDALL 700 |  | V1919877SX | MEMORIAL CITY - CENTRAL SUPPLY | MHHS-Mem City |  | Sequential Compression Device |  | PSD2544 |  | West & Memorial City |  | MEMORIAL CITY - CENTRAL SUPPLY | [5 empty] | CIRCULATORY ASSIST UNITS, PERIPHERAL COMPRESSION |  | SEQUENTIALCOMPRESSIONDEV-Kendall-700 Series | SEQUENTIALCOMPRESSIONDEV | 700 Series |  |  |  | Kendall | Sequential Compression Device |  | SEQUENTIALCOMPRESSIONDEV-Kendall-700 Series |  |  |  |  | Covered PM Repair - Biomedical | MHHS-Mem City
NO | NO |  |  |  | PSD2545 |  | CARDINAL HEALTH | KENDALL 700 |  | V1919838SX | MEMORIAL CITY - CENTRAL SUPPLY | MHHS-Mem City |  | Sequential Compression Device |  | PSD2545 |  | West & Memorial City |  | MEMORIAL CITY - CENTRAL SUPPLY | [5 empty] | CIRCULATORY ASSIST UNITS, PERIPHERAL COMPRESSION |  | SEQUENTIALCOMPRESSIONDEV-Kendall-700 Series | SEQUENTIALCOMPRESSIONDEV | 700 Series |  |  |  | Kendall | Sequential Compression Device |  | SEQUENTIALCOMPRESSIONDEV-Kendall-700 Series |  |  |  |  | Covered PM Repair - Biomedical | MHHS-Mem City
NO | NO |  |  |  | PSD2546 |  | CARDINAL HEALTH | KENDALL 700 |  | V1919831SX | MEMORIAL CITY - CENTRAL SUPPLY | MHHS-Mem City |  | Sequential Compression Device |  | PSD2546 |  | West & Memorial City |  | MEMORIAL CITY - CENTRAL SUPPLY | [5 empty] | CIRCULATORY ASSIST UNITS, PERIPHERAL COMPRESSION |  | SEQUENTIALCOMPRESSIONDEV-Kendall-700 Series | SEQUENTIALCOMPRESSIONDEV | 700 Series |  |  |  | Kendall | Sequential Compression Device |  | SEQUENTIALCOMPRESSIONDEV-Kendall-700 Series |  |  |  |  | Covered PM Repair - Biomedical | MHHS-Mem City
NO | NO |  |  |  | PSD2547 |  | CARDINAL HEALTH | KENDALL 700 |  | V1919864SX | MEMORIAL CITY - CENTRAL SUPPLY | MHHS-Mem City |  | Sequential Compression Device |  | PSD2547 |  | West & Memorial City |  | MEMORIAL CITY - CENTRAL SUPPLY | [5 empty] | CIRCULATORY ASSIST UNITS, PERIPHERAL COMPRESSION |  | SEQUENTIALCOMPRESSIONDEV-Kendall-700 Series | SEQUENTIALCOMPRESSIONDEV | 700 Series |  |  |  | Kendall | Sequential Compression Device |  | SEQUENTIALCOMPRESSIONDEV-Kendall-700 Series |  |  |  |  | Covered PM Repair - Biomedical | MHHS-Mem City
NO | NO |  |  |  | PSD2548 |  | CARDINAL HEALTH | KENDALL 700 |  | V1919848SX | MEMORIAL CITY - CENTRAL SUPPLY | MHHS-Mem City |  | Sequential Compression Device |  | PSD2548 |  | West & Memorial City |  | MEMORIAL CITY - CENTRAL SUPPLY | [5 empty] | CIRCULATORY ASSIST UNITS, PERIPHERAL COMPRESSION |  | SEQUENTIALCOMPRESSIONDEV-Kendall-700 Series | SEQUENTIALCOMPRESSIONDEV | 700 Series |  |  |  | Kendall | Sequential Compression Device |  | SEQUENTIALCOMPRESSIONDEV-Kendall-700 Series |  |  |  |  | Covered PM Repair - Biomedical | MHHS-Mem City
NO | NO |  |  |  | PSD2549 |  | CARDINAL HEALTH | KENDALL 700 |  | V1919874SX | MEMORIAL CITY - CENTRAL SUPPLY | MHHS-Mem City |  | Sequential Compression Device |  | PSD2549 |  | West & Memorial City |  | MEMORIAL CITY - CENTRAL SUPPLY | [5 empty] | CIRCULATORY ASSIST UNITS, PERIPHERAL COMPRESSION |  | SEQUENTIALCOMPRESSIONDEV-Kendall-700 Series | SEQUENTIALCOMPRESSIONDEV | 700 Series |  |  |  | Kendall | Sequential Compression Device |  | SEQUENTIALCOMPRESSIONDEV-Kendall-700 Series |  |  |  |  | Covered PM Repair - Biomedical | MHHS-Mem City
NO | NO |  |  |  | PSD2550 |  | CARDINAL HEALTH | KENDALL 700 |  | V1919832SX | MEMORIAL CITY - CENTRAL SUPPLY | MHHS-Mem City |  | Sequential Compression Device |  | PSD2550 |  | West & Memorial City |  | MEMORIAL CITY - CENTRAL SUPPLY | [5 empty] | CIRCULATORY ASSIST UNITS, PERIPHERAL COMPRESSION |  | SEQUENTIALCOMPRESSIONDEV-Kendall-700 Series | SEQUENTIALCOMPRESSIONDEV | 700 Series |  |  |  | Kendall | Sequential Compression Device |  | SEQUENTIALCOMPRESSIONDEV-Kendall-700 Series |  |  |  |  | Covered PM Repair - Biomedical | MHHS-Mem City
NO | NO |  |  |  | PSD2552 |  | CARDINAL HEALTH | KENDALL 700 |  | V1919811SX | MEMORIAL CITY - CENTRAL SUPPLY | MHHS-Mem City |  | Sequential Compression Device |  | PSD2552 |  | West & Memorial City |  | MEMORIAL CITY - CENTRAL SUPPLY | [5 empty] | CIRCULATORY ASSIST UNITS, PERIPHERAL COMPRESSION |  | SEQUENTIALCOMPRESSIONDEV-Kendall-700 Series | SEQUENTIALCOMPRESSIONDEV | 700 Series |  |  |  | Kendall | Sequential Compression Device |  | SEQUENTIALCOMPRESSIONDEV-Kendall-700 Series |  |  |  |  | Covered PM Repair - Biomedical | MHHS-Mem City
NO | NO |  |  |  | PSD2553 |  | CARDINAL HEALTH | KENDALL 700 |  | V1919839SX | MEMORIAL CITY - CENTRAL SUPPLY | MHHS-Mem City |  | Sequential Compression Device |  | PSD2553 |  | West & Memorial City |  | MEMORIAL CITY - CENTRAL SUPPLY | [5 empty] | CIRCULATORY ASSIST UNITS, PERIPHERAL COMPRESSION |  | SEQUENTIALCOMPRESSIONDEV-Kendall-700 Series | SEQUENTIALCOMPRESSIONDEV | 700 Series |  |  |  | Kendall | Sequential Compression Device |  | SEQUENTIALCOMPRESSIONDEV-Kendall-700 Series |  |  |  |  | Covered PM Repair - Biomedical | MHHS-Mem City
NO | NO |  |  |  | PSD2554 |  | CARDINAL HEALTH | KENDALL 700 |  | V1919787SX | MEMORIAL CITY - CENTRAL SUPPLY | MHHS-Mem City |  | Sequential Compression Device |  | PSD2554 |  | West & Memorial City |  | MEMORIAL CITY - CENTRAL SUPPLY | [5 empty] | CIRCULATORY ASSIST UNITS, PERIPHERAL COMPRESSION |  | SEQUENTIALCOMPRESSIONDEV-Kendall-700 Series | SEQUENTIALCOMPRESSIONDEV | 700 Series |  |  |  | Kendall | Sequential Compression Device |  | SEQUENTIALCOMPRESSIONDEV-Kendall-700 Series |  |  |  |  | Covered PM Repair - Biomedical | MHHS-Mem City
NO | NO |  |  |  | PSD2555 |  | CARDINAL HEALTH | KENDALL 700 |  | V1919798SX | MEMORIAL CITY - CENTRAL SUPPLY | MHHS-Mem City |  | Sequential Compression Device |  | PSD2555 |  | West & Memorial City |  | MEMORIAL CITY - CENTRAL SUPPLY | [5 empty] | CIRCULATORY ASSIST UNITS, PERIPHERAL COMPRESSION |  | SEQUENTIALCOMPRESSIONDEV-Kendall-700 Series | SEQUENTIALCOMPRESSIONDEV | 700 Series |  |  |  | Kendall | Sequential Compression Device |  | SEQUENTIALCOMPRESSIONDEV-Kendall-700 Series |  |  |  |  | Covered PM Repair - Biomedical | MHHS-Mem City
NO | NO |  |  |  | PSD2556 |  | CARDINAL HEALTH | KENDALL 700 |  | V1919782SX | MEMORIAL CITY - CENTRAL SUPPLY | MHHS-Mem City |  | Sequential Compression Device |  | PSD2556 |  | West & Memorial City |  | MEMORIAL CITY - CENTRAL SUPPLY | [5 empty] | CIRCULATORY ASSIST UNITS, PERIPHERAL COMPRESSION |  | SEQUENTIALCOMPRESSIONDEV-Kendall-700 Series | SEQUENTIALCOMPRESSIONDEV | 700 Series |  |  |  | Kendall | Sequential Compression Device |  | SEQUENTIALCOMPRESSIONDEV-Kendall-700 Series |  |  |  |  | Covered PM Repair - Biomedical | MHHS-Mem City
NO | NO |  |  |  | PSD2557 |  | CARDINAL HEALTH | KENDALL 700 |  | V1919843SX | MEMORIAL CITY - CENTRAL SUPPLY | MHHS-Mem City |  | Sequential Compression Device |  | PSD2557 |  | West & Memorial City |  | MEMORIAL CITY - CENTRAL SUPPLY | [5 empty] | CIRCULATORY ASSIST UNITS, PERIPHERAL COMPRESSION |  | SEQUENTIALCOMPRESSIONDEV-Kendall-700 Series | SEQUENTIALCOMPRESSIONDEV | 700 Series |  |  |  | Kendall | Sequential Compression Device |  | SEQUENTIALCOMPRESSIONDEV-Kendall-700 Series |  |  |  |  | Covered PM Repair - Biomedical | MHHS-Mem City
NO | NO |  |  |  | PSD2558 |  | CARDINAL HEALTH | KENDALL 700 |  | V1919806SX | MEMORIAL CITY - CENTRAL SUPPLY | MHHS-Mem City |  | Sequential Compression Device |  | PSD2558 |  | West & Memorial City |  | MEMORIAL CITY - CENTRAL SUPPLY | [5 empty] | CIRCULATORY ASSIST UNITS, PERIPHERAL COMPRESSION |  | SEQUENTIALCOMPRESSIONDEV-Kendall-700 Series | SEQUENTIALCOMPRESSIONDEV | 700 Series |  |  |  | Kendall | Sequential Compression Device |  | SEQUENTIALCOMPRESSIONDEV-Kendall-700 Series |  |  |  |  | Covered PM Repair - Biomedical | MHHS-Mem City
NO | NO |  |  |  | PSD2559 |  | CARDINAL HEALTH | KENDALL 700 |  | V1919846SX | MEMORIAL CITY - CENTRAL SUPPLY | MHHS-Mem City |  | Sequential Compression Device |  | PSD2559 |  | West & Memorial City |  | MEMORIAL CITY - CENTRAL SUPPLY | [5 empty] | CIRCULATORY ASSIST UNITS, PERIPHERAL COMPRESSION |  | SEQUENTIALCOMPRESSIONDEV-Kendall-700 Series | SEQUENTIALCOMPRESSIONDEV | 700 Series |  |  |  | Kendall | Sequential Compression Device |  | SEQUENTIALCOMPRESSIONDEV-Kendall-700 Series |  |  |  |  | Covered PM Repair - Biomedical | MHHS-Mem City
NO | NO |  |  |  | PSD2560 |  | CARDINAL HEALTH | KENDALL 700 |  | V1919827SX | MEMORIAL CITY - CENTRAL SUPPLY | MHHS-Mem City |  | Sequential Compression Device |  | PSD2560 |  | West & Memorial City |  | MEMORIAL CITY - CENTRAL SUPPLY | [5 empty] | CIRCULATORY ASSIST UNITS, PERIPHERAL COMPRESSION |  | SEQUENTIALCOMPRESSIONDEV-Kendall-700 Series | SEQUENTIALCOMPRESSIONDEV | 700 Series |  |  |  | Kendall | Sequential Compression Device |  | SEQUENTIALCOMPRESSIONDEV-Kendall-700 Series |  |  |  |  | Covered PM Repair - Biomedical | MHHS-Mem City
NO | NO |  |  |  | PSD2561 |  | CARDINAL HEALTH | KENDALL 700 |  | V1919799SX | MEMORIAL CITY - CENTRAL SUPPLY | MHHS-Mem City |  | Sequential Compression Device |  | PSD2561 |  | West & Memorial City |  | MEMORIAL CITY - CENTRAL SUPPLY | [5 empty] | CIRCULATORY ASSIST UNITS, PERIPHERAL COMPRESSION |  | SEQUENTIALCOMPRESSIONDEV-Kendall-700 Series | SEQUENTIALCOMPRESSIONDEV | 700 Series |  |  |  | Kendall | Sequential Compression Device |  | SEQUENTIALCOMPRESSIONDEV-Kendall-700 Series |  |  |  |  | Covered PM Repair - Biomedical | MHHS-Mem City
NO | NO |  |  |  | PSD2562 |  | CARDINAL HEALTH | KENDALL 700 |  | V1919869SX | MEMORIAL CITY - CENTRAL SUPPLY | MHHS-Mem City |  | Sequential Compression Device |  | PSD2562 |  | West & Memorial City |  | MEMORIAL CITY - CENTRAL SUPPLY | [5 empty] | CIRCULATORY ASSIST UNITS, PERIPHERAL COMPRESSION |  | SEQUENTIALCOMPRESSIONDEV-Kendall-700 Series | SEQUENTIALCOMPRESSIONDEV | 700 Series |  |  |  | Kendall | Sequential Compression Device |  | SEQUENTIALCOMPRESSIONDEV-Kendall-700 Series |  |  |  |  | Covered PM Repair - Biomedical | MHHS-Mem City
NO | NO |  |  |  | PSD2563 |  | CARDINAL HEALTH | KENDALL 700 |  | V1919796SX | MEMORIAL CITY - CENTRAL SUPPLY | MHHS-Mem City |  | Sequential Compression Device |  | PSD2563 |  | West & Memorial City |  | MEMORIAL CITY - CENTRAL SUPPLY | [5 empty] | CIRCULATORY ASSIST UNITS, PERIPHERAL COMPRESSION |  | SEQUENTIALCOMPRESSIONDEV-Kendall-700 Series | SEQUENTIALCOMPRESSIONDEV | 700 Series |  |  |  | Kendall | Sequential Compression Device |  | SEQUENTIALCOMPRESSIONDEV-Kendall-700 Series |  |  |  |  | Covered PM Repair - Biomedical | MHHS-Mem City
NO | NO |  |  |  | PSD2564 |  | CARDINAL HEALTH | KENDALL 700 |  | V1919842SX | MEMORIAL CITY - CENTRAL SUPPLY | MHHS-Mem City |  | Sequential Compression Device |  | PSD2564 |  | West & Memorial City |  | MEMORIAL CITY - CENTRAL SUPPLY | [5 empty] | CIRCULATORY ASSIST UNITS, PERIPHERAL COMPRESSION |  | SEQUENTIALCOMPRESSIONDEV-Kendall-700 Series | SEQUENTIALCOMPRESSIONDEV | 700 Series |  |  |  | Kendall | Sequential Compression Device |  | SEQUENTIALCOMPRESSIONDEV-Kendall-700 Series |  |  |  |  | Covered PM Repair - Biomedical | MHHS-Mem City
NO | NO |  |  |  | PSD2565 |  | CARDINAL HEALTH | KENDALL 700 |  | V1919814SX | MEMORIAL CITY - CENTRAL SUPPLY | MHHS-Mem City |  | Sequential Compression Device |  | PSD2565 |  | West & Memorial City |  | MEMORIAL CITY - CENTRAL SUPPLY | [5 empty] | CIRCULATORY ASSIST UNITS, PERIPHERAL COMPRESSION |  | SEQUENTIALCOMPRESSIONDEV-Kendall-700 Series | SEQUENTIALCOMPRESSIONDEV | 700 Series |  |  |  | Kendall | Sequential Compression Device |  | SEQUENTIALCOMPRESSIONDEV-Kendall-700 Series |  |  |  |  | Covered PM Repair - Biomedical | MHHS-Mem City
NO | NO |  |  |  | PSD2566 |  | CARDINAL HEALTH | KENDALL 700 |  | V1919801SX | MEMORIAL CITY - CENTRAL SUPPLY | MHHS-Mem City |  | Sequential Compression Device |  | PSD2566 |  | West & Memorial City |  | MEMORIAL CITY - CENTRAL SUPPLY | [5 empty] | CIRCULATORY ASSIST UNITS, PERIPHERAL COMPRESSION |  | SEQUENTIALCOMPRESSIONDEV-Kendall-700 Series | SEQUENTIALCOMPRESSIONDEV | 700 Series |  |  |  | Kendall | Sequential Compression Device |  | SEQUENTIALCOMPRESSIONDEV-Kendall-700 Series |  |  |  |  | Covered PM Repair - Biomedical | MHHS-Mem City
NO | NO |  |  |  | PSD2567 |  | CARDINAL HEALTH | KENDALL 700 |  | V1919870SX | MEMORIAL CITY - CENTRAL SUPPLY | MHHS-Mem City |  | Sequential Compression Device |  | PSD2567 |  | West & Memorial City |  | MEMORIAL CITY - CENTRAL SUPPLY | [5 empty] | CIRCULATORY ASSIST UNITS, PERIPHERAL COMPRESSION |  | SEQUENTIALCOMPRESSIONDEV-Kendall-700 Series | SEQUENTIALCOMPRESSIONDEV | 700 Series |  |  |  | Kendall | Sequential Compression Device |  | SEQUENTIALCOMPRESSIONDEV-Kendall-700 Series |  |  |  |  | Covered PM Repair - Biomedical | MHHS-Mem City
NO | NO |  |  |  | PSD2568 |  | CARDINAL HEALTH | KENDALL 700 |  | V1919815SX | MEMORIAL CITY - CENTRAL SUPPLY | MHHS-Mem City |  | Sequential Compression Device |  | PSD2568 |  | West & Memorial City |  | MEMORIAL CITY - CENTRAL SUPPLY | [5 empty] | CIRCULATORY ASSIST UNITS, PERIPHERAL COMPRESSION |  | SEQUENTIALCOMPRESSIONDEV-Kendall-700 Series | SEQUENTIALCOMPRESSIONDEV | 700 Series |  |  |  | Kendall | Sequential Compression Device |  | SEQUENTIALCOMPRESSIONDEV-Kendall-700 Series |  |  |  |  | Covered PM Repair - Biomedical | MHHS-Mem City
NO | NO |  |  |  | PSD2569 |  | CARDINAL HEALTH | KENDALL 700 |  | V1919654SX | MEMORIAL CITY - CENTRAL SUPPLY | MHHS-Mem City |  | Sequential Compression Device |  | PSD2569 |  | West & Memorial City |  | MEMORIAL CITY - CENTRAL SUPPLY | [5 empty] | CIRCULATORY ASSIST UNITS, PERIPHERAL COMPRESSION |  | SEQUENTIALCOMPRESSIONDEV-Kendall-700 Series | SEQUENTIALCOMPRESSIONDEV | 700 Series |  |  |  | Kendall | Sequential Compression Device |  | SEQUENTIALCOMPRESSIONDEV-Kendall-700 Series |  |  |  |  | Covered PM Repair - Biomedical | MHHS-Mem City
NO | NO |  |  |  | PSD2570 |  | CARDINAL HEALTH | KENDALL 700 |  | V1919600SX | MEMORIAL CITY - CENTRAL SUPPLY | MHHS-Mem City |  | Sequential Compression Device |  | PSD2570 |  | West & Memorial City |  | MEMORIAL CITY - CENTRAL SUPPLY | [5 empty] | CIRCULATORY ASSIST UNITS, PERIPHERAL COMPRESSION |  | SEQUENTIALCOMPRESSIONDEV-Kendall-700 Series | SEQUENTIALCOMPRESSIONDEV | 700 Series |  |  |  | Kendall | Sequential Compression Device |  | SEQUENTIALCOMPRESSIONDEV-Kendall-700 Series |  |  |  |  | Covered PM Repair - Biomedical | MHHS-Mem City
NO | NO |  |  |  | PSD2572 |  | CARDINAL HEALTH | KENDALL 700 |  | V1915064SX | MEMORIAL CITY - CENTRAL SUPPLY | MHHS-Mem City |  | Sequential Compression Device |  | PSD2572 |  | West & Memorial City |  | MEMORIAL CITY - CENTRAL SUPPLY | [5 empty] | CIRCULATORY ASSIST UNITS, PERIPHERAL COMPRESSION |  | SEQUENTIALCOMPRESSIONDEV-Kendall-700 Series | SEQUENTIALCOMPRESSIONDEV | 700 Series |  |  |  | Kendall | Sequential Compression Device |  | SEQUENTIALCOMPRESSIONDEV-Kendall-700 Series |  |  |  |  | Covered PM Repair - Biomedical | MHHS-Mem City
NO | NO |  |  |  | PSD2573 |  | CARDINAL HEALTH | KENDALL 700 |  | V1919644SX | MEMORIAL CITY - CENTRAL SUPPLY | MHHS-Mem City |  | Sequential Compression Device |  | PSD2573 |  | West & Memorial City |  | MEMORIAL CITY - CENTRAL SUPPLY | [5 empty] | CIRCULATORY ASSIST UNITS, PERIPHERAL COMPRESSION |  | SEQUENTIALCOMPRESSIONDEV-Kendall-700 Series | SEQUENTIALCOMPRESSIONDEV | 700 Series |  |  |  | Kendall | Sequential Compression Device |  | SEQUENTIALCOMPRESSIONDEV-Kendall-700 Series |  |  |  |  | Covered PM Repair - Biomedical | MHHS-Mem City
NO | NO |  |  |  | PSD2574 |  | CARDINAL HEALTH | KENDALL 700 |  | V1919680SX | MEMORIAL CITY - CENTRAL SUPPLY | MHHS-Mem City |  | Sequential Compression Device |  | PSD2574 |  | West & Memorial City |  | MEMORIAL CITY - CENTRAL SUPPLY | [5 empty] | CIRCULATORY ASSIST UNITS, PERIPHERAL COMPRESSION |  | SEQUENTIALCOMPRESSIONDEV-Kendall-700 Series | SEQUENTIALCOMPRESSIONDEV | 700 Series |  |  |  | Kendall | Sequential Compression Device |  | SEQUENTIALCOMPRESSIONDEV-Kendall-700 Series |  |  |  |  | Covered PM Repair - Biomedical | MHHS-Mem City
NO | NO |  |  |  | PSD2575 |  | CARDINAL HEALTH | KENDALL 700 |  | V1919614SX | MEMORIAL CITY - CENTRAL SUPPLY | MHHS-Mem City |  | Sequential Compression Device |  | PSD2575 |  | West & Memorial City |  | MEMORIAL CITY - CENTRAL SUPPLY | [5 empty] | CIRCULATORY ASSIST UNITS, PERIPHERAL COMPRESSION |  | SEQUENTIALCOMPRESSIONDEV-Kendall-700 Series | SEQUENTIALCOMPRESSIONDEV | 700 Series |  |  |  | Kendall | Sequential Compression Device |  | SEQUENTIALCOMPRESSIONDEV-Kendall-700 Series |  |  |  |  | Covered PM Repair - Biomedical | MHHS-Mem City
NO | NO |  |  |  | PSD2576 |  | CARDINAL HEALTH | KENDALL 700 |  | V1919593SX | MEMORIAL CITY - CENTRAL SUPPLY | MHHS-Mem City |  | Sequential Compression Device |  | PSD2576 |  | West & Memorial City |  | MEMORIAL CITY - CENTRAL SUPPLY | [5 empty] | CIRCULATORY ASSIST UNITS, PERIPHERAL COMPRESSION |  | SEQUENTIALCOMPRESSIONDEV-Kendall-700 Series | SEQUENTIALCOMPRESSIONDEV | 700 Series |  |  |  | Kendall | Sequential Compression Device |  | SEQUENTIALCOMPRESSIONDEV-Kendall-700 Series |  |  |  |  | Covered PM Repair - Biomedical | MHHS-Mem City
NO | NO |  |  |  | PSD2577 |  | CARDINAL HEALTH | KENDALL 700 |  | V1919643SX | MEMORIAL CITY - CENTRAL SUPPLY | MHHS-Mem City |  | Sequential Compression Device |  | PSD2577 |  | West & Memorial City |  | MEMORIAL CITY - CENTRAL SUPPLY | [5 empty] | CIRCULATORY ASSIST UNITS, PERIPHERAL COMPRESSION |  | SEQUENTIALCOMPRESSIONDEV-Kendall-700 Series | SEQUENTIALCOMPRESSIONDEV | 700 Series |  |  |  | Kendall | Sequential Compression Device |  | SEQUENTIALCOMPRESSIONDEV-Kendall-700 Series |  |  |  |  | Covered PM Repair - Biomedical | MHHS-Mem City
NO | NO |  |  |  | PSD2578 |  | CARDINAL HEALTH | KENDALL 700 |  | V1919623SX | MEMORIAL CITY - CENTRAL SUPPLY | MHHS-Mem City |  | Sequential Compression Device |  | PSD2578 |  | West & Memorial City |  | MEMORIAL CITY - CENTRAL SUPPLY | [5 empty] | CIRCULATORY ASSIST UNITS, PERIPHERAL COMPRESSION |  | SEQUENTIALCOMPRESSIONDEV-Kendall-700 Series | SEQUENTIALCOMPRESSIONDEV | 700 Series |  |  |  | Kendall | Sequential Compression Device |  | SEQUENTIALCOMPRESSIONDEV-Kendall-700 Series |  |  |  |  | Covered PM Repair - Biomedical | MHHS-Mem City
NO | NO |  |  |  | PSD2579 |  | CARDINAL HEALTH | KENDALL 700 |  | V1919855SX | MEMORIAL CITY - CENTRAL SUPPLY | MHHS-Mem City |  | Sequential Compression Device |  | PSD2579 |  | West & Memorial City |  | MEMORIAL CITY - CENTRAL SUPPLY | [5 empty] | CIRCULATORY ASSIST UNITS, PERIPHERAL COMPRESSION |  | SEQUENTIALCOMPRESSIONDEV-Kendall-700 Series | SEQUENTIALCOMPRESSIONDEV | 700 Series |  |  |  | Kendall | Sequential Compression Device |  | SEQUENTIALCOMPRESSIONDEV-Kendall-700 Series |  |  |  |  | Covered PM Repair - Biomedical | MHHS-Mem City
NO | NO |  |  |  | PSD2580 |  | CARDINAL HEALTH | KENDALL 700 |  | V1919853SX | MEMORIAL CITY - CENTRAL SUPPLY | MHHS-Mem City |  | Sequential Compression Device |  | PSD2580 |  | West & Memorial City |  | MEMORIAL CITY - CENTRAL SUPPLY | [5 empty] | CIRCULATORY ASSIST UNITS, PERIPHERAL COMPRESSION |  | SEQUENTIALCOMPRESSIONDEV-Kendall-700 Series | SEQUENTIALCOMPRESSIONDEV | 700 Series |  |  |  | Kendall | Sequential Compression Device |  | SEQUENTIALCOMPRESSIONDEV-Kendall-700 Series |  |  |  |  | Covered PM Repair - Biomedical | MHHS-Mem City
NO | NO |  |  |  | PSD2581 |  | CARDINAL HEALTH | KENDALL 700 |  | V1919865SX | MEMORIAL CITY - CENTRAL SUPPLY | MHHS-Mem City |  | Sequential Compression Device |  | PSD2581 |  | West & Memorial City |  | MEMORIAL CITY - CENTRAL SUPPLY | [5 empty] | CIRCULATORY ASSIST UNITS, PERIPHERAL COMPRESSION |  | SEQUENTIALCOMPRESSIONDEV-Kendall-700 Series | SEQUENTIALCOMPRESSIONDEV | 700 Series |  |  |  | Kendall | Sequential Compression Device |  | SEQUENTIALCOMPRESSIONDEV-Kendall-700 Series |  |  |  |  | Covered PM Repair - Biomedical | MHHS-Mem City
NO | NO |  |  |  | PSD2582 |  | CARDINAL HEALTH | KENDALL 700 |  | V1919821SX | MEMORIAL CITY - CENTRAL SUPPLY | MHHS-Mem City |  | Sequential Compression Device |  | PSD2582 |  | West & Memorial City |  | MEMORIAL CITY - CENTRAL SUPPLY | [5 empty] | CIRCULATORY ASSIST UNITS, PERIPHERAL COMPRESSION |  | SEQUENTIALCOMPRESSIONDEV-Kendall-700 Series | SEQUENTIALCOMPRESSIONDEV | 700 Series |  |  |  | Kendall | Sequential Compression Device |  | SEQUENTIALCOMPRESSIONDEV-Kendall-700 Series |  |  |  |  | Covered PM Repair - Biomedical | MHHS-Mem City
NO | NO |  |  |  | PSD2583 |  | CARDINAL HEALTH | KENDALL 700 |  | V1919876SX | MEMORIAL CITY - CENTRAL SUPPLY | MHHS-Mem City |  | Sequential Compression Device |  | PSD2583 |  | West & Memorial City |  | MEMORIAL CITY - CENTRAL SUPPLY | [5 empty] | CIRCULATORY ASSIST UNITS, PERIPHERAL COMPRESSION |  | SEQUENTIALCOMPRESSIONDEV-Kendall-700 Series | SEQUENTIALCOMPRESSIONDEV | 700 Series |  |  |  | Kendall | Sequential Compression Device |  | SEQUENTIALCOMPRESSIONDEV-Kendall-700 Series |  |  |  |  | Covered PM Repair - Biomedical | MHHS-Mem City
NO | NO |  |  |  | PSD2584 |  | CARDINAL HEALTH | KENDALL 700 |  | V1919860SX | MEMORIAL CITY - CENTRAL SUPPLY | MHHS-Mem City |  | Sequential Compression Device |  | PSD2584 |  | West & Memorial City |  | MEMORIAL CITY - CENTRAL SUPPLY | [5 empty] | CIRCULATORY ASSIST UNITS, PERIPHERAL COMPRESSION |  | SEQUENTIALCOMPRESSIONDEV-Kendall-700 Series | SEQUENTIALCOMPRESSIONDEV | 700 Series |  |  |  | Kendall | Sequential Compression Device |  | SEQUENTIALCOMPRESSIONDEV-Kendall-700 Series |  |  |  |  | Covered PM Repair - Biomedical | MHHS-Mem City
NO | NO |  |  |  | PSD2585 |  | CARDINAL HEALTH | KENDALL 700 |  | V1919822SX | MEMORIAL CITY - CENTRAL SUPPLY | MHHS-Mem City |  | Sequential Compression Device |  | PSD2585 |  | West & Memorial City |  | MEMORIAL CITY - CENTRAL SUPPLY | [5 empty] | CIRCULATORY ASSIST UNITS, PERIPHERAL COMPRESSION |  | SEQUENTIALCOMPRESSIONDEV-Kendall-700 Series | SEQUENTIALCOMPRESSIONDEV | 700 Series |  |  |  | Kendall | Sequential Compression Device |  | SEQUENTIALCOMPRESSIONDEV-Kendall-700 Series |  |  |  |  | Covered PM Repair - Biomedical | MHHS-Mem City
NO | NO |  |  |  | PSD2586 |  | CARDINAL HEALTH | KENDALL 700 |  | V1919867SX | MEMORIAL CITY - CENTRAL SUPPLY | MHHS-Mem City |  | Sequential Compression Device |  | PSD2586 |  | West & Memorial City |  | MEMORIAL CITY - CENTRAL SUPPLY | [5 empty] | CIRCULATORY ASSIST UNITS, PERIPHERAL COMPRESSION |  | SEQUENTIALCOMPRESSIONDEV-Kendall-700 Series | SEQUENTIALCOMPRESSIONDEV | 700 Series |  |  |  | Kendall | Sequential Compression Device |  | SEQUENTIALCOMPRESSIONDEV-Kendall-700 Series |  |  |  |  | Covered PM Repair - Biomedical | MHHS-Mem City
NO | NO |  |  |  | PSD2588 |  | CARDINAL HEALTH | KENDALL 700 |  | V1919820SX | MEMORIAL CITY - CENTRAL SUPPLY | MHHS-Mem City |  | Sequential Compression Device |  | PSD2588 |  | West & Memorial City |  | MEMORIAL CITY - CENTRAL SUPPLY | [5 empty] | CIRCULATORY ASSIST UNITS, PERIPHERAL COMPRESSION |  | SEQUENTIALCOMPRESSIONDEV-Kendall-700 Series | SEQUENTIALCOMPRESSIONDEV | 700 Series |  |  |  | Kendall | Sequential Compression Device |  | SEQUENTIALCOMPRESSIONDEV-Kendall-700 Series |  |  |  |  | Covered PM Repair - Biomedical | MHHS-Mem City
NO | NO |  |  |  | PSD2589 |  | CARDINAL HEALTH | KENDALL 700 |  | V1915040SX | MEMORIAL CITY - CENTRAL SUPPLY | MHHS-Mem City |  | Sequential Compression Device |  | PSD2589 |  | West & Memorial City |  | MEMORIAL CITY - CENTRAL SUPPLY | [5 empty] | CIRCULATORY ASSIST UNITS, PERIPHERAL COMPRESSION |  | SEQUENTIALCOMPRESSIONDEV-Kendall-700 Series | SEQUENTIALCOMPRESSIONDEV | 700 Series |  |  |  | Kendall | Sequential Compression Device |  | SEQUENTIALCOMPRESSIONDEV-Kendall-700 Series |  |  |  |  | Covered PM Repair - Biomedical | MHHS-Mem City
NO | NO |  |  |  | PSD2590 |  | CARDINAL HEALTH | KENDALL 700 |  | V1915037SX | MEMORIAL CITY - CENTRAL SUPPLY | MHHS-Mem City |  | Sequential Compression Device |  | PSD2590 |  | West & Memorial City |  | MEMORIAL CITY - CENTRAL SUPPLY | [5 empty] | CIRCULATORY ASSIST UNITS, PERIPHERAL COMPRESSION |  | SEQUENTIALCOMPRESSIONDEV-Kendall-700 Series | SEQUENTIALCOMPRESSIONDEV | 700 Series |  |  |  | Kendall | Sequential Compression Device |  | SEQUENTIALCOMPRESSIONDEV-Kendall-700 Series |  |  |  |  | Covered PM Repair - Biomedical | MHHS-Mem City
NO | NO |  |  |  | PSD2591 |  | CARDINAL HEALTH | KENDALL 700 |  | V1915060SX | MEMORIAL CITY - CENTRAL SUPPLY | MHHS-Mem City |  | Sequential Compression Device |  | PSD2591 |  | West & Memorial City |  | MEMORIAL CITY - CENTRAL SUPPLY | [5 empty] | CIRCULATORY ASSIST UNITS, PERIPHERAL COMPRESSION |  | SEQUENTIALCOMPRESSIONDEV-Kendall-700 Series | SEQUENTIALCOMPRESSIONDEV | 700 Series |  |  |  | Kendall | Sequential Compression Device |  | SEQUENTIALCOMPRESSIONDEV-Kendall-700 Series |  |  |  |  | Covered PM Repair - Biomedical | MHHS-Mem City
NO | NO |  |  |  | PSD2592 |  | CARDINAL HEALTH | KENDALL 700 |  | V1914979SX | MEMORIAL CITY - CENTRAL SUPPLY | MHHS-Mem City |  | Sequential Compression Device |  | PSD2592 |  | West & Memorial City |  | MEMORIAL CITY - CENTRAL SUPPLY | [5 empty] | CIRCULATORY ASSIST UNITS, PERIPHERAL COMPRESSION |  | SEQUENTIALCOMPRESSIONDEV-Kendall-700 Series | SEQUENTIALCOMPRESSIONDEV | 700 Series |  |  |  | Kendall | Sequential Compression Device |  | SEQUENTIALCOMPRESSIONDEV-Kendall-700 Series |  |  |  |  | Covered PM Repair - Biomedical | MHHS-Mem City
NO | NO |  |  |  | PSD2593 |  | CARDINAL HEALTH | KENDALL 700 |  | V1914989SX | MEMORIAL CITY - CENTRAL SUPPLY | MHHS-Mem City |  | Sequential Compression Device |  | PSD2593 |  | West & Memorial City |  | MEMORIAL CITY - CENTRAL SUPPLY | [5 empty] | CIRCULATORY ASSIST UNITS, PERIPHERAL COMPRESSION |  | SEQUENTIALCOMPRESSIONDEV-Kendall-700 Series | SEQUENTIALCOMPRESSIONDEV | 700 Series |  |  |  | Kendall | Sequential Compression Device |  | SEQUENTIALCOMPRESSIONDEV-Kendall-700 Series |  |  |  |  | Covered PM Repair - Biomedical | MHHS-Mem City
NO | NO |  |  |  | PSD2594 |  | CARDINAL HEALTH | KENDALL 700 |  | V1915056SX | MEMORIAL CITY - CENTRAL SUPPLY | MHHS-Mem City |  | Sequential Compression Device |  | PSD2594 |  | West & Memorial City |  | MEMORIAL CITY - CENTRAL SUPPLY | [5 empty] | CIRCULATORY ASSIST UNITS, PERIPHERAL COMPRESSION |  | SEQUENTIALCOMPRESSIONDEV-Kendall-700 Series | SEQUENTIALCOMPRESSIONDEV | 700 Series |  |  |  | Kendall | Sequential Compression Device |  | SEQUENTIALCOMPRESSIONDEV-Kendall-700 Series |  |  |  |  | Covered PM Repair - Biomedical | MHHS-Mem City
NO | NO |  |  |  | PSD2596 |  | CARDINAL HEALTH | KENDALL 700 |  | V1915007SX | MEMORIAL CITY - CENTRAL SUPPLY | MHHS-Mem City |  | Sequential Compression Device |  | PSD2596 |  | West & Memorial City |  | MEMORIAL CITY - CENTRAL SUPPLY | [5 empty] | CIRCULATORY ASSIST UNITS, PERIPHERAL COMPRESSION |  | SEQUENTIALCOMPRESSIONDEV-Kendall-700 Series | SEQUENTIALCOMPRESSIONDEV | 700 Series |  |  |  | Kendall | Sequential Compression Device |  | SEQUENTIALCOMPRESSIONDEV-Kendall-700 Series |  |  |  |  | Covered PM Repair - Biomedical | MHHS-Mem City
NO | NO |  |  |  | PSD2597 |  | CARDINAL HEALTH | KENDALL 700 |  | V1915038SX | MEMORIAL CITY - CENTRAL SUPPLY | MHHS-Mem City |  | Sequential Compression Device |  | PSD2597 |  | West & Memorial City |  | MEMORIAL CITY - CENTRAL SUPPLY | [5 empty] | CIRCULATORY ASSIST UNITS, PERIPHERAL COMPRESSION |  | SEQUENTIALCOMPRESSIONDEV-Kendall-700 Series | SEQUENTIALCOMPRESSIONDEV | 700 Series |  |  |  | Kendall | Sequential Compression Device |  | SEQUENTIALCOMPRESSIONDEV-Kendall-700 Series |  |  |  |  | Covered PM Repair - Biomedical | MHHS-Mem City
NO | NO |  |  |  | PSD2598 |  | CARDINAL HEALTH | KENDALL 700 |  | V1915026SX | MEMORIAL CITY - CENTRAL SUPPLY | MHHS-Mem City |  | Sequential Compression Device |  | PSD2598 |  | West & Memorial City |  | MEMORIAL CITY - CENTRAL SUPPLY | [5 empty] | CIRCULATORY ASSIST UNITS, PERIPHERAL COMPRESSION |  | SEQUENTIALCOMPRESSIONDEV-Kendall-700 Series | SEQUENTIALCOMPRESSIONDEV | 700 Series |  |  |  | Kendall | Sequential Compression Device |  | SEQUENTIALCOMPRESSIONDEV-Kendall-700 Series |  |  |  |  | Covered PM Repair - Biomedical | MHHS-Mem City
NO | NO |  |  |  | PSD2599 |  | CARDINAL HEALTH | KENDALL 700 |  | V1915047SX | MEMORIAL CITY - CENTRAL SUPPLY | MHHS-Mem City |  | Sequential Compression Device |  | PSD2599 |  | West & Memorial City |  | MEMORIAL CITY - CENTRAL SUPPLY | [5 empty] | CIRCULATORY ASSIST UNITS, PERIPHERAL COMPRESSION |  | SEQUENTIALCOMPRESSIONDEV-Kendall-700 Series | SEQUENTIALCOMPRESSIONDEV | 700 Series |  |  |  | Kendall | Sequential Compression Device |  | SEQUENTIALCOMPRESSIONDEV-Kendall-700 Series |  |  |  |  | Covered PM Repair - Biomedical | MHHS-Mem City
NO | NO |  |  |  | PSD2600 |  | CARDINAL HEALTH | KENDALL 700 |  | V1915050SX | MEMORIAL CITY - CENTRAL SUPPLY | MHHS-Mem City |  | Sequential Compression Device |  | PSD2600 |  | West & Memorial City |  | MEMORIAL CITY - CENTRAL SUPPLY | [5 empty] | CIRCULATORY ASSIST UNITS, PERIPHERAL COMPRESSION |  | SEQUENTIALCOMPRESSIONDEV-Kendall-700 Series | SEQUENTIALCOMPRESSIONDEV | 700 Series |  |  |  | Kendall | Sequential Compression Device |  | SEQUENTIALCOMPRESSIONDEV-Kendall-700 Series |  |  |  |  | Covered PM Repair - Biomedical | MHHS-Mem City
NO | NO |  |  |  | PSD2601 |  | CARDINAL HEALTH | KENDALL 700 |  | V1915035SX | MEMORIAL CITY - CENTRAL SUPPLY | MHHS-Mem City |  | Sequential Compression Device |  | PSD2601 |  | West & Memorial City |  | MEMORIAL CITY - CENTRAL SUPPLY | [5 empty] | CIRCULATORY ASSIST UNITS, PERIPHERAL COMPRESSION |  | SEQUENTIALCOMPRESSIONDEV-Kendall-700 Series | SEQUENTIALCOMPRESSIONDEV | 700 Series |  |  |  | Kendall | Sequential Compression Device |  | SEQUENTIALCOMPRESSIONDEV-Kendall-700 Series |  |  |  |  | Covered PM Repair - Biomedical | MHHS-Mem City
NO | NO |  |  |  | PSD2602 |  | CARDINAL HEALTH | KENDALL 700 |  | V1915041SX | MEMORIAL CITY - CENTRAL SUPPLY | MHHS-Mem City |  | Sequential Compression Device |  | PSD2602 |  | West & Memorial City |  | MEMORIAL CITY - CENTRAL SUPPLY | [5 empty] | CIRCULATORY ASSIST UNITS, PERIPHERAL COMPRESSION |  | SEQUENTIALCOMPRESSIONDEV-Kendall-700 Series | SEQUENTIALCOMPRESSIONDEV | 700 Series |  |  |  | Kendall | Sequential Compression Device |  | SEQUENTIALCOMPRESSIONDEV-Kendall-700 Series |  |  |  |  | Covered PM Repair - Biomedical | MHHS-Mem City
NO | NO |  |  |  | PSD2603 |  | CARDINAL HEALTH | KENDALL 700 |  | V1915070SX | MEMORIAL CITY - CENTRAL SUPPLY | MHHS-Mem City |  | Sequential Compression Device |  | PSD2603 |  | West & Memorial City |  | MEMORIAL CITY - CENTRAL SUPPLY | [5 empty] | CIRCULATORY ASSIST UNITS, PERIPHERAL COMPRESSION |  | SEQUENTIALCOMPRESSIONDEV-Kendall-700 Series | SEQUENTIALCOMPRESSIONDEV | 700 Series |  |  |  | Kendall | Sequential Compression Device |  | SEQUENTIALCOMPRESSIONDEV-Kendall-700 Series |  |  |  |  | Covered PM Repair - Biomedical | MHHS-Mem City
NO | NO |  |  |  | PSD2604 |  | CARDINAL HEALTH | KENDALL 700 |  | V1915049SX | MEMORIAL CITY - CENTRAL SUPPLY | MHHS-Mem City |  | Sequential Compression Device |  | PSD2604 |  | West & Memorial City |  | MEMORIAL CITY - CENTRAL SUPPLY | [5 empty] | CIRCULATORY ASSIST UNITS, PERIPHERAL COMPRESSION |  | SEQUENTIALCOMPRESSIONDEV-Kendall-700 Series | SEQUENTIALCOMPRESSIONDEV | 700 Series |  |  |  | Kendall | Sequential Compression Device |  | SEQUENTIALCOMPRESSIONDEV-Kendall-700 Series |  |  |  |  | Covered PM Repair - Biomedical | MHHS-Mem City
NO | NO |  |  |  | PSD2605 |  | CARDINAL HEALTH | KENDALL 700 |  | V1915062SX | MEMORIAL CITY - CENTRAL SUPPLY | MHHS-Mem City |  | Sequential Compression Device |  | PSD2605 |  | West & Memorial City |  | MEMORIAL CITY - CENTRAL SUPPLY | [5 empty] | CIRCULATORY ASSIST UNITS, PERIPHERAL COMPRESSION |  | SEQUENTIALCOMPRESSIONDEV-Kendall-700 Series | SEQUENTIALCOMPRESSIONDEV | 700 Series |  |  |  | Kendall | Sequential Compression Device |  | SEQUENTIALCOMPRESSIONDEV-Kendall-700 Series |  |  |  |  | Covered PM Repair - Biomedical | MHHS-Mem City
NO | NO |  |  |  | PSD2606 |  | CARDINAL HEALTH | KENDALL 700 |  | V1919657SX | MEMORIAL CITY - CENTRAL SUPPLY | MHHS-Mem City |  | Sequential Compression Device |  | PSD2606 |  | West & Memorial City |  | MEMORIAL CITY - CENTRAL SUPPLY | [5 empty] | CIRCULATORY ASSIST UNITS, PERIPHERAL COMPRESSION |  | SEQUENTIALCOMPRESSIONDEV-Kendall-700 Series | SEQUENTIALCOMPRESSIONDEV | 700 Series |  |  |  | Kendall | Sequential Compression Device |  | SEQUENTIALCOMPRESSIONDEV-Kendall-700 Series |  |  |  |  | Covered PM Repair - Biomedical | MHHS-Mem City
NO | NO |  |  |  | PSD2607 |  | CARDINAL HEALTH | KENDALL 700 |  | V1919594SX | MEMORIAL CITY - CENTRAL SUPPLY | MHHS-Mem City |  | Sequential Compression Device |  | PSD2607 |  | West & Memorial City |  | MEMORIAL CITY - CENTRAL SUPPLY | [5 empty] | CIRCULATORY ASSIST UNITS, PERIPHERAL COMPRESSION |  | SEQUENTIALCOMPRESSIONDEV-Kendall-700 Series | SEQUENTIALCOMPRESSIONDEV | 700 Series |  |  |  | Kendall | Sequential Compression Device |  | SEQUENTIALCOMPRESSIONDEV-Kendall-700 Series |  |  |  |  | Covered PM Repair - Biomedical | MHHS-Mem City
NO | NO |  |  |  | PSD2608 |  | CARDINAL HEALTH | KENDALL 700 |  | V1919607SX | MEMORIAL CITY - CENTRAL SUPPLY | MHHS-Mem City |  | Sequential Compression Device |  | PSD2608 |  | West & Memorial City |  | MEMORIAL CITY - CENTRAL SUPPLY | [5 empty] | CIRCULATORY ASSIST UNITS, PERIPHERAL COMPRESSION |  | SEQUENTIALCOMPRESSIONDEV-Kendall-700 Series | SEQUENTIALCOMPRESSIONDEV | 700 Series |  |  |  | Kendall | Sequential Compression Device |  | SEQUENTIALCOMPRESSIONDEV-Kendall-700 Series |  |  |  |  | Covered PM Repair - Biomedical | MHHS-Mem City
NO | NO |  |  |  | PSD2609 |  | CARDINAL HEALTH | KENDALL 700 |  | V1919588SX | MEMORIAL CITY - CENTRAL SUPPLY | MHHS-Mem City |  | Sequential Compression Device |  | PSD2609 |  | West & Memorial City |  | MEMORIAL CITY - CENTRAL SUPPLY | [5 empty] | CIRCULATORY ASSIST UNITS, PERIPHERAL COMPRESSION |  | SEQUENTIALCOMPRESSIONDEV-Kendall-700 Series | SEQUENTIALCOMPRESSIONDEV | 700 Series |  |  |  | Kendall | Sequential Compression Device |  | SEQUENTIALCOMPRESSIONDEV-Kendall-700 Series |  |  |  |  | Covered PM Repair - Biomedical | MHHS-Mem City
NO | NO |  |  |  | PSD2610 |  | CARDINAL HEALTH | KENDALL 700 |  | V1919668SX | MEMORIAL CITY - CENTRAL SUPPLY | MHHS-Mem City |  | Sequential Compression Device |  | PSD2610 |  | West & Memorial City |  | MEMORIAL CITY - CENTRAL SUPPLY | [5 empty] | CIRCULATORY ASSIST UNITS, PERIPHERAL COMPRESSION |  | SEQUENTIALCOMPRESSIONDEV-Kendall-700 Series | SEQUENTIALCOMPRESSIONDEV | 700 Series |  |  |  | Kendall | Sequential Compression Device |  | SEQUENTIALCOMPRESSIONDEV-Kendall-700 Series |  |  |  |  | Covered PM Repair - Biomedical | MHHS-Mem City
NO | NO |  |  |  | PSD2611 |  | CARDINAL HEALTH | KENDALL 700 |  | V1919590SX | MEMORIAL CITY - CENTRAL SUPPLY | MHHS-Mem City |  | Sequential Compression Device |  | PSD2611 |  | West & Memorial City |  | MEMORIAL CITY - CENTRAL SUPPLY | [5 empty] | CIRCULATORY ASSIST UNITS, PERIPHERAL COMPRESSION |  | SEQUENTIALCOMPRESSIONDEV-Kendall-700 Series | SEQUENTIALCOMPRESSIONDEV | 700 Series |  |  |  | Kendall | Sequential Compression Device |  | SEQUENTIALCOMPRESSIONDEV-Kendall-700 Series |  |  |  |  | Covered PM Repair - Biomedical | MHHS-Mem City
NO | NO |  |  |  | PSD2612 |  | CARDINAL HEALTH | KENDALL 700 |  | V1919672SX | MEMORIAL CITY - CENTRAL SUPPLY | MHHS-Mem City |  | Sequential Compression Device |  | PSD2612 |  | West & Memorial City |  | MEMORIAL CITY - CENTRAL SUPPLY | [5 empty] | CIRCULATORY ASSIST UNITS, PERIPHERAL COMPRESSION |  | SEQUENTIALCOMPRESSIONDEV-Kendall-700 Series | SEQUENTIALCOMPRESSIONDEV | 700 Series |  |  |  | Kendall | Sequential Compression Device |  | SEQUENTIALCOMPRESSIONDEV-Kendall-700 Series |  |  |  |  | Covered PM Repair - Biomedical | MHHS-Mem City
NO | NO |  |  |  | PSD2613 |  | CARDINAL HEALTH | KENDALL 700 |  | V1919617SX | MEMORIAL CITY - CENTRAL SUPPLY | MHHS-Mem City |  | Sequential Compression Device |  | PSD2613 |  | West & Memorial City |  | MEMORIAL CITY - CENTRAL SUPPLY | [5 empty] | CIRCULATORY ASSIST UNITS, PERIPHERAL COMPRESSION |  | SEQUENTIALCOMPRESSIONDEV-Kendall-700 Series | SEQUENTIALCOMPRESSIONDEV | 700 Series |  |  |  | Kendall | Sequential Compression Device |  | SEQUENTIALCOMPRESSIONDEV-Kendall-700 Series |  |  |  |  | Covered PM Repair - Biomedical | MHHS-Mem City
NO | NO |  |  |  | PSD2615 |  | CARDINAL HEALTH | KENDALL 700 |  | V1919603SX | MEMORIAL CITY - CENTRAL SUPPLY | MHHS-Mem City |  | Sequential Compression Device |  | PSD2615 |  | West & Memorial City |  | MEMORIAL CITY - CENTRAL SUPPLY | [5 empty] | CIRCULATORY ASSIST UNITS, PERIPHERAL COMPRESSION |  | SEQUENTIALCOMPRESSIONDEV-Kendall-700 Series | SEQUENTIALCOMPRESSIONDEV | 700 Series |  |  |  | Kendall | Sequential Compression Device |  | SEQUENTIALCOMPRESSIONDEV-Kendall-700 Series |  |  |  |  | Covered PM Repair - Biomedical | MHHS-Mem City
NO | NO |  |  |  | PSD2616 |  | CARDINAL HEALTH | KENDALL 700 |  | V1919592SX | MEMORIAL CITY - CENTRAL SUPPLY | MHHS-Mem City |  | Sequential Compression Device |  | PSD2616 |  | West & Memorial City |  | MEMORIAL CITY - CENTRAL SUPPLY | [5 empty] | CIRCULATORY ASSIST UNITS, PERIPHERAL COMPRESSION |  | SEQUENTIALCOMPRESSIONDEV-Kendall-700 Series | SEQUENTIALCOMPRESSIONDEV | 700 Series |  |  |  | Kendall | Sequential Compression Device |  | SEQUENTIALCOMPRESSIONDEV-Kendall-700 Series |  |  |  |  | Covered PM Repair - Biomedical | MHHS-Mem City
NO | NO |  |  |  | PSD2617 |  | CARDINAL HEALTH | KENDALL 700 |  | V1919591SX | MEMORIAL CITY - CENTRAL SUPPLY | MHHS-Mem City |  | Sequential Compression Device |  | PSD2617 |  | West & Memorial City |  | MEMORIAL CITY - CENTRAL SUPPLY | [5 empty] | CIRCULATORY ASSIST UNITS, PERIPHERAL COMPRESSION |  | SEQUENTIALCOMPRESSIONDEV-Kendall-700 Series | SEQUENTIALCOMPRESSIONDEV | 700 Series |  |  |  | Kendall | Sequential Compression Device |  | SEQUENTIALCOMPRESSIONDEV-Kendall-700 Series |  |  |  |  | Covered PM Repair - Biomedical | MHHS-Mem City
NO | NO |  |  |  | PSD2618 |  | CARDINAL HEALTH | KENDALL 700 |  | V1919586SX | MEMORIAL CITY - CENTRAL SUPPLY | MHHS-Mem City |  | Sequential Compression Device |  | PSD2618 |  | West & Memorial City |  | MEMORIAL CITY - CENTRAL SUPPLY | [5 empty] | CIRCULATORY ASSIST UNITS, PERIPHERAL COMPRESSION |  | SEQUENTIALCOMPRESSIONDEV-Kendall-700 Series | SEQUENTIALCOMPRESSIONDEV | 700 Series |  |  |  | Kendall | Sequential Compression Device |  | SEQUENTIALCOMPRESSIONDEV-Kendall-700 Series |  |  |  |  | Covered PM Repair - Biomedical | MHHS-Mem City
NO | NO |  |  |  | PSD2619 |  | CARDINAL HEALTH | KENDALL 700 |  | V1919615SX | MEMORIAL CITY - CENTRAL SUPPLY | MHHS-Mem City |  | Sequential Compression Device |  | PSD2619 |  | West & Memorial City |  | MEMORIAL CITY - CENTRAL SUPPLY | [5 empty] | CIRCULATORY ASSIST UNITS, PERIPHERAL COMPRESSION |  | SEQUENTIALCOMPRESSIONDEV-Kendall-700 Series | SEQUENTIALCOMPRESSIONDEV | 700 Series |  |  |  | Kendall | Sequential Compression Device |  | SEQUENTIALCOMPRESSIONDEV-Kendall-700 Series |  |  |  |  | Covered PM Repair - Biomedical | MHHS-Mem City
NO | NO |  |  |  | PSD2620 |  | CARDINAL HEALTH | KENDALL 700 |  | V1919677SX | MEMORIAL CITY - CENTRAL SUPPLY | MHHS-Mem City |  | Sequential Compression Device |  | PSD2620 |  | West & Memorial City |  | MEMORIAL CITY - CENTRAL SUPPLY | [5 empty] | CIRCULATORY ASSIST UNITS, PERIPHERAL COMPRESSION |  | SEQUENTIALCOMPRESSIONDEV-Kendall-700 Series | SEQUENTIALCOMPRESSIONDEV | 700 Series |  |  |  | Kendall | Sequential Compression Device |  | SEQUENTIALCOMPRESSIONDEV-Kendall-700 Series |  |  |  |  | Covered PM Repair - Biomedical | MHHS-Mem City
NO | NO |  |  |  | PSD2621 |  | CARDINAL HEALTH | KENDALL 700 |  | V1919619SX | MEMORIAL CITY - CENTRAL SUPPLY | MHHS-Mem City |  | Sequential Compression Device |  | PSD2621 |  | West & Memorial City |  | MEMORIAL CITY - CENTRAL SUPPLY | [5 empty] | CIRCULATORY ASSIST UNITS, PERIPHERAL COMPRESSION |  | SEQUENTIALCOMPRESSIONDEV-Kendall-700 Series | SEQUENTIALCOMPRESSIONDEV | 700 Series |  |  |  | Kendall | Sequential Compression Device |  | SEQUENTIALCOMPRESSIONDEV-Kendall-700 Series |  |  |  |  | Covered PM Repair - Biomedical | MHHS-Mem City
NO | NO |  |  |  | PSD2622 |  | CARDINAL HEALTH | KENDALL 700 |  | V1919584SX | MEMORIAL CITY - CENTRAL SUPPLY | MHHS-Mem City |  | Sequential Compression Device |  | PSD2622 |  | West & Memorial City |  | MEMORIAL CITY - CENTRAL SUPPLY | [5 empty] | CIRCULATORY ASSIST UNITS, PERIPHERAL COMPRESSION |  | SEQUENTIALCOMPRESSIONDEV-Kendall-700 Series | SEQUENTIALCOMPRESSIONDEV | 700 Series |  |  |  | Kendall | Sequential Compression Device |  | SEQUENTIALCOMPRESSIONDEV-Kendall-700 Series |  |  |  |  | Covered PM Repair - Biomedical | MHHS-Mem City
NO | NO |  |  |  | PSD2623 |  | CARDINAL HEALTH | KENDALL 700 |  | V1919635SX | MEMORIAL CITY - CENTRAL SUPPLY | MHHS-Mem City |  | Sequential Compression Device |  | PSD2623 |  | West & Memorial City |  | MEMORIAL CITY - CENTRAL SUPPLY | [5 empty] | CIRCULATORY ASSIST UNITS, PERIPHERAL COMPRESSION |  | SEQUENTIALCOMPRESSIONDEV-Kendall-700 Series | SEQUENTIALCOMPRESSIONDEV | 700 Series |  |  |  | Kendall | Sequential Compression Device |  | SEQUENTIALCOMPRESSIONDEV-Kendall-700 Series |  |  |  |  | Covered PM Repair - Biomedical | MHHS-Mem City
NO | NO |  |  |  | PSD2624 |  | CARDINAL HEALTH | KENDALL 700 |  | V1919642SX | MEMORIAL CITY - CENTRAL SUPPLY | MHHS-Mem City |  | Sequential Compression Device |  | PSD2624 |  | West & Memorial City |  | MEMORIAL CITY - CENTRAL SUPPLY | [5 empty] | CIRCULATORY ASSIST UNITS, PERIPHERAL COMPRESSION |  | SEQUENTIALCOMPRESSIONDEV-Kendall-700 Series | SEQUENTIALCOMPRESSIONDEV | 700 Series |  |  |  | Kendall | Sequential Compression Device |  | SEQUENTIALCOMPRESSIONDEV-Kendall-700 Series |  |  |  |  | Covered PM Repair - Biomedical | MHHS-Mem City
NO | NO |  |  |  | PSD2625 |  | CARDINAL HEALTH | KENDALL 700 |  | V1919633SX | MEMORIAL CITY - CENTRAL SUPPLY | MHHS-Mem City |  | Sequential Compression Device |  | PSD2625 |  | West & Memorial City |  | MEMORIAL CITY - CENTRAL SUPPLY | [5 empty] | CIRCULATORY ASSIST UNITS, PERIPHERAL COMPRESSION |  | SEQUENTIALCOMPRESSIONDEV-Kendall-700 Series | SEQUENTIALCOMPRESSIONDEV | 700 Series |  |  |  | Kendall | Sequential Compression Device |  | SEQUENTIALCOMPRESSIONDEV-Kendall-700 Series |  |  |  |  | Covered PM Repair - Biomedical | MHHS-Mem City
NO | NO |  |  |  | PSD2626 |  | CARDINAL HEALTH | KENDALL 700 |  | V1915074SX | MEMORIAL CITY - CENTRAL SUPPLY | MHHS-Mem City |  | Sequential Compression Device |  | PSD2626 |  | West & Memorial City |  | MEMORIAL CITY - CENTRAL SUPPLY | [5 empty] | CIRCULATORY ASSIST UNITS, PERIPHERAL COMPRESSION |  | SEQUENTIALCOMPRESSIONDEV-Kendall-700 Series | SEQUENTIALCOMPRESSIONDEV | 700 Series |  |  |  | Kendall | Sequential Compression Device |  | SEQUENTIALCOMPRESSIONDEV-Kendall-700 Series |  |  |  |  | Covered PM Repair - Biomedical | MHHS-Mem City
NO | NO |  |  |  | PSD2627 |  | CARDINAL HEALTH | KENDALL 700 |  | V1915066SX | MEMORIAL CITY - CENTRAL SUPPLY | MHHS-Mem City |  | Sequential Compression Device |  | PSD2627 |  | West & Memorial City |  | MEMORIAL CITY - CENTRAL SUPPLY | [5 empty] | CIRCULATORY ASSIST UNITS, PERIPHERAL COMPRESSION |  | SEQUENTIALCOMPRESSIONDEV-Kendall-700 Series | SEQUENTIALCOMPRESSIONDEV | 700 Series |  |  |  | Kendall | Sequential Compression Device |  | SEQUENTIALCOMPRESSIONDEV-Kendall-700 Series |  |  |  |  | Covered PM Repair - Biomedical | MHHS-Mem City
NO | NO |  |  |  | PSD2628 |  | CARDINAL HEALTH | KENDALL 700 |  | V1915054SX | MEMORIAL CITY - CENTRAL SUPPLY | MHHS-Mem City |  | Sequential Compression Device |  | PSD2628 |  | West & Memorial City |  | MEMORIAL CITY - CENTRAL SUPPLY | [5 empty] | CIRCULATORY ASSIST UNITS, PERIPHERAL COMPRESSION |  | SEQUENTIALCOMPRESSIONDEV-Kendall-700 Series | SEQUENTIALCOMPRESSIONDEV | 700 Series |  |  |  | Kendall | Sequential Compression Device |  | SEQUENTIALCOMPRESSIONDEV-Kendall-700 Series |  |  |  |  | Covered PM Repair - Biomedical | MHHS-Mem City
NO | NO |  |  |  | PSD2629 |  | CARDINAL HEALTH | KENDALL 700 |  | V1915053SX | MEMORIAL CITY - CENTRAL SUPPLY | MHHS-Mem City |  | Sequential Compression Device |  | PSD2629 |  | West & Memorial City |  | MEMORIAL CITY - CENTRAL SUPPLY | [5 empty] | CIRCULATORY ASSIST UNITS, PERIPHERAL COMPRESSION |  | SEQUENTIALCOMPRESSIONDEV-Kendall-700 Series | SEQUENTIALCOMPRESSIONDEV | 700 Series |  |  |  | Kendall | Sequential Compression Device |  | SEQUENTIALCOMPRESSIONDEV-Kendall-700 Series |  |  |  |  | Covered PM Repair - Biomedical | MHHS-Mem City
NO | NO |  |  |  | PSD2630 |  | CARDINAL HEALTH | KENDALL 700 |  | V1914980SX | MEMORIAL CITY - CENTRAL SUPPLY | MHHS-Mem City |  | Sequential Compression Device |  | PSD2630 |  | West & Memorial City |  | MEMORIAL CITY - CENTRAL SUPPLY | [5 empty] | CIRCULATORY ASSIST UNITS, PERIPHERAL COMPRESSION |  | SEQUENTIALCOMPRESSIONDEV-Kendall-700 Series | SEQUENTIALCOMPRESSIONDEV | 700 Series |  |  |  | Kendall | Sequential Compression Device |  | SEQUENTIALCOMPRESSIONDEV-Kendall-700 Series |  |  |  |  | Covered PM Repair - Biomedical | MHHS-Mem City
NO | NO |  |  |  | PSD2631 |  | CARDINAL HEALTH | KENDALL 700 |  | V1915003SX | MEMORIAL CITY - CENTRAL SUPPLY | MHHS-Mem City |  | Sequential Compression Device |  | PSD2631 |  | West & Memorial City |  | MEMORIAL CITY - CENTRAL SUPPLY | [5 empty] | CIRCULATORY ASSIST UNITS, PERIPHERAL COMPRESSION |  | SEQUENTIALCOMPRESSIONDEV-Kendall-700 Series | SEQUENTIALCOMPRESSIONDEV | 700 Series |  |  |  | Kendall | Sequential Compression Device |  | SEQUENTIALCOMPRESSIONDEV-Kendall-700 Series |  |  |  |  | Covered PM Repair - Biomedical | MHHS-Mem City
NO | NO |  |  |  | PSD2632 |  | CARDINAL HEALTH | KENDALL 700 |  | V1915017SX | MEMORIAL CITY - CENTRAL SUPPLY | MHHS-Mem City |  | Sequential Compression Device |  | PSD2632 |  | West & Memorial City |  | MEMORIAL CITY - CENTRAL SUPPLY | [5 empty] | CIRCULATORY ASSIST UNITS, PERIPHERAL COMPRESSION |  | SEQUENTIALCOMPRESSIONDEV-Kendall-700 Series | SEQUENTIALCOMPRESSIONDEV | 700 Series |  |  |  | Kendall | Sequential Compression Device |  | SEQUENTIALCOMPRESSIONDEV-Kendall-700 Series |  |  |  |  | Covered PM Repair - Biomedical | MHHS-Mem City
NO | NO |  |  |  | PSD2634 |  | CARDINAL HEALTH | KENDALL 700 |  | V1915052SX | MEMORIAL CITY - CENTRAL SUPPLY | MHHS-Mem City |  | Sequential Compression Device |  | PSD2634 |  | West & Memorial City |  | MEMORIAL CITY - CENTRAL SUPPLY | [5 empty] | CIRCULATORY ASSIST UNITS, PERIPHERAL COMPRESSION |  | SEQUENTIALCOMPRESSIONDEV-Kendall-700 Series | SEQUENTIALCOMPRESSIONDEV | 700 Series |  |  |  | Kendall | Sequential Compression Device |  | SEQUENTIALCOMPRESSIONDEV-Kendall-700 Series |  |  |  |  | Covered PM Repair - Biomedical | MHHS-Mem City
NO | NO |  |  |  | PSD2635 |  | CARDINAL HEALTH | KENDALL 700 |  | V1915057SX | MEMORIAL CITY - CENTRAL SUPPLY | MHHS-Mem City |  | Sequential Compression Device |  | PSD2635 |  | West & Memorial City |  | MEMORIAL CITY - CENTRAL SUPPLY | [5 empty] | CIRCULATORY ASSIST UNITS, PERIPHERAL COMPRESSION |  | SEQUENTIALCOMPRESSIONDEV-Kendall-700 Series | SEQUENTIALCOMPRESSIONDEV | 700 Series |  |  |  | Kendall | Sequential Compression Device |  | SEQUENTIALCOMPRESSIONDEV-Kendall-700 Series |  |  |  |  | Covered PM Repair - Biomedical | MHHS-Mem City
NO | NO |  |  |  | PSD2637 |  | CARDINAL HEALTH | KENDALL 700 |  | V1915055SX | MEMORIAL CITY - CENTRAL SUPPLY | MHHS-Mem City |  | Sequential Compression Device |  | PSD2637 |  | West & Memorial City |  | MEMORIAL CITY - CENTRAL SUPPLY | [5 empty] | CIRCULATORY ASSIST UNITS, PERIPHERAL COMPRESSION |  | SEQUENTIALCOMPRESSIONDEV-Kendall-700 Series | SEQUENTIALCOMPRESSIONDEV | 700 Series |  |  |  | Kendall | Sequential Compression Device |  | SEQUENTIALCOMPRESSIONDEV-Kendall-700 Series |  |  |  |  | Covered PM Repair - Biomedical | MHHS-Mem City
NO | NO |  |  |  | PSD2638 |  | CARDINAL HEALTH | KENDALL 700 |  | V1915075SX | MEMORIAL CITY - CENTRAL SUPPLY | MHHS-Mem City |  | Sequential Compression Device |  | PSD2638 |  | West & Memorial City |  | MEMORIAL CITY - CENTRAL SUPPLY | [5 empty] | CIRCULATORY ASSIST UNITS, PERIPHERAL COMPRESSION |  | SEQUENTIALCOMPRESSIONDEV-Kendall-700 Series | SEQUENTIALCOMPRESSIONDEV | 700 Series |  |  |  | Kendall | Sequential Compression Device |  | SEQUENTIALCOMPRESSIONDEV-Kendall-700 Series |  |  |  |  | Covered PM Repair - Biomedical | MHHS-Mem City
NO | NO |  |  |  | PSD2639 |  | CARDINAL HEALTH | KENDALL 700 |  | V1915021SX | MEMORIAL CITY - CENTRAL SUPPLY | MHHS-Mem City |  | Sequential Compression Device |  | PSD2639 |  | West & Memorial City |  | MEMORIAL CITY - CENTRAL SUPPLY | [5 empty] | CIRCULATORY ASSIST UNITS, PERIPHERAL COMPRESSION |  | SEQUENTIALCOMPRESSIONDEV-Kendall-700 Series | SEQUENTIALCOMPRESSIONDEV | 700 Series |  |  |  | Kendall | Sequential Compression Device |  | SEQUENTIALCOMPRESSIONDEV-Kendall-700 Series |  |  |  |  | Covered PM Repair - Biomedical | MHHS-Mem City
NO | NO |  |  |  | PSD2640 |  | CARDINAL HEALTH | KENDALL 700 |  | V1919645SX | MEMORIAL CITY - CENTRAL SUPPLY | MHHS-Mem City |  | Sequential Compression Device |  | PSD2640 |  | West & Memorial City |  | MEMORIAL CITY - CENTRAL SUPPLY | [5 empty] | CIRCULATORY ASSIST UNITS, PERIPHERAL COMPRESSION |  | SEQUENTIALCOMPRESSIONDEV-Kendall-700 Series | SEQUENTIALCOMPRESSIONDEV | 700 Series |  |  |  | Kendall | Sequential Compression Device |  | SEQUENTIALCOMPRESSIONDEV-Kendall-700 Series |  |  |  |  | Covered PM Repair - Biomedical | MHHS-Mem City
NO | NO |  |  |  | PSD2641 |  | CARDINAL HEALTH | KENDALL 700 |  | V1919661SX | MEMORIAL CITY - CENTRAL SUPPLY | MHHS-Mem City |  | Sequential Compression Device |  | PSD2641 |  | West & Memorial City |  | MEMORIAL CITY - CENTRAL SUPPLY | [5 empty] | CIRCULATORY ASSIST UNITS, PERIPHERAL COMPRESSION |  | SEQUENTIALCOMPRESSIONDEV-Kendall-700 Series | SEQUENTIALCOMPRESSIONDEV | 700 Series |  |  |  | Kendall | Sequential Compression Device |  | SEQUENTIALCOMPRESSIONDEV-Kendall-700 Series |  |  |  |  | Covered PM Repair - Biomedical | MHHS-Mem City
NO | NO |  |  |  | PSD2642 |  | CARDINAL HEALTH | KENDALL 700 |  | V1919611SX | MEMORIAL CITY - CENTRAL SUPPLY | MHHS-Mem City |  | Sequential Compression Device |  | PSD2642 |  | West & Memorial City |  | MEMORIAL CITY - CENTRAL SUPPLY | [5 empty] | CIRCULATORY ASSIST UNITS, PERIPHERAL COMPRESSION |  | SEQUENTIALCOMPRESSIONDEV-Kendall-700 Series | SEQUENTIALCOMPRESSIONDEV | 700 Series |  |  |  | Kendall | Sequential Compression Device |  | SEQUENTIALCOMPRESSIONDEV-Kendall-700 Series |  |  |  |  | Covered PM Repair - Biomedical | MHHS-Mem City
NO | NO |  |  |  | PSD2643 |  | CARDINAL HEALTH | KENDALL 700 |  | V1919620SX | MEMORIAL CITY - CENTRAL SUPPLY | MHHS-Mem City |  | Sequential Compression Device |  | PSD2643 |  | West & Memorial City |  | MEMORIAL CITY - CENTRAL SUPPLY | [5 empty] | CIRCULATORY ASSIST UNITS, PERIPHERAL COMPRESSION |  | SEQUENTIALCOMPRESSIONDEV-Kendall-700 Series | SEQUENTIALCOMPRESSIONDEV | 700 Series |  |  |  | Kendall | Sequential Compression Device |  | SEQUENTIALCOMPRESSIONDEV-Kendall-700 Series |  |  |  |  | Covered PM Repair - Biomedical | MHHS-Mem City
NO | NO |  |  |  | PSD2644 |  | CARDINAL HEALTH | KENDALL 700 |  | V1919663SX | MEMORIAL CITY - CENTRAL SUPPLY | MHHS-Mem City |  | Sequential Compression Device |  | PSD2644 |  | West & Memorial City |  | MEMORIAL CITY - CENTRAL SUPPLY | [5 empty] | CIRCULATORY ASSIST UNITS, PERIPHERAL COMPRESSION |  | SEQUENTIALCOMPRESSIONDEV-Kendall-700 Series | SEQUENTIALCOMPRESSIONDEV | 700 Series |  |  |  | Kendall | Sequential Compression Device |  | SEQUENTIALCOMPRESSIONDEV-Kendall-700 Series |  |  |  |  | Covered PM Repair - Biomedical | MHHS-Mem City
NO | NO |  |  |  | PSD2645 |  | CARDINAL HEALTH | KENDALL 700 |  | V1919640SX | MEMORIAL CITY - CENTRAL SUPPLY | MHHS-Mem City |  | Sequential Compression Device |  | PSD2645 |  | West & Memorial City |  | MEMORIAL CITY - CENTRAL SUPPLY | [5 empty] | CIRCULATORY ASSIST UNITS, PERIPHERAL COMPRESSION |  | SEQUENTIALCOMPRESSIONDEV-Kendall-700 Series | SEQUENTIALCOMPRESSIONDEV | 700 Series |  |  |  | Kendall | Sequential Compression Device |  | SEQUENTIALCOMPRESSIONDEV-Kendall-700 Series |  |  |  |  | Covered PM Repair - Biomedical | MHHS-Mem City
NO | NO |  |  |  | PSD2647 |  | CARDINAL HEALTH | KENDALL 700 |  | V1919634SX | MEMORIAL CITY - CENTRAL SUPPLY | MHHS-Mem City |  | Sequential Compression Device |  | PSD2647 |  | West & Memorial City |  | MEMORIAL CITY - CENTRAL SUPPLY | [5 empty] | CIRCULATORY ASSIST UNITS, PERIPHERAL COMPRESSION |  | SEQUENTIALCOMPRESSIONDEV-Kendall-700 Series | SEQUENTIALCOMPRESSIONDEV | 700 Series |  |  |  | Kendall | Sequential Compression Device |  | SEQUENTIALCOMPRESSIONDEV-Kendall-700 Series |  |  |  |  | Covered PM Repair - Biomedical | MHHS-Mem City
NO | NO |  |  |  | PSD2649 |  | CARDINAL HEALTH | KENDALL 700 |  | V1919674SX | MEMORIAL CITY - CENTRAL SUPPLY | MHHS-Mem City |  | Sequential Compression Device |  | PSD2649 |  | West & Memorial City |  | MEMORIAL CITY - CENTRAL SUPPLY | [5 empty] | CIRCULATORY ASSIST UNITS, PERIPHERAL COMPRESSION |  | SEQUENTIALCOMPRESSIONDEV-Kendall-700 Series | SEQUENTIALCOMPRESSIONDEV | 700 Series |  |  |  | Kendall | Sequential Compression Device |  | SEQUENTIALCOMPRESSIONDEV-Kendall-700 Series |  |  |  |  | Covered PM Repair - Biomedical | MHHS-Mem City
NO | NO |  |  |  | PSD2650 |  | CARDINAL HEALTH | KENDALL 700 |  | V1915009SX | MEMORIAL CITY - CENTRAL SUPPLY | MHHS-Mem City |  | Sequential Compression Device |  | PSD2650 |  | West & Memorial City |  | MEMORIAL CITY - CENTRAL SUPPLY | [5 empty] | CIRCULATORY ASSIST UNITS, PERIPHERAL COMPRESSION |  | SEQUENTIALCOMPRESSIONDEV-Kendall-700 Series | SEQUENTIALCOMPRESSIONDEV | 700 Series |  |  |  | Kendall | Sequential Compression Device |  | SEQUENTIALCOMPRESSIONDEV-Kendall-700 Series |  |  |  |  | Covered PM Repair - Biomedical | MHHS-Mem City
NO | NO |  |  |  | PSD2651 |  | CARDINAL HEALTH | KENDALL 700 |  | V1915015SX | MEMORIAL CITY - CENTRAL SUPPLY | MHHS-Mem City |  | Sequential Compression Device |  | PSD2651 |  | West & Memorial City |  | MEMORIAL CITY - CENTRAL SUPPLY | [5 empty] | CIRCULATORY ASSIST UNITS, PERIPHERAL COMPRESSION |  | SEQUENTIALCOMPRESSIONDEV-Kendall-700 Series | SEQUENTIALCOMPRESSIONDEV | 700 Series |  |  |  | Kendall | Sequential Compression Device |  | SEQUENTIALCOMPRESSIONDEV-Kendall-700 Series |  |  |  |  | Covered PM Repair - Biomedical | MHHS-Mem City
NO | NO |  |  |  | PSD2652 |  | CARDINAL HEALTH | KENDALL 700 |  | V1915032SX | MEMORIAL CITY - CENTRAL SUPPLY | MHHS-Mem City |  | Sequential Compression Device |  | PSD2652 |  | West & Memorial City |  | MEMORIAL CITY - CENTRAL SUPPLY | [5 empty] | CIRCULATORY ASSIST UNITS, PERIPHERAL COMPRESSION |  | SEQUENTIALCOMPRESSIONDEV-Kendall-700 Series | SEQUENTIALCOMPRESSIONDEV | 700 Series |  |  |  | Kendall | Sequential Compression Device |  | SEQUENTIALCOMPRESSIONDEV-Kendall-700 Series |  |  |  |  | Covered PM Repair - Biomedical | MHHS-Mem City
NO | NO |  |  |  | PSD2653 |  | CARDINAL HEALTH | KENDALL 700 |  | V1915024SX | MEMORIAL CITY - CENTRAL SUPPLY | MHHS-Mem City |  | Sequential Compression Device |  | PSD2653 |  | West & Memorial City |  | MEMORIAL CITY - CENTRAL SUPPLY | [5 empty] | CIRCULATORY ASSIST UNITS, PERIPHERAL COMPRESSION |  | SEQUENTIALCOMPRESSIONDEV-Kendall-700 Series | SEQUENTIALCOMPRESSIONDEV | 700 Series |  |  |  | Kendall | Sequential Compression Device |  | SEQUENTIALCOMPRESSIONDEV-Kendall-700 Series |  |  |  |  | Covered PM Repair - Biomedical | MHHS-Mem City
NO | NO |  |  |  | PSD2654 |  | CARDINAL HEALTH | KENDALL 700 |  | V1915058SX | MEMORIAL CITY - CENTRAL SUPPLY | MHHS-Mem City |  | Sequential Compression Device |  | PSD2654 |  | West & Memorial City |  | MEMORIAL CITY - CENTRAL SUPPLY | [5 empty] | CIRCULATORY ASSIST UNITS, PERIPHERAL COMPRESSION |  | SEQUENTIALCOMPRESSIONDEV-Kendall-700 Series | SEQUENTIALCOMPRESSIONDEV | 700 Series |  |  |  | Kendall | Sequential Compression Device |  | SEQUENTIALCOMPRESSIONDEV-Kendall-700 Series |  |  |  |  | Covered PM Repair - Biomedical | MHHS-Mem City
NO | NO |  |  |  | PSD2655 |  | CARDINAL HEALTH | KENDALL 700 |  | V1915030SX | MEMORIAL CITY - CENTRAL SUPPLY | MHHS-Mem City |  | Sequential Compression Device |  | PSD2655 |  | West & Memorial City |  | MEMORIAL CITY - CENTRAL SUPPLY | [5 empty] | CIRCULATORY ASSIST UNITS, PERIPHERAL COMPRESSION |  | SEQUENTIALCOMPRESSIONDEV-Kendall-700 Series | SEQUENTIALCOMPRESSIONDEV | 700 Series |  |  |  | Kendall | Sequential Compression Device |  | SEQUENTIALCOMPRESSIONDEV-Kendall-700 Series |  |  |  |  | Covered PM Repair - Biomedical | MHHS-Mem City
NO | NO |  |  |  | PSD2656 |  | CARDINAL HEALTH | KENDALL 700 |  | V1915042SX | MEMORIAL CITY - CENTRAL SUPPLY | MHHS-Mem City |  | Sequential Compression Device |  | PSD2656 |  | West & Memorial City |  | MEMORIAL CITY - CENTRAL SUPPLY | [5 empty] | CIRCULATORY ASSIST UNITS, PERIPHERAL COMPRESSION |  | SEQUENTIALCOMPRESSIONDEV-Kendall-700 Series | SEQUENTIALCOMPRESSIONDEV | 700 Series |  |  |  | Kendall | Sequential Compression Device |  | SEQUENTIALCOMPRESSIONDEV-Kendall-700 Series |  |  |  |  | Covered PM Repair - Biomedical | MHHS-Mem City
NO | NO |  |  |  | PSD2657 |  | CARDINAL HEALTH | KENDALL 700 |  | V1915069SX | MEMORIAL CITY - CENTRAL SUPPLY | MHHS-Mem City |  | Sequential Compression Device |  | PSD2657 |  | West & Memorial City |  | MEMORIAL CITY - CENTRAL SUPPLY | [5 empty] | CIRCULATORY ASSIST UNITS, PERIPHERAL COMPRESSION |  | SEQUENTIALCOMPRESSIONDEV-Kendall-700 Series | SEQUENTIALCOMPRESSIONDEV | 700 Series |  |  |  | Kendall | Sequential Compression Device |  | SEQUENTIALCOMPRESSIONDEV-Kendall-700 Series |  |  |  |  | Covered PM Repair - Biomedical | MHHS-Mem City
NO | NO |  |  |  | PSD2658 |  | CARDINAL HEALTH | KENDALL 700 |  | V1915012SX | MEMORIAL CITY - CENTRAL SUPPLY | MHHS-Mem City |  | Sequential Compression Device |  | PSD2658 |  | West & Memorial City |  | MEMORIAL CITY - CENTRAL SUPPLY | [5 empty] | CIRCULATORY ASSIST UNITS, PERIPHERAL COMPRESSION |  | SEQUENTIALCOMPRESSIONDEV-Kendall-700 Series | SEQUENTIALCOMPRESSIONDEV | 700 Series |  |  |  | Kendall | Sequential Compression Device |  | SEQUENTIALCOMPRESSIONDEV-Kendall-700 Series |  |  |  |  | Covered PM Repair - Biomedical | MHHS-Mem City
NO | NO |  |  |  | PSD2659 |  | CARDINAL HEALTH | KENDALL 700 |  | V1914988SX | MEMORIAL CITY - CENTRAL SUPPLY | MHHS-Mem City |  | Sequential Compression Device |  | PSD2659 |  | West & Memorial City |  | MEMORIAL CITY - CENTRAL SUPPLY | [5 empty] | CIRCULATORY ASSIST UNITS, PERIPHERAL COMPRESSION |  | SEQUENTIALCOMPRESSIONDEV-Kendall-700 Series | SEQUENTIALCOMPRESSIONDEV | 700 Series |  |  |  | Kendall | Sequential Compression Device |  | SEQUENTIALCOMPRESSIONDEV-Kendall-700 Series |  |  |  |  | Covered PM Repair - Biomedical | MHHS-Mem City
NO | NO |  |  |  | PSD2660 |  | CARDINAL HEALTH | KENDALL 700 |  | V1915068SX | MEMORIAL CITY - CENTRAL SUPPLY | MHHS-Mem City |  | Sequential Compression Device |  | PSD2660 |  | West & Memorial City |  | MEMORIAL CITY - CENTRAL SUPPLY | [5 empty] | CIRCULATORY ASSIST UNITS, PERIPHERAL COMPRESSION |  | SEQUENTIALCOMPRESSIONDEV-Kendall-700 Series | SEQUENTIALCOMPRESSIONDEV | 700 Series |  |  |  | Kendall | Sequential Compression Device |  | SEQUENTIALCOMPRESSIONDEV-Kendall-700 Series |  |  |  |  | Covered PM Repair - Biomedical | MHHS-Mem City
NO | NO |  |  |  | PSD2661 |  | CARDINAL HEALTH | KENDALL 700 |  | V1915006SX | MEMORIAL CITY - CENTRAL SUPPLY | MHHS-Mem City |  | Sequential Compression Device |  | PSD2661 |  | West & Memorial City |  | MEMORIAL CITY - CENTRAL SUPPLY | [5 empty] | CIRCULATORY ASSIST UNITS, PERIPHERAL COMPRESSION |  | SEQUENTIALCOMPRESSIONDEV-Kendall-700 Series | SEQUENTIALCOMPRESSIONDEV | 700 Series |  |  |  | Kendall | Sequential Compression Device |  | SEQUENTIALCOMPRESSIONDEV-Kendall-700 Series |  |  |  |  | Covered PM Repair - Biomedical | MHHS-Mem City
NO | NO |  |  |  | PSD2662 |  | CARDINAL HEALTH | KENDALL 700 |  | V1915005SX | MEMORIAL CITY - CENTRAL SUPPLY | MHHS-Mem City |  | Sequential Compression Device |  | PSD2662 |  | West & Memorial City |  | MEMORIAL CITY - CENTRAL SUPPLY | [5 empty] | CIRCULATORY ASSIST UNITS, PERIPHERAL COMPRESSION |  | SEQUENTIALCOMPRESSIONDEV-Kendall-700 Series | SEQUENTIALCOMPRESSIONDEV | 700 Series |  |  |  | Kendall | Sequential Compression Device |  | SEQUENTIALCOMPRESSIONDEV-Kendall-700 Series |  |  |  |  | Covered PM Repair - Biomedical | MHHS-Mem City
NO | NO |  |  |  | PSD2663 |  | CARDINAL HEALTH | KENDALL 700 |  | V1915002SX | MEMORIAL CITY - CENTRAL SUPPLY | MHHS-Mem City |  | Sequential Compression Device |  | PSD2663 |  | West & Memorial City |  | MEMORIAL CITY - CENTRAL SUPPLY | [5 empty] | CIRCULATORY ASSIST UNITS, PERIPHERAL COMPRESSION |  | SEQUENTIALCOMPRESSIONDEV-Kendall-700 Series | SEQUENTIALCOMPRESSIONDEV | 700 Series |  |  |  | Kendall | Sequential Compression Device |  | SEQUENTIALCOMPRESSIONDEV-Kendall-700 Series |  |  |  |  | Covered PM Repair - Biomedical | MHHS-Mem City
NO | NO |  |  |  | PSD2664 |  | CARDINAL HEALTH | KENDALL 700 |  | V1914987SX | MEMORIAL CITY - CENTRAL SUPPLY | MHHS-Mem City |  | Sequential Compression Device |  | PSD2664 |  | West & Memorial City |  | MEMORIAL CITY - CENTRAL SUPPLY | [5 empty] | CIRCULATORY ASSIST UNITS, PERIPHERAL COMPRESSION |  | SEQUENTIALCOMPRESSIONDEV-Kendall-700 Series | SEQUENTIALCOMPRESSIONDEV | 700 Series |  |  |  | Kendall | Sequential Compression Device |  | SEQUENTIALCOMPRESSIONDEV-Kendall-700 Series |  |  |  |  | Covered PM Repair - Biomedical | MHHS-Mem City
NO | NO |  |  |  | PSD2665 |  | CARDINAL HEALTH | KENDALL 700 |  | V1914993SX | MEMORIAL CITY - CENTRAL SUPPLY | MHHS-Mem City |  | Sequential Compression Device |  | PSD2665 |  | West & Memorial City |  | MEMORIAL CITY - CENTRAL SUPPLY | [5 empty] | CIRCULATORY ASSIST UNITS, PERIPHERAL COMPRESSION |  | SEQUENTIALCOMPRESSIONDEV-Kendall-700 Series | SEQUENTIALCOMPRESSIONDEV | 700 Series |  |  |  | Kendall | Sequential Compression Device |  | SEQUENTIALCOMPRESSIONDEV-Kendall-700 Series |  |  |  |  | Covered PM Repair - Biomedical | MHHS-Mem City
NO | NO |  |  |  | PSD2666 |  | CARDINAL HEALTH | KENDALL 700 |  | V1915018SX | MEMORIAL CITY - CENTRAL SUPPLY | MHHS-Mem City |  | Sequential Compression Device |  | PSD2666 |  | West & Memorial City |  | MEMORIAL CITY - CENTRAL SUPPLY | [5 empty] | CIRCULATORY ASSIST UNITS, PERIPHERAL COMPRESSION |  | SEQUENTIALCOMPRESSIONDEV-Kendall-700 Series | SEQUENTIALCOMPRESSIONDEV | 700 Series |  |  |  | Kendall | Sequential Compression Device |  | SEQUENTIALCOMPRESSIONDEV-Kendall-700 Series |  |  |  |  | Covered PM Repair - Biomedical | MHHS-Mem City
NO | NO |  |  |  | PSD2667 |  | CARDINAL HEALTH | KENDALL 700 |  | V1915044SX | MEMORIAL CITY - CENTRAL SUPPLY | MHHS-Mem City |  | Sequential Compression Device |  | PSD2667 |  | West & Memorial City |  | MEMORIAL CITY - CENTRAL SUPPLY | [5 empty] | CIRCULATORY ASSIST UNITS, PERIPHERAL COMPRESSION |  | SEQUENTIALCOMPRESSIONDEV-Kendall-700 Series | SEQUENTIALCOMPRESSIONDEV | 700 Series |  |  |  | Kendall | Sequential Compression Device |  | SEQUENTIALCOMPRESSIONDEV-Kendall-700 Series |  |  |  |  | Covered PM Repair - Biomedical | MHHS-Mem City
NO | NO |  |  |  | PSD2668 |  | CARDINAL HEALTH | KENDALL 700 |  | V1915025SX | MEMORIAL CITY - CENTRAL SUPPLY | MHHS-Mem City |  | Sequential Compression Device |  | PSD2668 |  | West & Memorial City |  | MEMORIAL CITY - CENTRAL SUPPLY | [5 empty] | CIRCULATORY ASSIST UNITS, PERIPHERAL COMPRESSION |  | SEQUENTIALCOMPRESSIONDEV-Kendall-700 Series | SEQUENTIALCOMPRESSIONDEV | 700 Series |  |  |  | Kendall | Sequential Compression Device |  | SEQUENTIALCOMPRESSIONDEV-Kendall-700 Series |  |  |  |  | Covered PM Repair - Biomedical | MHHS-Mem City
NO | NO |  |  |  | PSD2670 |  | CARDINAL HEALTH | KENDALL 700 |  | V1915011SX | MEMORIAL CITY - CENTRAL SUPPLY | MHHS-Mem City |  | Sequential Compression Device |  | PSD2670 |  | West & Memorial City |  | MEMORIAL CITY - CENTRAL SUPPLY | [5 empty] | CIRCULATORY ASSIST UNITS, PERIPHERAL COMPRESSION |  | SEQUENTIALCOMPRESSIONDEV-Kendall-700 Series | SEQUENTIALCOMPRESSIONDEV | 700 Series |  |  |  | Kendall | Sequential Compression Device |  | SEQUENTIALCOMPRESSIONDEV-Kendall-700 Series |  |  |  |  | Covered PM Repair - Biomedical | MHHS-Mem City
NO | NO |  |  |  | PSD2671 |  | CARDINAL HEALTH | KENDALL 700 |  | V1915061SX | MEMORIAL CITY - CENTRAL SUPPLY | MHHS-Mem City |  | Sequential Compression Device |  | PSD2671 |  | West & Memorial City |  | MEMORIAL CITY - CENTRAL SUPPLY | [5 empty] | CIRCULATORY ASSIST UNITS, PERIPHERAL COMPRESSION |  | SEQUENTIALCOMPRESSIONDEV-Kendall-700 Series | SEQUENTIALCOMPRESSIONDEV | 700 Series |  |  |  | Kendall | Sequential Compression Device |  | SEQUENTIALCOMPRESSIONDEV-Kendall-700 Series |  |  |  |  | Covered PM Repair - Biomedical | MHHS-Mem City
NO | NO |  |  |  | PSD2672 |  | CARDINAL HEALTH | KENDALL 700 |  | V1915020SX | MEMORIAL CITY - CENTRAL SUPPLY | MHHS-Mem City |  | Sequential Compression Device |  | PSD2672 |  | West & Memorial City |  | MEMORIAL CITY - CENTRAL SUPPLY | [5 empty] | CIRCULATORY ASSIST UNITS, PERIPHERAL COMPRESSION |  | SEQUENTIALCOMPRESSIONDEV-Kendall-700 Series | SEQUENTIALCOMPRESSIONDEV | 700 Series |  |  |  | Kendall | Sequential Compression Device |  | SEQUENTIALCOMPRESSIONDEV-Kendall-700 Series |  |  |  |  | Covered PM Repair - Biomedical | MHHS-Mem City
NO | NO |  |  |  | PSD3296 |  | CARDINAL HEALTH | KENDALL 700 |  | V1919416SX | MEMORIAL CITY - CENTRAL SUPPLY | MHHS-Mem City |  | Sequential Compression Device |  | PSD3296 |  | West & Memorial City |  | MEMORIAL CITY - CENTRAL SUPPLY | [5 empty] | CIRCULATORY ASSIST UNITS, PERIPHERAL COMPRESSION |  | SEQUENTIALCOMPRESSIONDEV-Kendall-700 Series | SEQUENTIALCOMPRESSIONDEV | 700 Series |  |  |  | Kendall | Sequential Compression Device |  | SEQUENTIALCOMPRESSIONDEV-Kendall-700 Series |  |  |  |  | Covered PM Repair - Biomedical | MHHS-Mem City
NO | NO |  |  |  | PSD3297 |  | CARDINAL HEALTH | KENDALL 700 |  | V1919423SX | MEMORIAL CITY - CENTRAL SUPPLY | MHHS-Mem City |  | Sequential Compression Device |  | PSD3297 |  | West & Memorial City |  | MEMORIAL CITY - CENTRAL SUPPLY | [5 empty] | CIRCULATORY ASSIST UNITS, PERIPHERAL COMPRESSION |  | SEQUENTIALCOMPRESSIONDEV-Kendall-700 Series | SEQUENTIALCOMPRESSIONDEV | 700 Series |  |  |  | Kendall | Sequential Compression Device |  | SEQUENTIALCOMPRESSIONDEV-Kendall-700 Series |  |  |  |  | Covered PM Repair - Biomedical | MHHS-Mem City
NO | NO |  |  |  | PSD3298 |  | CARDINAL HEALTH | KENDALL 700 |  | V1919485SX | MEMORIAL CITY - CENTRAL SUPPLY | MHHS-Mem City |  | Sequential Compression Device |  | PSD3298 |  | West & Memorial City |  | MEMORIAL CITY - CENTRAL SUPPLY | [5 empty] | CIRCULATORY ASSIST UNITS, PERIPHERAL COMPRESSION |  | SEQUENTIALCOMPRESSIONDEV-Kendall-700 Series | SEQUENTIALCOMPRESSIONDEV | 700 Series |  |  |  | Kendall | Sequential Compression Device |  | SEQUENTIALCOMPRESSIONDEV-Kendall-700 Series |  |  |  |  | Covered PM Repair - Biomedical | MHHS-Mem City
NO | NO |  |  |  | PSD3299 |  | CARDINAL HEALTH | KENDALL 700 |  | V1919457SX | MEMORIAL CITY - CENTRAL SUPPLY | MHHS-Mem City |  | Sequential Compression Device |  | PSD3299 |  | West & Memorial City |  | MEMORIAL CITY - CENTRAL SUPPLY | [5 empty] | CIRCULATORY ASSIST UNITS, PERIPHERAL COMPRESSION |  | SEQUENTIALCOMPRESSIONDEV-Kendall-700 Series | SEQUENTIALCOMPRESSIONDEV | 700 Series |  |  |  | Kendall | Sequential Compression Device |  | SEQUENTIALCOMPRESSIONDEV-Kendall-700 Series |  |  |  |  | Covered PM Repair - Biomedical | MHHS-Mem City
NO | NO |  |  |  | PSD3300 |  | CARDINAL HEALTH | KENDALL 700 |  | V1919472SX | MEMORIAL CITY - CENTRAL SUPPLY | MHHS-Mem City |  | Sequential Compression Device |  | PSD3300 |  | West & Memorial City |  | MEMORIAL CITY - CENTRAL SUPPLY | [5 empty] | CIRCULATORY ASSIST UNITS, PERIPHERAL COMPRESSION |  | SEQUENTIALCOMPRESSIONDEV-Kendall-700 Series | SEQUENTIALCOMPRESSIONDEV | 700 Series |  |  |  | Kendall | Sequential Compression Device |  | SEQUENTIALCOMPRESSIONDEV-Kendall-700 Series |  |  |  |  | Covered PM Repair - Biomedical | MHHS-Mem City
NO | NO |  |  |  | PSD3301 |  | CARDINAL HEALTH | KENDALL 700 |  | V1919442SX | MEMORIAL CITY - CENTRAL SUPPLY | MHHS-Mem City |  | Sequential Compression Device |  | PSD3301 |  | West & Memorial City |  | MEMORIAL CITY - CENTRAL SUPPLY | [5 empty] | CIRCULATORY ASSIST UNITS, PERIPHERAL COMPRESSION |  | SEQUENTIALCOMPRESSIONDEV-Kendall-700 Series | SEQUENTIALCOMPRESSIONDEV | 700 Series |  |  |  | Kendall | Sequential Compression Device |  | SEQUENTIALCOMPRESSIONDEV-Kendall-700 Series |  |  |  |  | Covered PM Repair - Biomedical | MHHS-Mem City
NO | NO |  |  |  | PSD3302 |  | CARDINAL HEALTH | KENDALL 700 |  | V1919395SX | MEMORIAL CITY - CENTRAL SUPPLY | MHHS-Mem City |  | Sequential Compression Device |  | PSD3302 |  | West & Memorial City |  | MEMORIAL CITY - CENTRAL SUPPLY | [5 empty] | CIRCULATORY ASSIST UNITS, PERIPHERAL COMPRESSION |  | SEQUENTIALCOMPRESSIONDEV-Kendall-700 Series | SEQUENTIALCOMPRESSIONDEV | 700 Series |  |  |  | Kendall | Sequential Compression Device |  | SEQUENTIALCOMPRESSIONDEV-Kendall-700 Series |  |  |  |  | Covered PM Repair - Biomedical | MHHS-Mem City
NO | NO |  |  |  | PSD3303 |  | CARDINAL HEALTH | KENDALL 700 |  | V1919399SX | MEMORIAL CITY - CENTRAL SUPPLY | MHHS-Mem City |  | Sequential Compression Device |  | PSD3303 |  | West & Memorial City |  | MEMORIAL CITY - CENTRAL SUPPLY | [5 empty] | CIRCULATORY ASSIST UNITS, PERIPHERAL COMPRESSION |  | SEQUENTIALCOMPRESSIONDEV-Kendall-700 Series | SEQUENTIALCOMPRESSIONDEV | 700 Series |  |  |  | Kendall | Sequential Compression Device |  | SEQUENTIALCOMPRESSIONDEV-Kendall-700 Series |  |  |  |  | Covered PM Repair - Biomedical | MHHS-Mem City
NO | NO |  |  |  | PSD3304 |  | CARDINAL HEALTH | KENDALL 700 |  | V1919407SX | MEMORIAL CITY - CENTRAL SUPPLY | MHHS-Mem City |  | Sequential Compression Device |  | PSD3304 |  | West & Memorial City |  | MEMORIAL CITY - CENTRAL SUPPLY | [5 empty] | CIRCULATORY ASSIST UNITS, PERIPHERAL COMPRESSION |  | SEQUENTIALCOMPRESSIONDEV-Kendall-700 Series | SEQUENTIALCOMPRESSIONDEV | 700 Series |  |  |  | Kendall | Sequential Compression Device |  | SEQUENTIALCOMPRESSIONDEV-Kendall-700 Series |  |  |  |  | Covered PM Repair - Biomedical | MHHS-Mem City
NO | NO |  |  |  | PSD3305 |  | CARDINAL HEALTH | KENDALL 700 |  | V1919401SX | MEMORIAL CITY - CENTRAL SUPPLY | MHHS-Mem City |  | Sequential Compression Device |  | PSD3305 |  | West & Memorial City |  | MEMORIAL CITY - CENTRAL SUPPLY | [5 empty] | CIRCULATORY ASSIST UNITS, PERIPHERAL COMPRESSION |  | SEQUENTIALCOMPRESSIONDEV-Kendall-700 Series | SEQUENTIALCOMPRESSIONDEV | 700 Series |  |  |  | Kendall | Sequential Compression Device |  | SEQUENTIALCOMPRESSIONDEV-Kendall-700 Series |  |  |  |  | Covered PM Repair - Biomedical | MHHS-Mem City
NO | NO |  |  |  | PSD3308 |  | CARDINAL HEALTH | KENDALL 700 |  | V1919455SX | MEMORIAL CITY - CENTRAL SUPPLY | MHHS-Mem City |  | Sequential Compression Device |  | PSD3308 |  | West & Memorial City |  | MEMORIAL CITY - CENTRAL SUPPLY | [5 empty] | CIRCULATORY ASSIST UNITS, PERIPHERAL COMPRESSION |  | SEQUENTIALCOMPRESSIONDEV-Kendall-700 Series | SEQUENTIALCOMPRESSIONDEV | 700 Series |  |  |  | Kendall | Sequential Compression Device |  | SEQUENTIALCOMPRESSIONDEV-Kendall-700 Series |  |  |  |  | Covered PM Repair - Biomedical | MHHS-Mem City
NO | NO |  |  |  | PSD3309 |  | CARDINAL HEALTH | KENDALL 700 |  | V1919452SX | MEMORIAL CITY - CENTRAL SUPPLY | MHHS-Mem City |  | Sequential Compression Device |  | PSD3309 |  | West & Memorial City |  | MEMORIAL CITY - CENTRAL SUPPLY | [5 empty] | CIRCULATORY ASSIST UNITS, PERIPHERAL COMPRESSION |  | SEQUENTIALCOMPRESSIONDEV-Kendall-700 Series | SEQUENTIALCOMPRESSIONDEV | 700 Series |  |  |  | Kendall | Sequential Compression Device |  | SEQUENTIALCOMPRESSIONDEV-Kendall-700 Series |  |  |  |  | Covered PM Repair - Biomedical | MHHS-Mem City
NO | NO |  |  |  | PSD3310 |  | CARDINAL HEALTH | KENDALL 700 |  | V1919446SX | MEMORIAL CITY - CENTRAL SUPPLY | MHHS-Mem City |  | Sequential Compression Device |  | PSD3310 |  | West & Memorial City |  | MEMORIAL CITY - CENTRAL SUPPLY | [5 empty] | CIRCULATORY ASSIST UNITS, PERIPHERAL COMPRESSION |  | SEQUENTIALCOMPRESSIONDEV-Kendall-700 Series | SEQUENTIALCOMPRESSIONDEV | 700 Series |  |  |  | Kendall | Sequential Compression Device |  | SEQUENTIALCOMPRESSIONDEV-Kendall-700 Series |  |  |  |  | Covered PM Repair - Biomedical | MHHS-Mem City
NO | NO |  |  |  | PSD3311 |  | CARDINAL HEALTH | KENDALL 700 |  | V1919462SX | MEMORIAL CITY - CENTRAL SUPPLY | MHHS-Mem City |  | Sequential Compression Device |  | PSD3311 |  | West & Memorial City |  | MEMORIAL CITY - CENTRAL SUPPLY | [5 empty] | CIRCULATORY ASSIST UNITS, PERIPHERAL COMPRESSION |  | SEQUENTIALCOMPRESSIONDEV-Kendall-700 Series | SEQUENTIALCOMPRESSIONDEV | 700 Series |  |  |  | Kendall | Sequential Compression Device |  | SEQUENTIALCOMPRESSIONDEV-Kendall-700 Series |  |  |  |  | Covered PM Repair - Biomedical | MHHS-Mem City
NO | NO |  |  |  | PSD3312 |  | CARDINAL HEALTH | KENDALL 700 |  | V1919412SX | MEMORIAL CITY - CENTRAL SUPPLY | MHHS-Mem City |  | Sequential Compression Device |  | PSD3312 |  | West & Memorial City |  | MEMORIAL CITY - CENTRAL SUPPLY | [5 empty] | CIRCULATORY ASSIST UNITS, PERIPHERAL COMPRESSION |  | SEQUENTIALCOMPRESSIONDEV-Kendall-700 Series | SEQUENTIALCOMPRESSIONDEV | 700 Series |  |  |  | Kendall | Sequential Compression Device |  | SEQUENTIALCOMPRESSIONDEV-Kendall-700 Series |  |  |  |  | Covered PM Repair - Biomedical | MHHS-Mem City
NO | NO |  |  |  | PSD3313 |  | CARDINAL HEALTH | KENDALL 700 |  | V1919456SX | MEMORIAL CITY - CENTRAL SUPPLY | MHHS-Mem City |  | Sequential Compression Device |  | PSD3313 |  | West & Memorial City |  | MEMORIAL CITY - CENTRAL SUPPLY | [5 empty] | CIRCULATORY ASSIST UNITS, PERIPHERAL COMPRESSION |  | SEQUENTIALCOMPRESSIONDEV-Kendall-700 Series | SEQUENTIALCOMPRESSIONDEV | 700 Series |  |  |  | Kendall | Sequential Compression Device |  | SEQUENTIALCOMPRESSIONDEV-Kendall-700 Series |  |  |  |  | Covered PM Repair - Biomedical | MHHS-Mem City
NO | NO |  |  |  | PSD3314 |  | CARDINAL HEALTH | KENDALL 700 |  | V1919411SX | MEMORIAL CITY - CENTRAL SUPPLY | MHHS-Mem City |  | Sequential Compression Device |  | PSD3314 |  | West & Memorial City |  | MEMORIAL CITY - CENTRAL SUPPLY | [5 empty] | CIRCULATORY ASSIST UNITS, PERIPHERAL COMPRESSION |  | SEQUENTIALCOMPRESSIONDEV-Kendall-700 Series | SEQUENTIALCOMPRESSIONDEV | 700 Series |  |  |  | Kendall | Sequential Compression Device |  | SEQUENTIALCOMPRESSIONDEV-Kendall-700 Series |  |  |  |  | Covered PM Repair - Biomedical | MHHS-Mem City
NO | NO |  |  |  | PSD3315 |  | CARDINAL HEALTH | KENDALL 700 |  | V1919438SX | MEMORIAL CITY - CENTRAL SUPPLY | MHHS-Mem City |  | Sequential Compression Device |  | PSD3315 |  | West & Memorial City |  | MEMORIAL CITY - CENTRAL SUPPLY | [5 empty] | CIRCULATORY ASSIST UNITS, PERIPHERAL COMPRESSION |  | SEQUENTIALCOMPRESSIONDEV-Kendall-700 Series | SEQUENTIALCOMPRESSIONDEV | 700 Series |  |  |  | Kendall | Sequential Compression Device |  | SEQUENTIALCOMPRESSIONDEV-Kendall-700 Series |  |  |  |  | Covered PM Repair - Biomedical | MHHS-Mem City
NO | NO |  |  |  | PSD3316 |  | CARDINAL HEALTH | KENDALL 700 |  | V1919402SX | MEMORIAL CITY - CENTRAL SUPPLY | MHHS-Mem City |  | Sequential Compression Device |  | PSD3316 |  | West & Memorial City |  | MEMORIAL CITY - CENTRAL SUPPLY | [5 empty] | CIRCULATORY ASSIST UNITS, PERIPHERAL COMPRESSION |  | SEQUENTIALCOMPRESSIONDEV-Kendall-700 Series | SEQUENTIALCOMPRESSIONDEV | 700 Series |  |  |  | Kendall | Sequential Compression Device |  | SEQUENTIALCOMPRESSIONDEV-Kendall-700 Series |  |  |  |  | Covered PM Repair - Biomedical | MHHS-Mem City
NO | NO |  |  |  | PSD3327 |  | CARDINAL HEALTH | KENDALL 700 |  | V1919435SX | MEMORIAL CITY - CENTRAL SUPPLY | MHHS-Mem City |  | Sequential Compression Device |  | PSD3327 |  | West & Memorial City |  | MEMORIAL CITY - CENTRAL SUPPLY | [5 empty] | CIRCULATORY ASSIST UNITS, PERIPHERAL COMPRESSION |  | SEQUENTIALCOMPRESSIONDEV-Kendall-700 Series | SEQUENTIALCOMPRESSIONDEV | 700 Series |  |  |  | Kendall | Sequential Compression Device |  | SEQUENTIALCOMPRESSIONDEV-Kendall-700 Series |  |  |  |  | Covered PM Repair - Biomedical | MHHS-Mem City
NO | NO |  |  |  | PSD3328 |  | CARDINAL HEALTH | KENDALL 700 |  | V1919437SX | MEMORIAL CITY - CENTRAL SUPPLY | MHHS-Mem City |  | Sequential Compression Device |  | PSD3328 |  | West & Memorial City |  | MEMORIAL CITY - CENTRAL SUPPLY | [5 empty] | CIRCULATORY ASSIST UNITS, PERIPHERAL COMPRESSION |  | SEQUENTIALCOMPRESSIONDEV-Kendall-700 Series | SEQUENTIALCOMPRESSIONDEV | 700 Series |  |  |  | Kendall | Sequential Compression Device |  | SEQUENTIALCOMPRESSIONDEV-Kendall-700 Series |  |  |  |  | Covered PM Repair - Biomedical | MHHS-Mem City
NO | NO |  |  |  | PSD3329 |  | CARDINAL HEALTH | KENDALL 700 |  | V1919460SX | MEMORIAL CITY - CENTRAL SUPPLY | MHHS-Mem City |  | Sequential Compression Device |  | PSD3329 |  | West & Memorial City |  | MEMORIAL CITY - CENTRAL SUPPLY | [5 empty] | CIRCULATORY ASSIST UNITS, PERIPHERAL COMPRESSION |  | SEQUENTIALCOMPRESSIONDEV-Kendall-700 Series | SEQUENTIALCOMPRESSIONDEV | 700 Series |  |  |  | Kendall | Sequential Compression Device |  | SEQUENTIALCOMPRESSIONDEV-Kendall-700 Series |  |  |  |  | Covered PM Repair - Biomedical | MHHS-Mem City
NO | NO |  |  |  | PSD3330 |  | CARDINAL HEALTH | KENDALL 700 |  | V1919427SX | MEMORIAL CITY - CENTRAL SUPPLY | MHHS-Mem City |  | Sequential Compression Device |  | PSD3330 |  | West & Memorial City |  | MEMORIAL CITY - CENTRAL SUPPLY | [5 empty] | CIRCULATORY ASSIST UNITS, PERIPHERAL COMPRESSION |  | SEQUENTIALCOMPRESSIONDEV-Kendall-700 Series | SEQUENTIALCOMPRESSIONDEV | 700 Series |  |  |  | Kendall | Sequential Compression Device |  | SEQUENTIALCOMPRESSIONDEV-Kendall-700 Series |  |  |  |  | Covered PM Repair - Biomedical | MHHS-Mem City
NO | NO |  |  |  | PSD3331 |  | CARDINAL HEALTH | KENDALL 700 |  | V1919408SX | MEMORIAL CITY - CENTRAL SUPPLY | MHHS-Mem City |  | Sequential Compression Device |  | PSD3331 |  | West & Memorial City |  | MEMORIAL CITY - CENTRAL SUPPLY | [5 empty] | CIRCULATORY ASSIST UNITS, PERIPHERAL COMPRESSION |  | SEQUENTIALCOMPRESSIONDEV-Kendall-700 Series | SEQUENTIALCOMPRESSIONDEV | 700 Series |  |  |  | Kendall | Sequential Compression Device |  | SEQUENTIALCOMPRESSIONDEV-Kendall-700 Series |  |  |  |  | Covered PM Repair - Biomedical | MHHS-Mem City
NO | NO |  |  |  | PSD3332 |  | CARDINAL HEALTH | KENDALL 700 |  | V1919439SX | MEMORIAL CITY - CENTRAL SUPPLY | MHHS-Mem City |  | Sequential Compression Device |  | PSD3332 |  | West & Memorial City |  | MEMORIAL CITY - CENTRAL SUPPLY | [5 empty] | CIRCULATORY ASSIST UNITS, PERIPHERAL COMPRESSION |  | SEQUENTIALCOMPRESSIONDEV-Kendall-700 Series | SEQUENTIALCOMPRESSIONDEV | 700 Series |  |  |  | Kendall | Sequential Compression Device |  | SEQUENTIALCOMPRESSIONDEV-Kendall-700 Series |  |  |  |  | Covered PM Repair - Biomedical | MHHS-Mem City
NO | NO |  |  |  | PSD3333 |  | CARDINAL HEALTH | KENDALL 700 |  | V1919466SX | MEMORIAL CITY - CENTRAL SUPPLY | MHHS-Mem City |  | Sequential Compression Device |  | PSD3333 |  | West & Memorial City |  | MEMORIAL CITY - CENTRAL SUPPLY | [5 empty] | CIRCULATORY ASSIST UNITS, PERIPHERAL COMPRESSION |  | SEQUENTIALCOMPRESSIONDEV-Kendall-700 Series | SEQUENTIALCOMPRESSIONDEV | 700 Series |  |  |  | Kendall | Sequential Compression Device |  | SEQUENTIALCOMPRESSIONDEV-Kendall-700 Series |  |  |  |  | Covered PM Repair - Biomedical | MHHS-Mem City
NO | NO |  |  |  | PSD3334 |  | CARDINAL HEALTH | KENDALL 700 |  | V1919424SX | MEMORIAL CITY - CENTRAL SUPPLY | MHHS-Mem City |  | Sequential Compression Device |  | PSD3334 |  | West & Memorial City |  | MEMORIAL CITY - CENTRAL SUPPLY | [5 empty] | CIRCULATORY ASSIST UNITS, PERIPHERAL COMPRESSION |  | SEQUENTIALCOMPRESSIONDEV-Kendall-700 Series | SEQUENTIALCOMPRESSIONDEV | 700 Series |  |  |  | Kendall | Sequential Compression Device |  | SEQUENTIALCOMPRESSIONDEV-Kendall-700 Series |  |  |  |  | Covered PM Repair - Biomedical | MHHS-Mem City
NO | NO |  |  |  | PSD3335 |  | CARDINAL HEALTH | KENDALL 700 |  | V1919451SX | MEMORIAL CITY - CENTRAL SUPPLY | MHHS-Mem City |  | Sequential Compression Device |  | PSD3335 |  | West & Memorial City |  | MEMORIAL CITY - CENTRAL SUPPLY | [5 empty] | CIRCULATORY ASSIST UNITS, PERIPHERAL COMPRESSION |  | SEQUENTIALCOMPRESSIONDEV-Kendall-700 Series | SEQUENTIALCOMPRESSIONDEV | 700 Series |  |  |  | Kendall | Sequential Compression Device |  | SEQUENTIALCOMPRESSIONDEV-Kendall-700 Series |  |  |  |  | Covered PM Repair - Biomedical | MHHS-Mem City
NO | NO |  |  |  | PSD3336 |  | CARDINAL HEALTH | KENDALL 700 |  | V1919429SX | MEMORIAL CITY - CENTRAL SUPPLY | MHHS-Mem City |  | Sequential Compression Device |  | PSD3336 |  | West & Memorial City |  | MEMORIAL CITY - CENTRAL SUPPLY | [5 empty] | CIRCULATORY ASSIST UNITS, PERIPHERAL COMPRESSION |  | SEQUENTIALCOMPRESSIONDEV-Kendall-700 Series | SEQUENTIALCOMPRESSIONDEV | 700 Series |  |  |  | Kendall | Sequential Compression Device |  | SEQUENTIALCOMPRESSIONDEV-Kendall-700 Series |  |  |  |  | Covered PM Repair - Biomedical | MHHS-Mem City
NO | NO |  |  |  | PSD3337 |  | CARDINAL HEALTH | KENDALL 700 |  | V1919479SX | MEMORIAL CITY - CENTRAL SUPPLY | MHHS-Mem City |  | Sequential Compression Device |  | PSD3337 |  | West & Memorial City |  | MEMORIAL CITY - CENTRAL SUPPLY | [5 empty] | CIRCULATORY ASSIST UNITS, PERIPHERAL COMPRESSION |  | SEQUENTIALCOMPRESSIONDEV-Kendall-700 Series | SEQUENTIALCOMPRESSIONDEV | 700 Series |  |  |  | Kendall | Sequential Compression Device |  | SEQUENTIALCOMPRESSIONDEV-Kendall-700 Series |  |  |  |  | Covered PM Repair - Biomedical | MHHS-Mem City
NO | NO |  |  |  | PSD3338 |  | CARDINAL HEALTH | KENDALL 700 |  | V1919463SX | MEMORIAL CITY - CENTRAL SUPPLY | MHHS-Mem City |  | Sequential Compression Device |  | PSD3338 |  | West & Memorial City |  | MEMORIAL CITY - CENTRAL SUPPLY | [5 empty] | CIRCULATORY ASSIST UNITS, PERIPHERAL COMPRESSION |  | SEQUENTIALCOMPRESSIONDEV-Kendall-700 Series | SEQUENTIALCOMPRESSIONDEV | 700 Series |  |  |  | Kendall | Sequential Compression Device |  | SEQUENTIALCOMPRESSIONDEV-Kendall-700 Series |  |  |  |  | Covered PM Repair - Biomedical | MHHS-Mem City
NO | NO |  |  |  | PSD3339 |  | CARDINAL HEALTH | KENDALL 700 |  | V1919434SX | MEMORIAL CITY - CENTRAL SUPPLY | MHHS-Mem City |  | Sequential Compression Device |  | PSD3339 |  | West & Memorial City |  | MEMORIAL CITY - CENTRAL SUPPLY | [5 empty] | CIRCULATORY ASSIST UNITS, PERIPHERAL COMPRESSION |  | SEQUENTIALCOMPRESSIONDEV-Kendall-700 Series | SEQUENTIALCOMPRESSIONDEV | 700 Series |  |  |  | Kendall | Sequential Compression Device |  | SEQUENTIALCOMPRESSIONDEV-Kendall-700 Series |  |  |  |  | Covered PM Repair - Biomedical | MHHS-Mem City
NO | NO |  |  |  | PSD3341 |  | CARDINAL HEALTH | KENDALL 700 |  | V1919449SX | MEMORIAL CITY - CENTRAL SUPPLY | MHHS-Mem City |  | Sequential Compression Device |  | PSD3341 |  | West & Memorial City |  | MEMORIAL CITY - CENTRAL SUPPLY | [5 empty] | CIRCULATORY ASSIST UNITS, PERIPHERAL COMPRESSION |  | SEQUENTIALCOMPRESSIONDEV-Kendall-700 Series | SEQUENTIALCOMPRESSIONDEV | 700 Series |  |  |  | Kendall | Sequential Compression Device |  | SEQUENTIALCOMPRESSIONDEV-Kendall-700 Series |  |  |  |  | Covered PM Repair - Biomedical | MHHS-Mem City
NO | NO |  |  |  | PSD3342 |  | CARDINAL HEALTH | KENDALL 700 |  | V1919443SX | MEMORIAL CITY - CENTRAL SUPPLY | MHHS-Mem City |  | Sequential Compression Device |  | PSD3342 |  | West & Memorial City |  | MEMORIAL CITY - CENTRAL SUPPLY | [5 empty] | CIRCULATORY ASSIST UNITS, PERIPHERAL COMPRESSION |  | SEQUENTIALCOMPRESSIONDEV-Kendall-700 Series | SEQUENTIALCOMPRESSIONDEV | 700 Series |  |  |  | Kendall | Sequential Compression Device |  | SEQUENTIALCOMPRESSIONDEV-Kendall-700 Series |  |  |  |  | Covered PM Repair - Biomedical | MHHS-Mem City
NO | NO |  |  |  | PSD3343 |  | CARDINAL HEALTH | KENDALL 700 |  | V1919436SX | MEMORIAL CITY - CENTRAL SUPPLY | MHHS-Mem City |  | Sequential Compression Device |  | PSD3343 |  | West & Memorial City |  | MEMORIAL CITY - CENTRAL SUPPLY | [5 empty] | CIRCULATORY ASSIST UNITS, PERIPHERAL COMPRESSION |  | SEQUENTIALCOMPRESSIONDEV-Kendall-700 Series | SEQUENTIALCOMPRESSIONDEV | 700 Series |  |  |  | Kendall | Sequential Compression Device |  | SEQUENTIALCOMPRESSIONDEV-Kendall-700 Series |  |  |  |  | Covered PM Repair - Biomedical | MHHS-Mem City
NO | NO |  |  |  | PSD3344 |  | CARDINAL HEALTH | KENDALL 700 |  | V1919390SX | MEMORIAL CITY - CENTRAL SUPPLY | MHHS-Mem City |  | Sequential Compression Device |  | PSD3344 |  | West & Memorial City |  | MEMORIAL CITY - CENTRAL SUPPLY | [5 empty] | CIRCULATORY ASSIST UNITS, PERIPHERAL COMPRESSION |  | SEQUENTIALCOMPRESSIONDEV-Kendall-700 Series | SEQUENTIALCOMPRESSIONDEV | 700 Series |  |  |  | Kendall | Sequential Compression Device |  | SEQUENTIALCOMPRESSIONDEV-Kendall-700 Series |  |  |  |  | Covered PM Repair - Biomedical | MHHS-Mem City
NO | NO |  |  |  | PSD3345 |  | CARDINAL HEALTH | KENDALL 700 |  | V1919458SX | MEMORIAL CITY - CENTRAL SUPPLY | MHHS-Mem City |  | Sequential Compression Device |  | PSD3345 |  | West & Memorial City |  | MEMORIAL CITY - CENTRAL SUPPLY | [5 empty] | CIRCULATORY ASSIST UNITS, PERIPHERAL COMPRESSION |  | SEQUENTIALCOMPRESSIONDEV-Kendall-700 Series | SEQUENTIALCOMPRESSIONDEV | 700 Series |  |  |  | Kendall | Sequential Compression Device |  | SEQUENTIALCOMPRESSIONDEV-Kendall-700 Series |  |  |  |  | Covered PM Repair - Biomedical | MHHS-Mem City
NO | NO |  |  |  | PSD3346 |  | CARDINAL HEALTH | KENDALL 700 |  | V1919471SX | MEMORIAL CITY - CENTRAL SUPPLY | MHHS-Mem City |  | Sequential Compression Device |  | PSD3346 |  | West & Memorial City |  | MEMORIAL CITY - CENTRAL SUPPLY | [5 empty] | CIRCULATORY ASSIST UNITS, PERIPHERAL COMPRESSION |  | SEQUENTIALCOMPRESSIONDEV-Kendall-700 Series | SEQUENTIALCOMPRESSIONDEV | 700 Series |  |  |  | Kendall | Sequential Compression Device |  | SEQUENTIALCOMPRESSIONDEV-Kendall-700 Series |  |  |  |  | Covered PM Repair - Biomedical | MHHS-Mem City
NO | NO |  |  |  | PSD3347 |  | CARDINAL HEALTH | KENDALL 700 |  | V1919467SX | MEMORIAL CITY - CENTRAL SUPPLY | MHHS-Mem City |  | Sequential Compression Device |  | PSD3347 |  | West & Memorial City |  | MEMORIAL CITY - CENTRAL SUPPLY | [5 empty] | CIRCULATORY ASSIST UNITS, PERIPHERAL COMPRESSION |  | SEQUENTIALCOMPRESSIONDEV-Kendall-700 Series | SEQUENTIALCOMPRESSIONDEV | 700 Series |  |  |  | Kendall | Sequential Compression Device |  | SEQUENTIALCOMPRESSIONDEV-Kendall-700 Series |  |  |  |  | Covered PM Repair - Biomedical | MHHS-Mem City
NO | NO |  |  |  | PSD3348 |  | CARDINAL HEALTH | KENDALL 700 |  | V1919470SX | MEMORIAL CITY - CENTRAL SUPPLY | MHHS-Mem City |  | Sequential Compression Device |  | PSD3348 |  | West & Memorial City |  | MEMORIAL CITY - CENTRAL SUPPLY | [5 empty] | CIRCULATORY ASSIST UNITS, PERIPHERAL COMPRESSION |  | SEQUENTIALCOMPRESSIONDEV-Kendall-700 Series | SEQUENTIALCOMPRESSIONDEV | 700 Series |  |  |  | Kendall | Sequential Compression Device |  | SEQUENTIALCOMPRESSIONDEV-Kendall-700 Series |  |  |  |  | Covered PM Repair - Biomedical | MHHS-Mem City
NO | NO |  |  |  | PSD3349 |  | CARDINAL HEALTH | KENDALL 700 |  | V1919476SX | MEMORIAL CITY - CENTRAL SUPPLY | MHHS-Mem City |  | Sequential Compression Device |  | PSD3349 |  | West & Memorial City |  | MEMORIAL CITY - CENTRAL SUPPLY | [5 empty] | CIRCULATORY ASSIST UNITS, PERIPHERAL COMPRESSION |  | SEQUENTIALCOMPRESSIONDEV-Kendall-700 Series | SEQUENTIALCOMPRESSIONDEV | 700 Series |  |  |  | Kendall | Sequential Compression Device |  | SEQUENTIALCOMPRESSIONDEV-Kendall-700 Series |  |  |  |  | Covered PM Repair - Biomedical | MHHS-Mem City
NO | NO |  |  |  | PSD3350 |  | CARDINAL HEALTH | KENDALL 700 |  | V1919459SX | MEMORIAL CITY - CENTRAL SUPPLY | MHHS-Mem City |  | Sequential Compression Device |  | PSD3350 |  | West & Memorial City |  | MEMORIAL CITY - CENTRAL SUPPLY | [5 empty] | CIRCULATORY ASSIST UNITS, PERIPHERAL COMPRESSION |  | SEQUENTIALCOMPRESSIONDEV-Kendall-700 Series | SEQUENTIALCOMPRESSIONDEV | 700 Series |  |  |  | Kendall | Sequential Compression Device |  | SEQUENTIALCOMPRESSIONDEV-Kendall-700 Series |  |  |  |  | Covered PM Repair - Biomedical | MHHS-Mem City
NO | NO |  |  |  | PSD3351 |  | CARDINAL HEALTH | KENDALL 700 |  | V1919484SX | MEMORIAL CITY - CENTRAL SUPPLY | MHHS-Mem City |  | Sequential Compression Device |  | PSD3351 |  | West & Memorial City |  | MEMORIAL CITY - CENTRAL SUPPLY | [5 empty] | CIRCULATORY ASSIST UNITS, PERIPHERAL COMPRESSION |  | SEQUENTIALCOMPRESSIONDEV-Kendall-700 Series | SEQUENTIALCOMPRESSIONDEV | 700 Series |  |  |  | Kendall | Sequential Compression Device |  | SEQUENTIALCOMPRESSIONDEV-Kendall-700 Series |  |  |  |  | Covered PM Repair - Biomedical | MHHS-Mem City
NO | NO |  |  |  | PSD3352 |  | CARDINAL HEALTH | KENDALL 700 |  | V1919397SX | MEMORIAL CITY - CENTRAL SUPPLY | MHHS-Mem City |  | Sequential Compression Device |  | PSD3352 |  | West & Memorial City |  | MEMORIAL CITY - CENTRAL SUPPLY | [5 empty] | CIRCULATORY ASSIST UNITS, PERIPHERAL COMPRESSION |  | SEQUENTIALCOMPRESSIONDEV-Kendall-700 Series | SEQUENTIALCOMPRESSIONDEV | 700 Series |  |  |  | Kendall | Sequential Compression Device |  | SEQUENTIALCOMPRESSIONDEV-Kendall-700 Series |  |  |  |  | Covered PM Repair - Biomedical | MHHS-Mem City
NO | NO |  |  |  | PSD3353 |  | CARDINAL HEALTH | KENDALL 700 |  | V1919450SX | MEMORIAL CITY - CENTRAL SUPPLY | MHHS-Mem City |  | Sequential Compression Device |  | PSD3353 |  | West & Memorial City |  | MEMORIAL CITY - CENTRAL SUPPLY | [5 empty] | CIRCULATORY ASSIST UNITS, PERIPHERAL COMPRESSION |  | SEQUENTIALCOMPRESSIONDEV-Kendall-700 Series | SEQUENTIALCOMPRESSIONDEV | 700 Series |  |  |  | Kendall | Sequential Compression Device |  | SEQUENTIALCOMPRESSIONDEV-Kendall-700 Series |  |  |  |  | Covered PM Repair - Biomedical | MHHS-Mem City
NO | NO |  |  |  | PSD3354 |  | CARDINAL HEALTH | KENDALL 700 |  | V1919812SX | MEMORIAL CITY - CENTRAL SUPPLY | MHHS-Mem City |  | Sequential Compression Device |  | PSD3354 |  | West & Memorial City |  | MEMORIAL CITY - CENTRAL SUPPLY | [5 empty] | CIRCULATORY ASSIST UNITS, PERIPHERAL COMPRESSION |  | SEQUENTIALCOMPRESSIONDEV-Kendall-700 Series | SEQUENTIALCOMPRESSIONDEV | 700 Series |  |  |  | Kendall | Sequential Compression Device |  | SEQUENTIALCOMPRESSIONDEV-Kendall-700 Series |  |  |  |  | Covered PM Repair - Biomedical | MHHS-Mem City
NO | NO |  |  |  | PSD3355 |  | CARDINAL HEALTH | KENDALL 700 |  | V1919807SX | MEMORIAL CITY - CENTRAL SUPPLY | MHHS-Mem City |  | Sequential Compression Device |  | PSD3355 |  | West & Memorial City |  | MEMORIAL CITY - CENTRAL SUPPLY | [5 empty] | CIRCULATORY ASSIST UNITS, PERIPHERAL COMPRESSION |  | SEQUENTIALCOMPRESSIONDEV-Kendall-700 Series | SEQUENTIALCOMPRESSIONDEV | 700 Series |  |  |  | Kendall | Sequential Compression Device |  | SEQUENTIALCOMPRESSIONDEV-Kendall-700 Series |  |  |  |  | Covered PM Repair - Biomedical | MHHS-Mem City
NO | NO |  |  |  | PSD3356 |  | CARDINAL HEALTH | KENDALL 700 |  | V1919789SX | MEMORIAL CITY - CENTRAL SUPPLY | MHHS-Mem City |  | Sequential Compression Device |  | PSD3356 |  | West & Memorial City |  | MEMORIAL CITY - CENTRAL SUPPLY | [5 empty] | CIRCULATORY ASSIST UNITS, PERIPHERAL COMPRESSION |  | SEQUENTIALCOMPRESSIONDEV-Kendall-700 Series | SEQUENTIALCOMPRESSIONDEV | 700 Series |  |  |  | Kendall | Sequential Compression Device |  | SEQUENTIALCOMPRESSIONDEV-Kendall-700 Series |  |  |  |  | Covered PM Repair - Biomedical | MHHS-Mem City
NO | NO |  |  |  | PSD3357 |  | CARDINAL HEALTH | KENDALL 700 |  | V1919804SX | MEMORIAL CITY - CENTRAL SUPPLY | MHHS-Mem City |  | Sequential Compression Device |  | PSD3357 |  | West & Memorial City |  | MEMORIAL CITY - CENTRAL SUPPLY | [5 empty] | CIRCULATORY ASSIST UNITS, PERIPHERAL COMPRESSION |  | SEQUENTIALCOMPRESSIONDEV-Kendall-700 Series | SEQUENTIALCOMPRESSIONDEV | 700 Series |  |  |  | Kendall | Sequential Compression Device |  | SEQUENTIALCOMPRESSIONDEV-Kendall-700 Series |  |  |  |  | Covered PM Repair - Biomedical | MHHS-Mem City
NO | NO |  |  |  | PSD3358 |  | CARDINAL HEALTH | KENDALL 700 |  | V1919840SX | MEMORIAL CITY - CENTRAL SUPPLY | MHHS-Mem City |  | Sequential Compression Device |  | PSD3358 |  | West & Memorial City |  | MEMORIAL CITY - CENTRAL SUPPLY | [5 empty] | CIRCULATORY ASSIST UNITS, PERIPHERAL COMPRESSION |  | SEQUENTIALCOMPRESSIONDEV-Kendall-700 Series | SEQUENTIALCOMPRESSIONDEV | 700 Series |  |  |  | Kendall | Sequential Compression Device |  | SEQUENTIALCOMPRESSIONDEV-Kendall-700 Series |  |  |  |  | Covered PM Repair - Biomedical | MHHS-Mem City
NO | NO |  |  |  | PSD3359 |  | CARDINAL HEALTH | KENDALL 700 |  | V1919836SX | MEMORIAL CITY - CENTRAL SUPPLY | MHHS-Mem City |  | Sequential Compression Device |  | PSD3359 |  | West & Memorial City |  | MEMORIAL CITY - CENTRAL SUPPLY | [5 empty] | CIRCULATORY ASSIST UNITS, PERIPHERAL COMPRESSION |  | SEQUENTIALCOMPRESSIONDEV-Kendall-700 Series | SEQUENTIALCOMPRESSIONDEV | 700 Series |  |  |  | Kendall | Sequential Compression Device |  | SEQUENTIALCOMPRESSIONDEV-Kendall-700 Series |  |  |  |  | Covered PM Repair - Biomedical | MHHS-Mem City
NO | NO |  |  |  | PSD3360 |  | CARDINAL HEALTH | KENDALL 700 |  | V1919781SX | MEMORIAL CITY - CENTRAL SUPPLY | MHHS-Mem City |  | Sequential Compression Device |  | PSD3360 |  | West & Memorial City |  | MEMORIAL CITY - CENTRAL SUPPLY | [5 empty] | CIRCULATORY ASSIST UNITS, PERIPHERAL COMPRESSION |  | SEQUENTIALCOMPRESSIONDEV-Kendall-700 Series | SEQUENTIALCOMPRESSIONDEV | 700 Series |  |  |  | Kendall | Sequential Compression Device |  | SEQUENTIALCOMPRESSIONDEV-Kendall-700 Series |  |  |  |  | Covered PM Repair - Biomedical | MHHS-Mem City
NO | NO |  |  |  | PSD3361 |  | CARDINAL HEALTH | KENDALL 700 |  | V1919783SX | MEMORIAL CITY - CENTRAL SUPPLY | MHHS-Mem City |  | Sequential Compression Device |  | PSD3361 |  | West & Memorial City |  | MEMORIAL CITY - CENTRAL SUPPLY | [5 empty] | CIRCULATORY ASSIST UNITS, PERIPHERAL COMPRESSION |  | SEQUENTIALCOMPRESSIONDEV-Kendall-700 Series | SEQUENTIALCOMPRESSIONDEV | 700 Series |  |  |  | Kendall | Sequential Compression Device |  | SEQUENTIALCOMPRESSIONDEV-Kendall-700 Series |  |  |  |  | Covered PM Repair - Biomedical | MHHS-Mem City
NO | NO |  |  |  | PSD3362 |  | CARDINAL HEALTH | KENDALL 700 |  | V1919794SX | MEMORIAL CITY - CENTRAL SUPPLY | MHHS-Mem City |  | Sequential Compression Device |  | PSD3362 |  | West & Memorial City |  | MEMORIAL CITY - CENTRAL SUPPLY | [5 empty] | CIRCULATORY ASSIST UNITS, PERIPHERAL COMPRESSION |  | SEQUENTIALCOMPRESSIONDEV-Kendall-700 Series | SEQUENTIALCOMPRESSIONDEV | 700 Series |  |  |  | Kendall | Sequential Compression Device |  | SEQUENTIALCOMPRESSIONDEV-Kendall-700 Series |  |  |  |  | Covered PM Repair - Biomedical | MHHS-Mem City
NO | NO |  |  |  | PSD3363 |  | CARDINAL HEALTH | KENDALL 700 |  | V1919800SX | MEMORIAL CITY - CENTRAL SUPPLY | MHHS-Mem City |  | Sequential Compression Device |  | PSD3363 |  | West & Memorial City |  | MEMORIAL CITY - CENTRAL SUPPLY | [5 empty] | CIRCULATORY ASSIST UNITS, PERIPHERAL COMPRESSION |  | SEQUENTIALCOMPRESSIONDEV-Kendall-700 Series | SEQUENTIALCOMPRESSIONDEV | 700 Series |  |  |  | Kendall | Sequential Compression Device |  | SEQUENTIALCOMPRESSIONDEV-Kendall-700 Series |  |  |  |  | Covered PM Repair - Biomedical | MHHS-Mem City
NO | NO |  |  |  | PSD3364 |  | CARDINAL HEALTH | KENDALL 700 |  | V1919856SX | MEMORIAL CITY - CENTRAL SUPPLY | MHHS-Mem City |  | Sequential Compression Device |  | PSD3364 |  | West & Memorial City |  | MEMORIAL CITY - CENTRAL SUPPLY | [5 empty] | CIRCULATORY ASSIST UNITS, PERIPHERAL COMPRESSION |  | SEQUENTIALCOMPRESSIONDEV-Kendall-700 Series | SEQUENTIALCOMPRESSIONDEV | 700 Series |  |  |  | Kendall | Sequential Compression Device |  | SEQUENTIALCOMPRESSIONDEV-Kendall-700 Series |  |  |  |  | Covered PM Repair - Biomedical | MHHS-Mem City
NO | NO |  |  |  | PSD3365 |  | CARDINAL HEALTH | KENDALL 700 |  | V1919824SX | MEMORIAL CITY - CENTRAL SUPPLY | MHHS-Mem City |  | Sequential Compression Device |  | PSD3365 |  | West & Memorial City |  | MEMORIAL CITY - CENTRAL SUPPLY | [5 empty] | CIRCULATORY ASSIST UNITS, PERIPHERAL COMPRESSION |  | SEQUENTIALCOMPRESSIONDEV-Kendall-700 Series | SEQUENTIALCOMPRESSIONDEV | 700 Series |  |  |  | Kendall | Sequential Compression Device |  | SEQUENTIALCOMPRESSIONDEV-Kendall-700 Series |  |  |  |  | Covered PM Repair - Biomedical | MHHS-Mem City
NO | NO |  |  |  | PSD3366 |  | CARDINAL HEALTH | KENDALL 700 |  | V1919850SX | MEMORIAL CITY - CENTRAL SUPPLY | MHHS-Mem City |  | Sequential Compression Device |  | PSD3366 |  | West & Memorial City |  | MEMORIAL CITY - CENTRAL SUPPLY | [5 empty] | CIRCULATORY ASSIST UNITS, PERIPHERAL COMPRESSION |  | SEQUENTIALCOMPRESSIONDEV-Kendall-700 Series | SEQUENTIALCOMPRESSIONDEV | 700 Series |  |  |  | Kendall | Sequential Compression Device |  | SEQUENTIALCOMPRESSIONDEV-Kendall-700 Series |  |  |  |  | Covered PM Repair - Biomedical | MHHS-Mem City
NO | NO |  |  |  | PSD3367 |  | CARDINAL HEALTH | KENDALL 700 |  | V1919872SX | MEMORIAL CITY - CENTRAL SUPPLY | MHHS-Mem City |  | Sequential Compression Device |  | PSD3367 |  | West & Memorial City |  | MEMORIAL CITY - CENTRAL SUPPLY | [5 empty] | CIRCULATORY ASSIST UNITS, PERIPHERAL COMPRESSION |  | SEQUENTIALCOMPRESSIONDEV-Kendall-700 Series | SEQUENTIALCOMPRESSIONDEV | 700 Series |  |  |  | Kendall | Sequential Compression Device |  | SEQUENTIALCOMPRESSIONDEV-Kendall-700 Series |  |  |  |  | Covered PM Repair - Biomedical | MHHS-Mem City
NO | NO |  |  |  | PSD3368 |  | CARDINAL HEALTH | KENDALL 700 |  | V1919871SX | MEMORIAL CITY - CENTRAL SUPPLY | MHHS-Mem City |  | Sequential Compression Device |  | PSD3368 |  | West & Memorial City |  | MEMORIAL CITY - CENTRAL SUPPLY | [5 empty] | CIRCULATORY ASSIST UNITS, PERIPHERAL COMPRESSION |  | SEQUENTIALCOMPRESSIONDEV-Kendall-700 Series | SEQUENTIALCOMPRESSIONDEV | 700 Series |  |  |  | Kendall | Sequential Compression Device |  | SEQUENTIALCOMPRESSIONDEV-Kendall-700 Series |  |  |  |  | Covered PM Repair - Biomedical | MHHS-Mem City
NO | NO |  |  |  | PSD3370 |  | CARDINAL HEALTH | KENDALL 700 |  | V1919844SX | MEMORIAL CITY - CENTRAL SUPPLY | MHHS-Mem City |  | Sequential Compression Device |  | PSD3370 |  | West & Memorial City |  | MEMORIAL CITY - CENTRAL SUPPLY | [5 empty] | CIRCULATORY ASSIST UNITS, PERIPHERAL COMPRESSION |  | SEQUENTIALCOMPRESSIONDEV-Kendall-700 Series | SEQUENTIALCOMPRESSIONDEV | 700 Series |  |  |  | Kendall | Sequential Compression Device |  | SEQUENTIALCOMPRESSIONDEV-Kendall-700 Series |  |  |  |  | Covered PM Repair - Biomedical | MHHS-Mem City
NO | NO |  |  |  | PSD3371 |  | CARDINAL HEALTH | KENDALL 700 |  | V1919825SX | MEMORIAL CITY - CENTRAL SUPPLY | MHHS-Mem City |  | Sequential Compression Device |  | PSD3371 |  | West & Memorial City |  | MEMORIAL CITY - CENTRAL SUPPLY | [5 empty] | CIRCULATORY ASSIST UNITS, PERIPHERAL COMPRESSION |  | SEQUENTIALCOMPRESSIONDEV-Kendall-700 Series | SEQUENTIALCOMPRESSIONDEV | 700 Series |  |  |  | Kendall | Sequential Compression Device |  | SEQUENTIALCOMPRESSIONDEV-Kendall-700 Series |  |  |  |  | Covered PM Repair - Biomedical | MHHS-Mem City
NO | NO |  |  |  | PSD3372 |  | CARDINAL HEALTH | KENDALL 700 |  | V1919868SX | MEMORIAL CITY - CENTRAL SUPPLY | MHHS-Mem City |  | Sequential Compression Device |  | PSD3372 |  | West & Memorial City |  | MEMORIAL CITY - CENTRAL SUPPLY | [5 empty] | CIRCULATORY ASSIST UNITS, PERIPHERAL COMPRESSION |  | SEQUENTIALCOMPRESSIONDEV-Kendall-700 Series | SEQUENTIALCOMPRESSIONDEV | 700 Series |  |  |  | Kendall | Sequential Compression Device |  | SEQUENTIALCOMPRESSIONDEV-Kendall-700 Series |  |  |  |  | Covered PM Repair - Biomedical | MHHS-Mem City
NO | NO |  |  |  | PSD3373 |  | CARDINAL HEALTH | KENDALL 700 |  | V1919786SX | MEMORIAL CITY - CENTRAL SUPPLY | MHHS-Mem City |  | Sequential Compression Device |  | PSD3373 |  | West & Memorial City |  | MEMORIAL CITY - CENTRAL SUPPLY | [5 empty] | CIRCULATORY ASSIST UNITS, PERIPHERAL COMPRESSION |  | SEQUENTIALCOMPRESSIONDEV-Kendall-700 Series | SEQUENTIALCOMPRESSIONDEV | 700 Series |  |  |  | Kendall | Sequential Compression Device |  | SEQUENTIALCOMPRESSIONDEV-Kendall-700 Series |  |  |  |  | Covered PM Repair - Biomedical | MHHS-Mem City
NO | NO |  |  |  | PSD3374 |  | CARDINAL HEALTH | KENDALL 700 |  | V1919816SX | MEMORIAL CITY - CENTRAL SUPPLY | MHHS-Mem City |  | Sequential Compression Device |  | PSD3374 |  | West & Memorial City |  | MEMORIAL CITY - CENTRAL SUPPLY | [5 empty] | CIRCULATORY ASSIST UNITS, PERIPHERAL COMPRESSION |  | SEQUENTIALCOMPRESSIONDEV-Kendall-700 Series | SEQUENTIALCOMPRESSIONDEV | 700 Series |  |  |  | Kendall | Sequential Compression Device |  | SEQUENTIALCOMPRESSIONDEV-Kendall-700 Series |  |  |  |  | Covered PM Repair - Biomedical | MHHS-Mem City
NO | NO |  |  |  | PSD3375 |  | CARDINAL HEALTH | KENDALL 700 |  | V1919859SX | MEMORIAL CITY - CENTRAL SUPPLY | MHHS-Mem City |  | Sequential Compression Device |  | PSD3375 |  | West & Memorial City |  | MEMORIAL CITY - CENTRAL SUPPLY | [5 empty] | CIRCULATORY ASSIST UNITS, PERIPHERAL COMPRESSION |  | SEQUENTIALCOMPRESSIONDEV-Kendall-700 Series | SEQUENTIALCOMPRESSIONDEV | 700 Series |  |  |  | Kendall | Sequential Compression Device |  | SEQUENTIALCOMPRESSIONDEV-Kendall-700 Series |  |  |  |  | Covered PM Repair - Biomedical | MHHS-Mem City
NO | NO |  |  |  | PSD3376 |  | CARDINAL HEALTH | KENDALL 700 |  | V1919813SX | MEMORIAL CITY - CENTRAL SUPPLY | MHHS-Mem City |  | Sequential Compression Device |  | PSD3376 |  | West & Memorial City |  | MEMORIAL CITY - CENTRAL SUPPLY | [5 empty] | CIRCULATORY ASSIST UNITS, PERIPHERAL COMPRESSION |  | SEQUENTIALCOMPRESSIONDEV-Kendall-700 Series | SEQUENTIALCOMPRESSIONDEV | 700 Series |  |  |  | Kendall | Sequential Compression Device |  | SEQUENTIALCOMPRESSIONDEV-Kendall-700 Series |  |  |  |  | Covered PM Repair - Biomedical | MHHS-Mem City
NO | NO |  |  |  | PSD3377 |  | CARDINAL HEALTH | KENDALL 700 |  | V1919808SX | MEMORIAL CITY - CENTRAL SUPPLY | MHHS-Mem City |  | Sequential Compression Device |  | PSD3377 |  | West & Memorial City |  | MEMORIAL CITY - CENTRAL SUPPLY | [5 empty] | CIRCULATORY ASSIST UNITS, PERIPHERAL COMPRESSION |  | SEQUENTIALCOMPRESSIONDEV-Kendall-700 Series | SEQUENTIALCOMPRESSIONDEV | 700 Series |  |  |  | Kendall | Sequential Compression Device |  | SEQUENTIALCOMPRESSIONDEV-Kendall-700 Series |  |  |  |  | Covered PM Repair - Biomedical | MHHS-Mem City
NO | NO |  |  |  | PSD3378 |  | CARDINAL HEALTH | KENDALL 700 |  | V1919845SX | MEMORIAL CITY - CENTRAL SUPPLY | MHHS-Mem City |  | Sequential Compression Device |  | PSD3378 |  | West & Memorial City |  | MEMORIAL CITY - CENTRAL SUPPLY | [5 empty] | CIRCULATORY ASSIST UNITS, PERIPHERAL COMPRESSION |  | SEQUENTIALCOMPRESSIONDEV-Kendall-700 Series | SEQUENTIALCOMPRESSIONDEV | 700 Series |  |  |  | Kendall | Sequential Compression Device |  | SEQUENTIALCOMPRESSIONDEV-Kendall-700 Series |  |  |  |  | Covered PM Repair - Biomedical | MHHS-Mem City
NO | NO |  |  |  | PSD3379 |  | CARDINAL HEALTH | KENDALL 700 |  | V1919810SX | MEMORIAL CITY - CENTRAL SUPPLY | MHHS-Mem City |  | Sequential Compression Device |  | PSD3379 |  | West & Memorial City |  | MEMORIAL CITY - CENTRAL SUPPLY | [5 empty] | CIRCULATORY ASSIST UNITS, PERIPHERAL COMPRESSION |  | SEQUENTIALCOMPRESSIONDEV-Kendall-700 Series | SEQUENTIALCOMPRESSIONDEV | 700 Series |  |  |  | Kendall | Sequential Compression Device |  | SEQUENTIALCOMPRESSIONDEV-Kendall-700 Series |  |  |  |  | Covered PM Repair - Biomedical | MHHS-Mem City
NO | NO |  |  |  | PSD3380 |  | CARDINAL HEALTH | KENDALL 700 |  | V1919803SX | MEMORIAL CITY - CENTRAL SUPPLY | MHHS-Mem City |  | Sequential Compression Device |  | PSD3380 |  | West & Memorial City |  | MEMORIAL CITY - CENTRAL SUPPLY | [5 empty] | CIRCULATORY ASSIST UNITS, PERIPHERAL COMPRESSION |  | SEQUENTIALCOMPRESSIONDEV-Kendall-700 Series | SEQUENTIALCOMPRESSIONDEV | 700 Series |  |  |  | Kendall | Sequential Compression Device |  | SEQUENTIALCOMPRESSIONDEV-Kendall-700 Series |  |  |  |  | Covered PM Repair - Biomedical | MHHS-Mem City
NO | NO |  |  |  | PSD3381 |  | CARDINAL HEALTH | KENDALL 700 |  | V1919792SX | MEMORIAL CITY - CENTRAL SUPPLY | MHHS-Mem City |  | Sequential Compression Device |  | PSD3381 |  | West & Memorial City |  | MEMORIAL CITY - CENTRAL SUPPLY | [5 empty] | CIRCULATORY ASSIST UNITS, PERIPHERAL COMPRESSION |  | SEQUENTIALCOMPRESSIONDEV-Kendall-700 Series | SEQUENTIALCOMPRESSIONDEV | 700 Series |  |  |  | Kendall | Sequential Compression Device |  | SEQUENTIALCOMPRESSIONDEV-Kendall-700 Series |  |  |  |  | Covered PM Repair - Biomedical | MHHS-Mem City
NO | NO |  |  |  | PSD3382 |  | CARDINAL HEALTH | KENDALL 700 |  | V1919795SX | MEMORIAL CITY - CENTRAL SUPPLY | MHHS-Mem City |  | Sequential Compression Device |  | PSD3382 |  | West & Memorial City |  | MEMORIAL CITY - CENTRAL SUPPLY | [5 empty] | CIRCULATORY ASSIST UNITS, PERIPHERAL COMPRESSION |  | SEQUENTIALCOMPRESSIONDEV-Kendall-700 Series | SEQUENTIALCOMPRESSIONDEV | 700 Series |  |  |  | Kendall | Sequential Compression Device |  | SEQUENTIALCOMPRESSIONDEV-Kendall-700 Series |  |  |  |  | Covered PM Repair - Biomedical | MHHS-Mem City
NO | NO |  |  |  | PSD3383 |  | CARDINAL HEALTH | KENDALL 700 |  | V1919797SX | MEMORIAL CITY - CENTRAL SUPPLY | MHHS-Mem City |  | Sequential Compression Device |  | PSD3383 |  | West & Memorial City |  | MEMORIAL CITY - CENTRAL SUPPLY | [5 empty] | CIRCULATORY ASSIST UNITS, PERIPHERAL COMPRESSION |  | SEQUENTIALCOMPRESSIONDEV-Kendall-700 Series | SEQUENTIALCOMPRESSIONDEV | 700 Series |  |  |  | Kendall | Sequential Compression Device |  | SEQUENTIALCOMPRESSIONDEV-Kendall-700 Series |  |  |  |  | Covered PM Repair - Biomedical | MHHS-Mem City
NO | NO |  |  |  | PSD3384 |  | CARDINAL HEALTH | KENDALL 700 |  | V1919829SX | MEMORIAL CITY - CENTRAL SUPPLY | MHHS-Mem City |  | Sequential Compression Device |  | PSD3384 |  | West & Memorial City |  | MEMORIAL CITY - CENTRAL SUPPLY | [5 empty] | CIRCULATORY ASSIST UNITS, PERIPHERAL COMPRESSION |  | SEQUENTIALCOMPRESSIONDEV-Kendall-700 Series | SEQUENTIALCOMPRESSIONDEV | 700 Series |  |  |  | Kendall | Sequential Compression Device |  | SEQUENTIALCOMPRESSIONDEV-Kendall-700 Series |  |  |  |  | Covered PM Repair - Biomedical | MHHS-Mem City
NO | NO |  |  |  | PSD3385 |  | CARDINAL HEALTH | KENDALL 700 |  | V1919785SX | MEMORIAL CITY - CENTRAL SUPPLY | MHHS-Mem City |  | Sequential Compression Device |  | PSD3385 |  | West & Memorial City |  | MEMORIAL CITY - CENTRAL SUPPLY | [5 empty] | CIRCULATORY ASSIST UNITS, PERIPHERAL COMPRESSION |  | SEQUENTIALCOMPRESSIONDEV-Kendall-700 Series | SEQUENTIALCOMPRESSIONDEV | 700 Series |  |  |  | Kendall | Sequential Compression Device |  | SEQUENTIALCOMPRESSIONDEV-Kendall-700 Series |  |  |  |  | Covered PM Repair - Biomedical | MHHS-Mem City
NO | NO |  |  |  | PSD3386 |  | CARDINAL HEALTH | KENDALL 700 |  | V1919394SX | MEMORIAL CITY - CENTRAL SUPPLY | MHHS-Mem City |  | Sequential Compression Device |  | PSD3386 |  | West & Memorial City |  | MEMORIAL CITY - CENTRAL SUPPLY | [5 empty] | CIRCULATORY ASSIST UNITS, PERIPHERAL COMPRESSION |  | SEQUENTIALCOMPRESSIONDEV-Kendall-700 Series | SEQUENTIALCOMPRESSIONDEV | 700 Series |  |  |  | Kendall | Sequential Compression Device |  | SEQUENTIALCOMPRESSIONDEV-Kendall-700 Series |  |  |  |  | Covered PM Repair - Biomedical | MHHS-Mem City
NO | NO |  |  |  | PSD3387 |  | CARDINAL HEALTH | KENDALL 700 |  | V1919413SX | MEMORIAL CITY - CENTRAL SUPPLY | MHHS-Mem City |  | Sequential Compression Device |  | PSD3387 |  | West & Memorial City |  | MEMORIAL CITY - CENTRAL SUPPLY | [5 empty] | CIRCULATORY ASSIST UNITS, PERIPHERAL COMPRESSION |  | SEQUENTIALCOMPRESSIONDEV-Kendall-700 Series | SEQUENTIALCOMPRESSIONDEV | 700 Series |  |  |  | Kendall | Sequential Compression Device |  | SEQUENTIALCOMPRESSIONDEV-Kendall-700 Series |  |  |  |  | Covered PM Repair - Biomedical | MHHS-Mem City
NO | NO |  |  |  | PSD3388 |  | CARDINAL HEALTH | KENDALL 700 |  | V1919453SX | MEMORIAL CITY - CENTRAL SUPPLY | MHHS-Mem City |  | Sequential Compression Device |  | PSD3388 |  | West & Memorial City |  | MEMORIAL CITY - CENTRAL SUPPLY | [5 empty] | CIRCULATORY ASSIST UNITS, PERIPHERAL COMPRESSION |  | SEQUENTIALCOMPRESSIONDEV-Kendall-700 Series | SEQUENTIALCOMPRESSIONDEV | 700 Series |  |  |  | Kendall | Sequential Compression Device |  | SEQUENTIALCOMPRESSIONDEV-Kendall-700 Series |  |  |  |  | Covered PM Repair - Biomedical | MHHS-Mem City
NO | NO |  |  |  | PSD3389 |  | CARDINAL HEALTH | KENDALL 700 |  | V1919410SX | MEMORIAL CITY - CENTRAL SUPPLY | MHHS-Mem City |  | Sequential Compression Device |  | PSD3389 |  | West & Memorial City |  | MEMORIAL CITY - CENTRAL SUPPLY | [5 empty] | CIRCULATORY ASSIST UNITS, PERIPHERAL COMPRESSION |  | SEQUENTIALCOMPRESSIONDEV-Kendall-700 Series | SEQUENTIALCOMPRESSIONDEV | 700 Series |  |  |  | Kendall | Sequential Compression Device |  | SEQUENTIALCOMPRESSIONDEV-Kendall-700 Series |  |  |  |  | Covered PM Repair - Biomedical | MHHS-Mem City
NO | NO |  |  |  | PSD3390 |  | CARDINAL HEALTH | KENDALL 700 |  | V1919480SX | MEMORIAL CITY - CENTRAL SUPPLY | MHHS-Mem City |  | Sequential Compression Device |  | PSD3390 |  | West & Memorial City |  | MEMORIAL CITY - CENTRAL SUPPLY | [5 empty] | CIRCULATORY ASSIST UNITS, PERIPHERAL COMPRESSION |  | SEQUENTIALCOMPRESSIONDEV-Kendall-700 Series | SEQUENTIALCOMPRESSIONDEV | 700 Series |  |  |  | Kendall | Sequential Compression Device |  | SEQUENTIALCOMPRESSIONDEV-Kendall-700 Series |  |  |  |  | Covered PM Repair - Biomedical | MHHS-Mem City
NO | NO |  |  |  | PSD3391 |  | CARDINAL HEALTH | KENDALL 700 |  | V1919464SX | MEMORIAL CITY - CENTRAL SUPPLY | MHHS-Mem City |  | Sequential Compression Device |  | PSD3391 |  | West & Memorial City |  | MEMORIAL CITY - CENTRAL SUPPLY | [5 empty] | CIRCULATORY ASSIST UNITS, PERIPHERAL COMPRESSION |  | SEQUENTIALCOMPRESSIONDEV-Kendall-700 Series | SEQUENTIALCOMPRESSIONDEV | 700 Series |  |  |  | Kendall | Sequential Compression Device |  | SEQUENTIALCOMPRESSIONDEV-Kendall-700 Series |  |  |  |  | Covered PM Repair - Biomedical | MHHS-Mem City
NO | NO |  |  |  | PSD3392 |  | CARDINAL HEALTH | KENDALL 700 |  | V1919473SX | MEMORIAL CITY - CENTRAL SUPPLY | MHHS-Mem City |  | Sequential Compression Device |  | PSD3392 |  | West & Memorial City |  | MEMORIAL CITY - CENTRAL SUPPLY | [5 empty] | CIRCULATORY ASSIST UNITS, PERIPHERAL COMPRESSION |  | SEQUENTIALCOMPRESSIONDEV-Kendall-700 Series | SEQUENTIALCOMPRESSIONDEV | 700 Series |  |  |  | Kendall | Sequential Compression Device |  | SEQUENTIALCOMPRESSIONDEV-Kendall-700 Series |  |  |  |  | Covered PM Repair - Biomedical | MHHS-Mem City
NO | NO |  |  |  | PSD3393 |  | CARDINAL HEALTH | KENDALL 700 |  | V1919809SX | MEMORIAL CITY - CENTRAL SUPPLY | MHHS-Mem City |  | Sequential Compression Device |  | PSD3393 |  | West & Memorial City |  | MEMORIAL CITY - CENTRAL SUPPLY | [5 empty] | CIRCULATORY ASSIST UNITS, PERIPHERAL COMPRESSION |  | SEQUENTIALCOMPRESSIONDEV-Kendall-700 Series | SEQUENTIALCOMPRESSIONDEV | 700 Series |  |  |  | Kendall | Sequential Compression Device |  | SEQUENTIALCOMPRESSIONDEV-Kendall-700 Series |  |  |  |  | Covered PM Repair - Biomedical | MHHS-Mem City
NO | NO |  |  |  | PSD2167 |  | CARDINAL HEALTH | KENDALL 700 |  | V1910854SX | NE - CENTRAL SUPPLY | MHHS-Northeast |  | Sequential Compression Device |  | PSD2167 |  | Katy |  | NE - CENTRAL SUPPLY | [5 empty] | CIRCULATORY ASSIST UNITS, PERIPHERAL COMPRESSION |  | SEQUENTIALCOMPRESSIONDEV-Kendall-700 Series | SEQUENTIALCOMPRESSIONDEV | 700 Series |  |  |  | Kendall | Sequential Compression Device |  | SEQUENTIALCOMPRESSIONDEV-Kendall-700 Series |  |  |  |  | Covered PM Repair - Biomedical | MHHS-Northeast
NO | NO |  |  |  | PSD2169 |  | CARDINAL HEALTH | KENDALL 700 |  | V1910632SX | NE - CENTRAL SUPPLY | MHHS-Northeast |  | Sequential Compression Device |  | PSD2169 |  | Katy |  | NE - CENTRAL SUPPLY | [5 empty] | CIRCULATORY ASSIST UNITS, PERIPHERAL COMPRESSION |  | SEQUENTIALCOMPRESSIONDEV-Kendall-700 Series | SEQUENTIALCOMPRESSIONDEV | 700 Series |  |  |  | Kendall | Sequential Compression Device |  | SEQUENTIALCOMPRESSIONDEV-Kendall-700 Series |  |  |  |  | Covered PM Repair - Biomedical | MHHS-Northeast
NO | NO |  |  |  | PSD2170 |  | CARDINAL HEALTH | KENDALL 700 |  | V1909234SX | NE - CENTRAL SUPPLY | MHHS-Northeast |  | Sequential Compression Device |  | PSD2170 |  | Katy |  | NE - CENTRAL SUPPLY | [5 empty] | CIRCULATORY ASSIST UNITS, PERIPHERAL COMPRESSION |  | SEQUENTIALCOMPRESSIONDEV-Kendall-700 Series | SEQUENTIALCOMPRESSIONDEV | 700 Series |  |  |  | Kendall | Sequential Compression Device |  | SEQUENTIALCOMPRESSIONDEV-Kendall-700 Series |  |  |  |  | Covered PM Repair - Biomedical | MHHS-Northeast
NO | NO |  |  |  | PSD2171 |  | CARDINAL HEALTH | KENDALL 700 |  | V1910879SX | NE - CENTRAL SUPPLY | MHHS-Northeast |  | Sequential Compression Device |  | PSD2171 |  | Katy |  | NE - CENTRAL SUPPLY | [5 empty] | CIRCULATORY ASSIST UNITS, PERIPHERAL COMPRESSION |  | SEQUENTIALCOMPRESSIONDEV-Kendall-700 Series | SEQUENTIALCOMPRESSIONDEV | 700 Series |  |  |  | Kendall | Sequential Compression Device |  | SEQUENTIALCOMPRESSIONDEV-Kendall-700 Series |  |  |  |  | Covered PM Repair - Biomedical | MHHS-Northeast
NO | NO |  |  |  | PSD2173 |  | CARDINAL HEALTH | KENDALL 700 |  | V1909251SX | NE - CENTRAL SUPPLY | MHHS-Northeast |  | Sequential Compression Device |  | PSD2173 |  | Katy |  | NE - CENTRAL SUPPLY | [5 empty] | CIRCULATORY ASSIST UNITS, PERIPHERAL COMPRESSION |  | SEQUENTIALCOMPRESSIONDEV-Kendall-700 Series | SEQUENTIALCOMPRESSIONDEV | 700 Series |  |  |  | Kendall | Sequential Compression Device |  | SEQUENTIALCOMPRESSIONDEV-Kendall-700 Series |  |  |  |  | Covered PM Repair - Biomedical | MHHS-Northeast
NO | NO |  |  |  | PSD2186 |  | CARDINAL HEALTH | KENDALL 700 |  | V1910892SX | NE - CENTRAL SUPPLY | MHHS-Northeast |  | Sequential Compression Device |  | PSD2186 |  | Katy |  | NE - CENTRAL SUPPLY | [5 empty] | CIRCULATORY ASSIST UNITS, PERIPHERAL COMPRESSION |  | SEQUENTIALCOMPRESSIONDEV-Kendall-700 Series | SEQUENTIALCOMPRESSIONDEV | 700 Series |  |  |  | Kendall | Sequential Compression Device |  | SEQUENTIALCOMPRESSIONDEV-Kendall-700 Series |  |  |  |  | Covered PM Repair - Biomedical | MHHS-Northeast
NO | NO |  |  |  | PSD2188 |  | CARDINAL HEALTH | KENDALL 700 |  | V1909243SX | NE - CENTRAL SUPPLY | MHHS-Northeast |  | Sequential Compression Device |  | PSD2188 |  | Katy |  | NE - CENTRAL SUPPLY | [5 empty] | CIRCULATORY ASSIST UNITS, PERIPHERAL COMPRESSION |  | SEQUENTIALCOMPRESSIONDEV-Kendall-700 Series | SEQUENTIALCOMPRESSIONDEV | 700 Series |  |  |  | Kendall | Sequential Compression Device |  | SEQUENTIALCOMPRESSIONDEV-Kendall-700 Series |  |  |  |  | Covered PM Repair - Biomedical | MHHS-Northeast
NO | NO |  |  |  | PSD2189 |  | CARDINAL HEALTH | KENDALL 700 |  | V1909965SX | NE - CENTRAL SUPPLY | MHHS-Northeast |  | Sequential Compression Device |  | PSD2189 |  | Katy |  | NE - CENTRAL SUPPLY | [5 empty] | CIRCULATORY ASSIST UNITS, PERIPHERAL COMPRESSION |  | SEQUENTIALCOMPRESSIONDEV-Kendall-700 Series | SEQUENTIALCOMPRESSIONDEV | 700 Series |  |  |  | Kendall | Sequential Compression Device |  | SEQUENTIALCOMPRESSIONDEV-Kendall-700 Series |  |  |  |  | Covered PM Repair - Biomedical | MHHS-Northeast
NO | NO |  |  |  | PSD2190 |  | CARDINAL HEALTH | KENDALL 700 |  | V1909227SX | NE - CENTRAL SUPPLY | MHHS-Northeast |  | Sequential Compression Device |  | PSD2190 |  | Katy |  | NE - CENTRAL SUPPLY | [5 empty] | CIRCULATORY ASSIST UNITS, PERIPHERAL COMPRESSION |  | SEQUENTIALCOMPRESSIONDEV-Kendall-700 Series | SEQUENTIALCOMPRESSIONDEV | 700 Series |  |  |  | Kendall | Sequential Compression Device |  | SEQUENTIALCOMPRESSIONDEV-Kendall-700 Series |  |  |  |  | Covered PM Repair - Biomedical | MHHS-Northeast
NO | NO |  |  |  | PSD2191 |  | CARDINAL HEALTH | KENDALL 700 |  | V1910563SX | NE - CENTRAL SUPPLY | MHHS-Northeast |  | Sequential Compression Device |  | PSD2191 |  | Katy |  | NE - CENTRAL SUPPLY | [5 empty] | CIRCULATORY ASSIST UNITS, PERIPHERAL COMPRESSION |  | SEQUENTIALCOMPRESSIONDEV-Kendall-700 Series | SEQUENTIALCOMPRESSIONDEV | 700 Series |  |  |  | Kendall | Sequential Compression Device |  | SEQUENTIALCOMPRESSIONDEV-Kendall-700 Series |  |  |  |  | Covered PM Repair - Biomedical | MHHS-Northeast
NO | NO |  |  |  | PSD2196 |  | CARDINAL HEALTH | KENDALL 700 |  | V1909439SX | NE - CENTRAL SUPPLY | MHHS-Northeast |  | Sequential Compression Device |  | PSD2196 |  | Katy |  | NE - CENTRAL SUPPLY | [5 empty] | CIRCULATORY ASSIST UNITS, PERIPHERAL COMPRESSION |  | SEQUENTIALCOMPRESSIONDEV-Kendall-700 Series | SEQUENTIALCOMPRESSIONDEV | 700 Series |  |  |  | Kendall | Sequential Compression Device |  | SEQUENTIALCOMPRESSIONDEV-Kendall-700 Series |  |  |  |  | Covered PM Repair - Biomedical | MHHS-Northeast
NO | NO |  |  |  | PSD2197 |  | CARDINAL HEALTH | KENDALL 700 |  | V1909189SX | NE - CENTRAL SUPPLY | MHHS-Northeast |  | Sequential Compression Device |  | PSD2197 |  | Katy |  | NE - CENTRAL SUPPLY | [5 empty] | CIRCULATORY ASSIST UNITS, PERIPHERAL COMPRESSION |  | SEQUENTIALCOMPRESSIONDEV-Kendall-700 Series | SEQUENTIALCOMPRESSIONDEV | 700 Series |  |  |  | Kendall | Sequential Compression Device |  | SEQUENTIALCOMPRESSIONDEV-Kendall-700 Series |  |  |  |  | Not Covered Vendor Only - Biomedical | MHHS-Northeast
NO | NO |  |  |  | PSD2200 |  | CARDINAL HEALTH | KENDALL 700 |  | V1909877SX | NE - CENTRAL SUPPLY | MHHS-Northeast |  | Sequential Compression Device |  | PSD2200 |  | Katy |  | NE - CENTRAL SUPPLY | [5 empty] | CIRCULATORY ASSIST UNITS, PERIPHERAL COMPRESSION |  | SEQUENTIALCOMPRESSIONDEV-Kendall-700 Series | SEQUENTIALCOMPRESSIONDEV | 700 Series |  |  |  | Kendall | Sequential Compression Device |  | SEQUENTIALCOMPRESSIONDEV-Kendall-700 Series |  |  |  |  | Covered PM Repair - Biomedical | MHHS-Northeast
NO | NO |  |  |  | PSD2205 |  | CARDINAL HEALTH | KENDALL 700 |  | V1910612SX | NE - CENTRAL SUPPLY | MHHS-Northeast |  | Sequential Compression Device |  | PSD2205 |  | Katy |  | NE - CENTRAL SUPPLY | [5 empty] | CIRCULATORY ASSIST UNITS, PERIPHERAL COMPRESSION |  | SEQUENTIALCOMPRESSIONDEV-Kendall-700 Series | SEQUENTIALCOMPRESSIONDEV | 700 Series |  |  |  | Kendall | Sequential Compression Device |  | SEQUENTIALCOMPRESSIONDEV-Kendall-700 Series |  |  |  |  | Covered PM Repair - Biomedical | MHHS-Northeast
NO | NO |  |  |  | PSD2206 |  | CARDINAL HEALTH | KENDALL 700 |  | V1909372SX | NE - CENTRAL SUPPLY | MHHS-Northeast |  | Sequential Compression Device |  | PSD2206 |  | Katy |  | NE - CENTRAL SUPPLY | [5 empty] | CIRCULATORY ASSIST UNITS, PERIPHERAL COMPRESSION |  | SEQUENTIALCOMPRESSIONDEV-Kendall-700 Series | SEQUENTIALCOMPRESSIONDEV | 700 Series |  |  |  | Kendall | Sequential Compression Device |  | SEQUENTIALCOMPRESSIONDEV-Kendall-700 Series |  |  |  |  | Covered PM Repair - Biomedical | MHHS-Northeast
NO | NO |  |  |  | PSD2211 |  | CARDINAL HEALTH | KENDALL 700 |  | V1910648SX | NE - CENTRAL SUPPLY | MHHS-Northeast |  | Sequential Compression Device |  | PSD2211 |  | Katy |  | NE - CENTRAL SUPPLY | [5 empty] | CIRCULATORY ASSIST UNITS, PERIPHERAL COMPRESSION |  | SEQUENTIALCOMPRESSIONDEV-Kendall-700 Series | SEQUENTIALCOMPRESSIONDEV | 700 Series |  |  |  | Kendall | Sequential Compression Device |  | SEQUENTIALCOMPRESSIONDEV-Kendall-700 Series |  |  |  |  | Covered PM Repair - Biomedical | MHHS-Northeast
NO | NO |  |  |  | PSD2215 |  | CARDINAL HEALTH | KENDALL 700 |  | V1909363SX | NE - CENTRAL SUPPLY | MHHS-Northeast |  | Sequential Compression Device |  | PSD2215 |  | Katy |  | NE - CENTRAL SUPPLY | [5 empty] | CIRCULATORY ASSIST UNITS, PERIPHERAL COMPRESSION |  | SEQUENTIALCOMPRESSIONDEV-Kendall-700 Series | SEQUENTIALCOMPRESSIONDEV | 700 Series |  |  |  | Kendall | Sequential Compression Device |  | SEQUENTIALCOMPRESSIONDEV-Kendall-700 Series |  |  |  |  | Covered PM Repair - Biomedical | MHHS-Northeast
NO | NO |  |  |  | PSD2219 |  | CARDINAL HEALTH | KENDALL 700 |  | V1909290SX | NE - CENTRAL SUPPLY | MHHS-Northeast |  | Sequential Compression Device |  | PSD2219 |  | Katy |  | NE - CENTRAL SUPPLY | [5 empty] | CIRCULATORY ASSIST UNITS, PERIPHERAL COMPRESSION |  | SEQUENTIALCOMPRESSIONDEV-Kendall-700 Series | SEQUENTIALCOMPRESSIONDEV | 700 Series |  |  |  | Kendall | Sequential Compression Device |  | SEQUENTIALCOMPRESSIONDEV-Kendall-700 Series |  |  |  |  | Not Covered Vendor Only - Resp/Ster | MHHS-Northeast
NO | NO |  |  |  | PSD2227 |  | CARDINAL HEALTH | KENDALL 700 |  | V1909946SX | NE - CENTRAL SUPPLY | MHHS-Northeast |  | Sequential Compression Device |  | PSD2227 |  | Katy |  | NE - CENTRAL SUPPLY | [5 empty] | CIRCULATORY ASSIST UNITS, PERIPHERAL COMPRESSION |  | SEQUENTIALCOMPRESSIONDEV-Kendall-700 Series | SEQUENTIALCOMPRESSIONDEV | 700 Series |  |  |  | Kendall | Sequential Compression Device |  | SEQUENTIALCOMPRESSIONDEV-Kendall-700 Series |  |  |  |  | Covered PM Repair - Biomedical | MHHS-Northeast
NO | NO |  |  |  | PSD2230 |  | CARDINAL HEALTH | KENDALL 700 |  | V1910860SX | NE - CENTRAL SUPPLY | MHHS-Northeast |  | Sequential Compression Device |  | PSD2230 |  | Katy |  | NE - CENTRAL SUPPLY | [5 empty] | CIRCULATORY ASSIST UNITS, PERIPHERAL COMPRESSION |  | SEQUENTIALCOMPRESSIONDEV-Kendall-700 Series | SEQUENTIALCOMPRESSIONDEV | 700 Series |  |  |  | Kendall | Sequential Compression Device |  | SEQUENTIALCOMPRESSIONDEV-Kendall-700 Series |  |  |  |  | Not Covered Vendor Only - Biomedical | MHHS-Northeast
NO | NO |  |  |  | PSD2234 |  | CARDINAL HEALTH | KENDALL 700 |  | V1909935SX | NE - CENTRAL SUPPLY | MHHS-Northeast |  | Sequential Compression Device |  | PSD2234 |  | Katy |  | NE - CENTRAL SUPPLY | [5 empty] | CIRCULATORY ASSIST UNITS, PERIPHERAL COMPRESSION |  | SEQUENTIALCOMPRESSIONDEV-Kendall-700 Series | SEQUENTIALCOMPRESSIONDEV | 700 Series |  |  |  | Kendall | Sequential Compression Device |  | SEQUENTIALCOMPRESSIONDEV-Kendall-700 Series |  |  |  |  | Covered PM Repair - Biomedical | MHHS-Northeast
NO | NO |  |  |  | PSD2238 |  | CARDINAL HEALTH | KENDALL 700 |  | V1909218SX | NE - CENTRAL SUPPLY | MHHS-Northeast |  | Sequential Compression Device |  | PSD2238 |  | Katy |  | NE - CENTRAL SUPPLY | [5 empty] | CIRCULATORY ASSIST UNITS, PERIPHERAL COMPRESSION |  | SEQUENTIALCOMPRESSIONDEV-Kendall-700 Series | SEQUENTIALCOMPRESSIONDEV | 700 Series |  |  |  | Kendall | Sequential Compression Device |  | SEQUENTIALCOMPRESSIONDEV-Kendall-700 Series |  |  |  |  | Covered PM Repair - Biomedical | MHHS-Northeast
NO | NO |  |  |  | PSD2240 |  | CARDINAL HEALTH | KENDALL 700 |  | V1910890SX | NE - CENTRAL SUPPLY | MHHS-Northeast |  | Sequential Compression Device |  | PSD2240 |  | Katy |  | NE - CENTRAL SUPPLY | [5 empty] | CIRCULATORY ASSIST UNITS, PERIPHERAL COMPRESSION |  | SEQUENTIALCOMPRESSIONDEV-Kendall-700 Series | SEQUENTIALCOMPRESSIONDEV | 700 Series |  |  |  | Kendall | Sequential Compression Device |  | SEQUENTIALCOMPRESSIONDEV-Kendall-700 Series |  |  |  |  | Covered PM Repair - Biomedical | MHHS-Northeast
NO | NO |  |  |  | PSD2242 |  | CARDINAL HEALTH | KENDALL 700 |  | V1909391SX | NE - CENTRAL SUPPLY | MHHS-Northeast |  | Sequential Compression Device |  | PSD2242 |  | Katy |  | NE - CENTRAL SUPPLY | [5 empty] | CIRCULATORY ASSIST UNITS, PERIPHERAL COMPRESSION |  | SEQUENTIALCOMPRESSIONDEV-Kendall-700 Series | SEQUENTIALCOMPRESSIONDEV | 700 Series |  |  |  | Kendall | Sequential Compression Device |  | SEQUENTIALCOMPRESSIONDEV-Kendall-700 Series |  |  |  |  | Not Covered Vendor Only - Biomedical | MHHS-Northeast
NO | NO |  |  |  | PSD2243 |  | CARDINAL HEALTH | KENDALL 700 |  | V1909429SX | NE - CENTRAL SUPPLY | MHHS-Northeast |  | Sequential Compression Device |  | PSD2243 |  | Katy |  | NE - CENTRAL SUPPLY | [5 empty] | CIRCULATORY ASSIST UNITS, PERIPHERAL COMPRESSION |  | SEQUENTIALCOMPRESSIONDEV-Kendall-700 Series | SEQUENTIALCOMPRESSIONDEV | 700 Series |  |  |  | Kendall | Sequential Compression Device |  | SEQUENTIALCOMPRESSIONDEV-Kendall-700 Series |  |  |  |  | Covered PM Repair - Biomedical | MHHS-Northeast
NO | NO |  |  |  | PSD2244 |  | CARDINAL HEALTH | KENDALL 700 |  | V1909426SX | NE - CENTRAL SUPPLY | MHHS-Northeast |  | Sequential Compression Device |  | PSD2244 |  | Katy |  | NE - CENTRAL SUPPLY | [5 empty] | CIRCULATORY ASSIST UNITS, PERIPHERAL COMPRESSION |  | SEQUENTIALCOMPRESSIONDEV-Kendall-700 Series | SEQUENTIALCOMPRESSIONDEV | 700 Series |  |  |  | Kendall | Sequential Compression Device |  | SEQUENTIALCOMPRESSIONDEV-Kendall-700 Series |  |  |  |  | Not Covered Vendor Only - Biomedical | MHHS-Northeast
NO | NO |  |  |  | PSD2249 |  | CARDINAL HEALTH | KENDALL 700 |  | V1910641SX | NE - CENTRAL SUPPLY | MHHS-Northeast |  | Sequential Compression Device |  | PSD2249 |  | Katy |  | NE - CENTRAL SUPPLY | [5 empty] | CIRCULATORY ASSIST UNITS, PERIPHERAL COMPRESSION |  | SEQUENTIALCOMPRESSIONDEV-Kendall-700 Series | SEQUENTIALCOMPRESSIONDEV | 700 Series |  |  |  | Kendall | Sequential Compression Device |  | SEQUENTIALCOMPRESSIONDEV-Kendall-700 Series |  |  |  |  | Covered PM Repair - Biomedical | MHHS-Northeast
NO | NO |  |  |  | PSD2252 |  | CARDINAL HEALTH | KENDALL 700 |  | V1910640SX | NE - CENTRAL SUPPLY | MHHS-Northeast |  | Sequential Compression Device |  | PSD2252 |  | Katy |  | NE - CENTRAL SUPPLY | [5 empty] | CIRCULATORY ASSIST UNITS, PERIPHERAL COMPRESSION |  | SEQUENTIALCOMPRESSIONDEV-Kendall-700 Series | SEQUENTIALCOMPRESSIONDEV | 700 Series |  |  |  | Kendall | Sequential Compression Device |  | SEQUENTIALCOMPRESSIONDEV-Kendall-700 Series |  |  |  |  | Covered PM Repair - Biomedical | MHHS-Northeast
NO | NO |  |  |  | PSD2255 |  | CARDINAL HEALTH | KENDALL 700 |  | V1909317SX | NE - CENTRAL SUPPLY | MHHS-Northeast |  | Sequential Compression Device |  | PSD2255 |  | Katy |  | NE - CENTRAL SUPPLY | [5 empty] | CIRCULATORY ASSIST UNITS, PERIPHERAL COMPRESSION |  | SEQUENTIALCOMPRESSIONDEV-Kendall-700 Series | SEQUENTIALCOMPRESSIONDEV | 700 Series |  |  |  | Kendall | Sequential Compression Device |  | SEQUENTIALCOMPRESSIONDEV-Kendall-700 Series |  |  |  |  | Covered PM Repair - Biomedical | MHHS-Northeast
NO | NO |  |  |  | PSD2261 |  | CARDINAL HEALTH | KENDALL 700 |  | V1910644SX | NE - CENTRAL SUPPLY | MHHS-Northeast |  | Sequential Compression Device |  | PSD2261 |  | Katy |  | NE - CENTRAL SUPPLY | [5 empty] | CIRCULATORY ASSIST UNITS, PERIPHERAL COMPRESSION |  | SEQUENTIALCOMPRESSIONDEV-Kendall-700 Series | SEQUENTIALCOMPRESSIONDEV | 700 Series |  |  |  | Kendall | Sequential Compression Device |  | SEQUENTIALCOMPRESSIONDEV-Kendall-700 Series |  |  |  |  | Covered PM Repair - Biomedical | MHHS-Northeast
NO | NO |  |  |  | PSD2263 |  | CARDINAL HEALTH | KENDALL 700 |  | V1910617SX | NE - CENTRAL SUPPLY | MHHS-Northeast |  | Sequential Compression Device |  | PSD2263 |  | Katy |  | NE - CENTRAL SUPPLY | [5 empty] | CIRCULATORY ASSIST UNITS, PERIPHERAL COMPRESSION |  | SEQUENTIALCOMPRESSIONDEV-Kendall-700 Series | SEQUENTIALCOMPRESSIONDEV | 700 Series |  |  |  | Kendall | Sequential Compression Device |  | SEQUENTIALCOMPRESSIONDEV-Kendall-700 Series |  |  |  |  | Covered PM Repair - Biomedical | MHHS-Northeast
NO | NO |  |  |  | PSD2265 |  | CARDINAL HEALTH | KENDALL 700 |  | V1909291SX | NE - CENTRAL SUPPLY | MHHS-Northeast |  | Sequential Compression Device |  | PSD2265 |  | Katy |  | NE - CENTRAL SUPPLY | [5 empty] | CIRCULATORY ASSIST UNITS, PERIPHERAL COMPRESSION |  | SEQUENTIALCOMPRESSIONDEV-Kendall-700 Series | SEQUENTIALCOMPRESSIONDEV | 700 Series |  |  |  | Kendall | Sequential Compression Device |  | SEQUENTIALCOMPRESSIONDEV-Kendall-700 Series |  |  |  |  | Covered PM Repair - Biomedical | MHHS-Northeast
NO | NO |  |  |  | PSD2267 |  | CARDINAL HEALTH | KENDALL 700 |  | V1909841SX | NE - CENTRAL SUPPLY | MHHS-Northeast |  | Sequential Compression Device |  | PSD2267 |  | Katy |  | NE - CENTRAL SUPPLY | [5 empty] | CIRCULATORY ASSIST UNITS, PERIPHERAL COMPRESSION |  | SEQUENTIALCOMPRESSIONDEV-Kendall-700 Series | SEQUENTIALCOMPRESSIONDEV | 700 Series |  |  |  | Kendall | Sequential Compression Device |  | SEQUENTIALCOMPRESSIONDEV-Kendall-700 Series |  |  |  |  | Covered PM Repair - Biomedical | MHHS-Northeast
NO | NO |  |  |  | PSD2270 |  | CARDINAL HEALTH | KENDALL 700 |  | V1910613SX | NE - CENTRAL SUPPLY | MHHS-Northeast |  | Sequential Compression Device |  | PSD2270 |  | Katy |  | NE - CENTRAL SUPPLY | [5 empty] | CIRCULATORY ASSIST UNITS, PERIPHERAL COMPRESSION |  | SEQUENTIALCOMPRESSIONDEV-Kendall-700 Series | SEQUENTIALCOMPRESSIONDEV | 700 Series |  |  |  | Kendall | Sequential Compression Device |  | SEQUENTIALCOMPRESSIONDEV-Kendall-700 Series |  |  |  |  | Covered PM Repair - Biomedical | MHHS-Northeast
NO | NO |  |  |  | PSD2271 |  | CARDINAL HEALTH | KENDALL 700 |  | V1910608SX | NE - CENTRAL SUPPLY | MHHS-Northeast |  | Sequential Compression Device |  | PSD2271 |  | Katy |  | NE - CENTRAL SUPPLY | [5 empty] | CIRCULATORY ASSIST UNITS, PERIPHERAL COMPRESSION |  | SEQUENTIALCOMPRESSIONDEV-Kendall-700 Series | SEQUENTIALCOMPRESSIONDEV | 700 Series |  |  |  | Kendall | Sequential Compression Device |  | SEQUENTIALCOMPRESSIONDEV-Kendall-700 Series |  |  |  |  | Covered PM Repair - Biomedical | MHHS-Northeast
NO | NO |  |  |  | PSD2273 |  | CARDINAL HEALTH | KENDALL 700 |  | V1910622SX | NE - CENTRAL SUPPLY | MHHS-Northeast |  | Sequential Compression Device |  | PSD2273 |  | Katy |  | NE - CENTRAL SUPPLY | [5 empty] | CIRCULATORY ASSIST UNITS, PERIPHERAL COMPRESSION |  | SEQUENTIALCOMPRESSIONDEV-Kendall-700 Series | SEQUENTIALCOMPRESSIONDEV | 700 Series |  |  |  | Kendall | Sequential Compression Device |  | SEQUENTIALCOMPRESSIONDEV-Kendall-700 Series |  |  |  |  | Covered PM Repair - Biomedical | MHHS-Northeast
NO | NO |  |  |  | PSD2274 |  | CARDINAL HEALTH | KENDALL 700 |  | V1909293SX | NE - CENTRAL SUPPLY | MHHS-Northeast |  | Sequential Compression Device |  | PSD2274 |  | Katy |  | NE - CENTRAL SUPPLY | [5 empty] | CIRCULATORY ASSIST UNITS, PERIPHERAL COMPRESSION |  | SEQUENTIALCOMPRESSIONDEV-Kendall-700 Series | SEQUENTIALCOMPRESSIONDEV | 700 Series |  |  |  | Kendall | Sequential Compression Device |  | SEQUENTIALCOMPRESSIONDEV-Kendall-700 Series |  |  |  |  | Covered PM Repair - Biomedical | MHHS-Northeast
NO | NO |  |  |  | PSD1371 |  | CARDINAL HEALTH | KENDALL 700 |  | V1920072SX | PEARLAND - CENTRAL SUPPLY | MHHS-Pearland Hospital |  | Sequential Compression Device |  | PSD1371 |  | Pearland |  | PEARLAND - CENTRAL SUPPLY | [5 empty] | CIRCULATORY ASSIST UNITS, PERIPHERAL COMPRESSION |  | SEQUENTIALCOMPRESSIONDEV-Kendall-700 Series | SEQUENTIALCOMPRESSIONDEV | 700 Series |  |  |  | Kendall | Sequential Compression Device |  | SEQUENTIALCOMPRESSIONDEV-Kendall-700 Series |  |  |  |  | Covered PM Repair - Biomedical | MHHS-Pearland Hospital
NO | NO |  |  |  | PSD1372 |  | CARDINAL HEALTH | KENDALL 700 |  | V1920067SX | PEARLAND - CENTRAL SUPPLY | MHHS-Pearland Hospital |  | Sequential Compression Device |  | PSD1372 |  | Pearland |  | PEARLAND - CENTRAL SUPPLY | [5 empty] | CIRCULATORY ASSIST UNITS, PERIPHERAL COMPRESSION |  | SEQUENTIALCOMPRESSIONDEV-Kendall-700 Series | SEQUENTIALCOMPRESSIONDEV | 700 Series |  |  |  | Kendall | Sequential Compression Device |  | SEQUENTIALCOMPRESSIONDEV-Kendall-700 Series |  |  |  |  | Covered PM Repair - Biomedical | MHHS-Pearland Hospital
NO | NO |  |  |  | PSD1373 |  | CARDINAL HEALTH | KENDALL 700 |  | V1919984SX | PEARLAND - CENTRAL SUPPLY | MHHS-Pearland Hospital |  | Sequential Compression Device |  | PSD1373 |  | Pearland |  | PEARLAND - CENTRAL SUPPLY | [5 empty] | CIRCULATORY ASSIST UNITS, PERIPHERAL COMPRESSION |  | SEQUENTIALCOMPRESSIONDEV-Kendall-700 Series | SEQUENTIALCOMPRESSIONDEV | 700 Series |  |  |  | Kendall | Sequential Compression Device |  | SEQUENTIALCOMPRESSIONDEV-Kendall-700 Series |  |  |  |  | Covered PM Repair - Biomedical | MHHS-Pearland Hospital
NO | NO |  |  |  | PSD1374 |  | CARDINAL HEALTH | KENDALL 700 |  | V1920049SX | PEARLAND - CENTRAL SUPPLY | MHHS-Pearland Hospital |  | Sequential Compression Device |  | PSD1374 |  | Pearland |  | PEARLAND - CENTRAL SUPPLY | [5 empty] | CIRCULATORY ASSIST UNITS, PERIPHERAL COMPRESSION |  | SEQUENTIALCOMPRESSIONDEV-Kendall-700 Series | SEQUENTIALCOMPRESSIONDEV | 700 Series |  |  |  | Kendall | Sequential Compression Device |  | SEQUENTIALCOMPRESSIONDEV-Kendall-700 Series |  |  |  |  | Covered PM Repair - Biomedical | MHHS-Pearland Hospital
NO | NO |  |  |  | PSD1376 |  | CARDINAL HEALTH | KENDALL 700 |  | V1920058SX | PEARLAND - CENTRAL SUPPLY | MHHS-Pearland Hospital |  | Sequential Compression Device |  | PSD1376 |  | Pearland |  | PEARLAND - CENTRAL SUPPLY | [5 empty] | CIRCULATORY ASSIST UNITS, PERIPHERAL COMPRESSION |  | SEQUENTIALCOMPRESSIONDEV-Kendall-700 Series | SEQUENTIALCOMPRESSIONDEV | 700 Series |  |  |  | Kendall | Sequential Compression Device |  | SEQUENTIALCOMPRESSIONDEV-Kendall-700 Series |  |  |  |  | Covered PM Repair - Biomedical | MHHS-Pearland Hospital
NO | NO |  |  |  | PSD1378 |  | CARDINAL HEALTH | KENDALL 700 |  | V1920044SX | PEARLAND - CENTRAL SUPPLY | MHHS-Pearland Hospital |  | Sequential Compression Device |  | PSD1378 |  | Pearland |  | PEARLAND - CENTRAL SUPPLY | [5 empty] | CIRCULATORY ASSIST UNITS, PERIPHERAL COMPRESSION |  | SEQUENTIALCOMPRESSIONDEV-Kendall-700 Series | SEQUENTIALCOMPRESSIONDEV | 700 Series |  |  |  | Kendall | Sequential Compression Device |  | SEQUENTIALCOMPRESSIONDEV-Kendall-700 Series |  |  |  |  | Covered PM Repair - Biomedical | MHHS-Pearland Hospital
NO | NO |  |  |  | PSD1379 |  | CARDINAL HEALTH | KENDALL 700 |  | V1920063SX | PEARLAND - CENTRAL SUPPLY | MHHS-Pearland Hospital |  | Sequential Compression Device |  | PSD1379 |  | Pearland |  | PEARLAND - CENTRAL SUPPLY | [5 empty] | CIRCULATORY ASSIST UNITS, PERIPHERAL COMPRESSION |  | SEQUENTIALCOMPRESSIONDEV-Kendall-700 Series | SEQUENTIALCOMPRESSIONDEV | 700 Series |  |  |  | Kendall | Sequential Compression Device |  | SEQUENTIALCOMPRESSIONDEV-Kendall-700 Series |  |  |  |  | Covered PM Repair - Biomedical | MHHS-Pearland Hospital
NO | NO |  |  |  | PSD1380 |  | CARDINAL HEALTH | KENDALL 700 |  | V1920050SX | PEARLAND - CENTRAL SUPPLY | MHHS-Pearland Hospital |  | Sequential Compression Device |  | PSD1380 |  | Pearland |  | PEARLAND - CENTRAL SUPPLY | [5 empty] | CIRCULATORY ASSIST UNITS, PERIPHERAL COMPRESSION |  | SEQUENTIALCOMPRESSIONDEV-Kendall-700 Series | SEQUENTIALCOMPRESSIONDEV | 700 Series |  |  |  | Kendall | Sequential Compression Device |  | SEQUENTIALCOMPRESSIONDEV-Kendall-700 Series |  |  |  |  | Covered PM Repair - Biomedical | MHHS-Pearland Hospital
NO | NO |  |  |  | PSD1382 |  | CARDINAL HEALTH | KENDALL 700 |  | V1920148SX | PEARLAND - CENTRAL SUPPLY | MHHS-Pearland Hospital |  | Sequential Compression Device |  | PSD1382 |  | Pearland |  | PEARLAND - CENTRAL SUPPLY | [5 empty] | CIRCULATORY ASSIST UNITS, PERIPHERAL COMPRESSION |  | SEQUENTIALCOMPRESSIONDEV-Kendall-700 Series | SEQUENTIALCOMPRESSIONDEV | 700 Series |  |  |  | Kendall | Sequential Compression Device |  | SEQUENTIALCOMPRESSIONDEV-Kendall-700 Series |  |  |  |  | Covered PM Repair - Biomedical | MHHS-Pearland Hospital
NO | NO |  |  |  | PSD1384 |  | CARDINAL HEALTH | KENDALL 700 |  | V1901470SX | PEARLAND - CENTRAL SUPPLY | MHHS-Pearland Hospital |  | Sequential Compression Device |  | PSD1384 |  | Pearland |  | PEARLAND - CENTRAL SUPPLY | [5 empty] | CIRCULATORY ASSIST UNITS, PERIPHERAL COMPRESSION |  | SEQUENTIALCOMPRESSIONDEV-Kendall-700 Series | SEQUENTIALCOMPRESSIONDEV | 700 Series |  |  |  | Kendall | Sequential Compression Device |  | SEQUENTIALCOMPRESSIONDEV-Kendall-700 Series |  |  |  |  | Covered PM Repair - Biomedical | MHHS-Pearland Hospital
NO | NO |  |  |  | PSD1385 |  | CARDINAL HEALTH | KENDALL 700 |  | V1920167SX | PEARLAND - CENTRAL SUPPLY | MHHS-Pearland Hospital |  | Sequential Compression Device |  | PSD1385 |  | Pearland |  | PEARLAND - CENTRAL SUPPLY | [5 empty] | CIRCULATORY ASSIST UNITS, PERIPHERAL COMPRESSION |  | SEQUENTIALCOMPRESSIONDEV-Kendall-700 Series | SEQUENTIALCOMPRESSIONDEV | 700 Series |  |  |  | Kendall | Sequential Compression Device |  | SEQUENTIALCOMPRESSIONDEV-Kendall-700 Series |  |  |  |  | Covered PM Repair - Biomedical | MHHS-Pearland Hospital
NO | NO |  |  |  | PSD1386 |  | CARDINAL HEALTH | KENDALL 700 |  | V1901411SX | PEARLAND - CENTRAL SUPPLY | MHHS-Pearland Hospital |  | Sequential Compression Device |  | PSD1386 |  | Pearland |  | PEARLAND - CENTRAL SUPPLY | [5 empty] | CIRCULATORY ASSIST UNITS, PERIPHERAL COMPRESSION |  | SEQUENTIALCOMPRESSIONDEV-Kendall-700 Series | SEQUENTIALCOMPRESSIONDEV | 700 Series |  |  |  | Kendall | Sequential Compression Device |  | SEQUENTIALCOMPRESSIONDEV-Kendall-700 Series |  |  |  |  | Covered PM Repair - Biomedical | MHHS-Pearland Hospital
NO | NO |  |  |  | PSD1387 |  | CARDINAL HEALTH | KENDALL 700 |  | V1901415SX | PEARLAND - CENTRAL SUPPLY | MHHS-Pearland Hospital |  | Sequential Compression Device |  | PSD1387 |  | Pearland |  | PEARLAND - CENTRAL SUPPLY | [5 empty] | CIRCULATORY ASSIST UNITS, PERIPHERAL COMPRESSION |  | SEQUENTIALCOMPRESSIONDEV-Kendall-700 Series | SEQUENTIALCOMPRESSIONDEV | 700 Series |  |  |  | Kendall | Sequential Compression Device |  | SEQUENTIALCOMPRESSIONDEV-Kendall-700 Series |  |  |  |  | Covered PM Repair - Biomedical | MHHS-Pearland Hospital
NO | NO |  |  |  | PSD1388 |  | CARDINAL HEALTH | KENDALL 700 |  | V1901472SX | PEARLAND - CENTRAL SUPPLY | MHHS-Pearland Hospital |  | Sequential Compression Device |  | PSD1388 |  | Pearland |  | PEARLAND - CENTRAL SUPPLY | [5 empty] | CIRCULATORY ASSIST UNITS, PERIPHERAL COMPRESSION |  | SEQUENTIALCOMPRESSIONDEV-Kendall-700 Series | SEQUENTIALCOMPRESSIONDEV | 700 Series |  |  |  | Kendall | Sequential Compression Device |  | SEQUENTIALCOMPRESSIONDEV-Kendall-700 Series |  |  |  |  | Covered PM Repair - Biomedical | MHHS-Pearland Hospital
NO | NO |  |  |  | PSD1394 |  | CARDINAL HEALTH | KENDALL 700 |  | V1901464SX | PEARLAND - CENTRAL SUPPLY | MHHS-Pearland Hospital |  | Sequential Compression Device |  | PSD1394 |  | Pearland |  | PEARLAND - CENTRAL SUPPLY | [5 empty] | CIRCULATORY ASSIST UNITS, PERIPHERAL COMPRESSION |  | SEQUENTIALCOMPRESSIONDEV-Kendall-700 Series | SEQUENTIALCOMPRESSIONDEV | 700 Series |  |  |  | Kendall | Sequential Compression Device |  | SEQUENTIALCOMPRESSIONDEV-Kendall-700 Series |  |  |  |  | Covered PM Repair - Radiology, High End | MHHS-Pearland Hospital
NO | NO |  |  |  | PSD1401 |  | CARDINAL HEALTH | KENDALL 700 |  | V1920137SX | PEARLAND - CENTRAL SUPPLY | MHHS-Pearland Hospital |  | Sequential Compression Device |  | PSD1401 |  | Pearland |  | PEARLAND - CENTRAL SUPPLY | [5 empty] | CIRCULATORY ASSIST UNITS, PERIPHERAL COMPRESSION |  | SEQUENTIALCOMPRESSIONDEV-Kendall-700 Series | SEQUENTIALCOMPRESSIONDEV | 700 Series |  |  |  | Kendall | Sequential Compression Device |  | SEQUENTIALCOMPRESSIONDEV-Kendall-700 Series |  |  |  |  | Covered PM Repair - Respiratory/Steriliz | MHHS-Pearland Hospital
NO | NO |  |  |  | PSD1404 |  | CARDINAL HEALTH | KENDALL 700 |  | V1920165SX | PEARLAND - CENTRAL SUPPLY | MHHS-Pearland Hospital |  | Sequential Compression Device |  | PSD1404 |  | Pearland |  | PEARLAND - CENTRAL SUPPLY | [5 empty] | CIRCULATORY ASSIST UNITS, PERIPHERAL COMPRESSION |  | SEQUENTIALCOMPRESSIONDEV-Kendall-700 Series | SEQUENTIALCOMPRESSIONDEV | 700 Series |  |  |  | Kendall | Sequential Compression Device |  | SEQUENTIALCOMPRESSIONDEV-Kendall-700 Series |  |  |  |  | Covered PM Repair - Radiology, Low End | MHHS-Pearland Hospital
NO | NO |  |  |  | PSD1406 |  | CARDINAL HEALTH | KENDALL 700 |  | V1920138SX | PEARLAND - CENTRAL SUPPLY | MHHS-Pearland Hospital |  | Sequential Compression Device |  | PSD1406 |  | Pearland |  | PEARLAND - CENTRAL SUPPLY | [5 empty] | CIRCULATORY ASSIST UNITS, PERIPHERAL COMPRESSION |  | SEQUENTIALCOMPRESSIONDEV-Kendall-700 Series | SEQUENTIALCOMPRESSIONDEV | 700 Series |  |  |  | Kendall | Sequential Compression Device |  | SEQUENTIALCOMPRESSIONDEV-Kendall-700 Series |  |  |  |  | Covered PM Repair - Biomedical | MHHS-Pearland Hospital
NO | NO |  |  |  | PSD1407 |  | CARDINAL HEALTH | KENDALL 700 |  | V1920064SX | PEARLAND - CENTRAL SUPPLY | MHHS-Pearland Hospital |  | Sequential Compression Device |  | PSD1407 |  | Pearland |  | PEARLAND - CENTRAL SUPPLY | [5 empty] | CIRCULATORY ASSIST UNITS, PERIPHERAL COMPRESSION |  | SEQUENTIALCOMPRESSIONDEV-Kendall-700 Series | SEQUENTIALCOMPRESSIONDEV | 700 Series |  |  |  | Kendall | Sequential Compression Device |  | SEQUENTIALCOMPRESSIONDEV-Kendall-700 Series |  |  |  |  | Covered PM Repair - Biomedical | MHHS-Pearland Hospital
NO | NO |  |  |  | PSD1408 |  | CARDINAL HEALTH | KENDALL 700 |  | V1920051SX | PEARLAND - CENTRAL SUPPLY | MHHS-Pearland Hospital |  | Sequential Compression Device |  | PSD1408 |  | Pearland |  | PEARLAND - CENTRAL SUPPLY | [5 empty] | CIRCULATORY ASSIST UNITS, PERIPHERAL COMPRESSION |  | SEQUENTIALCOMPRESSIONDEV-Kendall-700 Series | SEQUENTIALCOMPRESSIONDEV | 700 Series |  |  |  | Kendall | Sequential Compression Device |  | SEQUENTIALCOMPRESSIONDEV-Kendall-700 Series |  |  |  |  | Covered PM Repair - Radiology, Low End | MHHS-Pearland Hospital
NO | NO |  |  |  | PSD1412 |  | CARDINAL HEALTH | KENDALL 700 |  | V1920039SX | PEARLAND - CENTRAL SUPPLY | MHHS-Pearland Hospital |  | Sequential Compression Device |  | PSD1412 |  | Pearland |  | PEARLAND - CENTRAL SUPPLY | [5 empty] | CIRCULATORY ASSIST UNITS, PERIPHERAL COMPRESSION |  | SEQUENTIALCOMPRESSIONDEV-Kendall-700 Series | SEQUENTIALCOMPRESSIONDEV | 700 Series |  |  |  | Kendall | Sequential Compression Device |  | SEQUENTIALCOMPRESSIONDEV-Kendall-700 Series |  |  |  |  | Covered PM Repair - Radiology, Low End | MHHS-Pearland Hospital
NO | NO |  |  |  | PSD1414 |  | CARDINAL HEALTH | KENDALL 700 |  | V1920156SX | PEARLAND - CENTRAL SUPPLY | MHHS-Pearland Hospital |  | Sequential Compression Device |  | PSD1414 |  | Pearland |  | PEARLAND - CENTRAL SUPPLY | [5 empty] | CIRCULATORY ASSIST UNITS, PERIPHERAL COMPRESSION |  | SEQUENTIALCOMPRESSIONDEV-Kendall-700 Series | SEQUENTIALCOMPRESSIONDEV | 700 Series |  |  |  | Kendall | Sequential Compression Device |  | SEQUENTIALCOMPRESSIONDEV-Kendall-700 Series |  |  |  |  | Covered PM Repair - Biomedical | MHHS-Pearland Hospital
NO | NO |  |  |  | PSD1418 |  | CARDINAL HEALTH | KENDALL 700 |  | V1920150SX | PEARLAND - CENTRAL SUPPLY | MHHS-Pearland Hospital |  | Sequential Compression Device |  | PSD1418 |  | Pearland |  | PEARLAND - CENTRAL SUPPLY | [5 empty] | CIRCULATORY ASSIST UNITS, PERIPHERAL COMPRESSION |  | SEQUENTIALCOMPRESSIONDEV-Kendall-700 Series | SEQUENTIALCOMPRESSIONDEV | 700 Series |  |  |  | Kendall | Sequential Compression Device |  | SEQUENTIALCOMPRESSIONDEV-Kendall-700 Series |  |  |  |  | Covered PM Repair - Biomedical | MHHS-Pearland Hospital
NO | NO |  |  |  | PSD1419 |  | CARDINAL HEALTH | KENDALL 700 |  | V1920116SX | PEARLAND - CENTRAL SUPPLY | MHHS-Pearland Hospital |  | Sequential Compression Device |  | PSD1419 |  | Pearland |  | PEARLAND - CENTRAL SUPPLY | [5 empty] | CIRCULATORY ASSIST UNITS, PERIPHERAL COMPRESSION |  | SEQUENTIALCOMPRESSIONDEV-Kendall-700 Series | SEQUENTIALCOMPRESSIONDEV | 700 Series |  |  |  | Kendall | Sequential Compression Device |  | SEQUENTIALCOMPRESSIONDEV-Kendall-700 Series |  |  |  |  | Covered PM Repair - Biomedical | MHHS-Pearland Hospital
NO | NO |  |  |  | PSD1200 |  | CARDINAL HEALTH | KENDALL 700 |  | V1901388SX | SE - CENTRAL SUPPLY | MHHS-Southeast |  | Sequential Compression Device |  | PSD1200 |  | Southeast & Bay Area |  | SE - CENTRAL SUPPLY | [5 empty] | CIRCULATORY ASSIST UNITS, PERIPHERAL COMPRESSION |  | SEQUENTIALCOMPRESSIONDEV-Kendall-700 Series | SEQUENTIALCOMPRESSIONDEV | 700 Series |  |  |  | Kendall | Sequential Compression Device |  | SEQUENTIALCOMPRESSIONDEV-Kendall-700 Series |  |  |  |  | Covered PM Repair - Biomedical | MHHS-Southeast
NO | NO |  |  |  | PSD1203 |  | CARDINAL HEALTH | KENDALL 700 |  | V1901624SX | SE - CENTRAL SUPPLY | MHHS-Southeast |  | Sequential Compression Device |  | PSD1203 |  | Southeast & Bay Area |  | SE - CENTRAL SUPPLY | [5 empty] | CIRCULATORY ASSIST UNITS, PERIPHERAL COMPRESSION |  | SEQUENTIALCOMPRESSIONDEV-Kendall-700 Series | SEQUENTIALCOMPRESSIONDEV | 700 Series |  |  |  | Kendall | Sequential Compression Device |  | SEQUENTIALCOMPRESSIONDEV-Kendall-700 Series |  |  |  |  | Covered PM Repair - Biomedical | MHHS-Southeast
NO | NO |  |  |  | PSD1204 |  | CARDINAL HEALTH | KENDALL 700 |  | V1901620SX | SE - CENTRAL SUPPLY | MHHS-Southeast |  | Sequential Compression Device |  | PSD1204 |  | Southeast & Bay Area |  | SE - CENTRAL SUPPLY | [5 empty] | CIRCULATORY ASSIST UNITS, PERIPHERAL COMPRESSION |  | SEQUENTIALCOMPRESSIONDEV-Kendall-700 Series | SEQUENTIALCOMPRESSIONDEV | 700 Series |  |  |  | Kendall | Sequential Compression Device |  | SEQUENTIALCOMPRESSIONDEV-Kendall-700 Series |  |  |  |  | Covered PM Repair - Biomedical | MHHS-Southeast
NO | NO |  |  |  | PSD1206 |  | CARDINAL HEALTH | KENDALL 700 |  | V1901586SX | SE - CENTRAL SUPPLY | MHHS-Southeast |  | Sequential Compression Device |  | PSD1206 |  | Southeast & Bay Area |  | SE - CENTRAL SUPPLY | [5 empty] | CIRCULATORY ASSIST UNITS, PERIPHERAL COMPRESSION |  | SEQUENTIALCOMPRESSIONDEV-Kendall-700 Series | SEQUENTIALCOMPRESSIONDEV | 700 Series |  |  |  | Kendall | Sequential Compression Device |  | SEQUENTIALCOMPRESSIONDEV-Kendall-700 Series |  |  |  |  | Covered PM Repair - Biomedical | MHHS-Southeast
NO | NO |  |  |  | PSD1207 |  | CARDINAL HEALTH | KENDALL 700 |  | V1830588SX | SE - CENTRAL SUPPLY | MHHS-Southeast |  | Sequential Compression Device |  | PSD1207 |  | Southeast & Bay Area |  | SE - CENTRAL SUPPLY | [5 empty] | CIRCULATORY ASSIST UNITS, PERIPHERAL COMPRESSION |  | SEQUENTIALCOMPRESSIONDEV-Kendall-700 Series | SEQUENTIALCOMPRESSIONDEV | 700 Series |  |  |  | Kendall | Sequential Compression Device |  | SEQUENTIALCOMPRESSIONDEV-Kendall-700 Series |  |  |  |  | Covered PM Repair - Biomedical | MHHS-Southeast
NO | NO |  |  |  | PSD1208 |  | CARDINAL HEALTH | KENDALL 700 |  | V1901581SX | SE - CENTRAL SUPPLY | MHHS-Southeast |  | Sequential Compression Device |  | PSD1208 |  | Southeast & Bay Area |  | SE - CENTRAL SUPPLY | [5 empty] | CIRCULATORY ASSIST UNITS, PERIPHERAL COMPRESSION |  | SEQUENTIALCOMPRESSIONDEV-Kendall-700 Series | SEQUENTIALCOMPRESSIONDEV | 700 Series |  |  |  | Kendall | Sequential Compression Device |  | SEQUENTIALCOMPRESSIONDEV-Kendall-700 Series |  |  |  |  | Covered PM Repair - Biomedical | MHHS-Southeast
NO | NO |  |  |  | PSD1209 |  | CARDINAL HEALTH | KENDALL 700 |  | V1901611SX | SE - CENTRAL SUPPLY | MHHS-Southeast |  | Sequential Compression Device |  | PSD1209 |  | Southeast & Bay Area |  | SE - CENTRAL SUPPLY | [5 empty] | CIRCULATORY ASSIST UNITS, PERIPHERAL COMPRESSION |  | SEQUENTIALCOMPRESSIONDEV-Kendall-700 Series | SEQUENTIALCOMPRESSIONDEV | 700 Series |  |  |  | Kendall | Sequential Compression Device |  | SEQUENTIALCOMPRESSIONDEV-Kendall-700 Series |  |  |  |  | Covered PM Repair - Biomedical | MHHS-Southeast
NO | NO |  |  |  | PSD1210 |  | CARDINAL HEALTH | KENDALL 700 |  | V1901626SX | SE - CENTRAL SUPPLY | MHHS-Southeast |  | Sequential Compression Device |  | PSD1210 |  | Southeast & Bay Area |  | SE - CENTRAL SUPPLY | [5 empty] | CIRCULATORY ASSIST UNITS, PERIPHERAL COMPRESSION |  | SEQUENTIALCOMPRESSIONDEV-Kendall-700 Series | SEQUENTIALCOMPRESSIONDEV | 700 Series |  |  |  | Kendall | Sequential Compression Device |  | SEQUENTIALCOMPRESSIONDEV-Kendall-700 Series |  |  |  |  | Covered PM Repair - Biomedical | MHHS-Southeast
NO | NO |  |  |  | PSD1211 |  | CARDINAL HEALTH | KENDALL 700 |  | V1830596SX | SE - CENTRAL SUPPLY | MHHS-Southeast |  | Sequential Compression Device |  | PSD1211 |  | Southeast & Bay Area |  | SE - CENTRAL SUPPLY | [5 empty] | CIRCULATORY ASSIST UNITS, PERIPHERAL COMPRESSION |  | SEQUENTIALCOMPRESSIONDEV-Kendall-700 Series | SEQUENTIALCOMPRESSIONDEV | 700 Series |  |  |  | Kendall | Sequential Compression Device |  | SEQUENTIALCOMPRESSIONDEV-Kendall-700 Series |  |  |  |  | Covered PM Repair - Biomedical | MHHS-Southeast
NO | NO |  |  |  | PSD1212 |  | CARDINAL HEALTH | KENDALL 700 |  | V1830571SX | SE - CENTRAL SUPPLY | MHHS-Southeast |  | Sequential Compression Device |  | PSD1212 |  | Southeast & Bay Area |  | SE - CENTRAL SUPPLY | [5 empty] | CIRCULATORY ASSIST UNITS, PERIPHERAL COMPRESSION |  | SEQUENTIALCOMPRESSIONDEV-Kendall-700 Series | SEQUENTIALCOMPRESSIONDEV | 700 Series |  |  |  | Kendall | Sequential Compression Device |  | SEQUENTIALCOMPRESSIONDEV-Kendall-700 Series |  |  |  |  | Covered PM Repair - Biomedical | MHHS-Southeast
NO | NO |  |  |  | PSD1213 |  | CARDINAL HEALTH | KENDALL 700 |  | V1830575SX | SE - CENTRAL SUPPLY | MHHS-Southeast |  | Sequential Compression Device |  | PSD1213 |  | Southeast & Bay Area |  | SE - CENTRAL SUPPLY | [5 empty] | CIRCULATORY ASSIST UNITS, PERIPHERAL COMPRESSION |  | SEQUENTIALCOMPRESSIONDEV-Kendall-700 Series | SEQUENTIALCOMPRESSIONDEV | 700 Series |  |  |  | Kendall | Sequential Compression Device |  | SEQUENTIALCOMPRESSIONDEV-Kendall-700 Series |  |  |  |  | Covered PM Repair - Biomedical | MHHS-Southeast
NO | NO |  |  |  | PSD1214 |  | CARDINAL HEALTH | KENDALL 700 |  | V1830604SX | SE - CENTRAL SUPPLY | MHHS-Southeast |  | Sequential Compression Device |  | PSD1214 |  | Southeast & Bay Area |  | SE - CENTRAL SUPPLY | [5 empty] | CIRCULATORY ASSIST UNITS, PERIPHERAL COMPRESSION |  | SEQUENTIALCOMPRESSIONDEV-Kendall-700 Series | SEQUENTIALCOMPRESSIONDEV | 700 Series |  |  |  | Kendall | Sequential Compression Device |  | SEQUENTIALCOMPRESSIONDEV-Kendall-700 Series |  |  |  |  | Covered PM Repair - Biomedical | MHHS-Southeast
NO | NO |  |  |  | PSD1215 |  | CARDINAL HEALTH | KENDALL 700 |  | V1901656SX | SE - CENTRAL SUPPLY | MHHS-Southeast |  | Sequential Compression Device |  | PSD1215 |  | Southeast & Bay Area |  | SE - CENTRAL SUPPLY | [5 empty] | CIRCULATORY ASSIST UNITS, PERIPHERAL COMPRESSION |  | SEQUENTIALCOMPRESSIONDEV-Kendall-700 Series | SEQUENTIALCOMPRESSIONDEV | 700 Series |  |  |  | Kendall | Sequential Compression Device |  | SEQUENTIALCOMPRESSIONDEV-Kendall-700 Series |  |  |  |  | Covered PM Repair - Biomedical | MHHS-Southeast
NO | NO |  |  |  | PSD1216 |  | CARDINAL HEALTH | KENDALL 700 |  | V1901670SX | SE - CENTRAL SUPPLY | MHHS-Southeast |  | Sequential Compression Device |  | PSD1216 |  | Southeast & Bay Area |  | SE - CENTRAL SUPPLY | [5 empty] | CIRCULATORY ASSIST UNITS, PERIPHERAL COMPRESSION |  | SEQUENTIALCOMPRESSIONDEV-Kendall-700 Series | SEQUENTIALCOMPRESSIONDEV | 700 Series |  |  |  | Kendall | Sequential Compression Device |  | SEQUENTIALCOMPRESSIONDEV-Kendall-700 Series |  |  |  |  | Covered PM Repair - Biomedical | MHHS-Southeast
NO | NO |  |  |  | PSD1217 |  | CARDINAL HEALTH | KENDALL 700 |  | V1830584SX | SE - CENTRAL SUPPLY | MHHS-Southeast |  | Sequential Compression Device |  | PSD1217 |  | Southeast & Bay Area |  | SE - CENTRAL SUPPLY | [5 empty] | CIRCULATORY ASSIST UNITS, PERIPHERAL COMPRESSION |  | SEQUENTIALCOMPRESSIONDEV-Kendall-700 Series | SEQUENTIALCOMPRESSIONDEV | 700 Series |  |  |  | Kendall | Sequential Compression Device |  | SEQUENTIALCOMPRESSIONDEV-Kendall-700 Series |  |  |  |  | Covered PM Repair - Biomedical | MHHS-Southeast
NO | NO |  |  |  | PSD1218 |  | CARDINAL HEALTH | KENDALL 700 |  | V1830626SX | SE - CENTRAL SUPPLY | MHHS-Southeast |  | Sequential Compression Device |  | PSD1218 |  | Southeast & Bay Area |  | SE - CENTRAL SUPPLY | [5 empty] | CIRCULATORY ASSIST UNITS, PERIPHERAL COMPRESSION |  | SEQUENTIALCOMPRESSIONDEV-Kendall-700 Series | SEQUENTIALCOMPRESSIONDEV | 700 Series |  |  |  | Kendall | Sequential Compression Device |  | SEQUENTIALCOMPRESSIONDEV-Kendall-700 Series |  |  |  |  | Covered PM Repair - Biomedical | MHHS-Southeast
NO | NO |  |  |  | PSD1219 |  | CARDINAL HEALTH | KENDALL 700 |  | V1901588SX | SE - CENTRAL SUPPLY | MHHS-Southeast |  | Sequential Compression Device |  | PSD1219 |  | Southeast & Bay Area |  | SE - CENTRAL SUPPLY | [5 empty] | CIRCULATORY ASSIST UNITS, PERIPHERAL COMPRESSION |  | SEQUENTIALCOMPRESSIONDEV-Kendall-700 Series | SEQUENTIALCOMPRESSIONDEV | 700 Series |  |  |  | Kendall | Sequential Compression Device |  | SEQUENTIALCOMPRESSIONDEV-Kendall-700 Series |  |  |  |  | Covered PM Repair - Biomedical | MHHS-Southeast
NO | NO |  |  |  | PSD1221 |  | CARDINAL HEALTH | KENDALL 700 |  | V1830624SX | SE - CENTRAL SUPPLY | MHHS-Southeast |  | Sequential Compression Device |  | PSD1221 |  | Southeast & Bay Area |  | SE - CENTRAL SUPPLY | [5 empty] | CIRCULATORY ASSIST UNITS, PERIPHERAL COMPRESSION |  | SEQUENTIALCOMPRESSIONDEV-Kendall-700 Series | SEQUENTIALCOMPRESSIONDEV | 700 Series |  |  |  | Kendall | Sequential Compression Device |  | SEQUENTIALCOMPRESSIONDEV-Kendall-700 Series |  |  |  |  | Covered PM Repair - Biomedical | MHHS-Southeast
NO | NO |  |  |  | PSD1222 |  | CARDINAL HEALTH | KENDALL 700 |  | V1830617SX | SE - CENTRAL SUPPLY | MHHS-Southeast |  | Sequential Compression Device |  | PSD1222 |  | Southeast & Bay Area |  | SE - CENTRAL SUPPLY | [5 empty] | CIRCULATORY ASSIST UNITS, PERIPHERAL COMPRESSION |  | SEQUENTIALCOMPRESSIONDEV-Kendall-700 Series | SEQUENTIALCOMPRESSIONDEV | 700 Series |  |  |  | Kendall | Sequential Compression Device |  | SEQUENTIALCOMPRESSIONDEV-Kendall-700 Series |  |  |  |  | Covered PM Repair - Biomedical | MHHS-Southeast
NO | NO |  |  |  | PSD1223 |  | CARDINAL HEALTH | KENDALL 700 |  | V1830459SX | SE - CENTRAL SUPPLY | MHHS-Southeast |  | Sequential Compression Device |  | PSD1223 |  | Southeast & Bay Area |  | SE - CENTRAL SUPPLY | [5 empty] | CIRCULATORY ASSIST UNITS, PERIPHERAL COMPRESSION |  | SEQUENTIALCOMPRESSIONDEV-Kendall-700 Series | SEQUENTIALCOMPRESSIONDEV | 700 Series |  |  |  | Kendall | Sequential Compression Device |  | SEQUENTIALCOMPRESSIONDEV-Kendall-700 Series |  |  |  |  | Covered PM Repair - Biomedical | MHHS-Southeast
NO | NO |  |  |  | PSD1224 |  | CARDINAL HEALTH | KENDALL 700 |  | V1901576SX | SE - CENTRAL SUPPLY | MHHS-Southeast |  | Sequential Compression Device |  | PSD1224 |  | Southeast & Bay Area |  | SE - CENTRAL SUPPLY | [5 empty] | CIRCULATORY ASSIST UNITS, PERIPHERAL COMPRESSION |  | SEQUENTIALCOMPRESSIONDEV-Kendall-700 Series | SEQUENTIALCOMPRESSIONDEV | 700 Series |  |  |  | Kendall | Sequential Compression Device |  | SEQUENTIALCOMPRESSIONDEV-Kendall-700 Series |  |  |  |  | Covered PM Repair - Biomedical | MHHS-Southeast
NO | NO |  |  |  | PSD1225 |  | CARDINAL HEALTH | KENDALL 700 |  | V1901639SX | SE - CENTRAL SUPPLY | MHHS-Southeast |  | Sequential Compression Device |  | PSD1225 |  | Southeast & Bay Area |  | SE - CENTRAL SUPPLY | [5 empty] | CIRCULATORY ASSIST UNITS, PERIPHERAL COMPRESSION |  | SEQUENTIALCOMPRESSIONDEV-Kendall-700 Series | SEQUENTIALCOMPRESSIONDEV | 700 Series |  |  |  | Kendall | Sequential Compression Device |  | SEQUENTIALCOMPRESSIONDEV-Kendall-700 Series |  |  |  |  | Covered PM Repair - Biomedical | MHHS-Southeast
NO | NO |  |  |  | PSD1226 |  | CARDINAL HEALTH | KENDALL 700 |  | V1901550SX | SE - CENTRAL SUPPLY | MHHS-Southeast |  | Sequential Compression Device |  | PSD1226 |  | Southeast & Bay Area |  | SE - CENTRAL SUPPLY | [5 empty] | CIRCULATORY ASSIST UNITS, PERIPHERAL COMPRESSION |  | SEQUENTIALCOMPRESSIONDEV-Kendall-700 Series | SEQUENTIALCOMPRESSIONDEV | 700 Series |  |  |  | Kendall | Sequential Compression Device |  | SEQUENTIALCOMPRESSIONDEV-Kendall-700 Series |  |  |  |  | Covered PM Repair - Biomedical | MHHS-Southeast
NO | NO |  |  |  | PSD1227 |  | CARDINAL HEALTH | KENDALL 700 |  | V1830516SX | SE - CENTRAL SUPPLY | MHHS-Southeast |  | Sequential Compression Device |  | PSD1227 |  | Southeast & Bay Area |  | SE - CENTRAL SUPPLY | [5 empty] | CIRCULATORY ASSIST UNITS, PERIPHERAL COMPRESSION |  | SEQUENTIALCOMPRESSIONDEV-Kendall-700 Series | SEQUENTIALCOMPRESSIONDEV | 700 Series |  |  |  | Kendall | Sequential Compression Device |  | SEQUENTIALCOMPRESSIONDEV-Kendall-700 Series |  |  |  |  | Covered PM Repair - Biomedical | MHHS-Southeast
NO | NO |  |  |  | PSD1228 |  | CARDINAL HEALTH | KENDALL 700 |  | V1830518SX | SE - CENTRAL SUPPLY | MHHS-Southeast |  | Sequential Compression Device |  | PSD1228 |  | Southeast & Bay Area |  | SE - CENTRAL SUPPLY | [5 empty] | CIRCULATORY ASSIST UNITS, PERIPHERAL COMPRESSION |  | SEQUENTIALCOMPRESSIONDEV-Kendall-700 Series | SEQUENTIALCOMPRESSIONDEV | 700 Series |  |  |  | Kendall | Sequential Compression Device |  | SEQUENTIALCOMPRESSIONDEV-Kendall-700 Series |  |  |  |  | Covered PM Repair - Biomedical | MHHS-Southeast
NO | NO |  |  |  | PSD1229 |  | CARDINAL HEALTH | KENDALL 700 |  | V1830482SX | SE - CENTRAL SUPPLY | MHHS-Southeast |  | Sequential Compression Device |  | PSD1229 |  | Southeast & Bay Area |  | SE - CENTRAL SUPPLY | [5 empty] | CIRCULATORY ASSIST UNITS, PERIPHERAL COMPRESSION |  | SEQUENTIALCOMPRESSIONDEV-Kendall-700 Series | SEQUENTIALCOMPRESSIONDEV | 700 Series |  |  |  | Kendall | Sequential Compression Device |  | SEQUENTIALCOMPRESSIONDEV-Kendall-700 Series |  |  |  |  | Covered PM Repair - Biomedical | MHHS-Southeast
NO | NO |  |  |  | PSD1231 |  | CARDINAL HEALTH | KENDALL 700 |  | V1830535SX | SE - CENTRAL SUPPLY | MHHS-Southeast |  | Sequential Compression Device |  | PSD1231 |  | Southeast & Bay Area |  | SE - CENTRAL SUPPLY | [5 empty] | CIRCULATORY ASSIST UNITS, PERIPHERAL COMPRESSION |  | SEQUENTIALCOMPRESSIONDEV-Kendall-700 Series | SEQUENTIALCOMPRESSIONDEV | 700 Series |  |  |  | Kendall | Sequential Compression Device |  | SEQUENTIALCOMPRESSIONDEV-Kendall-700 Series |  |  |  |  | Covered PM Repair - Biomedical | MHHS-Southeast
NO | NO |  |  |  | PSD1232 |  | CARDINAL HEALTH | KENDALL 700 |  | V1830450SX | SE - CENTRAL SUPPLY | MHHS-Southeast |  | Sequential Compression Device |  | PSD1232 |  | Southeast & Bay Area |  | SE - CENTRAL SUPPLY | [5 empty] | CIRCULATORY ASSIST UNITS, PERIPHERAL COMPRESSION |  | SEQUENTIALCOMPRESSIONDEV-Kendall-700 Series | SEQUENTIALCOMPRESSIONDEV | 700 Series |  |  |  | Kendall | Sequential Compression Device |  | SEQUENTIALCOMPRESSIONDEV-Kendall-700 Series |  |  |  |  | Covered PM Repair - Biomedical | MHHS-Southeast
NO | NO |  |  |  | PSD1233 |  | CARDINAL HEALTH | KENDALL 700 |  | V1830533SX | SE - CENTRAL SUPPLY | MHHS-Southeast |  | Sequential Compression Device |  | PSD1233 |  | Southeast & Bay Area |  | SE - CENTRAL SUPPLY | [5 empty] | CIRCULATORY ASSIST UNITS, PERIPHERAL COMPRESSION |  | SEQUENTIALCOMPRESSIONDEV-Kendall-700 Series | SEQUENTIALCOMPRESSIONDEV | 700 Series |  |  |  | Kendall | Sequential Compression Device |  | SEQUENTIALCOMPRESSIONDEV-Kendall-700 Series |  |  |  |  | Covered PM Repair - Biomedical | MHHS-Southeast
NO | NO |  |  |  | PSD1234 |  | CARDINAL HEALTH | KENDALL 700 |  | V1901563SX | SE - CENTRAL SUPPLY | MHHS-Southeast |  | Sequential Compression Device |  | PSD1234 |  | Southeast & Bay Area |  | SE - CENTRAL SUPPLY | [5 empty] | CIRCULATORY ASSIST UNITS, PERIPHERAL COMPRESSION |  | SEQUENTIALCOMPRESSIONDEV-Kendall-700 Series | SEQUENTIALCOMPRESSIONDEV | 700 Series |  |  |  | Kendall | Sequential Compression Device |  | SEQUENTIALCOMPRESSIONDEV-Kendall-700 Series |  |  |  |  | Covered PM Repair - Biomedical | MHHS-Southeast
NO | NO |  |  |  | PSD1235 |  | CARDINAL HEALTH | KENDALL 700 |  | V1830478SX | SE - CENTRAL SUPPLY | MHHS-Southeast |  | Sequential Compression Device |  | PSD1235 |  | Southeast & Bay Area |  | SE - CENTRAL SUPPLY | [5 empty] | CIRCULATORY ASSIST UNITS, PERIPHERAL COMPRESSION |  | SEQUENTIALCOMPRESSIONDEV-Kendall-700 Series | SEQUENTIALCOMPRESSIONDEV | 700 Series |  |  |  | Kendall | Sequential Compression Device |  | SEQUENTIALCOMPRESSIONDEV-Kendall-700 Series |  |  |  |  | Covered PM Repair - Biomedical | MHHS-Southeast
NO | NO |  |  |  | PSD1238 |  | CARDINAL HEALTH | KENDALL 700 |  | V1830480SX | SE - CENTRAL SUPPLY | MHHS-Southeast |  | Sequential Compression Device |  | PSD1238 |  | Southeast & Bay Area |  | SE - CENTRAL SUPPLY | [5 empty] | CIRCULATORY ASSIST UNITS, PERIPHERAL COMPRESSION |  | SEQUENTIALCOMPRESSIONDEV-Kendall-700 Series | SEQUENTIALCOMPRESSIONDEV | 700 Series |  |  |  | Kendall | Sequential Compression Device |  | SEQUENTIALCOMPRESSIONDEV-Kendall-700 Series |  |  |  |  | Covered PM Repair - Biomedical | MHHS-Southeast
NO | NO |  |  |  | PSD1239 |  | CARDINAL HEALTH | KENDALL 700 |  | V1830481SX | SE - CENTRAL SUPPLY | MHHS-Southeast |  | Sequential Compression Device |  | PSD1239 |  | Southeast & Bay Area |  | SE - CENTRAL SUPPLY | [5 empty] | CIRCULATORY ASSIST UNITS, PERIPHERAL COMPRESSION |  | SEQUENTIALCOMPRESSIONDEV-Kendall-700 Series | SEQUENTIALCOMPRESSIONDEV | 700 Series |  |  |  | Kendall | Sequential Compression Device |  | SEQUENTIALCOMPRESSIONDEV-Kendall-700 Series |  |  |  |  | Covered PM Repair - Biomedical | MHHS-Southeast
NO | NO |  |  |  | PSD1240 |  | CARDINAL HEALTH | KENDALL 700 |  | V1830458SX | SE - CENTRAL SUPPLY | MHHS-Southeast |  | Sequential Compression Device |  | PSD1240 |  | Southeast & Bay Area |  | SE - CENTRAL SUPPLY | [5 empty] | CIRCULATORY ASSIST UNITS, PERIPHERAL COMPRESSION |  | SEQUENTIALCOMPRESSIONDEV-Kendall-700 Series | SEQUENTIALCOMPRESSIONDEV | 700 Series |  |  |  | Kendall | Sequential Compression Device |  | SEQUENTIALCOMPRESSIONDEV-Kendall-700 Series |  |  |  |  | Covered PM Repair - Biomedical | MHHS-Southeast
NO | NO |  |  |  | PSD1241 |  | CARDINAL HEALTH | KENDALL 700 |  | V1901613SX | SE - CENTRAL SUPPLY | MHHS-Southeast |  | Sequential Compression Device |  | PSD1241 |  | Southeast & Bay Area |  | SE - CENTRAL SUPPLY | [5 empty] | CIRCULATORY ASSIST UNITS, PERIPHERAL COMPRESSION |  | SEQUENTIALCOMPRESSIONDEV-Kendall-700 Series | SEQUENTIALCOMPRESSIONDEV | 700 Series |  |  |  | Kendall | Sequential Compression Device |  | SEQUENTIALCOMPRESSIONDEV-Kendall-700 Series |  |  |  |  | Covered PM Repair - Biomedical | MHHS-Southeast
NO | NO |  |  |  | PSD1242 |  | CARDINAL HEALTH | KENDALL 700 |  | V1901644SX | SE - CENTRAL SUPPLY | MHHS-Southeast |  | Sequential Compression Device |  | PSD1242 |  | Southeast & Bay Area |  | SE - CENTRAL SUPPLY | [5 empty] | CIRCULATORY ASSIST UNITS, PERIPHERAL COMPRESSION |  | SEQUENTIALCOMPRESSIONDEV-Kendall-700 Series | SEQUENTIALCOMPRESSIONDEV | 700 Series |  |  |  | Kendall | Sequential Compression Device |  | SEQUENTIALCOMPRESSIONDEV-Kendall-700 Series |  |  |  |  | Covered PM Repair - Biomedical | MHHS-Southeast
NO | NO |  |  |  | PSD1243 |  | CARDINAL HEALTH | KENDALL 700 |  | V1830494SX | SE - CENTRAL SUPPLY | MHHS-Southeast |  | Sequential Compression Device |  | PSD1243 |  | Southeast & Bay Area |  | SE - CENTRAL SUPPLY | [5 empty] | CIRCULATORY ASSIST UNITS, PERIPHERAL COMPRESSION |  | SEQUENTIALCOMPRESSIONDEV-Kendall-700 Series | SEQUENTIALCOMPRESSIONDEV | 700 Series |  |  |  | Kendall | Sequential Compression Device |  | SEQUENTIALCOMPRESSIONDEV-Kendall-700 Series |  |  |  |  | Covered PM Repair - Biomedical | MHHS-Southeast
NO | NO |  |  |  | PSD1244 |  | CARDINAL HEALTH | KENDALL 700 |  | V1901555SX | SE - CENTRAL SUPPLY | MHHS-Southeast |  | Sequential Compression Device |  | PSD1244 |  | Southeast & Bay Area |  | SE - CENTRAL SUPPLY | [5 empty] | CIRCULATORY ASSIST UNITS, PERIPHERAL COMPRESSION |  | SEQUENTIALCOMPRESSIONDEV-Kendall-700 Series | SEQUENTIALCOMPRESSIONDEV | 700 Series |  |  |  | Kendall | Sequential Compression Device |  | SEQUENTIALCOMPRESSIONDEV-Kendall-700 Series |  |  |  |  | Covered PM Repair - Biomedical | MHHS-Southeast
NO | NO |  |  |  | PSD1245 |  | CARDINAL HEALTH | KENDALL 700 |  | V1901551SX | SE - CENTRAL SUPPLY | MHHS-Southeast |  | Sequential Compression Device |  | PSD1245 |  | Southeast & Bay Area |  | SE - CENTRAL SUPPLY | [5 empty] | CIRCULATORY ASSIST UNITS, PERIPHERAL COMPRESSION |  | SEQUENTIALCOMPRESSIONDEV-Kendall-700 Series | SEQUENTIALCOMPRESSIONDEV | 700 Series |  |  |  | Kendall | Sequential Compression Device |  | SEQUENTIALCOMPRESSIONDEV-Kendall-700 Series |  |  |  |  | Covered PM Repair - Biomedical | MHHS-Southeast
NO | NO |  |  |  | PSD1247 |  | CARDINAL HEALTH | KENDALL 700 |  | V1901574SX | SE - CENTRAL SUPPLY | MHHS-Southeast |  | Sequential Compression Device |  | PSD1247 |  | Southeast & Bay Area |  | SE - CENTRAL SUPPLY | [5 empty] | CIRCULATORY ASSIST UNITS, PERIPHERAL COMPRESSION |  | SEQUENTIALCOMPRESSIONDEV-Kendall-700 Series | SEQUENTIALCOMPRESSIONDEV | 700 Series |  |  |  | Kendall | Sequential Compression Device |  | SEQUENTIALCOMPRESSIONDEV-Kendall-700 Series |  |  |  |  | Covered PM Repair - Biomedical | MHHS-Southeast
NO | NO |  |  |  | PSD1248 |  | CARDINAL HEALTH | KENDALL 700 |  | V1901525SX | SE - CENTRAL SUPPLY | MHHS-Southeast |  | Sequential Compression Device |  | PSD1248 |  | Southeast & Bay Area |  | SE - CENTRAL SUPPLY | [5 empty] | CIRCULATORY ASSIST UNITS, PERIPHERAL COMPRESSION |  | SEQUENTIALCOMPRESSIONDEV-Kendall-700 Series | SEQUENTIALCOMPRESSIONDEV | 700 Series |  |  |  | Kendall | Sequential Compression Device |  | SEQUENTIALCOMPRESSIONDEV-Kendall-700 Series |  |  |  |  | Covered PM Repair - Biomedical | MHHS-Southeast
NO | NO |  |  |  | PSD1249 |  | CARDINAL HEALTH | KENDALL 700 |  | V1901570SX | SE - CENTRAL SUPPLY | MHHS-Southeast |  | Sequential Compression Device |  | PSD1249 |  | Southeast & Bay Area |  | SE - CENTRAL SUPPLY | [5 empty] | CIRCULATORY ASSIST UNITS, PERIPHERAL COMPRESSION |  | SEQUENTIALCOMPRESSIONDEV-Kendall-700 Series | SEQUENTIALCOMPRESSIONDEV | 700 Series |  |  |  | Kendall | Sequential Compression Device |  | SEQUENTIALCOMPRESSIONDEV-Kendall-700 Series |  |  |  |  | Covered PM Repair - Biomedical | MHHS-Southeast
NO | NO |  |  |  | PSD1250 |  | CARDINAL HEALTH | KENDALL 700 |  | V1830629SX | SE - CENTRAL SUPPLY | MHHS-Southeast |  | Sequential Compression Device |  | PSD1250 |  | Southeast & Bay Area |  | SE - CENTRAL SUPPLY | [5 empty] | CIRCULATORY ASSIST UNITS, PERIPHERAL COMPRESSION |  | SEQUENTIALCOMPRESSIONDEV-Kendall-700 Series | SEQUENTIALCOMPRESSIONDEV | 700 Series |  |  |  | Kendall | Sequential Compression Device |  | SEQUENTIALCOMPRESSIONDEV-Kendall-700 Series |  |  |  |  | Covered PM Repair - Biomedical | MHHS-Southeast
NO | NO |  |  |  | PSD1251 |  | CARDINAL HEALTH | KENDALL 700 |  | V1830600SX | SE - CENTRAL SUPPLY | MHHS-Southeast |  | Sequential Compression Device |  | PSD1251 |  | Southeast & Bay Area |  | SE - CENTRAL SUPPLY | [5 empty] | CIRCULATORY ASSIST UNITS, PERIPHERAL COMPRESSION |  | SEQUENTIALCOMPRESSIONDEV-Kendall-700 Series | SEQUENTIALCOMPRESSIONDEV | 700 Series |  |  |  | Kendall | Sequential Compression Device |  | SEQUENTIALCOMPRESSIONDEV-Kendall-700 Series |  |  |  |  | Covered PM Repair - Biomedical | MHHS-Southeast
NO | NO |  |  |  | PSD1253 |  | CARDINAL HEALTH | KENDALL 700 |  | V1901623SX | SE - CENTRAL SUPPLY | MHHS-Southeast |  | Sequential Compression Device |  | PSD1253 |  | Southeast & Bay Area |  | SE - CENTRAL SUPPLY | [5 empty] | CIRCULATORY ASSIST UNITS, PERIPHERAL COMPRESSION |  | SEQUENTIALCOMPRESSIONDEV-Kendall-700 Series | SEQUENTIALCOMPRESSIONDEV | 700 Series |  |  |  | Kendall | Sequential Compression Device |  | SEQUENTIALCOMPRESSIONDEV-Kendall-700 Series |  |  |  |  | Covered PM Repair - Biomedical | MHHS-Southeast
NO | NO |  |  |  | PSD1255 |  | CARDINAL HEALTH | KENDALL 700 |  | V1901618SX | SE - CENTRAL SUPPLY | MHHS-Southeast |  | Sequential Compression Device |  | PSD1255 |  | Southeast & Bay Area |  | SE - CENTRAL SUPPLY | [5 empty] | CIRCULATORY ASSIST UNITS, PERIPHERAL COMPRESSION |  | SEQUENTIALCOMPRESSIONDEV-Kendall-700 Series | SEQUENTIALCOMPRESSIONDEV | 700 Series |  |  |  | Kendall | Sequential Compression Device |  | SEQUENTIALCOMPRESSIONDEV-Kendall-700 Series |  |  |  |  | Covered PM Repair - Biomedical | MHHS-Southeast
NO | NO |  |  |  | PSD1256 |  | CARDINAL HEALTH | KENDALL 700 |  | V1901648SX | SE - CENTRAL SUPPLY | MHHS-Southeast |  | Sequential Compression Device |  | PSD1256 |  | Southeast & Bay Area |  | SE - CENTRAL SUPPLY | [5 empty] | CIRCULATORY ASSIST UNITS, PERIPHERAL COMPRESSION |  | SEQUENTIALCOMPRESSIONDEV-Kendall-700 Series | SEQUENTIALCOMPRESSIONDEV | 700 Series |  |  |  | Kendall | Sequential Compression Device |  | SEQUENTIALCOMPRESSIONDEV-Kendall-700 Series |  |  |  |  | Covered PM Repair - Biomedical | MHHS-Southeast
NO | NO |  |  |  | PSD1257 |  | CARDINAL HEALTH | KENDALL 700 |  | V1901606SX | SE - CENTRAL SUPPLY | MHHS-Southeast |  | Sequential Compression Device |  | PSD1257 |  | Southeast & Bay Area |  | SE - CENTRAL SUPPLY | [5 empty] | CIRCULATORY ASSIST UNITS, PERIPHERAL COMPRESSION |  | SEQUENTIALCOMPRESSIONDEV-Kendall-700 Series | SEQUENTIALCOMPRESSIONDEV | 700 Series |  |  |  | Kendall | Sequential Compression Device |  | SEQUENTIALCOMPRESSIONDEV-Kendall-700 Series |  |  |  |  | Covered PM Repair - Biomedical | MHHS-Southeast
NO | NO |  |  |  | PSD1258 |  | CARDINAL HEALTH | KENDALL 700 |  | V1901591SX | SE - CENTRAL SUPPLY | MHHS-Southeast |  | Sequential Compression Device |  | PSD1258 |  | Southeast & Bay Area |  | SE - CENTRAL SUPPLY | [5 empty] | CIRCULATORY ASSIST UNITS, PERIPHERAL COMPRESSION |  | SEQUENTIALCOMPRESSIONDEV-Kendall-700 Series | SEQUENTIALCOMPRESSIONDEV | 700 Series |  |  |  | Kendall | Sequential Compression Device |  | SEQUENTIALCOMPRESSIONDEV-Kendall-700 Series |  |  |  |  | Covered PM Repair - Biomedical | MHHS-Southeast
NO | NO |  |  |  | PSD1259 |  | CARDINAL HEALTH | KENDALL 700 |  | V1901592SX | SE - CENTRAL SUPPLY | MHHS-Southeast |  | Sequential Compression Device |  | PSD1259 |  | Southeast & Bay Area |  | SE - CENTRAL SUPPLY | [5 empty] | CIRCULATORY ASSIST UNITS, PERIPHERAL COMPRESSION |  | SEQUENTIALCOMPRESSIONDEV-Kendall-700 Series | SEQUENTIALCOMPRESSIONDEV | 700 Series |  |  |  | Kendall | Sequential Compression Device |  | SEQUENTIALCOMPRESSIONDEV-Kendall-700 Series |  |  |  |  | Covered PM Repair - Biomedical | MHHS-Southeast
NO | NO |  |  |  | PSD1260 |  | CARDINAL HEALTH | KENDALL 700 |  | V1901637SX | SE - CENTRAL SUPPLY | MHHS-Southeast |  | Sequential Compression Device |  | PSD1260 |  | Southeast & Bay Area |  | SE - CENTRAL SUPPLY | [5 empty] | CIRCULATORY ASSIST UNITS, PERIPHERAL COMPRESSION |  | SEQUENTIALCOMPRESSIONDEV-Kendall-700 Series | SEQUENTIALCOMPRESSIONDEV | 700 Series |  |  |  | Kendall | Sequential Compression Device |  | SEQUENTIALCOMPRESSIONDEV-Kendall-700 Series |  |  |  |  | Covered PM Repair - Biomedical | MHHS-Southeast
NO | NO |  |  |  | PSD1263 |  | CARDINAL HEALTH | KENDALL 700 |  | V1901634SX | SE - CENTRAL SUPPLY | MHHS-Southeast |  | Sequential Compression Device |  | PSD1263 |  | Southeast & Bay Area |  | SE - CENTRAL SUPPLY | [5 empty] | CIRCULATORY ASSIST UNITS, PERIPHERAL COMPRESSION |  | SEQUENTIALCOMPRESSIONDEV-Kendall-700 Series | SEQUENTIALCOMPRESSIONDEV | 700 Series |  |  |  | Kendall | Sequential Compression Device |  | SEQUENTIALCOMPRESSIONDEV-Kendall-700 Series |  |  |  |  | Covered PM Repair - Biomedical | MHHS-Southeast
NO | NO |  |  |  | PSD1264 |  | CARDINAL HEALTH | KENDALL 700 |  | V1901647SX | SE - CENTRAL SUPPLY | MHHS-Southeast |  | Sequential Compression Device |  | PSD1264 |  | Southeast & Bay Area |  | SE - CENTRAL SUPPLY | [5 empty] | CIRCULATORY ASSIST UNITS, PERIPHERAL COMPRESSION |  | SEQUENTIALCOMPRESSIONDEV-Kendall-700 Series | SEQUENTIALCOMPRESSIONDEV | 700 Series |  |  |  | Kendall | Sequential Compression Device |  | SEQUENTIALCOMPRESSIONDEV-Kendall-700 Series |  |  |  |  | Covered PM Repair - Biomedical | MHHS-Southeast
NO | NO |  |  |  | PSD1265 |  | CARDINAL HEALTH | KENDALL 700 |  | V1901602SX | SE - CENTRAL SUPPLY | MHHS-Southeast |  | Sequential Compression Device |  | PSD1265 |  | Southeast & Bay Area |  | SE - CENTRAL SUPPLY | [5 empty] | CIRCULATORY ASSIST UNITS, PERIPHERAL COMPRESSION |  | SEQUENTIALCOMPRESSIONDEV-Kendall-700 Series | SEQUENTIALCOMPRESSIONDEV | 700 Series |  |  |  | Kendall | Sequential Compression Device |  | SEQUENTIALCOMPRESSIONDEV-Kendall-700 Series |  |  |  |  | Covered PM Repair - Biomedical | MHHS-Southeast
NO | NO |  |  |  | PSD1267 |  | CARDINAL HEALTH | KENDALL 700 |  | V1901578SX | SE - CENTRAL SUPPLY | MHHS-Southeast |  | Sequential Compression Device |  | PSD1267 |  | Southeast & Bay Area |  | SE - CENTRAL SUPPLY | [5 empty] | CIRCULATORY ASSIST UNITS, PERIPHERAL COMPRESSION |  | SEQUENTIALCOMPRESSIONDEV-Kendall-700 Series | SEQUENTIALCOMPRESSIONDEV | 700 Series |  |  |  | Kendall | Sequential Compression Device |  | SEQUENTIALCOMPRESSIONDEV-Kendall-700 Series |  |  |  |  | Covered PM Repair - Biomedical | MHHS-Southeast
NO | NO |  |  |  | PSD1268 |  | CARDINAL HEALTH | KENDALL 700 |  | V1901627SX | SE - CENTRAL SUPPLY | MHHS-Southeast |  | Sequential Compression Device |  | PSD1268 |  | Southeast & Bay Area |  | SE - CENTRAL SUPPLY | [5 empty] | CIRCULATORY ASSIST UNITS, PERIPHERAL COMPRESSION |  | SEQUENTIALCOMPRESSIONDEV-Kendall-700 Series | SEQUENTIALCOMPRESSIONDEV | 700 Series |  |  |  | Kendall | Sequential Compression Device |  | SEQUENTIALCOMPRESSIONDEV-Kendall-700 Series |  |  |  |  | Covered PM Repair - Biomedical | MHHS-Southeast
NO | NO |  |  |  | PSD1269 |  | CARDINAL HEALTH | KENDALL 700 |  | V1901649SX | SE - CENTRAL SUPPLY | MHHS-Southeast |  | Sequential Compression Device |  | PSD1269 |  | Southeast & Bay Area |  | SE - CENTRAL SUPPLY | [5 empty] | CIRCULATORY ASSIST UNITS, PERIPHERAL COMPRESSION |  | SEQUENTIALCOMPRESSIONDEV-Kendall-700 Series | SEQUENTIALCOMPRESSIONDEV | 700 Series |  |  |  | Kendall | Sequential Compression Device |  | SEQUENTIALCOMPRESSIONDEV-Kendall-700 Series |  |  |  |  | Covered PM Repair - Biomedical | MHHS-Southeast
NO | NO |  |  |  | PSD1270 |  | CARDINAL HEALTH | KENDALL 700 |  | V1901616SX | SE - CENTRAL SUPPLY | MHHS-Southeast |  | Sequential Compression Device |  | PSD1270 |  | Southeast & Bay Area |  | SE - CENTRAL SUPPLY | [5 empty] | CIRCULATORY ASSIST UNITS, PERIPHERAL COMPRESSION |  | SEQUENTIALCOMPRESSIONDEV-Kendall-700 Series | SEQUENTIALCOMPRESSIONDEV | 700 Series |  |  |  | Kendall | Sequential Compression Device |  | SEQUENTIALCOMPRESSIONDEV-Kendall-700 Series |  |  |  |  | Covered PM Repair - Biomedical | MHHS-Southeast
NO | NO |  |  |  | PSD1271 |  | CARDINAL HEALTH | KENDALL 700 |  | V1830580SX | SE - CENTRAL SUPPLY | MHHS-Southeast |  | Sequential Compression Device |  | PSD1271 |  | Southeast & Bay Area |  | SE - CENTRAL SUPPLY | [5 empty] | CIRCULATORY ASSIST UNITS, PERIPHERAL COMPRESSION |  | SEQUENTIALCOMPRESSIONDEV-Kendall-700 Series | SEQUENTIALCOMPRESSIONDEV | 700 Series |  |  |  | Kendall | Sequential Compression Device |  | SEQUENTIALCOMPRESSIONDEV-Kendall-700 Series |  |  |  |  | Not Covered Vendor Only - Biomedical | MHHS-Southeast
NO | NO |  |  |  | PSD1272 |  | CARDINAL HEALTH | KENDALL 700 |  | V1830569SX | SE - CENTRAL SUPPLY | MHHS-Southeast |  | Sequential Compression Device |  | PSD1272 |  | Southeast & Bay Area |  | SE - CENTRAL SUPPLY | [5 empty] | CIRCULATORY ASSIST UNITS, PERIPHERAL COMPRESSION |  | SEQUENTIALCOMPRESSIONDEV-Kendall-700 Series | SEQUENTIALCOMPRESSIONDEV | 700 Series |  |  |  | Kendall | Sequential Compression Device |  | SEQUENTIALCOMPRESSIONDEV-Kendall-700 Series |  |  |  |  | Covered PM Repair - Radiology, Low End | MHHS-Southeast
NO | NO |  |  |  | PSD1273 |  | CARDINAL HEALTH | KENDALL 700 |  | V1830630SX | SE - CENTRAL SUPPLY | MHHS-Southeast |  | Sequential Compression Device |  | PSD1273 |  | Southeast & Bay Area |  | SE - CENTRAL SUPPLY | [5 empty] | CIRCULATORY ASSIST UNITS, PERIPHERAL COMPRESSION |  | SEQUENTIALCOMPRESSIONDEV-Kendall-700 Series | SEQUENTIALCOMPRESSIONDEV | 700 Series |  |  |  | Kendall | Sequential Compression Device |  | SEQUENTIALCOMPRESSIONDEV-Kendall-700 Series |  |  |  |  | Covered PM Repair - Biomedical | MHHS-Southeast
NO | NO |  |  |  | PSD1274 |  | CARDINAL HEALTH | KENDALL 700 |  | V1830628SX | SE - CENTRAL SUPPLY | MHHS-Southeast |  | Sequential Compression Device |  | PSD1274 |  | Southeast & Bay Area |  | SE - CENTRAL SUPPLY | [5 empty] | CIRCULATORY ASSIST UNITS, PERIPHERAL COMPRESSION |  | SEQUENTIALCOMPRESSIONDEV-Kendall-700 Series | SEQUENTIALCOMPRESSIONDEV | 700 Series |  |  |  | Kendall | Sequential Compression Device |  | SEQUENTIALCOMPRESSIONDEV-Kendall-700 Series |  |  |  |  | Covered PM Repair - Biomedical | MHHS-Southeast
NO | NO |  |  |  | PSD1275 |  | CARDINAL HEALTH | KENDALL 700 |  | V1830591SX | SE - CENTRAL SUPPLY | MHHS-Southeast |  | Sequential Compression Device |  | PSD1275 |  | Southeast & Bay Area |  | SE - CENTRAL SUPPLY | [5 empty] | CIRCULATORY ASSIST UNITS, PERIPHERAL COMPRESSION |  | SEQUENTIALCOMPRESSIONDEV-Kendall-700 Series | SEQUENTIALCOMPRESSIONDEV | 700 Series |  |  |  | Kendall | Sequential Compression Device |  | SEQUENTIALCOMPRESSIONDEV-Kendall-700 Series |  |  |  |  | Covered PM Repair - Biomedical | MHHS-Southeast
NO | NO |  |  |  | PSD1277 |  | CARDINAL HEALTH | KENDALL 700 |  | V1830611SX | SE - CENTRAL SUPPLY | MHHS-Southeast |  | Sequential Compression Device |  | PSD1277 |  | Southeast & Bay Area |  | SE - CENTRAL SUPPLY | [5 empty] | CIRCULATORY ASSIST UNITS, PERIPHERAL COMPRESSION |  | SEQUENTIALCOMPRESSIONDEV-Kendall-700 Series | SEQUENTIALCOMPRESSIONDEV | 700 Series |  |  |  | Kendall | Sequential Compression Device |  | SEQUENTIALCOMPRESSIONDEV-Kendall-700 Series |  |  |  |  | Covered PM Repair - Biomedical | MHHS-Southeast
NO | NO |  |  |  | PSD1278 |  | CARDINAL HEALTH | KENDALL 700 |  | V1830610SX | SE - CENTRAL SUPPLY | MHHS-Southeast |  | Sequential Compression Device |  | PSD1278 |  | Southeast & Bay Area |  | SE - CENTRAL SUPPLY | [5 empty] | CIRCULATORY ASSIST UNITS, PERIPHERAL COMPRESSION |  | SEQUENTIALCOMPRESSIONDEV-Kendall-700 Series | SEQUENTIALCOMPRESSIONDEV | 700 Series |  |  |  | Kendall | Sequential Compression Device |  | SEQUENTIALCOMPRESSIONDEV-Kendall-700 Series |  |  |  |  | Covered PM Repair - Biomedical | MHHS-Southeast
NO | NO |  |  |  | PSD1279 |  | CARDINAL HEALTH | KENDALL 700 |  | V1830623SX | SE - CENTRAL SUPPLY | MHHS-Southeast |  | Sequential Compression Device |  | PSD1279 |  | Southeast & Bay Area |  | SE - CENTRAL SUPPLY | [5 empty] | CIRCULATORY ASSIST UNITS, PERIPHERAL COMPRESSION |  | SEQUENTIALCOMPRESSIONDEV-Kendall-700 Series | SEQUENTIALCOMPRESSIONDEV | 700 Series |  |  |  | Kendall | Sequential Compression Device |  | SEQUENTIALCOMPRESSIONDEV-Kendall-700 Series |  |  |  |  | Covered PM Repair - Biomedical | MHHS-Southeast
NO | NO |  |  |  | PSD1280 |  | CARDINAL HEALTH | KENDALL 700 |  | V1830615SX | SE - CENTRAL SUPPLY | MHHS-Southeast |  | Sequential Compression Device |  | PSD1280 |  | Southeast & Bay Area |  | SE - CENTRAL SUPPLY | [5 empty] | CIRCULATORY ASSIST UNITS, PERIPHERAL COMPRESSION |  | SEQUENTIALCOMPRESSIONDEV-Kendall-700 Series | SEQUENTIALCOMPRESSIONDEV | 700 Series |  |  |  | Kendall | Sequential Compression Device |  | SEQUENTIALCOMPRESSIONDEV-Kendall-700 Series |  |  |  |  | Covered PM Repair - Biomedical | MHHS-Southeast
NO | NO |  |  |  | PSD1282 |  | CARDINAL HEALTH | KENDALL 700 |  | V1830567SX | SE - CENTRAL SUPPLY | MHHS-Southeast |  | Sequential Compression Device |  | PSD1282 |  | Southeast & Bay Area |  | SE - CENTRAL SUPPLY | [5 empty] | CIRCULATORY ASSIST UNITS, PERIPHERAL COMPRESSION |  | SEQUENTIALCOMPRESSIONDEV-Kendall-700 Series | SEQUENTIALCOMPRESSIONDEV | 700 Series |  |  |  | Kendall | Sequential Compression Device |  | SEQUENTIALCOMPRESSIONDEV-Kendall-700 Series |  |  |  |  | Clinical Miscellaneous | MHHS-Southeast
NO | NO |  |  |  | PSD1283 |  | CARDINAL HEALTH | KENDALL 700 |  | V1830595SX | SE - CENTRAL SUPPLY | MHHS-Southeast |  | Sequential Compression Device |  | PSD1283 |  | Southeast & Bay Area |  | SE - CENTRAL SUPPLY | [5 empty] | CIRCULATORY ASSIST UNITS, PERIPHERAL COMPRESSION |  | SEQUENTIALCOMPRESSIONDEV-Kendall-700 Series | SEQUENTIALCOMPRESSIONDEV | 700 Series |  |  |  | Kendall | Sequential Compression Device |  | SEQUENTIALCOMPRESSIONDEV-Kendall-700 Series |  |  |  |  | Covered PM Repair - Biomedical | MHHS-Southeast
NO | NO |  |  |  | PSD1284 |  | CARDINAL HEALTH | KENDALL 700 |  | V1830570SX | SE - CENTRAL SUPPLY | MHHS-Southeast |  | Sequential Compression Device |  | PSD1284 |  | Southeast & Bay Area |  | SE - CENTRAL SUPPLY | [5 empty] | CIRCULATORY ASSIST UNITS, PERIPHERAL COMPRESSION |  | SEQUENTIALCOMPRESSIONDEV-Kendall-700 Series | SEQUENTIALCOMPRESSIONDEV | 700 Series |  |  |  | Kendall | Sequential Compression Device |  | SEQUENTIALCOMPRESSIONDEV-Kendall-700 Series |  |  |  |  | Covered PM Repair - Biomedical | MHHS-Southeast
NO | NO |  |  |  | PSD1285 |  | CARDINAL HEALTH | KENDALL 700 |  | V1830470SX | SE - CENTRAL SUPPLY | MHHS-Southeast |  | Sequential Compression Device |  | PSD1285 |  | Southeast & Bay Area |  | SE - CENTRAL SUPPLY | [5 empty] | CIRCULATORY ASSIST UNITS, PERIPHERAL COMPRESSION |  | SEQUENTIALCOMPRESSIONDEV-Kendall-700 Series | SEQUENTIALCOMPRESSIONDEV | 700 Series |  |  |  | Kendall | Sequential Compression Device |  | SEQUENTIALCOMPRESSIONDEV-Kendall-700 Series |  |  |  |  | Covered PM Repair - Biomedical | MHHS-Southeast
NO | NO |  |  |  | PSD1287 |  | CARDINAL HEALTH | KENDALL 700 |  | V1830455SX | SE - CENTRAL SUPPLY | MHHS-Southeast |  | Sequential Compression Device |  | PSD1287 |  | Southeast & Bay Area |  | SE - CENTRAL SUPPLY | [5 empty] | CIRCULATORY ASSIST UNITS, PERIPHERAL COMPRESSION |  | SEQUENTIALCOMPRESSIONDEV-Kendall-700 Series | SEQUENTIALCOMPRESSIONDEV | 700 Series |  |  |  | Kendall | Sequential Compression Device |  | SEQUENTIALCOMPRESSIONDEV-Kendall-700 Series |  |  |  |  | Covered PM Repair - Biomedical | MHHS-Southeast
NO | NO |  |  |  | PSD1288 |  | CARDINAL HEALTH | KENDALL 700 |  | V1830529SX | SE - CENTRAL SUPPLY | MHHS-Southeast |  | Sequential Compression Device |  | PSD1288 |  | Southeast & Bay Area |  | SE - CENTRAL SUPPLY | [5 empty] | CIRCULATORY ASSIST UNITS, PERIPHERAL COMPRESSION |  | SEQUENTIALCOMPRESSIONDEV-Kendall-700 Series | SEQUENTIALCOMPRESSIONDEV | 700 Series |  |  |  | Kendall | Sequential Compression Device |  | SEQUENTIALCOMPRESSIONDEV-Kendall-700 Series |  |  |  |  | Covered PM Repair - Biomedical | MHHS-Southeast
NO | NO |  |  |  | PSD1289 |  | CARDINAL HEALTH | KENDALL 700 |  | V1830530SX | SE - CENTRAL SUPPLY | MHHS-Southeast |  | Sequential Compression Device |  | PSD1289 |  | Southeast & Bay Area |  | SE - CENTRAL SUPPLY | [5 empty] | CIRCULATORY ASSIST UNITS, PERIPHERAL COMPRESSION |  | SEQUENTIALCOMPRESSIONDEV-Kendall-700 Series | SEQUENTIALCOMPRESSIONDEV | 700 Series |  |  |  | Kendall | Sequential Compression Device |  | SEQUENTIALCOMPRESSIONDEV-Kendall-700 Series |  |  |  |  | Covered PM Repair - Biomedical | MHHS-Southeast
NO | NO |  |  |  | PSD1290 |  | CARDINAL HEALTH | KENDALL 700 |  | V1830448SX | SE - CENTRAL SUPPLY | MHHS-Southeast |  | Sequential Compression Device |  | PSD1290 |  | Southeast & Bay Area |  | SE - CENTRAL SUPPLY | [5 empty] | CIRCULATORY ASSIST UNITS, PERIPHERAL COMPRESSION |  | SEQUENTIALCOMPRESSIONDEV-Kendall-700 Series | SEQUENTIALCOMPRESSIONDEV | 700 Series |  |  |  | Kendall | Sequential Compression Device |  | SEQUENTIALCOMPRESSIONDEV-Kendall-700 Series |  |  |  |  | Covered PM Repair - Biomedical | MHHS-Southeast
NO | NO |  |  |  | PSD1291 |  | CARDINAL HEALTH | KENDALL 700 |  | V1830484SX | SE - CENTRAL SUPPLY | MHHS-Southeast |  | Sequential Compression Device |  | PSD1291 |  | Southeast & Bay Area |  | SE - CENTRAL SUPPLY | [5 empty] | CIRCULATORY ASSIST UNITS, PERIPHERAL COMPRESSION |  | SEQUENTIALCOMPRESSIONDEV-Kendall-700 Series | SEQUENTIALCOMPRESSIONDEV | 700 Series |  |  |  | Kendall | Sequential Compression Device |  | SEQUENTIALCOMPRESSIONDEV-Kendall-700 Series |  |  |  |  | Covered PM Repair - Biomedical | MHHS-Southeast
NO | NO |  |  |  | PSD1293 |  | CARDINAL HEALTH | KENDALL 700 |  | V1830467SX | SE - CENTRAL SUPPLY | MHHS-Southeast |  | Sequential Compression Device |  | PSD1293 |  | Southeast & Bay Area |  | SE - CENTRAL SUPPLY | [5 empty] | CIRCULATORY ASSIST UNITS, PERIPHERAL COMPRESSION |  | SEQUENTIALCOMPRESSIONDEV-Kendall-700 Series | SEQUENTIALCOMPRESSIONDEV | 700 Series |  |  |  | Kendall | Sequential Compression Device |  | SEQUENTIALCOMPRESSIONDEV-Kendall-700 Series |  |  |  |  | Covered PM Repair - Biomedical | MHHS-Southeast
NO | NO |  |  |  | PSD1294 |  | CARDINAL HEALTH | KENDALL 700 |  | V1830527SX | SE - CENTRAL SUPPLY | MHHS-Southeast |  | Sequential Compression Device |  | PSD1294 |  | Southeast & Bay Area |  | SE - CENTRAL SUPPLY | [5 empty] | CIRCULATORY ASSIST UNITS, PERIPHERAL COMPRESSION |  | SEQUENTIALCOMPRESSIONDEV-Kendall-700 Series | SEQUENTIALCOMPRESSIONDEV | 700 Series |  |  |  | Kendall | Sequential Compression Device |  | SEQUENTIALCOMPRESSIONDEV-Kendall-700 Series |  |  |  |  | Covered PM Repair - Biomedical | MHHS-Southeast
NO | NO |  |  |  | PSD1296 |  | CARDINAL HEALTH | KENDALL 700 |  | V1830485SX | SE - CENTRAL SUPPLY | MHHS-Southeast |  | Sequential Compression Device |  | PSD1296 |  | Southeast & Bay Area |  | SE - CENTRAL SUPPLY | [5 empty] | CIRCULATORY ASSIST UNITS, PERIPHERAL COMPRESSION |  | SEQUENTIALCOMPRESSIONDEV-Kendall-700 Series | SEQUENTIALCOMPRESSIONDEV | 700 Series |  |  |  | Kendall | Sequential Compression Device |  | SEQUENTIALCOMPRESSIONDEV-Kendall-700 Series |  |  |  |  | Covered PM Repair - Biomedical | MHHS-Southeast
NO | NO |  |  |  | PSD1298 |  | CARDINAL HEALTH | KENDALL 700 |  | V1901629SX | SE - CENTRAL SUPPLY | MHHS-Southeast |  | Sequential Compression Device |  | PSD1298 |  | Southeast & Bay Area |  | SE - CENTRAL SUPPLY | [5 empty] | CIRCULATORY ASSIST UNITS, PERIPHERAL COMPRESSION |  | SEQUENTIALCOMPRESSIONDEV-Kendall-700 Series | SEQUENTIALCOMPRESSIONDEV | 700 Series |  |  |  | Kendall | Sequential Compression Device |  | SEQUENTIALCOMPRESSIONDEV-Kendall-700 Series |  |  |  |  | Covered PM Repair - Biomedical | MHHS-Southeast
NO | NO |  |  |  | PSD1299 |  | CARDINAL HEALTH | KENDALL 700 |  | V1901617SX | SE - CENTRAL SUPPLY | MHHS-Southeast |  | Sequential Compression Device |  | PSD1299 |  | Southeast & Bay Area |  | SE - CENTRAL SUPPLY | [5 empty] | CIRCULATORY ASSIST UNITS, PERIPHERAL COMPRESSION |  | SEQUENTIALCOMPRESSIONDEV-Kendall-700 Series | SEQUENTIALCOMPRESSIONDEV | 700 Series |  |  |  | Kendall | Sequential Compression Device |  | SEQUENTIALCOMPRESSIONDEV-Kendall-700 Series |  |  |  |  | Covered PM Repair - Biomedical | MHHS-Southeast
NO | NO |  |  |  | PSD1300 |  | CARDINAL HEALTH | KENDALL 700 |  | V1901625SX | SE - CENTRAL SUPPLY | MHHS-Southeast |  | Sequential Compression Device |  | PSD1300 |  | Southeast & Bay Area |  | SE - CENTRAL SUPPLY | [5 empty] | CIRCULATORY ASSIST UNITS, PERIPHERAL COMPRESSION |  | SEQUENTIALCOMPRESSIONDEV-Kendall-700 Series | SEQUENTIALCOMPRESSIONDEV | 700 Series |  |  |  | Kendall | Sequential Compression Device |  | SEQUENTIALCOMPRESSIONDEV-Kendall-700 Series |  |  |  |  | Covered PM Repair - Biomedical | MHHS-Southeast
NO | NO |  |  |  | PSD1301 |  | CARDINAL HEALTH | KENDALL 700 |  | V1901655SX | SE - CENTRAL SUPPLY | MHHS-Southeast |  | Sequential Compression Device |  | PSD1301 |  | Southeast & Bay Area |  | SE - CENTRAL SUPPLY | [5 empty] | CIRCULATORY ASSIST UNITS, PERIPHERAL COMPRESSION |  | SEQUENTIALCOMPRESSIONDEV-Kendall-700 Series | SEQUENTIALCOMPRESSIONDEV | 700 Series |  |  |  | Kendall | Sequential Compression Device |  | SEQUENTIALCOMPRESSIONDEV-Kendall-700 Series |  |  |  |  | Covered PM Repair - Biomedical | MHHS-Southeast
NO | NO |  |  |  | PSD1303 |  | CARDINAL HEALTH | KENDALL 700 |  | V1901607SX | SE - CENTRAL SUPPLY | MHHS-Southeast |  | Sequential Compression Device |  | PSD1303 |  | Southeast & Bay Area |  | SE - CENTRAL SUPPLY | [5 empty] | CIRCULATORY ASSIST UNITS, PERIPHERAL COMPRESSION |  | SEQUENTIALCOMPRESSIONDEV-Kendall-700 Series | SEQUENTIALCOMPRESSIONDEV | 700 Series |  |  |  | Kendall | Sequential Compression Device |  | SEQUENTIALCOMPRESSIONDEV-Kendall-700 Series |  |  |  |  | Covered PM Repair - Biomedical | MHHS-Southeast
NO | NO |  |  |  | PSD1304 |  | CARDINAL HEALTH | KENDALL 700 |  | V1830444SX | SE - CENTRAL SUPPLY | MHHS-Southeast |  | Sequential Compression Device |  | PSD1304 |  | Southeast & Bay Area |  | SE - CENTRAL SUPPLY | [5 empty] | CIRCULATORY ASSIST UNITS, PERIPHERAL COMPRESSION |  | SEQUENTIALCOMPRESSIONDEV-Kendall-700 Series | SEQUENTIALCOMPRESSIONDEV | 700 Series |  |  |  | Kendall | Sequential Compression Device |  | SEQUENTIALCOMPRESSIONDEV-Kendall-700 Series |  |  |  |  | Covered PM Repair - Biomedical | MHHS-Southeast
NO | NO |  |  |  | PSD1305 |  | CARDINAL HEALTH | KENDALL 700 |  | V1901546SX | SE - CENTRAL SUPPLY | MHHS-Southeast |  | Sequential Compression Device |  | PSD1305 |  | Southeast & Bay Area |  | SE - CENTRAL SUPPLY | [5 empty] | CIRCULATORY ASSIST UNITS, PERIPHERAL COMPRESSION |  | SEQUENTIALCOMPRESSIONDEV-Kendall-700 Series | SEQUENTIALCOMPRESSIONDEV | 700 Series |  |  |  | Kendall | Sequential Compression Device |  | SEQUENTIALCOMPRESSIONDEV-Kendall-700 Series |  |  |  |  | Covered PM Repair - Biomedical | MHHS-Southeast
NO | NO |  |  |  | PSD1306 |  | CARDINAL HEALTH | KENDALL 700 |  | V1901529SX | SE - CENTRAL SUPPLY | MHHS-Southeast |  | Sequential Compression Device |  | PSD1306 |  | Southeast & Bay Area |  | SE - CENTRAL SUPPLY | [5 empty] | CIRCULATORY ASSIST UNITS, PERIPHERAL COMPRESSION |  | SEQUENTIALCOMPRESSIONDEV-Kendall-700 Series | SEQUENTIALCOMPRESSIONDEV | 700 Series |  |  |  | Kendall | Sequential Compression Device |  | SEQUENTIALCOMPRESSIONDEV-Kendall-700 Series |  |  |  |  | Covered PM Repair - Biomedical | MHHS-Southeast
NO | NO |  |  |  | PSD1307 |  | CARDINAL HEALTH | KENDALL 700 |  | V1901532SX | SE - CENTRAL SUPPLY | MHHS-Southeast |  | Sequential Compression Device |  | PSD1307 |  | Southeast & Bay Area |  | SE - CENTRAL SUPPLY | [5 empty] | CIRCULATORY ASSIST UNITS, PERIPHERAL COMPRESSION |  | SEQUENTIALCOMPRESSIONDEV-Kendall-700 Series | SEQUENTIALCOMPRESSIONDEV | 700 Series |  |  |  | Kendall | Sequential Compression Device |  | SEQUENTIALCOMPRESSIONDEV-Kendall-700 Series |  |  |  |  | Covered PM Repair - Biomedical | MHHS-Southeast
NO | NO |  |  |  | PSD1308 |  | CARDINAL HEALTH | KENDALL 700 |  | V1901531SX | SE - CENTRAL SUPPLY | MHHS-Southeast |  | Sequential Compression Device |  | PSD1308 |  | Southeast & Bay Area |  | SE - CENTRAL SUPPLY | [5 empty] | CIRCULATORY ASSIST UNITS, PERIPHERAL COMPRESSION |  | SEQUENTIALCOMPRESSIONDEV-Kendall-700 Series | SEQUENTIALCOMPRESSIONDEV | 700 Series |  |  |  | Kendall | Sequential Compression Device |  | SEQUENTIALCOMPRESSIONDEV-Kendall-700 Series |  |  |  |  | Covered PM Repair - Biomedical | MHHS-Southeast
NO | NO |  |  |  | PSD1310 |  | CARDINAL HEALTH | KENDALL 700 |  | V1901552SX | SE - CENTRAL SUPPLY | MHHS-Southeast |  | Sequential Compression Device |  | PSD1310 |  | Southeast & Bay Area |  | SE - CENTRAL SUPPLY | [5 empty] | CIRCULATORY ASSIST UNITS, PERIPHERAL COMPRESSION |  | SEQUENTIALCOMPRESSIONDEV-Kendall-700 Series | SEQUENTIALCOMPRESSIONDEV | 700 Series |  |  |  | Kendall | Sequential Compression Device |  | SEQUENTIALCOMPRESSIONDEV-Kendall-700 Series |  |  |  |  | Covered PM Repair - Biomedical | MHHS-Southeast
NO | NO |  |  |  | PSD1311 |  | CARDINAL HEALTH | KENDALL 700 |  | V1901569SX | SE - CENTRAL SUPPLY | MHHS-Southeast |  | Sequential Compression Device |  | PSD1311 |  | Southeast & Bay Area |  | SE - CENTRAL SUPPLY | [5 empty] | CIRCULATORY ASSIST UNITS, PERIPHERAL COMPRESSION |  | SEQUENTIALCOMPRESSIONDEV-Kendall-700 Series | SEQUENTIALCOMPRESSIONDEV | 700 Series |  |  |  | Kendall | Sequential Compression Device |  | SEQUENTIALCOMPRESSIONDEV-Kendall-700 Series |  |  |  |  | Covered PM Repair - Biomedical | MHHS-Southeast
NO | NO |  |  |  | PSD1312 |  | CARDINAL HEALTH | KENDALL 700 |  | V1901573SX | SE - CENTRAL SUPPLY | MHHS-Southeast |  | Sequential Compression Device |  | PSD1312 |  | Southeast & Bay Area |  | SE - CENTRAL SUPPLY | [5 empty] | CIRCULATORY ASSIST UNITS, PERIPHERAL COMPRESSION |  | SEQUENTIALCOMPRESSIONDEV-Kendall-700 Series | SEQUENTIALCOMPRESSIONDEV | 700 Series |  |  |  | Kendall | Sequential Compression Device |  | SEQUENTIALCOMPRESSIONDEV-Kendall-700 Series |  |  |  |  | Covered PM Repair - Biomedical | MHHS-Southeast
NO | NO |  |  |  | PSD1313 |  | CARDINAL HEALTH | KENDALL 700 |  | V1901615SX | SE - CENTRAL SUPPLY | MHHS-Southeast |  | Sequential Compression Device |  | PSD1313 |  | Southeast & Bay Area |  | SE - CENTRAL SUPPLY | [5 empty] | CIRCULATORY ASSIST UNITS, PERIPHERAL COMPRESSION |  | SEQUENTIALCOMPRESSIONDEV-Kendall-700 Series | SEQUENTIALCOMPRESSIONDEV | 700 Series |  |  |  | Kendall | Sequential Compression Device |  | SEQUENTIALCOMPRESSIONDEV-Kendall-700 Series |  |  |  |  | Covered PM Repair - Biomedical | MHHS-Southeast
NO | NO |  |  |  | PSD1314 |  | CARDINAL HEALTH | KENDALL 700 |  | V1901605SX | SE - CENTRAL SUPPLY | MHHS-Southeast |  | Sequential Compression Device |  | PSD1314 |  | Southeast & Bay Area |  | SE - CENTRAL SUPPLY | [5 empty] | CIRCULATORY ASSIST UNITS, PERIPHERAL COMPRESSION |  | SEQUENTIALCOMPRESSIONDEV-Kendall-700 Series | SEQUENTIALCOMPRESSIONDEV | 700 Series |  |  |  | Kendall | Sequential Compression Device |  | SEQUENTIALCOMPRESSIONDEV-Kendall-700 Series |  |  |  |  | Covered PM Repair - Biomedical | MHHS-Southeast
NO | NO |  |  |  | PSD1315 |  | CARDINAL HEALTH | KENDALL 700 |  | V1901599SX | SE - CENTRAL SUPPLY | MHHS-Southeast |  | Sequential Compression Device |  | PSD1315 |  | Southeast & Bay Area |  | SE - CENTRAL SUPPLY | [5 empty] | CIRCULATORY ASSIST UNITS, PERIPHERAL COMPRESSION |  | SEQUENTIALCOMPRESSIONDEV-Kendall-700 Series | SEQUENTIALCOMPRESSIONDEV | 700 Series |  |  |  | Kendall | Sequential Compression Device |  | SEQUENTIALCOMPRESSIONDEV-Kendall-700 Series |  |  |  |  | Covered PM Repair - Biomedical | MHHS-Southeast
NO | NO |  |  |  | PSD1316 |  | CARDINAL HEALTH | KENDALL 700 |  | V1901628SX | SE - CENTRAL SUPPLY | MHHS-Southeast |  | Sequential Compression Device |  | PSD1316 |  | Southeast & Bay Area |  | SE - CENTRAL SUPPLY | [5 empty] | CIRCULATORY ASSIST UNITS, PERIPHERAL COMPRESSION |  | SEQUENTIALCOMPRESSIONDEV-Kendall-700 Series | SEQUENTIALCOMPRESSIONDEV | 700 Series |  |  |  | Kendall | Sequential Compression Device |  | SEQUENTIALCOMPRESSIONDEV-Kendall-700 Series |  |  |  |  | Covered PM Repair - Biomedical | MHHS-Southeast
NO | NO |  |  |  | PSD1317 |  | CARDINAL HEALTH | KENDALL 700 |  | V1901635SX | SE - CENTRAL SUPPLY | MHHS-Southeast |  | Sequential Compression Device |  | PSD1317 |  | Southeast & Bay Area |  | SE - CENTRAL SUPPLY | [5 empty] | CIRCULATORY ASSIST UNITS, PERIPHERAL COMPRESSION |  | SEQUENTIALCOMPRESSIONDEV-Kendall-700 Series | SEQUENTIALCOMPRESSIONDEV | 700 Series |  |  |  | Kendall | Sequential Compression Device |  | SEQUENTIALCOMPRESSIONDEV-Kendall-700 Series |  |  |  |  | Covered PM Repair - Biomedical | MHHS-Southeast
NO | NO |  |  |  | PSD1318 |  | CARDINAL HEALTH | KENDALL 700 |  | V1901583SX | SE - CENTRAL SUPPLY | MHHS-Southeast |  | Sequential Compression Device |  | PSD1318 |  | Southeast & Bay Area |  | SE - CENTRAL SUPPLY | [5 empty] | CIRCULATORY ASSIST UNITS, PERIPHERAL COMPRESSION |  | SEQUENTIALCOMPRESSIONDEV-Kendall-700 Series | SEQUENTIALCOMPRESSIONDEV | 700 Series |  |  |  | Kendall | Sequential Compression Device |  | SEQUENTIALCOMPRESSIONDEV-Kendall-700 Series |  |  |  |  | Covered PM Repair - Biomedical | MHHS-Southeast
NO | NO |  |  |  | PSD1319 |  | CARDINAL HEALTH | KENDALL 700 |  | V1901614SX | SE - CENTRAL SUPPLY | MHHS-Southeast |  | Sequential Compression Device |  | PSD1319 |  | Southeast & Bay Area |  | SE - CENTRAL SUPPLY | [5 empty] | CIRCULATORY ASSIST UNITS, PERIPHERAL COMPRESSION |  | SEQUENTIALCOMPRESSIONDEV-Kendall-700 Series | SEQUENTIALCOMPRESSIONDEV | 700 Series |  |  |  | Kendall | Sequential Compression Device |  | SEQUENTIALCOMPRESSIONDEV-Kendall-700 Series |  |  |  |  | Covered PM Repair - Biomedical | MHHS-Southeast
NO | NO |  |  |  | PSD1320 |  | CARDINAL HEALTH | KENDALL 700 |  | V1901642SX | SE - CENTRAL SUPPLY | MHHS-Southeast |  | Sequential Compression Device |  | PSD1320 |  | Southeast & Bay Area |  | SE - CENTRAL SUPPLY | [5 empty] | CIRCULATORY ASSIST UNITS, PERIPHERAL COMPRESSION |  | SEQUENTIALCOMPRESSIONDEV-Kendall-700 Series | SEQUENTIALCOMPRESSIONDEV | 700 Series |  |  |  | Kendall | Sequential Compression Device |  | SEQUENTIALCOMPRESSIONDEV-Kendall-700 Series |  |  |  |  | Covered PM Repair - Biomedical | MHHS-Southeast
NO | NO |  |  |  | PSD1321 |  | CARDINAL HEALTH | KENDALL 700 |  | V1901640SX | SE - CENTRAL SUPPLY | MHHS-Southeast |  | Sequential Compression Device |  | PSD1321 |  | Southeast & Bay Area |  | SE - CENTRAL SUPPLY | [5 empty] | CIRCULATORY ASSIST UNITS, PERIPHERAL COMPRESSION |  | SEQUENTIALCOMPRESSIONDEV-Kendall-700 Series | SEQUENTIALCOMPRESSIONDEV | 700 Series |  |  |  | Kendall | Sequential Compression Device |  | SEQUENTIALCOMPRESSIONDEV-Kendall-700 Series |  |  |  |  | Covered PM Repair - Biomedical | MHHS-Southeast
NO | NO |  |  |  | PSD1323 |  | CARDINAL HEALTH | KENDALL 700 |  | V1901601SX | SE - CENTRAL SUPPLY | MHHS-Southeast |  | Sequential Compression Device |  | PSD1323 |  | Southeast & Bay Area |  | SE - CENTRAL SUPPLY | [5 empty] | CIRCULATORY ASSIST UNITS, PERIPHERAL COMPRESSION |  | SEQUENTIALCOMPRESSIONDEV-Kendall-700 Series | SEQUENTIALCOMPRESSIONDEV | 700 Series |  |  |  | Kendall | Sequential Compression Device |  | SEQUENTIALCOMPRESSIONDEV-Kendall-700 Series |  |  |  |  | Covered PM Repair - Biomedical | MHHS-Southeast
NO | NO |  |  |  | PSD1324 |  | CARDINAL HEALTH | KENDALL 700 |  | V1901596SX | SE - CENTRAL SUPPLY | MHHS-Southeast |  | Sequential Compression Device |  | PSD1324 |  | Southeast & Bay Area |  | SE - CENTRAL SUPPLY | [5 empty] | CIRCULATORY ASSIST UNITS, PERIPHERAL COMPRESSION |  | SEQUENTIALCOMPRESSIONDEV-Kendall-700 Series | SEQUENTIALCOMPRESSIONDEV | 700 Series |  |  |  | Kendall | Sequential Compression Device |  | SEQUENTIALCOMPRESSIONDEV-Kendall-700 Series |  |  |  |  | Covered PM Repair - Biomedical | MHHS-Southeast
NO | NO |  |  |  | PSD1325 |  | CARDINAL HEALTH | KENDALL 700 |  | V1901619SX | SE - CENTRAL SUPPLY | MHHS-Southeast |  | Sequential Compression Device |  | PSD1325 |  | Southeast & Bay Area |  | SE - CENTRAL SUPPLY | [5 empty] | CIRCULATORY ASSIST UNITS, PERIPHERAL COMPRESSION |  | SEQUENTIALCOMPRESSIONDEV-Kendall-700 Series | SEQUENTIALCOMPRESSIONDEV | 700 Series |  |  |  | Kendall | Sequential Compression Device |  | SEQUENTIALCOMPRESSIONDEV-Kendall-700 Series |  |  |  |  | Covered PM Repair - Biomedical | MHHS-Southeast
NO | NO |  |  |  | PSD1326 |  | CARDINAL HEALTH | KENDALL 700 |  | V1901630SX | SE - CENTRAL SUPPLY | MHHS-Southeast |  | Sequential Compression Device |  | PSD1326 |  | Southeast & Bay Area |  | SE - CENTRAL SUPPLY | [5 empty] | CIRCULATORY ASSIST UNITS, PERIPHERAL COMPRESSION |  | SEQUENTIALCOMPRESSIONDEV-Kendall-700 Series | SEQUENTIALCOMPRESSIONDEV | 700 Series |  |  |  | Kendall | Sequential Compression Device |  | SEQUENTIALCOMPRESSIONDEV-Kendall-700 Series |  |  |  |  | Covered PM Repair - Biomedical | MHHS-Southeast
NO | NO |  |  |  | PSD1327 |  | CARDINAL HEALTH | KENDALL 700 |  | V1830619SX | SE - CENTRAL SUPPLY | MHHS-Southeast |  | Sequential Compression Device |  | PSD1327 |  | Southeast & Bay Area |  | SE - CENTRAL SUPPLY | [5 empty] | CIRCULATORY ASSIST UNITS, PERIPHERAL COMPRESSION |  | SEQUENTIALCOMPRESSIONDEV-Kendall-700 Series | SEQUENTIALCOMPRESSIONDEV | 700 Series |  |  |  | Kendall | Sequential Compression Device |  | SEQUENTIALCOMPRESSIONDEV-Kendall-700 Series |  |  |  |  | Covered PM Repair - Biomedical | MHHS-Southeast
NO | NO |  |  |  | PSD1329 |  | CARDINAL HEALTH | KENDALL 700 |  | V1830633SX | SE - CENTRAL SUPPLY | MHHS-Southeast |  | Sequential Compression Device |  | PSD1329 |  | Southeast & Bay Area |  | SE - CENTRAL SUPPLY | [5 empty] | CIRCULATORY ASSIST UNITS, PERIPHERAL COMPRESSION |  | SEQUENTIALCOMPRESSIONDEV-Kendall-700 Series | SEQUENTIALCOMPRESSIONDEV | 700 Series |  |  |  | Kendall | Sequential Compression Device |  | SEQUENTIALCOMPRESSIONDEV-Kendall-700 Series |  |  |  |  | Covered PM Repair - Biomedical | MHHS-Southeast
NO | NO |  |  |  | PSD1331 |  | CARDINAL HEALTH | KENDALL 700 |  | V1830593SX | SE - CENTRAL SUPPLY | MHHS-Southeast |  | Sequential Compression Device |  | PSD1331 |  | Southeast & Bay Area |  | SE - CENTRAL SUPPLY | [5 empty] | CIRCULATORY ASSIST UNITS, PERIPHERAL COMPRESSION |  | SEQUENTIALCOMPRESSIONDEV-Kendall-700 Series | SEQUENTIALCOMPRESSIONDEV | 700 Series |  |  |  | Kendall | Sequential Compression Device |  | SEQUENTIALCOMPRESSIONDEV-Kendall-700 Series |  |  |  |  | Covered PM Repair - Biomedical | MHHS-Southeast
NO | NO |  |  |  | PSD1332 |  | CARDINAL HEALTH | KENDALL 700 |  | V1830592SX | SE - CENTRAL SUPPLY | MHHS-Southeast |  | Sequential Compression Device |  | PSD1332 |  | Southeast & Bay Area |  | SE - CENTRAL SUPPLY | [5 empty] | CIRCULATORY ASSIST UNITS, PERIPHERAL COMPRESSION |  | SEQUENTIALCOMPRESSIONDEV-Kendall-700 Series | SEQUENTIALCOMPRESSIONDEV | 700 Series |  |  |  | Kendall | Sequential Compression Device |  | SEQUENTIALCOMPRESSIONDEV-Kendall-700 Series |  |  |  |  | Covered PM Repair - Biomedical | MHHS-Southeast
NO | NO |  |  |  | PSD1333 |  | CARDINAL HEALTH | KENDALL 700 |  | V1830585SX | SE - CENTRAL SUPPLY | MHHS-Southeast |  | Sequential Compression Device |  | PSD1333 |  | Southeast & Bay Area |  | SE - CENTRAL SUPPLY | [5 empty] | CIRCULATORY ASSIST UNITS, PERIPHERAL COMPRESSION |  | SEQUENTIALCOMPRESSIONDEV-Kendall-700 Series | SEQUENTIALCOMPRESSIONDEV | 700 Series |  |  |  | Kendall | Sequential Compression Device |  | SEQUENTIALCOMPRESSIONDEV-Kendall-700 Series |  |  |  |  | Covered PM Repair - Biomedical | MHHS-Southeast
NO | NO |  |  |  | PSD1334 |  | CARDINAL HEALTH | KENDALL 700 |  | V1830582SX | SE - CENTRAL SUPPLY | MHHS-Southeast |  | Sequential Compression Device |  | PSD1334 |  | Southeast & Bay Area |  | SE - CENTRAL SUPPLY | [5 empty] | CIRCULATORY ASSIST UNITS, PERIPHERAL COMPRESSION |  | SEQUENTIALCOMPRESSIONDEV-Kendall-700 Series | SEQUENTIALCOMPRESSIONDEV | 700 Series |  |  |  | Kendall | Sequential Compression Device |  | SEQUENTIALCOMPRESSIONDEV-Kendall-700 Series |  |  |  |  | Covered PM Repair - Biomedical | MHHS-Southeast
NO | NO |  |  |  | PSD1336 |  | CARDINAL HEALTH | KENDALL 700 |  | V1830581SX | SE - CENTRAL SUPPLY | MHHS-Southeast |  | Sequential Compression Device |  | PSD1336 |  | Southeast & Bay Area |  | SE - CENTRAL SUPPLY | [5 empty] | CIRCULATORY ASSIST UNITS, PERIPHERAL COMPRESSION |  | SEQUENTIALCOMPRESSIONDEV-Kendall-700 Series | SEQUENTIALCOMPRESSIONDEV | 700 Series |  |  |  | Kendall | Sequential Compression Device |  | SEQUENTIALCOMPRESSIONDEV-Kendall-700 Series |  |  |  |  | Covered PM Repair - Biomedical | MHHS-Southeast
NO | NO |  |  |  | PSD1338 |  | CARDINAL HEALTH | KENDALL 700 |  | V1830608SX | SE - CENTRAL SUPPLY | MHHS-Southeast |  | Sequential Compression Device |  | PSD1338 |  | Southeast & Bay Area |  | SE - CENTRAL SUPPLY | [5 empty] | CIRCULATORY ASSIST UNITS, PERIPHERAL COMPRESSION |  | SEQUENTIALCOMPRESSIONDEV-Kendall-700 Series | SEQUENTIALCOMPRESSIONDEV | 700 Series |  |  |  | Kendall | Sequential Compression Device |  | SEQUENTIALCOMPRESSIONDEV-Kendall-700 Series |  |  |  |  | Covered PM Repair - Biomedical | MHHS-Southeast
NO | NO |  |  |  | PSD1339 |  | CARDINAL HEALTH | KENDALL 700 |  | V1830607SX | SE - CENTRAL SUPPLY | MHHS-Southeast |  | Sequential Compression Device |  | PSD1339 |  | Southeast & Bay Area |  | SE - CENTRAL SUPPLY | [5 empty] | CIRCULATORY ASSIST UNITS, PERIPHERAL COMPRESSION |  | SEQUENTIALCOMPRESSIONDEV-Kendall-700 Series | SEQUENTIALCOMPRESSIONDEV | 700 Series |  |  |  | Kendall | Sequential Compression Device |  | SEQUENTIALCOMPRESSIONDEV-Kendall-700 Series |  |  |  |  | Covered PM Repair - Biomedical | MHHS-Southeast
NO | NO |  |  |  | PSD1340 |  | CARDINAL HEALTH | KENDALL 700 |  | V1830614SX | SE - CENTRAL SUPPLY | MHHS-Southeast |  | Sequential Compression Device |  | PSD1340 |  | Southeast & Bay Area |  | SE - CENTRAL SUPPLY | [5 empty] | CIRCULATORY ASSIST UNITS, PERIPHERAL COMPRESSION |  | SEQUENTIALCOMPRESSIONDEV-Kendall-700 Series | SEQUENTIALCOMPRESSIONDEV | 700 Series |  |  |  | Kendall | Sequential Compression Device |  | SEQUENTIALCOMPRESSIONDEV-Kendall-700 Series |  |  |  |  | Covered PM Repair - Biomedical | MHHS-Southeast
NO | NO |  |  |  | PSD1341 |  | CARDINAL HEALTH | KENDALL 700 |  | V1830488SX | SE - CENTRAL SUPPLY | MHHS-Southeast |  | Sequential Compression Device |  | PSD1341 |  | Southeast & Bay Area |  | SE - CENTRAL SUPPLY | [5 empty] | CIRCULATORY ASSIST UNITS, PERIPHERAL COMPRESSION |  | SEQUENTIALCOMPRESSIONDEV-Kendall-700 Series | SEQUENTIALCOMPRESSIONDEV | 700 Series |  |  |  | Kendall | Sequential Compression Device |  | SEQUENTIALCOMPRESSIONDEV-Kendall-700 Series |  |  |  |  | Covered PM Repair - Biomedical | MHHS-Southeast
NO | NO |  |  |  | PSD1343 |  | CARDINAL HEALTH | KENDALL 700 |  | V1830460SX | SE - CENTRAL SUPPLY | MHHS-Southeast |  | Sequential Compression Device |  | PSD1343 |  | Southeast & Bay Area |  | SE - CENTRAL SUPPLY | [5 empty] | CIRCULATORY ASSIST UNITS, PERIPHERAL COMPRESSION |  | SEQUENTIALCOMPRESSIONDEV-Kendall-700 Series | SEQUENTIALCOMPRESSIONDEV | 700 Series |  |  |  | Kendall | Sequential Compression Device |  | SEQUENTIALCOMPRESSIONDEV-Kendall-700 Series |  |  |  |  | Covered PM Repair - Biomedical | MHHS-Southeast
NO | NO |  |  |  | PSD1345 |  | CARDINAL HEALTH | KENDALL 700 |  | V1830493SX | SE - CENTRAL SUPPLY | MHHS-Southeast |  | Sequential Compression Device |  | PSD1345 |  | Southeast & Bay Area |  | SE - CENTRAL SUPPLY | [5 empty] | CIRCULATORY ASSIST UNITS, PERIPHERAL COMPRESSION |  | SEQUENTIALCOMPRESSIONDEV-Kendall-700 Series | SEQUENTIALCOMPRESSIONDEV | 700 Series |  |  |  | Kendall | Sequential Compression Device |  | SEQUENTIALCOMPRESSIONDEV-Kendall-700 Series |  |  |  |  | Covered PM Repair - Biomedical | MHHS-Southeast
NO | NO |  |  |  | PSD1346 |  | CARDINAL HEALTH | KENDALL 700 |  | V1830498SX | SE - CENTRAL SUPPLY | MHHS-Southeast |  | Sequential Compression Device |  | PSD1346 |  | Southeast & Bay Area |  | SE - CENTRAL SUPPLY | [5 empty] | CIRCULATORY ASSIST UNITS, PERIPHERAL COMPRESSION |  | SEQUENTIALCOMPRESSIONDEV-Kendall-700 Series | SEQUENTIALCOMPRESSIONDEV | 700 Series |  |  |  | Kendall | Sequential Compression Device |  | SEQUENTIALCOMPRESSIONDEV-Kendall-700 Series |  |  |  |  | Covered PM Repair - Biomedical | MHHS-Southeast
NO | NO |  |  |  | PSD1347 |  | CARDINAL HEALTH | KENDALL 700 |  | V1830461SX | SE - CENTRAL SUPPLY | MHHS-Southeast |  | Sequential Compression Device |  | PSD1347 |  | Southeast & Bay Area |  | SE - CENTRAL SUPPLY | [5 empty] | CIRCULATORY ASSIST UNITS, PERIPHERAL COMPRESSION |  | SEQUENTIALCOMPRESSIONDEV-Kendall-700 Series | SEQUENTIALCOMPRESSIONDEV | 700 Series |  |  |  | Kendall | Sequential Compression Device |  | SEQUENTIALCOMPRESSIONDEV-Kendall-700 Series |  |  |  |  | Covered PM Repair - Biomedical | MHHS-Southeast
NO | NO |  |  |  | PSD1349 |  | CARDINAL HEALTH | KENDALL 700 |  | V1830466SX | SE - CENTRAL SUPPLY | MHHS-Southeast |  | Sequential Compression Device |  | PSD1349 |  | Southeast & Bay Area |  | SE - CENTRAL SUPPLY | [5 empty] | CIRCULATORY ASSIST UNITS, PERIPHERAL COMPRESSION |  | SEQUENTIALCOMPRESSIONDEV-Kendall-700 Series | SEQUENTIALCOMPRESSIONDEV | 700 Series |  |  |  | Kendall | Sequential Compression Device |  | SEQUENTIALCOMPRESSIONDEV-Kendall-700 Series |  |  |  |  | Not Covered Vendor Only - Biomedical | MHHS-Southeast
NO | NO |  |  |  | PSD1350 |  | CARDINAL HEALTH | KENDALL 700 |  | V1830442SX | SE - CENTRAL SUPPLY | MHHS-Southeast |  | Sequential Compression Device |  | PSD1350 |  | Southeast & Bay Area |  | SE - CENTRAL SUPPLY | [5 empty] | CIRCULATORY ASSIST UNITS, PERIPHERAL COMPRESSION |  | SEQUENTIALCOMPRESSIONDEV-Kendall-700 Series | SEQUENTIALCOMPRESSIONDEV | 700 Series |  |  |  | Kendall | Sequential Compression Device |  | SEQUENTIALCOMPRESSIONDEV-Kendall-700 Series |  |  |  |  | Not Covered Vendor Only - Biomedical | MHHS-Southeast
NO | NO |  |  |  | PSD1351 |  | CARDINAL HEALTH | KENDALL 700 |  | V1830443SX | SE - CENTRAL SUPPLY | MHHS-Southeast |  | Sequential Compression Device |  | PSD1351 |  | Southeast & Bay Area |  | SE - CENTRAL SUPPLY | [5 empty] | CIRCULATORY ASSIST UNITS, PERIPHERAL COMPRESSION |  | SEQUENTIALCOMPRESSIONDEV-Kendall-700 Series | SEQUENTIALCOMPRESSIONDEV | 700 Series |  |  |  | Kendall | Sequential Compression Device |  | SEQUENTIALCOMPRESSIONDEV-Kendall-700 Series |  |  |  |  | Not Covered Vendor Only - Biomedical | MHHS-Southeast
NO | NO |  |  |  | PSD1352 |  | CARDINAL HEALTH | KENDALL 700 |  | V1830445SX | SE - CENTRAL SUPPLY | MHHS-Southeast |  | Sequential Compression Device |  | PSD1352 |  | Southeast & Bay Area |  | SE - CENTRAL SUPPLY | [5 empty] | CIRCULATORY ASSIST UNITS, PERIPHERAL COMPRESSION |  | SEQUENTIALCOMPRESSIONDEV-Kendall-700 Series | SEQUENTIALCOMPRESSIONDEV | 700 Series |  |  |  | Kendall | Sequential Compression Device |  | SEQUENTIALCOMPRESSIONDEV-Kendall-700 Series |  |  |  |  | Not Covered Vendor Only - Biomedical | MHHS-Southeast
NO | NO |  |  |  | PSD1353 |  | CARDINAL HEALTH | KENDALL 700 |  | V1830441SX | SE - CENTRAL SUPPLY | MHHS-Southeast |  | Sequential Compression Device |  | PSD1353 |  | Southeast & Bay Area |  | SE - CENTRAL SUPPLY | [5 empty] | CIRCULATORY ASSIST UNITS, PERIPHERAL COMPRESSION |  | SEQUENTIALCOMPRESSIONDEV-Kendall-700 Series | SEQUENTIALCOMPRESSIONDEV | 700 Series |  |  |  | Kendall | Sequential Compression Device |  | SEQUENTIALCOMPRESSIONDEV-Kendall-700 Series |  |  |  |  | Not Covered Vendor Only - Biomedical | MHHS-Southeast
NO | NO |  |  |  | PSD1355 |  | CARDINAL HEALTH | KENDALL 700 |  | V1901520SX | SE - CENTRAL SUPPLY | MHHS-Southeast |  | Sequential Compression Device |  | PSD1355 |  | Southeast & Bay Area |  | SE - CENTRAL SUPPLY | [5 empty] | CIRCULATORY ASSIST UNITS, PERIPHERAL COMPRESSION |  | SEQUENTIALCOMPRESSIONDEV-Kendall-700 Series | SEQUENTIALCOMPRESSIONDEV | 700 Series |  |  |  | Kendall | Sequential Compression Device |  | SEQUENTIALCOMPRESSIONDEV-Kendall-700 Series |  |  |  |  | Not Covered Vendor Only - Biomedical | MHHS-Southeast
NO | NO |  |  |  | PSD1356 |  | CARDINAL HEALTH | KENDALL 700 |  | V1901517SX | SE - CENTRAL SUPPLY | MHHS-Southeast |  | Sequential Compression Device |  | PSD1356 |  | Southeast & Bay Area |  | SE - CENTRAL SUPPLY | [5 empty] | CIRCULATORY ASSIST UNITS, PERIPHERAL COMPRESSION |  | SEQUENTIALCOMPRESSIONDEV-Kendall-700 Series | SEQUENTIALCOMPRESSIONDEV | 700 Series |  |  |  | Kendall | Sequential Compression Device |  | SEQUENTIALCOMPRESSIONDEV-Kendall-700 Series |  |  |  |  | Not Covered Vendor Only - Biomedical | MHHS-Southeast
NO | NO |  |  |  | PSD1357 |  | CARDINAL HEALTH | KENDALL 700 |  | V1901530SX | SE - CENTRAL SUPPLY | MHHS-Southeast |  | Sequential Compression Device |  | PSD1357 |  | Southeast & Bay Area |  | SE - CENTRAL SUPPLY | [5 empty] | CIRCULATORY ASSIST UNITS, PERIPHERAL COMPRESSION |  | SEQUENTIALCOMPRESSIONDEV-Kendall-700 Series | SEQUENTIALCOMPRESSIONDEV | 700 Series |  |  |  | Kendall | Sequential Compression Device |  | SEQUENTIALCOMPRESSIONDEV-Kendall-700 Series |  |  |  |  | Not Covered Vendor Only - Biomedical | MHHS-Southeast
NO | NO |  |  |  | PSD1358 |  | CARDINAL HEALTH | KENDALL 700 |  | V1901549SX | SE - CENTRAL SUPPLY | MHHS-Southeast |  | Sequential Compression Device |  | PSD1358 |  | Southeast & Bay Area |  | SE - CENTRAL SUPPLY | [5 empty] | CIRCULATORY ASSIST UNITS, PERIPHERAL COMPRESSION |  | SEQUENTIALCOMPRESSIONDEV-Kendall-700 Series | SEQUENTIALCOMPRESSIONDEV | 700 Series |  |  |  | Kendall | Sequential Compression Device |  | SEQUENTIALCOMPRESSIONDEV-Kendall-700 Series |  |  |  |  | Not Covered Vendor Only - Biomedical | MHHS-Southeast
NO | NO |  |  |  | PSD1359 |  | CARDINAL HEALTH | KENDALL 700 |  | V1901512SX | SE - CENTRAL SUPPLY | MHHS-Southeast |  | Sequential Compression Device |  | PSD1359 |  | Southeast & Bay Area |  | SE - CENTRAL SUPPLY | [5 empty] | CIRCULATORY ASSIST UNITS, PERIPHERAL COMPRESSION |  | SEQUENTIALCOMPRESSIONDEV-Kendall-700 Series | SEQUENTIALCOMPRESSIONDEV | 700 Series |  |  |  | Kendall | Sequential Compression Device |  | SEQUENTIALCOMPRESSIONDEV-Kendall-700 Series |  |  |  |  | Not Covered Vendor Only - Biomedical | MHHS-Southeast
NO | NO |  |  |  | PSD1362 |  | CARDINAL HEALTH | KENDALL 700 |  | V1901672SX | SE - CENTRAL SUPPLY | MHHS-Southeast |  | Sequential Compression Device |  | PSD1362 |  | Southeast & Bay Area |  | SE - CENTRAL SUPPLY | [5 empty] | CIRCULATORY ASSIST UNITS, PERIPHERAL COMPRESSION |  | SEQUENTIALCOMPRESSIONDEV-Kendall-700 Series | SEQUENTIALCOMPRESSIONDEV | 700 Series |  |  |  | Kendall | Sequential Compression Device |  | SEQUENTIALCOMPRESSIONDEV-Kendall-700 Series |  |  |  |  | Covered PM Repair - Biomedical | MHHS-Southeast
NO | NO |  |  |  | PSD1363 |  | CARDINAL HEALTH | KENDALL 700 |  | V1901669SX | SE - CENTRAL SUPPLY | MHHS-Southeast |  | Sequential Compression Device |  | PSD1363 |  | Southeast & Bay Area |  | SE - CENTRAL SUPPLY | [5 empty] | CIRCULATORY ASSIST UNITS, PERIPHERAL COMPRESSION |  | SEQUENTIALCOMPRESSIONDEV-Kendall-700 Series | SEQUENTIALCOMPRESSIONDEV | 700 Series |  |  |  | Kendall | Sequential Compression Device |  | SEQUENTIALCOMPRESSIONDEV-Kendall-700 Series |  |  |  |  | Covered PM Repair - Biomedical | MHHS-Southeast
NO | NO |  |  |  | PSD1364 |  | CARDINAL HEALTH | KENDALL 700 |  | V1901645SX | SE - CENTRAL SUPPLY | MHHS-Southeast |  | Sequential Compression Device |  | PSD1364 |  | Southeast & Bay Area |  | SE - CENTRAL SUPPLY | [5 empty] | CIRCULATORY ASSIST UNITS, PERIPHERAL COMPRESSION |  | SEQUENTIALCOMPRESSIONDEV-Kendall-700 Series | SEQUENTIALCOMPRESSIONDEV | 700 Series |  |  |  | Kendall | Sequential Compression Device |  | SEQUENTIALCOMPRESSIONDEV-Kendall-700 Series |  |  |  |  | Covered PM Repair - Biomedical | MHHS-Southeast
NO | NO |  |  |  | PSD1365 |  | CARDINAL HEALTH | KENDALL 700 |  | V1901652SX | SE - CENTRAL SUPPLY | MHHS-Southeast |  | Sequential Compression Device |  | PSD1365 |  | Southeast & Bay Area |  | SE - CENTRAL SUPPLY | [5 empty] | CIRCULATORY ASSIST UNITS, PERIPHERAL COMPRESSION |  | SEQUENTIALCOMPRESSIONDEV-Kendall-700 Series | SEQUENTIALCOMPRESSIONDEV | 700 Series |  |  |  | Kendall | Sequential Compression Device |  | SEQUENTIALCOMPRESSIONDEV-Kendall-700 Series |  |  |  |  | Covered PM Repair - Biomedical | MHHS-Southeast
NO | NO |  |  |  | PSD1366 |  | CARDINAL HEALTH | KENDALL 700 |  | V1901667SX | SE - CENTRAL SUPPLY | MHHS-Southeast |  | Sequential Compression Device |  | PSD1366 |  | Southeast & Bay Area |  | SE - CENTRAL SUPPLY | [5 empty] | CIRCULATORY ASSIST UNITS, PERIPHERAL COMPRESSION |  | SEQUENTIALCOMPRESSIONDEV-Kendall-700 Series | SEQUENTIALCOMPRESSIONDEV | 700 Series |  |  |  | Kendall | Sequential Compression Device |  | SEQUENTIALCOMPRESSIONDEV-Kendall-700 Series |  |  |  |  | Covered PM Repair - Biomedical | MHHS-Southeast
NO | NO |  |  |  | PSD1367 |  | CARDINAL HEALTH | KENDALL 700 |  | V1901661SX | SE - CENTRAL SUPPLY | MHHS-Southeast |  | Sequential Compression Device |  | PSD1367 |  | Southeast & Bay Area |  | SE - CENTRAL SUPPLY | [5 empty] | CIRCULATORY ASSIST UNITS, PERIPHERAL COMPRESSION |  | SEQUENTIALCOMPRESSIONDEV-Kendall-700 Series | SEQUENTIALCOMPRESSIONDEV | 700 Series |  |  |  | Kendall | Sequential Compression Device |  | SEQUENTIALCOMPRESSIONDEV-Kendall-700 Series |  |  |  |  | Covered PM Repair - Biomedical | MHHS-Southeast
NO | NO |  |  |  | PSD1368 |  | CARDINAL HEALTH | KENDALL 700 |  | V1901668SX | SE - CENTRAL SUPPLY | MHHS-Southeast |  | Sequential Compression Device |  | PSD1368 |  | Southeast & Bay Area |  | SE - CENTRAL SUPPLY | [5 empty] | CIRCULATORY ASSIST UNITS, PERIPHERAL COMPRESSION |  | SEQUENTIALCOMPRESSIONDEV-Kendall-700 Series | SEQUENTIALCOMPRESSIONDEV | 700 Series |  |  |  | Kendall | Sequential Compression Device |  | SEQUENTIALCOMPRESSIONDEV-Kendall-700 Series |  |  |  |  | Covered PM Repair - Biomedical | MHHS-Southeast
NO | NO |  |  |  | PSD2276 |  | CARDINAL HEALTH | KENDALL 700 |  | V1919727SX | SW - CENTRAL SUPPLY | MHHS-Southwest |  | Sequential Compression Device |  | PSD2276 |  | Southwest |  | SW - CENTRAL SUPPLY | [5 empty] | CIRCULATORY ASSIST UNITS, PERIPHERAL COMPRESSION |  | SEQUENTIALCOMPRESSIONDEV-Kendall-700 Series | SEQUENTIALCOMPRESSIONDEV | 700 Series |  |  |  | Kendall | Sequential Compression Device |  | SEQUENTIALCOMPRESSIONDEV-Kendall-700 Series |  |  |  |  | Covered PM Repair - Biomedical | MHHS-Southwest
NO | NO |  |  |  | PSD2277 |  | CARDINAL HEALTH | KENDALL 700 |  | V1914306SX | SW - CENTRAL SUPPLY | MHHS-Southwest |  | Sequential Compression Device |  | PSD2277 |  | Southwest |  | SW - CENTRAL SUPPLY | [5 empty] | CIRCULATORY ASSIST UNITS, PERIPHERAL COMPRESSION |  | SEQUENTIALCOMPRESSIONDEV-Kendall-700 Series | SEQUENTIALCOMPRESSIONDEV | 700 Series |  |  |  | Kendall | Sequential Compression Device |  | SEQUENTIALCOMPRESSIONDEV-Kendall-700 Series |  |  |  |  | Covered PM Repair - Biomedical | MHHS-Southwest
NO | NO |  |  |  | PSD2279 |  | CARDINAL HEALTH | KENDALL 700 |  | V1914337SX | SW - CENTRAL SUPPLY | MHHS-Southwest |  | Sequential Compression Device |  | PSD2279 |  | Southwest |  | SW - CENTRAL SUPPLY | [5 empty] | CIRCULATORY ASSIST UNITS, PERIPHERAL COMPRESSION |  | SEQUENTIALCOMPRESSIONDEV-Kendall-700 Series | SEQUENTIALCOMPRESSIONDEV | 700 Series |  |  |  | Kendall | Sequential Compression Device |  | SEQUENTIALCOMPRESSIONDEV-Kendall-700 Series |  |  |  |  | Not Covered Vendor Only - Biomedical | MHHS-Southwest
NO | NO |  |  |  | PSD2280 |  | CARDINAL HEALTH | KENDALL 700 |  | V1914372SX | SW - CENTRAL SUPPLY | MHHS-Southwest |  | Sequential Compression Device |  | PSD2280 |  | Southwest |  | SW - CENTRAL SUPPLY | [5 empty] | CIRCULATORY ASSIST UNITS, PERIPHERAL COMPRESSION |  | SEQUENTIALCOMPRESSIONDEV-Kendall-700 Series | SEQUENTIALCOMPRESSIONDEV | 700 Series |  |  |  | Kendall | Sequential Compression Device |  | SEQUENTIALCOMPRESSIONDEV-Kendall-700 Series |  |  |  |  | Not Covered Vendor Only - Biomedical | MHHS-Southwest
NO | NO |  |  |  | PSD2282 |  | CARDINAL HEALTH | KENDALL 700 |  | V1914323SX | SW - CENTRAL SUPPLY | MHHS-Southwest |  | Sequential Compression Device |  | PSD2282 |  | Southwest |  | SW - CENTRAL SUPPLY | [5 empty] | CIRCULATORY ASSIST UNITS, PERIPHERAL COMPRESSION |  | SEQUENTIALCOMPRESSIONDEV-Kendall-700 Series | SEQUENTIALCOMPRESSIONDEV | 700 Series |  |  |  | Kendall | Sequential Compression Device |  | SEQUENTIALCOMPRESSIONDEV-Kendall-700 Series |  |  |  |  | Not Covered Vendor Only - Biomedical | MHHS-Southwest
NO | NO |  |  |  | PSD2285 |  | CARDINAL HEALTH | KENDALL 700 |  | V1919748SX | SW - CENTRAL SUPPLY | MHHS-Southwest |  | Sequential Compression Device |  | PSD2285 |  | Southwest |  | SW - CENTRAL SUPPLY | [5 empty] | CIRCULATORY ASSIST UNITS, PERIPHERAL COMPRESSION |  | SEQUENTIALCOMPRESSIONDEV-Kendall-700 Series | SEQUENTIALCOMPRESSIONDEV | 700 Series |  |  |  | Kendall | Sequential Compression Device |  | SEQUENTIALCOMPRESSIONDEV-Kendall-700 Series |  |  |  |  | Not Covered Vendor Only - Biomedical | MHHS-Southwest
NO | NO |  |  |  | PSD2286 |  | CARDINAL HEALTH | KENDALL 700 |  | V1914317SX | SW - CENTRAL SUPPLY | MHHS-Southwest |  | Sequential Compression Device |  | PSD2286 |  | Southwest |  | SW - CENTRAL SUPPLY | [5 empty] | CIRCULATORY ASSIST UNITS, PERIPHERAL COMPRESSION |  | SEQUENTIALCOMPRESSIONDEV-Kendall-700 Series | SEQUENTIALCOMPRESSIONDEV | 700 Series |  |  |  | Kendall | Sequential Compression Device |  | SEQUENTIALCOMPRESSIONDEV-Kendall-700 Series |  |  |  |  | Not Covered Vendor Only - Biomedical | MHHS-Southwest
NO | NO |  |  |  | PSD2287 |  | CARDINAL HEALTH | KENDALL 700 |  | V1914311SX | SW - CENTRAL SUPPLY | MHHS-Southwest |  | Sequential Compression Device |  | PSD2287 |  | Southwest |  | SW - CENTRAL SUPPLY | [5 empty] | CIRCULATORY ASSIST UNITS, PERIPHERAL COMPRESSION |  | SEQUENTIALCOMPRESSIONDEV-Kendall-700 Series | SEQUENTIALCOMPRESSIONDEV | 700 Series |  |  |  | Kendall | Sequential Compression Device |  | SEQUENTIALCOMPRESSIONDEV-Kendall-700 Series |  |  |  |  | Not Covered Vendor Only - Biomedical | MHHS-Southwest
NO | NO |  |  |  | PSD2288 |  | CARDINAL HEALTH | KENDALL 700 |  | V1914362SX | SW - CENTRAL SUPPLY | MHHS-Southwest |  | Sequential Compression Device |  | PSD2288 |  | Southwest |  | SW - CENTRAL SUPPLY | [5 empty] | CIRCULATORY ASSIST UNITS, PERIPHERAL COMPRESSION |  | SEQUENTIALCOMPRESSIONDEV-Kendall-700 Series | SEQUENTIALCOMPRESSIONDEV | 700 Series |  |  |  | Kendall | Sequential Compression Device |  | SEQUENTIALCOMPRESSIONDEV-Kendall-700 Series |  |  |  |  | Not Covered Vendor Only - Biomedical | MHHS-Southwest
NO | NO |  |  |  | PSD2289 |  | CARDINAL HEALTH | KENDALL 700 |  | V1914383SX | SW - CENTRAL SUPPLY | MHHS-Southwest |  | Sequential Compression Device |  | PSD2289 |  | Southwest |  | SW - CENTRAL SUPPLY | [5 empty] | CIRCULATORY ASSIST UNITS, PERIPHERAL COMPRESSION |  | SEQUENTIALCOMPRESSIONDEV-Kendall-700 Series | SEQUENTIALCOMPRESSIONDEV | 700 Series |  |  |  | Kendall | Sequential Compression Device |  | SEQUENTIALCOMPRESSIONDEV-Kendall-700 Series |  |  |  |  | Covered PM Repair - Biomedical | MHHS-Southwest
NO | NO |  |  |  | PSD2290 |  | CARDINAL HEALTH | KENDALL 700 |  | V1919767SX | SW - CENTRAL SUPPLY | MHHS-Southwest |  | Sequential Compression Device |  | PSD2290 |  | Southwest |  | SW - CENTRAL SUPPLY | [5 empty] | CIRCULATORY ASSIST UNITS, PERIPHERAL COMPRESSION |  | SEQUENTIALCOMPRESSIONDEV-Kendall-700 Series | SEQUENTIALCOMPRESSIONDEV | 700 Series |  |  |  | Kendall | Sequential Compression Device |  | SEQUENTIALCOMPRESSIONDEV-Kendall-700 Series |  |  |  |  | Covered PM Repair - Biomedical | MHHS-Southwest
NO | NO |  |  |  | PSD2291 |  | CARDINAL HEALTH | KENDALL 700 |  | V1919755SX | SW - CENTRAL SUPPLY | MHHS-Southwest |  | Sequential Compression Device |  | PSD2291 |  | Southwest |  | SW - CENTRAL SUPPLY | [5 empty] | CIRCULATORY ASSIST UNITS, PERIPHERAL COMPRESSION |  | SEQUENTIALCOMPRESSIONDEV-Kendall-700 Series | SEQUENTIALCOMPRESSIONDEV | 700 Series |  |  |  | Kendall | Sequential Compression Device |  | SEQUENTIALCOMPRESSIONDEV-Kendall-700 Series |  |  |  |  | Covered PM Repair - Biomedical | MHHS-Southwest
NO | NO |  |  |  | PSD2294 |  | CARDINAL HEALTH | KENDALL 700 |  | V1914336SX | SW - CENTRAL SUPPLY | MHHS-Southwest |  | Sequential Compression Device |  | PSD2294 |  | Southwest |  | SW - CENTRAL SUPPLY | [5 empty] | CIRCULATORY ASSIST UNITS, PERIPHERAL COMPRESSION |  | SEQUENTIALCOMPRESSIONDEV-Kendall-700 Series | SEQUENTIALCOMPRESSIONDEV | 700 Series |  |  |  | Kendall | Sequential Compression Device |  | SEQUENTIALCOMPRESSIONDEV-Kendall-700 Series |  |  |  |  | Covered PM Repair - Biomedical | MHHS-Southwest
NO | NO |  |  |  | PSD2295 |  | CARDINAL HEALTH | KENDALL 700 |  | V1919696SX | SW - CENTRAL SUPPLY | MHHS-Southwest |  | Sequential Compression Device |  | PSD2295 |  | Southwest |  | SW - CENTRAL SUPPLY | [5 empty] | CIRCULATORY ASSIST UNITS, PERIPHERAL COMPRESSION |  | SEQUENTIALCOMPRESSIONDEV-Kendall-700 Series | SEQUENTIALCOMPRESSIONDEV | 700 Series |  |  |  | Kendall | Sequential Compression Device |  | SEQUENTIALCOMPRESSIONDEV-Kendall-700 Series |  |  |  |  | Covered PM Repair - Biomedical | MHHS-Southwest
NO | NO |  |  |  | PSD2296 |  | CARDINAL HEALTH | KENDALL 700 |  | V1914293SX | SW - CENTRAL SUPPLY | MHHS-Southwest |  | Sequential Compression Device |  | PSD2296 |  | Southwest |  | SW - CENTRAL SUPPLY | [5 empty] | CIRCULATORY ASSIST UNITS, PERIPHERAL COMPRESSION |  | SEQUENTIALCOMPRESSIONDEV-Kendall-700 Series | SEQUENTIALCOMPRESSIONDEV | 700 Series |  |  |  | Kendall | Sequential Compression Device |  | SEQUENTIALCOMPRESSIONDEV-Kendall-700 Series |  |  |  |  | Covered PM Repair - Biomedical | MHHS-Southwest
NO | NO |  |  |  | PSD2297 |  | CARDINAL HEALTH | KENDALL 700 |  | V1919738SX | SW - CENTRAL SUPPLY | MHHS-Southwest |  | Sequential Compression Device |  | PSD2297 |  | Southwest |  | SW - CENTRAL SUPPLY | [5 empty] | CIRCULATORY ASSIST UNITS, PERIPHERAL COMPRESSION |  | SEQUENTIALCOMPRESSIONDEV-Kendall-700 Series | SEQUENTIALCOMPRESSIONDEV | 700 Series |  |  |  | Kendall | Sequential Compression Device |  | SEQUENTIALCOMPRESSIONDEV-Kendall-700 Series |  |  |  |  | Covered PM Repair - Biomedical | MHHS-Southwest
NO | NO |  |  |  | PSD2298 |  | CARDINAL HEALTH | KENDALL 700 |  | V1914385SX | SW - CENTRAL SUPPLY | MHHS-Southwest |  | Sequential Compression Device |  | PSD2298 |  | Southwest |  | SW - CENTRAL SUPPLY | [5 empty] | CIRCULATORY ASSIST UNITS, PERIPHERAL COMPRESSION |  | SEQUENTIALCOMPRESSIONDEV-Kendall-700 Series | SEQUENTIALCOMPRESSIONDEV | 700 Series |  |  |  | Kendall | Sequential Compression Device |  | SEQUENTIALCOMPRESSIONDEV-Kendall-700 Series |  |  |  |  | Covered PM Repair - Biomedical | MHHS-Southwest
NO | NO |  |  |  | PSD2300 |  | CARDINAL HEALTH | KENDALL 700 |  | V1919765SX | SW - CENTRAL SUPPLY | MHHS-Southwest |  | Sequential Compression Device |  | PSD2300 |  | Southwest |  | SW - CENTRAL SUPPLY | [5 empty] | CIRCULATORY ASSIST UNITS, PERIPHERAL COMPRESSION |  | SEQUENTIALCOMPRESSIONDEV-Kendall-700 Series | SEQUENTIALCOMPRESSIONDEV | 700 Series |  |  |  | Kendall | Sequential Compression Device |  | SEQUENTIALCOMPRESSIONDEV-Kendall-700 Series |  |  |  |  | Covered PM Repair - Biomedical | MHHS-Southwest
NO | NO |  |  |  | PSD2301 |  | CARDINAL HEALTH | KENDALL 700 |  | V1914365SX | SW - CENTRAL SUPPLY | MHHS-Southwest |  | Sequential Compression Device |  | PSD2301 |  | Southwest |  | SW - CENTRAL SUPPLY | [5 empty] | CIRCULATORY ASSIST UNITS, PERIPHERAL COMPRESSION |  | SEQUENTIALCOMPRESSIONDEV-Kendall-700 Series | SEQUENTIALCOMPRESSIONDEV | 700 Series |  |  |  | Kendall | Sequential Compression Device |  | SEQUENTIALCOMPRESSIONDEV-Kendall-700 Series |  |  |  |  | Covered PM Repair - Biomedical | MHHS-Southwest
NO | NO |  |  |  | PSD2302 |  | CARDINAL HEALTH | KENDALL 700 |  | V1919728SX | SW - CENTRAL SUPPLY | MHHS-Southwest |  | Sequential Compression Device |  | PSD2302 |  | Southwest |  | SW - CENTRAL SUPPLY | [5 empty] | CIRCULATORY ASSIST UNITS, PERIPHERAL COMPRESSION |  | SEQUENTIALCOMPRESSIONDEV-Kendall-700 Series | SEQUENTIALCOMPRESSIONDEV | 700 Series |  |  |  | Kendall | Sequential Compression Device |  | SEQUENTIALCOMPRESSIONDEV-Kendall-700 Series |  |  |  |  | Covered PM Repair - Biomedical | MHHS-Southwest
NO | NO |  |  |  | PSD2303 |  | CARDINAL HEALTH | KENDALL 700 |  | V1919711SX | SW - CENTRAL SUPPLY | MHHS-Southwest |  | Sequential Compression Device |  | PSD2303 |  | Southwest |  | SW - CENTRAL SUPPLY | [5 empty] | CIRCULATORY ASSIST UNITS, PERIPHERAL COMPRESSION |  | SEQUENTIALCOMPRESSIONDEV-Kendall-700 Series | SEQUENTIALCOMPRESSIONDEV | 700 Series |  |  |  | Kendall | Sequential Compression Device |  | SEQUENTIALCOMPRESSIONDEV-Kendall-700 Series |  |  |  |  | Covered PM Repair - Biomedical | MHHS-Southwest
NO | NO |  |  |  | PSD2304 |  | CARDINAL HEALTH | KENDALL 700 |  | V1919723SX | SW - CENTRAL SUPPLY | MHHS-Southwest |  | Sequential Compression Device |  | PSD2304 |  | Southwest |  | SW - CENTRAL SUPPLY | [5 empty] | CIRCULATORY ASSIST UNITS, PERIPHERAL COMPRESSION |  | SEQUENTIALCOMPRESSIONDEV-Kendall-700 Series | SEQUENTIALCOMPRESSIONDEV | 700 Series |  |  |  | Kendall | Sequential Compression Device |  | SEQUENTIALCOMPRESSIONDEV-Kendall-700 Series |  |  |  |  | Covered PM Repair - Biomedical | MHHS-Southwest
NO | NO |  |  |  | PSD2306 |  | CARDINAL HEALTH | KENDALL 700 |  | V1919700SX | SW - CENTRAL SUPPLY | MHHS-Southwest |  | Sequential Compression Device |  | PSD2306 |  | Southwest |  | SW - CENTRAL SUPPLY | [5 empty] | CIRCULATORY ASSIST UNITS, PERIPHERAL COMPRESSION |  | SEQUENTIALCOMPRESSIONDEV-Kendall-700 Series | SEQUENTIALCOMPRESSIONDEV | 700 Series |  |  |  | Kendall | Sequential Compression Device |  | SEQUENTIALCOMPRESSIONDEV-Kendall-700 Series |  |  |  |  | Covered PM Repair - Biomedical | MHHS-Southwest
NO | NO |  |  |  | PSD2307 |  | CARDINAL HEALTH | KENDALL 700 |  | V1919776SX | SW - CENTRAL SUPPLY | MHHS-Southwest |  | Sequential Compression Device |  | PSD2307 |  | Southwest |  | SW - CENTRAL SUPPLY | [5 empty] | CIRCULATORY ASSIST UNITS, PERIPHERAL COMPRESSION |  | SEQUENTIALCOMPRESSIONDEV-Kendall-700 Series | SEQUENTIALCOMPRESSIONDEV | 700 Series |  |  |  | Kendall | Sequential Compression Device |  | SEQUENTIALCOMPRESSIONDEV-Kendall-700 Series |  |  |  |  | Covered PM Repair - Biomedical | MHHS-Southwest
NO | NO |  |  |  | PSD2308 |  | CARDINAL HEALTH | KENDALL 700 |  | V1914294SX | SW - CENTRAL SUPPLY | MHHS-Southwest |  | Sequential Compression Device |  | PSD2308 |  | Southwest |  | SW - CENTRAL SUPPLY | [5 empty] | CIRCULATORY ASSIST UNITS, PERIPHERAL COMPRESSION |  | SEQUENTIALCOMPRESSIONDEV-Kendall-700 Series | SEQUENTIALCOMPRESSIONDEV | 700 Series |  |  |  | Kendall | Sequential Compression Device |  | SEQUENTIALCOMPRESSIONDEV-Kendall-700 Series |  |  |  |  | Covered PM Repair - Biomedical | MHHS-Southwest
NO | NO |  |  |  | PSD2309 |  | CARDINAL HEALTH | KENDALL 700 |  | V1919747SX | SW - CENTRAL SUPPLY | MHHS-Southwest |  | Sequential Compression Device |  | PSD2309 |  | Southwest |  | SW - CENTRAL SUPPLY | [5 empty] | CIRCULATORY ASSIST UNITS, PERIPHERAL COMPRESSION |  | SEQUENTIALCOMPRESSIONDEV-Kendall-700 Series | SEQUENTIALCOMPRESSIONDEV | 700 Series |  |  |  | Kendall | Sequential Compression Device |  | SEQUENTIALCOMPRESSIONDEV-Kendall-700 Series |  |  |  |  | Covered PM Repair - Biomedical | MHHS-Southwest
NO | NO |  |  |  | PSD2310 |  | CARDINAL HEALTH | KENDALL 700 |  | V1919709SX | SW - CENTRAL SUPPLY | MHHS-Southwest |  | Sequential Compression Device |  | PSD2310 |  | Southwest |  | SW - CENTRAL SUPPLY | [5 empty] | CIRCULATORY ASSIST UNITS, PERIPHERAL COMPRESSION |  | SEQUENTIALCOMPRESSIONDEV-Kendall-700 Series | SEQUENTIALCOMPRESSIONDEV | 700 Series |  |  |  | Kendall | Sequential Compression Device |  | SEQUENTIALCOMPRESSIONDEV-Kendall-700 Series |  |  |  |  | Covered PM Repair - Biomedical | MHHS-Southwest
NO | NO |  |  |  | PSD2311 |  | CARDINAL HEALTH | KENDALL 700 |  | V1919775SX | SW - CENTRAL SUPPLY | MHHS-Southwest |  | Sequential Compression Device |  | PSD2311 |  | Southwest |  | SW - CENTRAL SUPPLY | [5 empty] | CIRCULATORY ASSIST UNITS, PERIPHERAL COMPRESSION |  | SEQUENTIALCOMPRESSIONDEV-Kendall-700 Series | SEQUENTIALCOMPRESSIONDEV | 700 Series |  |  |  | Kendall | Sequential Compression Device |  | SEQUENTIALCOMPRESSIONDEV-Kendall-700 Series |  |  |  |  | Covered PM Repair - Biomedical | MHHS-Southwest
NO | NO |  |  |  | PSD2312 |  | CARDINAL HEALTH | KENDALL 700 |  | V1914355SX | SW - CENTRAL SUPPLY | MHHS-Southwest |  | Sequential Compression Device |  | PSD2312 |  | Southwest |  | SW - CENTRAL SUPPLY | [5 empty] | CIRCULATORY ASSIST UNITS, PERIPHERAL COMPRESSION |  | SEQUENTIALCOMPRESSIONDEV-Kendall-700 Series | SEQUENTIALCOMPRESSIONDEV | 700 Series |  |  |  | Kendall | Sequential Compression Device |  | SEQUENTIALCOMPRESSIONDEV-Kendall-700 Series |  |  |  |  | Covered PM Repair - Biomedical | MHHS-Southwest
NO | NO |  |  |  | PSD2313 |  | CARDINAL HEALTH | KENDALL 700 |  | V1919758SX | SW - CENTRAL SUPPLY | MHHS-Southwest |  | Sequential Compression Device |  | PSD2313 |  | Southwest |  | SW - CENTRAL SUPPLY | [5 empty] | CIRCULATORY ASSIST UNITS, PERIPHERAL COMPRESSION |  | SEQUENTIALCOMPRESSIONDEV-Kendall-700 Series | SEQUENTIALCOMPRESSIONDEV | 700 Series |  |  |  | Kendall | Sequential Compression Device |  | SEQUENTIALCOMPRESSIONDEV-Kendall-700 Series |  |  |  |  | Covered PM Repair - Biomedical | MHHS-Southwest
NO | NO |  |  |  | PSD2314 |  | CARDINAL HEALTH | KENDALL 700 |  | V1919733SX | SW - CENTRAL SUPPLY | MHHS-Southwest |  | Sequential Compression Device |  | PSD2314 |  | Southwest |  | SW - CENTRAL SUPPLY | [5 empty] | CIRCULATORY ASSIST UNITS, PERIPHERAL COMPRESSION |  | SEQUENTIALCOMPRESSIONDEV-Kendall-700 Series | SEQUENTIALCOMPRESSIONDEV | 700 Series |  |  |  | Kendall | Sequential Compression Device |  | SEQUENTIALCOMPRESSIONDEV-Kendall-700 Series |  |  |  |  | Covered PM Repair - Biomedical | MHHS-Southwest
NO | NO |  |  |  | PSD2315 |  | CARDINAL HEALTH | KENDALL 700 |  | V1919717SX | SW - CENTRAL SUPPLY | MHHS-Southwest |  | Sequential Compression Device |  | PSD2315 |  | Southwest |  | SW - CENTRAL SUPPLY | [5 empty] | CIRCULATORY ASSIST UNITS, PERIPHERAL COMPRESSION |  | SEQUENTIALCOMPRESSIONDEV-Kendall-700 Series | SEQUENTIALCOMPRESSIONDEV | 700 Series |  |  |  | Kendall | Sequential Compression Device |  | SEQUENTIALCOMPRESSIONDEV-Kendall-700 Series |  |  |  |  | Covered PM Repair - Biomedical | MHHS-Southwest
NO | NO |  |  |  | PSD2316 |  | CARDINAL HEALTH | KENDALL 700 |  | V1919702SX | SW - CENTRAL SUPPLY | MHHS-Southwest |  | Sequential Compression Device |  | PSD2316 |  | Southwest |  | SW - CENTRAL SUPPLY | [5 empty] | CIRCULATORY ASSIST UNITS, PERIPHERAL COMPRESSION |  | SEQUENTIALCOMPRESSIONDEV-Kendall-700 Series | SEQUENTIALCOMPRESSIONDEV | 700 Series |  |  |  | Kendall | Sequential Compression Device |  | SEQUENTIALCOMPRESSIONDEV-Kendall-700 Series |  |  |  |  | Covered PM Repair - Biomedical | MHHS-Southwest
NO | NO |  |  |  | PSD2317 |  | CARDINAL HEALTH | KENDALL 700 |  | V1919769SX | SW - CENTRAL SUPPLY | MHHS-Southwest |  | Sequential Compression Device |  | PSD2317 |  | Southwest |  | SW - CENTRAL SUPPLY | [5 empty] | CIRCULATORY ASSIST UNITS, PERIPHERAL COMPRESSION |  | SEQUENTIALCOMPRESSIONDEV-Kendall-700 Series | SEQUENTIALCOMPRESSIONDEV | 700 Series |  |  |  | Kendall | Sequential Compression Device |  | SEQUENTIALCOMPRESSIONDEV-Kendall-700 Series |  |  |  |  | Covered PM Repair - Biomedical | MHHS-Southwest
NO | NO |  |  |  | PSD2318 |  | CARDINAL HEALTH | KENDALL 700 |  | V1914298SX | SW - CENTRAL SUPPLY | MHHS-Southwest |  | Sequential Compression Device |  | PSD2318 |  | Southwest |  | SW - CENTRAL SUPPLY | [5 empty] | CIRCULATORY ASSIST UNITS, PERIPHERAL COMPRESSION |  | SEQUENTIALCOMPRESSIONDEV-Kendall-700 Series | SEQUENTIALCOMPRESSIONDEV | 700 Series |  |  |  | Kendall | Sequential Compression Device |  | SEQUENTIALCOMPRESSIONDEV-Kendall-700 Series |  |  |  |  | Covered PM Repair - Biomedical | MHHS-Southwest
NO | NO |  |  |  | PSD2320 |  | CARDINAL HEALTH | KENDALL 700 |  | V1919716SX | SW - CENTRAL SUPPLY | MHHS-Southwest |  | Sequential Compression Device |  | PSD2320 |  | Southwest |  | SW - CENTRAL SUPPLY | [5 empty] | CIRCULATORY ASSIST UNITS, PERIPHERAL COMPRESSION |  | SEQUENTIALCOMPRESSIONDEV-Kendall-700 Series | SEQUENTIALCOMPRESSIONDEV | 700 Series |  |  |  | Kendall | Sequential Compression Device |  | SEQUENTIALCOMPRESSIONDEV-Kendall-700 Series |  |  |  |  | Covered PM Repair - Biomedical | MHHS-Southwest
NO | NO |  |  |  | PSD2321 |  | CARDINAL HEALTH | KENDALL 700 |  | V1919731SX | SW - CENTRAL SUPPLY | MHHS-Southwest |  | Sequential Compression Device |  | PSD2321 |  | Southwest |  | SW - CENTRAL SUPPLY | [5 empty] | CIRCULATORY ASSIST UNITS, PERIPHERAL COMPRESSION |  | SEQUENTIALCOMPRESSIONDEV-Kendall-700 Series | SEQUENTIALCOMPRESSIONDEV | 700 Series |  |  |  | Kendall | Sequential Compression Device |  | SEQUENTIALCOMPRESSIONDEV-Kendall-700 Series |  |  |  |  | Covered PM Repair - Biomedical | MHHS-Southwest
NO | NO |  |  |  | PSD2322 |  | CARDINAL HEALTH | KENDALL 700 |  | V1919770SX | SW - CENTRAL SUPPLY | MHHS-Southwest |  | Sequential Compression Device |  | PSD2322 |  | Southwest |  | SW - CENTRAL SUPPLY | [5 empty] | CIRCULATORY ASSIST UNITS, PERIPHERAL COMPRESSION |  | SEQUENTIALCOMPRESSIONDEV-Kendall-700 Series | SEQUENTIALCOMPRESSIONDEV | 700 Series |  |  |  | Kendall | Sequential Compression Device |  | SEQUENTIALCOMPRESSIONDEV-Kendall-700 Series |  |  |  |  | Covered PM Repair - Biomedical | MHHS-Southwest
NO | NO |  |  |  | PSD2323 |  | CARDINAL HEALTH | KENDALL 700 |  | V1919777SX | SW - CENTRAL SUPPLY | MHHS-Southwest |  | Sequential Compression Device |  | PSD2323 |  | Southwest |  | SW - CENTRAL SUPPLY | [5 empty] | CIRCULATORY ASSIST UNITS, PERIPHERAL COMPRESSION |  | SEQUENTIALCOMPRESSIONDEV-Kendall-700 Series | SEQUENTIALCOMPRESSIONDEV | 700 Series |  |  |  | Kendall | Sequential Compression Device |  | SEQUENTIALCOMPRESSIONDEV-Kendall-700 Series |  |  |  |  | Covered PM Repair - Biomedical | MHHS-Southwest
NO | NO |  |  |  | PSD2324 |  | CARDINAL HEALTH | KENDALL 700 |  | V1919735SX | SW - CENTRAL SUPPLY | MHHS-Southwest |  | Sequential Compression Device |  | PSD2324 |  | Southwest |  | SW - CENTRAL SUPPLY | [5 empty] | CIRCULATORY ASSIST UNITS, PERIPHERAL COMPRESSION |  | SEQUENTIALCOMPRESSIONDEV-Kendall-700 Series | SEQUENTIALCOMPRESSIONDEV | 700 Series |  |  |  | Kendall | Sequential Compression Device |  | SEQUENTIALCOMPRESSIONDEV-Kendall-700 Series |  |  |  |  | Covered PM Repair - Biomedical | MHHS-Southwest
NO | NO |  |  |  | PSD2325 |  | CARDINAL HEALTH | KENDALL 700 |  | V1919689SX | SW - CENTRAL SUPPLY | MHHS-Southwest |  | Sequential Compression Device |  | PSD2325 |  | Southwest |  | SW - CENTRAL SUPPLY | [5 empty] | CIRCULATORY ASSIST UNITS, PERIPHERAL COMPRESSION |  | SEQUENTIALCOMPRESSIONDEV-Kendall-700 Series | SEQUENTIALCOMPRESSIONDEV | 700 Series |  |  |  | Kendall | Sequential Compression Device |  | SEQUENTIALCOMPRESSIONDEV-Kendall-700 Series |  |  |  |  | Covered PM Repair - Biomedical | MHHS-Southwest
NO | NO |  |  |  | PSD2326 |  | CARDINAL HEALTH | KENDALL 700 |  | V1919759SX | SW - CENTRAL SUPPLY | MHHS-Southwest |  | Sequential Compression Device |  | PSD2326 |  | Southwest |  | SW - CENTRAL SUPPLY | [5 empty] | CIRCULATORY ASSIST UNITS, PERIPHERAL COMPRESSION |  | SEQUENTIALCOMPRESSIONDEV-Kendall-700 Series | SEQUENTIALCOMPRESSIONDEV | 700 Series |  |  |  | Kendall | Sequential Compression Device |  | SEQUENTIALCOMPRESSIONDEV-Kendall-700 Series |  |  |  |  | Covered PM Repair - Biomedical | MHHS-Southwest
NO | NO |  |  |  | PSD2327 |  | CARDINAL HEALTH | KENDALL 700 |  | V1919724SX | SW - CENTRAL SUPPLY | MHHS-Southwest |  | Sequential Compression Device |  | PSD2327 |  | Southwest |  | SW - CENTRAL SUPPLY | [5 empty] | CIRCULATORY ASSIST UNITS, PERIPHERAL COMPRESSION |  | SEQUENTIALCOMPRESSIONDEV-Kendall-700 Series | SEQUENTIALCOMPRESSIONDEV | 700 Series |  |  |  | Kendall | Sequential Compression Device |  | SEQUENTIALCOMPRESSIONDEV-Kendall-700 Series |  |  |  |  | Covered PM Repair - Biomedical | MHHS-Southwest
NO | NO |  |  |  | PSD2328 |  | CARDINAL HEALTH | KENDALL 700 |  | V1919746SX | SW - CENTRAL SUPPLY | MHHS-Southwest |  | Sequential Compression Device |  | PSD2328 |  | Southwest |  | SW - CENTRAL SUPPLY | [5 empty] | CIRCULATORY ASSIST UNITS, PERIPHERAL COMPRESSION |  | SEQUENTIALCOMPRESSIONDEV-Kendall-700 Series | SEQUENTIALCOMPRESSIONDEV | 700 Series |  |  |  | Kendall | Sequential Compression Device |  | SEQUENTIALCOMPRESSIONDEV-Kendall-700 Series |  |  |  |  | Covered PM Repair - Biomedical | MHHS-Southwest
NO | NO |  |  |  | PSD2329 |  | CARDINAL HEALTH | KENDALL 700 |  | V1919721SX | SW - CENTRAL SUPPLY | MHHS-Southwest |  | Sequential Compression Device |  | PSD2329 |  | Southwest |  | SW - CENTRAL SUPPLY | [5 empty] | CIRCULATORY ASSIST UNITS, PERIPHERAL COMPRESSION |  | SEQUENTIALCOMPRESSIONDEV-Kendall-700 Series | SEQUENTIALCOMPRESSIONDEV | 700 Series |  |  |  | Kendall | Sequential Compression Device |  | SEQUENTIALCOMPRESSIONDEV-Kendall-700 Series |  |  |  |  | Covered PM Repair - Biomedical | MHHS-Southwest
NO | NO |  |  |  | PSD2331 |  | CARDINAL HEALTH | KENDALL 700 |  | V1914858SX | SW - CENTRAL SUPPLY | MHHS-Southwest |  | Sequential Compression Device |  | PSD2331 |  | Southwest |  | SW - CENTRAL SUPPLY | [5 empty] | CIRCULATORY ASSIST UNITS, PERIPHERAL COMPRESSION |  | SEQUENTIALCOMPRESSIONDEV-Kendall-700 Series | SEQUENTIALCOMPRESSIONDEV | 700 Series |  |  |  | Kendall | Sequential Compression Device |  | SEQUENTIALCOMPRESSIONDEV-Kendall-700 Series |  |  |  |  | Covered PM Repair - Biomedical | MHHS-Southwest
NO | NO |  |  |  | PSD2332 |  | CARDINAL HEALTH | KENDALL 700 |  | V1919698SX | SW - CENTRAL SUPPLY | MHHS-Southwest |  | Sequential Compression Device |  | PSD2332 |  | Southwest |  | SW - CENTRAL SUPPLY | [5 empty] | CIRCULATORY ASSIST UNITS, PERIPHERAL COMPRESSION |  | SEQUENTIALCOMPRESSIONDEV-Kendall-700 Series | SEQUENTIALCOMPRESSIONDEV | 700 Series |  |  |  | Kendall | Sequential Compression Device |  | SEQUENTIALCOMPRESSIONDEV-Kendall-700 Series |  |  |  |  | Covered PM Repair - Biomedical | MHHS-Southwest
NO | NO |  |  |  | PSD2333 |  | CARDINAL HEALTH | KENDALL 700 |  | V1919734SX | SW - CENTRAL SUPPLY | MHHS-Southwest |  | Sequential Compression Device |  | PSD2333 |  | Southwest |  | SW - CENTRAL SUPPLY | [5 empty] | CIRCULATORY ASSIST UNITS, PERIPHERAL COMPRESSION |  | SEQUENTIALCOMPRESSIONDEV-Kendall-700 Series | SEQUENTIALCOMPRESSIONDEV | 700 Series |  |  |  | Kendall | Sequential Compression Device |  | SEQUENTIALCOMPRESSIONDEV-Kendall-700 Series |  |  |  |  | Covered PM Repair - Biomedical | MHHS-Southwest
NO | NO |  |  |  | PSD2335 |  | CARDINAL HEALTH | KENDALL 700 |  | V1914322SX | SW - CENTRAL SUPPLY | MHHS-Southwest |  | Sequential Compression Device |  | PSD2335 |  | Southwest |  | SW - CENTRAL SUPPLY | [5 empty] | CIRCULATORY ASSIST UNITS, PERIPHERAL COMPRESSION |  | SEQUENTIALCOMPRESSIONDEV-Kendall-700 Series | SEQUENTIALCOMPRESSIONDEV | 700 Series |  |  |  | Kendall | Sequential Compression Device |  | SEQUENTIALCOMPRESSIONDEV-Kendall-700 Series |  |  |  |  | Covered PM Repair - Biomedical | MHHS-Southwest
NO | NO |  |  |  | PSD2337 |  | CARDINAL HEALTH | KENDALL 700 |  | V1914800SX | SW - CENTRAL SUPPLY | MHHS-Southwest |  | Sequential Compression Device |  | PSD2337 |  | Southwest |  | SW - CENTRAL SUPPLY | [5 empty] | CIRCULATORY ASSIST UNITS, PERIPHERAL COMPRESSION |  | SEQUENTIALCOMPRESSIONDEV-Kendall-700 Series | SEQUENTIALCOMPRESSIONDEV | 700 Series |  |  |  | Kendall | Sequential Compression Device |  | SEQUENTIALCOMPRESSIONDEV-Kendall-700 Series |  |  |  |  | Covered PM Repair - Biomedical | MHHS-Southwest
NO | NO |  |  |  | PSD2338 |  | CARDINAL HEALTH | KENDALL 700 |  | V1914315SX | SW - CENTRAL SUPPLY | MHHS-Southwest |  | Sequential Compression Device |  | PSD2338 |  | Southwest |  | SW - CENTRAL SUPPLY | [5 empty] | CIRCULATORY ASSIST UNITS, PERIPHERAL COMPRESSION |  | SEQUENTIALCOMPRESSIONDEV-Kendall-700 Series | SEQUENTIALCOMPRESSIONDEV | 700 Series |  |  |  | Kendall | Sequential Compression Device |  | SEQUENTIALCOMPRESSIONDEV-Kendall-700 Series |  |  |  |  | Not Covered Vendor Only - Biomedical | MHHS-Southwest
NO | NO |  |  |  | PSD2339 |  | CARDINAL HEALTH | KENDALL 700 |  | V1919710SX | SW - CENTRAL SUPPLY | MHHS-Southwest |  | Sequential Compression Device |  | PSD2339 |  | Southwest |  | SW - CENTRAL SUPPLY | [5 empty] | CIRCULATORY ASSIST UNITS, PERIPHERAL COMPRESSION |  | SEQUENTIALCOMPRESSIONDEV-Kendall-700 Series | SEQUENTIALCOMPRESSIONDEV | 700 Series |  |  |  | Kendall | Sequential Compression Device |  | SEQUENTIALCOMPRESSIONDEV-Kendall-700 Series |  |  |  |  | Covered PM Repair - Biomedical | MHHS-Southwest
NO | NO |  |  |  | PSD2341 |  | CARDINAL HEALTH | KENDALL 700 |  | V1914326SX | SW - CENTRAL SUPPLY | MHHS-Southwest |  | Sequential Compression Device |  | PSD2341 |  | Southwest |  | SW - CENTRAL SUPPLY | [5 empty] | CIRCULATORY ASSIST UNITS, PERIPHERAL COMPRESSION |  | SEQUENTIALCOMPRESSIONDEV-Kendall-700 Series | SEQUENTIALCOMPRESSIONDEV | 700 Series |  |  |  | Kendall | Sequential Compression Device |  | SEQUENTIALCOMPRESSIONDEV-Kendall-700 Series |  |  |  |  | Covered PM Repair - Biomedical | MHHS-Southwest
NO | NO |  |  |  | PSD2342 |  | CARDINAL HEALTH | KENDALL 700 |  | V1919732SX | SW - CENTRAL SUPPLY | MHHS-Southwest |  | Sequential Compression Device |  | PSD2342 |  | Southwest |  | SW - CENTRAL SUPPLY | [5 empty] | CIRCULATORY ASSIST UNITS, PERIPHERAL COMPRESSION |  | SEQUENTIALCOMPRESSIONDEV-Kendall-700 Series | SEQUENTIALCOMPRESSIONDEV | 700 Series |  |  |  | Kendall | Sequential Compression Device |  | SEQUENTIALCOMPRESSIONDEV-Kendall-700 Series |  |  |  |  | Covered PM Repair - Biomedical | MHHS-Southwest
NO | NO |  |  |  | PSD2343 |  | CARDINAL HEALTH | KENDALL 700 |  | V1914308SX | SW - CENTRAL SUPPLY | MHHS-Southwest |  | Sequential Compression Device |  | PSD2343 |  | Southwest |  | SW - CENTRAL SUPPLY | [5 empty] | CIRCULATORY ASSIST UNITS, PERIPHERAL COMPRESSION |  | SEQUENTIALCOMPRESSIONDEV-Kendall-700 Series | SEQUENTIALCOMPRESSIONDEV | 700 Series |  |  |  | Kendall | Sequential Compression Device |  | SEQUENTIALCOMPRESSIONDEV-Kendall-700 Series |  |  |  |  | Covered PM Repair - Biomedical | MHHS-Southwest
NO | NO |  |  |  | PSD2344 |  | CARDINAL HEALTH | KENDALL 700 |  | V1919741SX | SW - CENTRAL SUPPLY | MHHS-Southwest |  | Sequential Compression Device |  | PSD2344 |  | Southwest |  | SW - CENTRAL SUPPLY | [5 empty] | CIRCULATORY ASSIST UNITS, PERIPHERAL COMPRESSION |  | SEQUENTIALCOMPRESSIONDEV-Kendall-700 Series | SEQUENTIALCOMPRESSIONDEV | 700 Series |  |  |  | Kendall | Sequential Compression Device |  | SEQUENTIALCOMPRESSIONDEV-Kendall-700 Series |  |  |  |  | Covered PM Repair - Biomedical | MHHS-Southwest
NO | NO |  |  |  | PSD2345 |  | CARDINAL HEALTH | KENDALL 700 |  | V1914869SX | SW - CENTRAL SUPPLY | MHHS-Southwest |  | Sequential Compression Device |  | PSD2345 |  | Southwest |  | SW - CENTRAL SUPPLY | [5 empty] | CIRCULATORY ASSIST UNITS, PERIPHERAL COMPRESSION |  | SEQUENTIALCOMPRESSIONDEV-Kendall-700 Series | SEQUENTIALCOMPRESSIONDEV | 700 Series |  |  |  | Kendall | Sequential Compression Device |  | SEQUENTIALCOMPRESSIONDEV-Kendall-700 Series |  |  |  |  | Covered PM Repair - Biomedical | MHHS-Southwest
NO | NO |  |  |  | PSD2347 |  | CARDINAL HEALTH | KENDALL 700 |  | V1914384SX | SW - CENTRAL SUPPLY | MHHS-Southwest |  | Sequential Compression Device |  | PSD2347 |  | Southwest |  | SW - CENTRAL SUPPLY | [5 empty] | CIRCULATORY ASSIST UNITS, PERIPHERAL COMPRESSION |  | SEQUENTIALCOMPRESSIONDEV-Kendall-700 Series | SEQUENTIALCOMPRESSIONDEV | 700 Series |  |  |  | Kendall | Sequential Compression Device |  | SEQUENTIALCOMPRESSIONDEV-Kendall-700 Series |  |  |  |  | Covered PM Repair - Biomedical | MHHS-Southwest
NO | NO |  |  |  | PSD2348 |  | CARDINAL HEALTH | KENDALL 700 |  | V1919764SX | SW - CENTRAL SUPPLY | MHHS-Southwest |  | Sequential Compression Device |  | PSD2348 |  | Southwest |  | SW - CENTRAL SUPPLY | [5 empty] | CIRCULATORY ASSIST UNITS, PERIPHERAL COMPRESSION |  | SEQUENTIALCOMPRESSIONDEV-Kendall-700 Series | SEQUENTIALCOMPRESSIONDEV | 700 Series |  |  |  | Kendall | Sequential Compression Device |  | SEQUENTIALCOMPRESSIONDEV-Kendall-700 Series |  |  |  |  | Covered PM Repair - Biomedical | MHHS-Southwest
NO | NO |  |  |  | PSD2349 |  | CARDINAL HEALTH | KENDALL 700 |  | V1914382SX | SW - CENTRAL SUPPLY | MHHS-Southwest |  | Sequential Compression Device |  | PSD2349 |  | Southwest |  | SW - CENTRAL SUPPLY | [5 empty] | CIRCULATORY ASSIST UNITS, PERIPHERAL COMPRESSION |  | SEQUENTIALCOMPRESSIONDEV-Kendall-700 Series | SEQUENTIALCOMPRESSIONDEV | 700 Series |  |  |  | Kendall | Sequential Compression Device |  | SEQUENTIALCOMPRESSIONDEV-Kendall-700 Series |  |  |  |  | Covered PM Repair - Biomedical | MHHS-Southwest
NO | NO |  |  |  | PSD2350 |  | CARDINAL HEALTH | KENDALL 700 |  | V1919751SX | SW - CENTRAL SUPPLY | MHHS-Southwest |  | Sequential Compression Device |  | PSD2350 |  | Southwest |  | SW - CENTRAL SUPPLY | [5 empty] | CIRCULATORY ASSIST UNITS, PERIPHERAL COMPRESSION |  | SEQUENTIALCOMPRESSIONDEV-Kendall-700 Series | SEQUENTIALCOMPRESSIONDEV | 700 Series |  |  |  | Kendall | Sequential Compression Device |  | SEQUENTIALCOMPRESSIONDEV-Kendall-700 Series |  |  |  |  | Covered PM Repair - Biomedical | MHHS-Southwest
NO | NO |  |  |  | PSD2351 |  | CARDINAL HEALTH | KENDALL 700 |  | V1919730SX | SW - CENTRAL SUPPLY | MHHS-Southwest |  | Sequential Compression Device |  | PSD2351 |  | Southwest |  | SW - CENTRAL SUPPLY | [5 empty] | CIRCULATORY ASSIST UNITS, PERIPHERAL COMPRESSION |  | SEQUENTIALCOMPRESSIONDEV-Kendall-700 Series | SEQUENTIALCOMPRESSIONDEV | 700 Series |  |  |  | Kendall | Sequential Compression Device |  | SEQUENTIALCOMPRESSIONDEV-Kendall-700 Series |  |  |  |  | Covered PM Repair - Biomedical | MHHS-Southwest
NO | NO |  |  |  | PSD2352 |  | CARDINAL HEALTH | KENDALL 700 |  | V1919760SX | SW - CENTRAL SUPPLY | MHHS-Southwest |  | Sequential Compression Device |  | PSD2352 |  | Southwest |  | SW - CENTRAL SUPPLY | [5 empty] | CIRCULATORY ASSIST UNITS, PERIPHERAL COMPRESSION |  | SEQUENTIALCOMPRESSIONDEV-Kendall-700 Series | SEQUENTIALCOMPRESSIONDEV | 700 Series |  |  |  | Kendall | Sequential Compression Device |  | SEQUENTIALCOMPRESSIONDEV-Kendall-700 Series |  |  |  |  | Covered PM Repair - Biomedical | MHHS-Southwest
NO | NO |  |  |  | PSD2353 |  | CARDINAL HEALTH | KENDALL 700 |  | V1919682SX | SW - CENTRAL SUPPLY | MHHS-Southwest |  | Sequential Compression Device |  | PSD2353 |  | Southwest |  | SW - CENTRAL SUPPLY | [5 empty] | CIRCULATORY ASSIST UNITS, PERIPHERAL COMPRESSION |  | SEQUENTIALCOMPRESSIONDEV-Kendall-700 Series | SEQUENTIALCOMPRESSIONDEV | 700 Series |  |  |  | Kendall | Sequential Compression Device |  | SEQUENTIALCOMPRESSIONDEV-Kendall-700 Series |  |  |  |  | Covered PM Repair - Biomedical | MHHS-Southwest
NO | NO |  |  |  | PSD2354 |  | CARDINAL HEALTH | KENDALL 700 |  | V1919718SX | SW - CENTRAL SUPPLY | MHHS-Southwest |  | Sequential Compression Device |  | PSD2354 |  | Southwest |  | SW - CENTRAL SUPPLY | [5 empty] | CIRCULATORY ASSIST UNITS, PERIPHERAL COMPRESSION |  | SEQUENTIALCOMPRESSIONDEV-Kendall-700 Series | SEQUENTIALCOMPRESSIONDEV | 700 Series |  |  |  | Kendall | Sequential Compression Device |  | SEQUENTIALCOMPRESSIONDEV-Kendall-700 Series |  |  |  |  | Covered PM Repair - Biomedical | MHHS-Southwest
NO | NO |  |  |  | PSD2355 |  | CARDINAL HEALTH | KENDALL 700 |  | V1919772SX | SW - CENTRAL SUPPLY | MHHS-Southwest |  | Sequential Compression Device |  | PSD2355 |  | Southwest |  | SW - CENTRAL SUPPLY | [5 empty] | CIRCULATORY ASSIST UNITS, PERIPHERAL COMPRESSION |  | SEQUENTIALCOMPRESSIONDEV-Kendall-700 Series | SEQUENTIALCOMPRESSIONDEV | 700 Series |  |  |  | Kendall | Sequential Compression Device |  | SEQUENTIALCOMPRESSIONDEV-Kendall-700 Series |  |  |  |  | Covered PM Repair - Biomedical | MHHS-Southwest
NO | NO |  |  |  | PSD2356 |  | CARDINAL HEALTH | KENDALL 700 |  | V1919766SX | SW - CENTRAL SUPPLY | MHHS-Southwest |  | Sequential Compression Device |  | PSD2356 |  | Southwest |  | SW - CENTRAL SUPPLY | [5 empty] | CIRCULATORY ASSIST UNITS, PERIPHERAL COMPRESSION |  | SEQUENTIALCOMPRESSIONDEV-Kendall-700 Series | SEQUENTIALCOMPRESSIONDEV | 700 Series |  |  |  | Kendall | Sequential Compression Device |  | SEQUENTIALCOMPRESSIONDEV-Kendall-700 Series |  |  |  |  | Covered PM Repair - Biomedical | MHHS-Southwest
NO | NO |  |  |  | PSD2357 |  | CARDINAL HEALTH | KENDALL 700 |  | V1919757SX | SW - CENTRAL SUPPLY | MHHS-Southwest |  | Sequential Compression Device |  | PSD2357 |  | Southwest |  | SW - CENTRAL SUPPLY | [5 empty] | CIRCULATORY ASSIST UNITS, PERIPHERAL COMPRESSION |  | SEQUENTIALCOMPRESSIONDEV-Kendall-700 Series | SEQUENTIALCOMPRESSIONDEV | 700 Series |  |  |  | Kendall | Sequential Compression Device |  | SEQUENTIALCOMPRESSIONDEV-Kendall-700 Series |  |  |  |  | Covered PM Repair - Biomedical | MHHS-Southwest
NO | NO |  |  |  | PSD2359 |  | CARDINAL HEALTH | KENDALL 700 |  | V1919705SX | SW - CENTRAL SUPPLY | MHHS-Southwest |  | Sequential Compression Device |  | PSD2359 |  | Southwest |  | SW - CENTRAL SUPPLY | [5 empty] | CIRCULATORY ASSIST UNITS, PERIPHERAL COMPRESSION |  | SEQUENTIALCOMPRESSIONDEV-Kendall-700 Series | SEQUENTIALCOMPRESSIONDEV | 700 Series |  |  |  | Kendall | Sequential Compression Device |  | SEQUENTIALCOMPRESSIONDEV-Kendall-700 Series |  |  |  |  | Covered PM Repair - Biomedical | MHHS-Southwest
NO | NO |  |  |  | PSD2360 |  | CARDINAL HEALTH | KENDALL 700 |  | V1919722SX | SW - CENTRAL SUPPLY | MHHS-Southwest |  | Sequential Compression Device |  | PSD2360 |  | Southwest |  | SW - CENTRAL SUPPLY | [5 empty] | CIRCULATORY ASSIST UNITS, PERIPHERAL COMPRESSION |  | SEQUENTIALCOMPRESSIONDEV-Kendall-700 Series | SEQUENTIALCOMPRESSIONDEV | 700 Series |  |  |  | Kendall | Sequential Compression Device |  | SEQUENTIALCOMPRESSIONDEV-Kendall-700 Series |  |  |  |  | Covered PM Repair - Biomedical | MHHS-Southwest
NO | NO |  |  |  | PSD2361 |  | CARDINAL HEALTH | KENDALL 700 |  | V1919756SX | SW - CENTRAL SUPPLY | MHHS-Southwest |  | Sequential Compression Device |  | PSD2361 |  | Southwest |  | SW - CENTRAL SUPPLY | [5 empty] | CIRCULATORY ASSIST UNITS, PERIPHERAL COMPRESSION |  | SEQUENTIALCOMPRESSIONDEV-Kendall-700 Series | SEQUENTIALCOMPRESSIONDEV | 700 Series |  |  |  | Kendall | Sequential Compression Device |  | SEQUENTIALCOMPRESSIONDEV-Kendall-700 Series |  |  |  |  | Covered PM Repair - Biomedical | MHHS-Southwest
NO | NO |  |  |  | PSD2362 |  | CARDINAL HEALTH | KENDALL 700 |  | V1919692SX | SW - CENTRAL SUPPLY | MHHS-Southwest |  | Sequential Compression Device |  | PSD2362 |  | Southwest |  | SW - CENTRAL SUPPLY | [5 empty] | CIRCULATORY ASSIST UNITS, PERIPHERAL COMPRESSION |  | SEQUENTIALCOMPRESSIONDEV-Kendall-700 Series | SEQUENTIALCOMPRESSIONDEV | 700 Series |  |  |  | Kendall | Sequential Compression Device |  | SEQUENTIALCOMPRESSIONDEV-Kendall-700 Series |  |  |  |  | Covered PM Repair - Biomedical | MHHS-Southwest
NO | NO |  |  |  | PSD2363 |  | CARDINAL HEALTH | KENDALL 700 |  | V1919740SX | SW - CENTRAL SUPPLY | MHHS-Southwest |  | Sequential Compression Device |  | PSD2363 |  | Southwest |  | SW - CENTRAL SUPPLY | [5 empty] | CIRCULATORY ASSIST UNITS, PERIPHERAL COMPRESSION |  | SEQUENTIALCOMPRESSIONDEV-Kendall-700 Series | SEQUENTIALCOMPRESSIONDEV | 700 Series |  |  |  | Kendall | Sequential Compression Device |  | SEQUENTIALCOMPRESSIONDEV-Kendall-700 Series |  |  |  |  | Covered PM Repair - Biomedical | MHHS-Southwest
NO | NO |  |  |  | psd2364 |  | CARDINAL HEALTH | KENDALL 700 |  | v1808992sx | SW - CENTRAL SUPPLY | MHHS-Southwest |  | Sequential Compression Device |  | psd2364 |  | Southwest |  | SW - CENTRAL SUPPLY | [5 empty] | CIRCULATORY ASSIST UNITS, PERIPHERAL COMPRESSION |  | SEQUENTIALCOMPRESSIONDEV-Kendall-700 Series | SEQUENTIALCOMPRESSIONDEV | 700 Series |  |  |  | Kendall | Sequential Compression Device |  | SEQUENTIALCOMPRESSIONDEV-Kendall-700 Series |  |  |  |  | Covered PM Repair - Biomedical | MHHS-Southwest
NO | NO |  |  |  | psd2365 |  | CARDINAL HEALTH | KENDALL 700 |  | v1124927sx | SW - CENTRAL SUPPLY | MHHS-Southwest |  | Sequential Compression Device |  | psd2365 |  | Southwest |  | SW - CENTRAL SUPPLY | [5 empty] | CIRCULATORY ASSIST UNITS, PERIPHERAL COMPRESSION |  | SEQUENTIALCOMPRESSIONDEV-Kendall-700 Series | SEQUENTIALCOMPRESSIONDEV | 700 Series |  |  |  | Kendall | Sequential Compression Device |  | SEQUENTIALCOMPRESSIONDEV-Kendall-700 Series |  |  |  |  | Not Covered Vendor Only - Biomedical | MHHS-Southwest
NO | NO |  |  |  | psd2366 |  | CARDINAL HEALTH | KENDALL 700 |  | v1121974sx | SW - CENTRAL SUPPLY | MHHS-Southwest |  | Sequential Compression Device |  | psd2366 |  | Southwest |  | SW - CENTRAL SUPPLY | [5 empty] | CIRCULATORY ASSIST UNITS, PERIPHERAL COMPRESSION |  | SEQUENTIALCOMPRESSIONDEV-Kendall-700 Series | SEQUENTIALCOMPRESSIONDEV | 700 Series |  |  |  | Kendall | Sequential Compression Device |  | SEQUENTIALCOMPRESSIONDEV-Kendall-700 Series |  |  |  |  | Not Covered Vendor Only - Biomedical | MHHS-Southwest
NO | NO |  |  |  | psd2368 |  | CARDINAL HEALTH | KENDALL 700 |  | v1121957sx | SW - CENTRAL SUPPLY | MHHS-Southwest |  | Sequential Compression Device |  | psd2368 |  | Southwest |  | SW - CENTRAL SUPPLY | [5 empty] | CIRCULATORY ASSIST UNITS, PERIPHERAL COMPRESSION |  | SEQUENTIALCOMPRESSIONDEV-Kendall-700 Series | SEQUENTIALCOMPRESSIONDEV | 700 Series |  |  |  | Kendall | Sequential Compression Device |  | SEQUENTIALCOMPRESSIONDEV-Kendall-700 Series |  |  |  |  | Covered PM Repair - Biomedical | MHHS-Southwest
NO | NO |  |  |  | psd2369 |  | CARDINAL HEALTH | KENDALL 700 |  | v1368727sx | SW - CENTRAL SUPPLY | MHHS-Southwest |  | Sequential Compression Device |  | psd2369 |  | Southwest |  | SW - CENTRAL SUPPLY | [5 empty] | CIRCULATORY ASSIST UNITS, PERIPHERAL COMPRESSION |  | SEQUENTIALCOMPRESSIONDEV-Kendall-700 Series | SEQUENTIALCOMPRESSIONDEV | 700 Series |  |  |  | Kendall | Sequential Compression Device |  | SEQUENTIALCOMPRESSIONDEV-Kendall-700 Series |  |  |  |  | Covered PM Repair - Biomedical | MHHS-Southwest
NO | NO |  |  |  | psd2370 |  | CARDINAL HEALTH | KENDALL 700 |  | v1502621sx | SW - CENTRAL SUPPLY | MHHS-Southwest |  | Sequential Compression Device |  | psd2370 |  | Southwest |  | SW - CENTRAL SUPPLY | [5 empty] | CIRCULATORY ASSIST UNITS, PERIPHERAL COMPRESSION |  | SEQUENTIALCOMPRESSIONDEV-Kendall-700 Series | SEQUENTIALCOMPRESSIONDEV | 700 Series |  |  |  | Kendall | Sequential Compression Device |  | SEQUENTIALCOMPRESSIONDEV-Kendall-700 Series |  |  |  |  | Covered PM Repair - Biomedical | MHHS-Southwest
NO | NO |  |  |  | psd2372 |  | CARDINAL HEALTH | KENDALL 700 |  | v1809208sx | SW - CENTRAL SUPPLY | MHHS-Southwest |  | Sequential Compression Device |  | psd2372 |  | Southwest |  | SW - CENTRAL SUPPLY | [5 empty] | CIRCULATORY ASSIST UNITS, PERIPHERAL COMPRESSION |  | SEQUENTIALCOMPRESSIONDEV-Kendall-700 Series | SEQUENTIALCOMPRESSIONDEV | 700 Series |  |  |  | Kendall | Sequential Compression Device |  | SEQUENTIALCOMPRESSIONDEV-Kendall-700 Series |  |  |  |  | Covered PM Repair - Biomedical | MHHS-Southwest
NO | NO |  |  |  | psd2373 |  | CARDINAL HEALTH | KENDALL 700 |  | v1366267sx | SW - CENTRAL SUPPLY | MHHS-Southwest |  | Sequential Compression Device |  | psd2373 |  | Southwest |  | SW - CENTRAL SUPPLY | [5 empty] | CIRCULATORY ASSIST UNITS, PERIPHERAL COMPRESSION |  | SEQUENTIALCOMPRESSIONDEV-Kendall-700 Series | SEQUENTIALCOMPRESSIONDEV | 700 Series |  |  |  | Kendall | Sequential Compression Device |  | SEQUENTIALCOMPRESSIONDEV-Kendall-700 Series |  |  |  |  | Covered PM Repair - Biomedical | MHHS-Southwest
NO | NO |  |  |  | psd2374 |  | CARDINAL HEALTH | KENDALL 700 |  | v1105281sx | SW - CENTRAL SUPPLY | MHHS-Southwest |  | Sequential Compression Device |  | psd2374 |  | Southwest |  | SW - CENTRAL SUPPLY | [5 empty] | CIRCULATORY ASSIST UNITS, PERIPHERAL COMPRESSION |  | SEQUENTIALCOMPRESSIONDEV-Kendall-700 Series | SEQUENTIALCOMPRESSIONDEV | 700 Series |  |  |  | Kendall | Sequential Compression Device |  | SEQUENTIALCOMPRESSIONDEV-Kendall-700 Series |  |  |  |  | Covered PM Repair - Biomedical | MHHS-Southwest
NO | NO |  |  |  | psd2375 |  | CARDINAL HEALTH | KENDALL 700 |  | v1364659sx | SW - CENTRAL SUPPLY | MHHS-Southwest |  | Sequential Compression Device |  | psd2375 |  | Southwest |  | SW - CENTRAL SUPPLY | [5 empty] | CIRCULATORY ASSIST UNITS, PERIPHERAL COMPRESSION |  | SEQUENTIALCOMPRESSIONDEV-Kendall-700 Series | SEQUENTIALCOMPRESSIONDEV | 700 Series |  |  |  | Kendall | Sequential Compression Device |  | SEQUENTIALCOMPRESSIONDEV-Kendall-700 Series |  |  |  |  | Covered PM Repair - Biomedical | MHHS-Southwest
NO | NO |  |  |  | psd2376 |  | CARDINAL HEALTH | KENDALL 700 |  | v1364593sx | SW - CENTRAL SUPPLY | MHHS-Southwest |  | Sequential Compression Device |  | psd2376 |  | Southwest |  | SW - CENTRAL SUPPLY | [5 empty] | CIRCULATORY ASSIST UNITS, PERIPHERAL COMPRESSION |  | SEQUENTIALCOMPRESSIONDEV-Kendall-700 Series | SEQUENTIALCOMPRESSIONDEV | 700 Series |  |  |  | Kendall | Sequential Compression Device |  | SEQUENTIALCOMPRESSIONDEV-Kendall-700 Series |  |  |  |  | Covered PM Repair - Biomedical | MHHS-Southwest
NO | NO |  |  |  | psd2377 |  | CARDINAL HEALTH | KENDALL 700 |  | v1809136sx | SW - CENTRAL SUPPLY | MHHS-Southwest |  | Sequential Compression Device |  | psd2377 |  | Southwest |  | SW - CENTRAL SUPPLY | [5 empty] | CIRCULATORY ASSIST UNITS, PERIPHERAL COMPRESSION |  | SEQUENTIALCOMPRESSIONDEV-Kendall-700 Series | SEQUENTIALCOMPRESSIONDEV | 700 Series |  |  |  | Kendall | Sequential Compression Device |  | SEQUENTIALCOMPRESSIONDEV-Kendall-700 Series |  |  |  |  | Covered PM Repair - Biomedical | MHHS-Southwest
NO | NO |  |  |  | psd2378 |  | CARDINAL HEALTH | KENDALL 700 |  | v1367410sx | SW - CENTRAL SUPPLY | MHHS-Southwest |  | Sequential Compression Device |  | psd2378 |  | Southwest |  | SW - CENTRAL SUPPLY | [5 empty] | CIRCULATORY ASSIST UNITS, PERIPHERAL COMPRESSION |  | SEQUENTIALCOMPRESSIONDEV-Kendall-700 Series | SEQUENTIALCOMPRESSIONDEV | 700 Series |  |  |  | Kendall | Sequential Compression Device |  | SEQUENTIALCOMPRESSIONDEV-Kendall-700 Series |  |  |  |  | Covered PM Repair - Biomedical | MHHS-Southwest
NO | NO |  |  |  | psd2379 |  | CARDINAL HEALTH | KENDALL 700 |  | v1335075sx | SW - CENTRAL SUPPLY | MHHS-Southwest |  | Sequential Compression Device |  | psd2379 |  | Southwest |  | SW - CENTRAL SUPPLY | [5 empty] | CIRCULATORY ASSIST UNITS, PERIPHERAL COMPRESSION |  | SEQUENTIALCOMPRESSIONDEV-Kendall-700 Series | SEQUENTIALCOMPRESSIONDEV | 700 Series |  |  |  | Kendall | Sequential Compression Device |  | SEQUENTIALCOMPRESSIONDEV-Kendall-700 Series |  |  |  |  | Covered PM Repair - Biomedical | MHHS-Southwest
NO | NO |  |  |  | psd2380 |  | CARDINAL HEALTH | KENDALL 700 |  | v1364550sx | SW - CENTRAL SUPPLY | MHHS-Southwest |  | Sequential Compression Device |  | psd2380 |  | Southwest |  | SW - CENTRAL SUPPLY | [5 empty] | CIRCULATORY ASSIST UNITS, PERIPHERAL COMPRESSION |  | SEQUENTIALCOMPRESSIONDEV-Kendall-700 Series | SEQUENTIALCOMPRESSIONDEV | 700 Series |  |  |  | Kendall | Sequential Compression Device |  | SEQUENTIALCOMPRESSIONDEV-Kendall-700 Series |  |  |  |  | Covered PM Repair - Biomedical | MHHS-Southwest
NO | NO |  |  |  | psd2381 |  | CARDINAL HEALTH | KENDALL 700 |  | v1809010sx | SW - CENTRAL SUPPLY | MHHS-Southwest |  | Sequential Compression Device |  | psd2381 |  | Southwest |  | SW - CENTRAL SUPPLY | [5 empty] | CIRCULATORY ASSIST UNITS, PERIPHERAL COMPRESSION |  | SEQUENTIALCOMPRESSIONDEV-Kendall-700 Series | SEQUENTIALCOMPRESSIONDEV | 700 Series |  |  |  | Kendall | Sequential Compression Device |  | SEQUENTIALCOMPRESSIONDEV-Kendall-700 Series |  |  |  |  | Covered PM Repair - Biomedical | MHHS-Southwest
NO | NO |  |  |  | psd2382 |  | CARDINAL HEALTH | KENDALL 700 |  | v1809005sx | SW - CENTRAL SUPPLY | MHHS-Southwest |  | Sequential Compression Device |  | psd2382 |  | Southwest |  | SW - CENTRAL SUPPLY | [5 empty] | CIRCULATORY ASSIST UNITS, PERIPHERAL COMPRESSION |  | SEQUENTIALCOMPRESSIONDEV-Kendall-700 Series | SEQUENTIALCOMPRESSIONDEV | 700 Series |  |  |  | Kendall | Sequential Compression Device |  | SEQUENTIALCOMPRESSIONDEV-Kendall-700 Series |  |  |  |  | Covered PM Repair - Biomedical | MHHS-Southwest
NO | NO |  |  |  | psd2383 |  | CARDINAL HEALTH | KENDALL 700 |  | v1412954sx | SW - CENTRAL SUPPLY | MHHS-Southwest |  | Sequential Compression Device |  | psd2383 |  | Southwest |  | SW - CENTRAL SUPPLY | [5 empty] | CIRCULATORY ASSIST UNITS, PERIPHERAL COMPRESSION |  | SEQUENTIALCOMPRESSIONDEV-Kendall-700 Series | SEQUENTIALCOMPRESSIONDEV | 700 Series |  |  |  | Kendall | Sequential Compression Device |  | SEQUENTIALCOMPRESSIONDEV-Kendall-700 Series |  |  |  |  | Covered PM Repair - Biomedical | MHHS-Southwest
NO | NO |  |  |  | psd2384 |  | CARDINAL HEALTH | KENDALL 700 |  | v1513465sx | SW - CENTRAL SUPPLY | MHHS-Southwest |  | Sequential Compression Device |  | psd2384 |  | Southwest |  | SW - CENTRAL SUPPLY | [5 empty] | CIRCULATORY ASSIST UNITS, PERIPHERAL COMPRESSION |  | SEQUENTIALCOMPRESSIONDEV-Kendall-700 Series | SEQUENTIALCOMPRESSIONDEV | 700 Series |  |  |  | Kendall | Sequential Compression Device |  | SEQUENTIALCOMPRESSIONDEV-Kendall-700 Series |  |  |  |  | Covered PM Repair - Biomedical | MHHS-Southwest
NO | NO |  |  |  | psd2385 |  | CARDINAL HEALTH | KENDALL 700 |  | v1802804sx | SW - CENTRAL SUPPLY | MHHS-Southwest |  | Sequential Compression Device |  | psd2385 |  | Southwest |  | SW - CENTRAL SUPPLY | [5 empty] | CIRCULATORY ASSIST UNITS, PERIPHERAL COMPRESSION |  | SEQUENTIALCOMPRESSIONDEV-Kendall-700 Series | SEQUENTIALCOMPRESSIONDEV | 700 Series |  |  |  | Kendall | Sequential Compression Device |  | SEQUENTIALCOMPRESSIONDEV-Kendall-700 Series |  |  |  |  | Covered PM Repair - Biomedical | MHHS-Southwest
NO | NO |  |  |  | psd2386 |  | CARDINAL HEALTH | KENDALL 700 |  | v1103810sx | SW - CENTRAL SUPPLY | MHHS-Southwest |  | Sequential Compression Device |  | psd2386 |  | Southwest |  | SW - CENTRAL SUPPLY | [5 empty] | CIRCULATORY ASSIST UNITS, PERIPHERAL COMPRESSION |  | SEQUENTIALCOMPRESSIONDEV-Kendall-700 Series | SEQUENTIALCOMPRESSIONDEV | 700 Series |  |  |  | Kendall | Sequential Compression Device |  | SEQUENTIALCOMPRESSIONDEV-Kendall-700 Series |  |  |  |  | Covered PM Repair - Biomedical | MHHS-Southwest
NO | NO |  |  |  | psd2388 |  | CARDINAL HEALTH | KENDALL 700 |  | v1809206sx | SW - CENTRAL SUPPLY | MHHS-Southwest |  | Sequential Compression Device |  | psd2388 |  | Southwest |  | SW - CENTRAL SUPPLY | [5 empty] | CIRCULATORY ASSIST UNITS, PERIPHERAL COMPRESSION |  | SEQUENTIALCOMPRESSIONDEV-Kendall-700 Series | SEQUENTIALCOMPRESSIONDEV | 700 Series |  |  |  | Kendall | Sequential Compression Device |  | SEQUENTIALCOMPRESSIONDEV-Kendall-700 Series |  |  |  |  | Covered PM Repair - Biomedical | MHHS-Southwest
NO | NO |  |  |  | psd2389 |  | CARDINAL HEALTH | KENDALL 700 |  | v1307136sx | SW - CENTRAL SUPPLY | MHHS-Southwest |  | Sequential Compression Device |  | psd2389 |  | Southwest |  | SW - CENTRAL SUPPLY | [5 empty] | CIRCULATORY ASSIST UNITS, PERIPHERAL COMPRESSION |  | SEQUENTIALCOMPRESSIONDEV-Kendall-700 Series | SEQUENTIALCOMPRESSIONDEV | 700 Series |  |  |  | Kendall | Sequential Compression Device |  | SEQUENTIALCOMPRESSIONDEV-Kendall-700 Series |  |  |  |  | Covered PM Repair - Biomedical | MHHS-Southwest
NO | NO |  |  |  | psd2390 |  | CARDINAL HEALTH | KENDALL 700 |  | v1513558sx | SW - CENTRAL SUPPLY | MHHS-Southwest |  | Sequential Compression Device |  | psd2390 |  | Southwest |  | SW - CENTRAL SUPPLY | [5 empty] | CIRCULATORY ASSIST UNITS, PERIPHERAL COMPRESSION |  | SEQUENTIALCOMPRESSIONDEV-Kendall-700 Series | SEQUENTIALCOMPRESSIONDEV | 700 Series |  |  |  | Kendall | Sequential Compression Device |  | SEQUENTIALCOMPRESSIONDEV-Kendall-700 Series |  |  |  |  | Covered PM Repair - Biomedical | MHHS-Southwest
NO | NO |  |  |  | psd2391 |  | CARDINAL HEALTH | KENDALL 700 |  | v1130886sx | SW - CENTRAL SUPPLY | MHHS-Southwest |  | Sequential Compression Device |  | psd2391 |  | Southwest |  | SW - CENTRAL SUPPLY | [5 empty] | CIRCULATORY ASSIST UNITS, PERIPHERAL COMPRESSION |  | SEQUENTIALCOMPRESSIONDEV-Kendall-700 Series | SEQUENTIALCOMPRESSIONDEV | 700 Series |  |  |  | Kendall | Sequential Compression Device |  | SEQUENTIALCOMPRESSIONDEV-Kendall-700 Series |  |  |  |  | Covered PM Repair - Biomedical | MHHS-Southwest
NO | NO |  |  |  | psd2392 |  | CARDINAL HEALTH | KENDALL 700 |  | v1808588sx | SW - CENTRAL SUPPLY | MHHS-Southwest |  | Sequential Compression Device |  | psd2392 |  | Southwest |  | SW - CENTRAL SUPPLY | [5 empty] | CIRCULATORY ASSIST UNITS, PERIPHERAL COMPRESSION |  | SEQUENTIALCOMPRESSIONDEV-Kendall-700 Series | SEQUENTIALCOMPRESSIONDEV | 700 Series |  |  |  | Kendall | Sequential Compression Device |  | SEQUENTIALCOMPRESSIONDEV-Kendall-700 Series |  |  |  |  | Not Covered Vendor Only - Lab Ana/Anes | MHHS-Southwest
NO | NO |  |  |  | psd2393 |  | CARDINAL HEALTH | KENDALL 700 |  | v1122005sx | SW - CENTRAL SUPPLY | MHHS-Southwest |  | Sequential Compression Device |  | psd2393 |  | Southwest |  | SW - CENTRAL SUPPLY | [5 empty] | CIRCULATORY ASSIST UNITS, PERIPHERAL COMPRESSION |  | SEQUENTIALCOMPRESSIONDEV-Kendall-700 Series | SEQUENTIALCOMPRESSIONDEV | 700 Series |  |  |  | Kendall | Sequential Compression Device |  | SEQUENTIALCOMPRESSIONDEV-Kendall-700 Series |  |  |  |  | Not Covered Vendor Only - Lab Ana/Anes | MHHS-Southwest
NO | NO |  |  |  | psd2394 |  | CARDINAL HEALTH | KENDALL 700 |  | v1368789sx | SW - CENTRAL SUPPLY | MHHS-Southwest |  | Sequential Compression Device |  | psd2394 |  | Southwest |  | SW - CENTRAL SUPPLY | [5 empty] | CIRCULATORY ASSIST UNITS, PERIPHERAL COMPRESSION |  | SEQUENTIALCOMPRESSIONDEV-Kendall-700 Series | SEQUENTIALCOMPRESSIONDEV | 700 Series |  |  |  | Kendall | Sequential Compression Device |  | SEQUENTIALCOMPRESSIONDEV-Kendall-700 Series |  |  |  |  | Covered PM Repair - Biomedical | MHHS-Southwest
NO | NO |  |  |  | psd2395 |  | CARDINAL HEALTH | KENDALL 700 |  | v1503565sx | SW - CENTRAL SUPPLY | MHHS-Southwest |  | Sequential Compression Device |  | psd2395 |  | Southwest |  | SW - CENTRAL SUPPLY | [5 empty] | CIRCULATORY ASSIST UNITS, PERIPHERAL COMPRESSION |  | SEQUENTIALCOMPRESSIONDEV-Kendall-700 Series | SEQUENTIALCOMPRESSIONDEV | 700 Series |  |  |  | Kendall | Sequential Compression Device |  | SEQUENTIALCOMPRESSIONDEV-Kendall-700 Series |  |  |  |  | Not Covered Vendor Only - Biomedical | MHHS-Southwest
NO | NO |  |  |  | psd2396 |  | CARDINAL HEALTH | KENDALL 700 |  | v1125600sx | SW - CENTRAL SUPPLY | MHHS-Southwest |  | Sequential Compression Device |  | psd2396 |  | Southwest |  | SW - CENTRAL SUPPLY | [5 empty] | CIRCULATORY ASSIST UNITS, PERIPHERAL COMPRESSION |  | SEQUENTIALCOMPRESSIONDEV-Kendall-700 Series | SEQUENTIALCOMPRESSIONDEV | 700 Series |  |  |  | Kendall | Sequential Compression Device |  | SEQUENTIALCOMPRESSIONDEV-Kendall-700 Series |  |  |  |  | Covered PM Repair - Biomedical | MHHS-Southwest
NO | NO |  |  |  | PSD2397 |  | CARDINAL HEALTH | KENDALL 700 |  | V1108452SX | SW - CENTRAL SUPPLY | MHHS-Southwest |  | Sequential Compression Device |  | PSD2397 |  | Southwest |  | SW - CENTRAL SUPPLY | [5 empty] | CIRCULATORY ASSIST UNITS, PERIPHERAL COMPRESSION |  | SEQUENTIALCOMPRESSIONDEV-Kendall-700 Series | SEQUENTIALCOMPRESSIONDEV | 700 Series |  |  |  | Kendall | Sequential Compression Device |  | SEQUENTIALCOMPRESSIONDEV-Kendall-700 Series |  |  |  |  | Covered PM Repair - Biomedical | MHHS-Southwest
NO | NO |  |  |  | PSD2398 |  | CARDINAL HEALTH | KENDALL 700 |  | V1129033SX | SW - CENTRAL SUPPLY | MHHS-Southwest |  | Sequential Compression Device |  | PSD2398 |  | Southwest |  | SW - CENTRAL SUPPLY | [5 empty] | CIRCULATORY ASSIST UNITS, PERIPHERAL COMPRESSION |  | SEQUENTIALCOMPRESSIONDEV-Kendall-700 Series | SEQUENTIALCOMPRESSIONDEV | 700 Series |  |  |  | Kendall | Sequential Compression Device |  | SEQUENTIALCOMPRESSIONDEV-Kendall-700 Series |  |  |  |  | Covered PM Repair - Biomedical | MHHS-Southwest
NO | NO |  |  |  | PSD2399 |  | CARDINAL HEALTH | KENDALL 700 |  | V1809024SX | SW - CENTRAL SUPPLY | MHHS-Southwest |  | Sequential Compression Device |  | PSD2399 |  | Southwest |  | SW - CENTRAL SUPPLY | [5 empty] | CIRCULATORY ASSIST UNITS, PERIPHERAL COMPRESSION |  | SEQUENTIALCOMPRESSIONDEV-Kendall-700 Series | SEQUENTIALCOMPRESSIONDEV | 700 Series |  |  |  | Kendall | Sequential Compression Device |  | SEQUENTIALCOMPRESSIONDEV-Kendall-700 Series |  |  |  |  | Not Covered Vendor Only - Lab Ana/Anes | MHHS-Southwest
NO | NO |  |  |  | PSD2401 |  | CARDINAL HEALTH | KENDALL 700 |  | V1345785SX | SW - CENTRAL SUPPLY | MHHS-Southwest |  | Sequential Compression Device |  | PSD2401 |  | Southwest |  | SW - CENTRAL SUPPLY | [5 empty] | CIRCULATORY ASSIST UNITS, PERIPHERAL COMPRESSION |  | SEQUENTIALCOMPRESSIONDEV-Kendall-700 Series | SEQUENTIALCOMPRESSIONDEV | 700 Series |  |  |  | Kendall | Sequential Compression Device |  | SEQUENTIALCOMPRESSIONDEV-Kendall-700 Series |  |  |  |  | Covered PM Repair - Biomedical | MHHS-Southwest
NO | NO |  |  |  | PSD2402 |  | CARDINAL HEALTH | KENDALL 700 |  | V1121982SX | SW - CENTRAL SUPPLY | MHHS-Southwest |  | Sequential Compression Device |  | PSD2402 |  | Southwest |  | SW - CENTRAL SUPPLY | [5 empty] | CIRCULATORY ASSIST UNITS, PERIPHERAL COMPRESSION |  | SEQUENTIALCOMPRESSIONDEV-Kendall-700 Series | SEQUENTIALCOMPRESSIONDEV | 700 Series |  |  |  | Kendall | Sequential Compression Device |  | SEQUENTIALCOMPRESSIONDEV-Kendall-700 Series |  |  |  |  | Covered PM Repair - Biomedical | MHHS-Southwest
NO | NO |  |  |  | psd2403 |  | CARDINAL HEALTH | KENDALL 700 |  | v1530913sx | SW - CENTRAL SUPPLY | MHHS-Southwest |  | Sequential Compression Device |  | psd2403 |  | Southwest |  | SW - CENTRAL SUPPLY | [5 empty] | CIRCULATORY ASSIST UNITS, PERIPHERAL COMPRESSION |  | SEQUENTIALCOMPRESSIONDEV-Kendall-700 Series | SEQUENTIALCOMPRESSIONDEV | 700 Series |  |  |  | Kendall | Sequential Compression Device |  | SEQUENTIALCOMPRESSIONDEV-Kendall-700 Series |  |  |  |  | Covered PM Repair - Biomedical | MHHS-Southwest
NO | NO |  |  |  | psd2404 |  | CARDINAL HEALTH | KENDALL 700 |  | v1341517sx | SW - CENTRAL SUPPLY | MHHS-Southwest |  | Sequential Compression Device |  | psd2404 |  | Southwest |  | SW - CENTRAL SUPPLY | [5 empty] | CIRCULATORY ASSIST UNITS, PERIPHERAL COMPRESSION |  | SEQUENTIALCOMPRESSIONDEV-Kendall-700 Series | SEQUENTIALCOMPRESSIONDEV | 700 Series |  |  |  | Kendall | Sequential Compression Device |  | SEQUENTIALCOMPRESSIONDEV-Kendall-700 Series |  |  |  |  | Covered PM Repair - Biomedical | MHHS-Southwest
NO | NO |  |  |  | psd2405 |  | CARDINAL HEALTH | KENDALL 700 |  | v1809193sx | SW - CENTRAL SUPPLY | MHHS-Southwest |  | Sequential Compression Device |  | psd2405 |  | Southwest |  | SW - CENTRAL SUPPLY | [5 empty] | CIRCULATORY ASSIST UNITS, PERIPHERAL COMPRESSION |  | SEQUENTIALCOMPRESSIONDEV-Kendall-700 Series | SEQUENTIALCOMPRESSIONDEV | 700 Series |  |  |  | Kendall | Sequential Compression Device |  | SEQUENTIALCOMPRESSIONDEV-Kendall-700 Series |  |  |  |  | Covered PM Repair - Biomedical | MHHS-Southwest
NO | NO |  |  |  | psd2406 |  | CARDINAL HEALTH | KENDALL 700 |  | v1203506cx | SW - CENTRAL SUPPLY | MHHS-Southwest |  | Sequential Compression Device |  | psd2406 |  | Southwest |  | SW - CENTRAL SUPPLY | [5 empty] | CIRCULATORY ASSIST UNITS, PERIPHERAL COMPRESSION |  | SEQUENTIALCOMPRESSIONDEV-Kendall-700 Series | SEQUENTIALCOMPRESSIONDEV | 700 Series |  |  |  | Kendall | Sequential Compression Device |  | SEQUENTIALCOMPRESSIONDEV-Kendall-700 Series |  |  |  |  | Covered PM Repair - Biomedical | MHHS-Southwest
NO | NO |  |  |  | PSD2409 |  | CARDINAL HEALTH | KENDALL 700 |  | V1629280SX | SW - CENTRAL SUPPLY | MHHS-Southwest |  | Sequential Compression Device |  | PSD2409 |  | Southwest |  | SW - CENTRAL SUPPLY | [5 empty] | CIRCULATORY ASSIST UNITS, PERIPHERAL COMPRESSION |  | SEQUENTIALCOMPRESSIONDEV-Kendall-700 Series | SEQUENTIALCOMPRESSIONDEV | 700 Series |  |  |  | Kendall | Sequential Compression Device |  | SEQUENTIALCOMPRESSIONDEV-Kendall-700 Series |  |  |  |  | Covered PM Repair - Biomedical | MHHS-Southwest
NO | NO |  |  |  | PSD2410 |  | CARDINAL HEALTH | KENDALL 700 |  | V1809224SX | SW - CENTRAL SUPPLY | MHHS-Southwest |  | Sequential Compression Device |  | PSD2410 |  | Southwest |  | SW - CENTRAL SUPPLY | [5 empty] | CIRCULATORY ASSIST UNITS, PERIPHERAL COMPRESSION |  | SEQUENTIALCOMPRESSIONDEV-Kendall-700 Series | SEQUENTIALCOMPRESSIONDEV | 700 Series |  |  |  | Kendall | Sequential Compression Device |  | SEQUENTIALCOMPRESSIONDEV-Kendall-700 Series |  |  |  |  | Covered PM Repair - Biomedical | MHHS-Southwest
NO | NO |  |  |  | PSD2411 |  | CARDINAL HEALTH | KENDALL 700 |  | V1103936SX | SW - CENTRAL SUPPLY | MHHS-Southwest |  | Sequential Compression Device |  | PSD2411 |  | Southwest |  | SW - CENTRAL SUPPLY | [5 empty] | CIRCULATORY ASSIST UNITS, PERIPHERAL COMPRESSION |  | SEQUENTIALCOMPRESSIONDEV-Kendall-700 Series | SEQUENTIALCOMPRESSIONDEV | 700 Series |  |  |  | Kendall | Sequential Compression Device |  | SEQUENTIALCOMPRESSIONDEV-Kendall-700 Series |  |  |  |  | Covered PM Repair - Biomedical | MHHS-Southwest
NO | NO |  |  |  | PSD2412 |  | CARDINAL HEALTH | KENDALL 700 |  | V1808838SX | SW - CENTRAL SUPPLY | MHHS-Southwest |  | Sequential Compression Device |  | PSD2412 |  | Southwest |  | SW - CENTRAL SUPPLY | [5 empty] | CIRCULATORY ASSIST UNITS, PERIPHERAL COMPRESSION |  | SEQUENTIALCOMPRESSIONDEV-Kendall-700 Series | SEQUENTIALCOMPRESSIONDEV | 700 Series |  |  |  | Kendall | Sequential Compression Device |  | SEQUENTIALCOMPRESSIONDEV-Kendall-700 Series |  |  |  |  | Covered PM Repair - Biomedical | MHHS-Southwest
NO | NO |  |  |  | PSD2413 |  | CARDINAL HEALTH | KENDALL 700 |  | V1366411SX | SW - CENTRAL SUPPLY | MHHS-Southwest |  | Sequential Compression Device |  | PSD2413 |  | Southwest |  | SW - CENTRAL SUPPLY | [5 empty] | CIRCULATORY ASSIST UNITS, PERIPHERAL COMPRESSION |  | SEQUENTIALCOMPRESSIONDEV-Kendall-700 Series | SEQUENTIALCOMPRESSIONDEV | 700 Series |  |  |  | Kendall | Sequential Compression Device |  | SEQUENTIALCOMPRESSIONDEV-Kendall-700 Series |  |  |  |  | Covered PM Repair - Biomedical | MHHS-Southwest
NO | NO |  |  |  | psd2415 |  | CARDINAL HEALTH | KENDALL 700 |  | v1809243sx | SW - CENTRAL SUPPLY | MHHS-Southwest |  | Sequential Compression Device |  | psd2415 |  | Southwest |  | SW - CENTRAL SUPPLY | [5 empty] | CIRCULATORY ASSIST UNITS, PERIPHERAL COMPRESSION |  | SEQUENTIALCOMPRESSIONDEV-Kendall-700 Series | SEQUENTIALCOMPRESSIONDEV | 700 Series |  |  |  | Kendall | Sequential Compression Device |  | SEQUENTIALCOMPRESSIONDEV-Kendall-700 Series |  |  |  |  | Covered PM Repair - Biomedical | MHHS-Southwest
NO | NO |  |  |  | psd2416 |  | CARDINAL HEALTH | KENDALL 700 |  | v1809173sx | SW - CENTRAL SUPPLY | MHHS-Southwest |  | Sequential Compression Device |  | psd2416 |  | Southwest |  | SW - CENTRAL SUPPLY | [5 empty] | CIRCULATORY ASSIST UNITS, PERIPHERAL COMPRESSION |  | SEQUENTIALCOMPRESSIONDEV-Kendall-700 Series | SEQUENTIALCOMPRESSIONDEV | 700 Series |  |  |  | Kendall | Sequential Compression Device |  | SEQUENTIALCOMPRESSIONDEV-Kendall-700 Series |  |  |  |  | Covered PM Repair - Biomedical | MHHS-Southwest
NO | NO |  |  |  | psd2417 |  | CARDINAL HEALTH | KENDALL 700 |  | v1366424sx | SW - CENTRAL SUPPLY | MHHS-Southwest |  | Sequential Compression Device |  | psd2417 |  | Southwest |  | SW - CENTRAL SUPPLY | [5 empty] | CIRCULATORY ASSIST UNITS, PERIPHERAL COMPRESSION |  | SEQUENTIALCOMPRESSIONDEV-Kendall-700 Series | SEQUENTIALCOMPRESSIONDEV | 700 Series |  |  |  | Kendall | Sequential Compression Device |  | SEQUENTIALCOMPRESSIONDEV-Kendall-700 Series |  |  |  |  | Covered PM Repair - Biomedical | MHHS-Southwest
NO | NO |  |  |  | PSD2418 |  | CARDINAL HEALTH | KENDALL 700 |  | v1302455cx | SW - CENTRAL SUPPLY | MHHS-Southwest |  | Sequential Compression Device |  | PSD2418 |  | Southwest |  | SW - CENTRAL SUPPLY | [5 empty] | CIRCULATORY ASSIST UNITS, PERIPHERAL COMPRESSION |  | SEQUENTIALCOMPRESSIONDEV-Kendall-700 Series | SEQUENTIALCOMPRESSIONDEV | 700 Series |  |  |  | Kendall | Sequential Compression Device |  | SEQUENTIALCOMPRESSIONDEV-Kendall-700 Series |  |  |  |  | Covered PM Repair - Biomedical | MHHS-Southwest
NO | NO |  |  |  | PSD2419 |  | CARDINAL HEALTH | KENDALL 700 |  | v1809343sx | SW - CENTRAL SUPPLY | MHHS-Southwest |  | Sequential Compression Device |  | PSD2419 |  | Southwest |  | SW - CENTRAL SUPPLY | [5 empty] | CIRCULATORY ASSIST UNITS, PERIPHERAL COMPRESSION |  | SEQUENTIALCOMPRESSIONDEV-Kendall-700 Series | SEQUENTIALCOMPRESSIONDEV | 700 Series |  |  |  | Kendall | Sequential Compression Device |  | SEQUENTIALCOMPRESSIONDEV-Kendall-700 Series |  |  |  |  | Covered PM Repair - Biomedical | MHHS-Southwest
NO | NO |  |  |  | PSD2420 |  | CARDINAL HEALTH | KENDALL 700 |  | v1347348sx | SW - CENTRAL SUPPLY | MHHS-Southwest |  | Sequential Compression Device |  | PSD2420 |  | Southwest |  | SW - CENTRAL SUPPLY | [5 empty] | CIRCULATORY ASSIST UNITS, PERIPHERAL COMPRESSION |  | SEQUENTIALCOMPRESSIONDEV-Kendall-700 Series | SEQUENTIALCOMPRESSIONDEV | 700 Series |  |  |  | Kendall | Sequential Compression Device |  | SEQUENTIALCOMPRESSIONDEV-Kendall-700 Series |  |  |  |  | Covered PM Repair - Biomedical | MHHS-Southwest
NO | NO |  |  |  | PSD2421 |  | CARDINAL HEALTH | KENDALL 700 |  | V1128328SX | SW - CENTRAL SUPPLY | MHHS-Southwest |  | Sequential Compression Device |  | PSD2421 |  | Southwest |  | SW - CENTRAL SUPPLY | [5 empty] | CIRCULATORY ASSIST UNITS, PERIPHERAL COMPRESSION |  | SEQUENTIALCOMPRESSIONDEV-Kendall-700 Series | SEQUENTIALCOMPRESSIONDEV | 700 Series |  |  |  | Kendall | Sequential Compression Device |  | SEQUENTIALCOMPRESSIONDEV-Kendall-700 Series |  |  |  |  | Covered PM Repair - Biomedical | MHHS-Southwest
NO | NO |  |  |  | PSD2422 |  | CARDINAL HEALTH | KENDALL 700 |  | V1809245SX | SW - CENTRAL SUPPLY | MHHS-Southwest |  | Sequential Compression Device |  | PSD2422 |  | Southwest |  | SW - CENTRAL SUPPLY | [5 empty] | CIRCULATORY ASSIST UNITS, PERIPHERAL COMPRESSION |  | SEQUENTIALCOMPRESSIONDEV-Kendall-700 Series | SEQUENTIALCOMPRESSIONDEV | 700 Series |  |  |  | Kendall | Sequential Compression Device |  | SEQUENTIALCOMPRESSIONDEV-Kendall-700 Series |  |  |  |  | Covered PM Repair - Biomedical | MHHS-Southwest
NO | NO |  |  |  | PSD2423 |  | CARDINAL HEALTH | KENDALL 700 |  | V1809174SX | SW - CENTRAL SUPPLY | MHHS-Southwest |  | Sequential Compression Device |  | PSD2423 |  | Southwest |  | SW - CENTRAL SUPPLY | [5 empty] | CIRCULATORY ASSIST UNITS, PERIPHERAL COMPRESSION |  | SEQUENTIALCOMPRESSIONDEV-Kendall-700 Series | SEQUENTIALCOMPRESSIONDEV | 700 Series |  |  |  | Kendall | Sequential Compression Device |  | SEQUENTIALCOMPRESSIONDEV-Kendall-700 Series |  |  |  |  | Covered PM Repair - Biomedical | MHHS-Southwest
NO | NO |  |  |  | PSD2424 |  | CARDINAL HEALTH | KENDALL 700 |  | V1809217SX | SW - CENTRAL SUPPLY | MHHS-Southwest |  | Sequential Compression Device |  | PSD2424 |  | Southwest |  | SW - CENTRAL SUPPLY | [5 empty] | CIRCULATORY ASSIST UNITS, PERIPHERAL COMPRESSION |  | SEQUENTIALCOMPRESSIONDEV-Kendall-700 Series | SEQUENTIALCOMPRESSIONDEV | 700 Series |  |  |  | Kendall | Sequential Compression Device |  | SEQUENTIALCOMPRESSIONDEV-Kendall-700 Series |  |  |  |  | Covered PM Repair - Biomedical | MHHS-Southwest
NO | NO |  |  |  | PSD2425 |  | CARDINAL HEALTH | KENDALL 700 |  | V1809185SX | SW - CENTRAL SUPPLY | MHHS-Southwest |  | Sequential Compression Device |  | PSD2425 |  | Southwest |  | SW - CENTRAL SUPPLY | [5 empty] | CIRCULATORY ASSIST UNITS, PERIPHERAL COMPRESSION |  | SEQUENTIALCOMPRESSIONDEV-Kendall-700 Series | SEQUENTIALCOMPRESSIONDEV | 700 Series |  |  |  | Kendall | Sequential Compression Device |  | SEQUENTIALCOMPRESSIONDEV-Kendall-700 Series |  |  |  |  | Covered PM Repair - Biomedical | MHHS-Southwest
NO | NO |  |  |  | PSD2426 |  | CARDINAL HEALTH | KENDALL 700 |  | V1809248SX | SW - CENTRAL SUPPLY | MHHS-Southwest |  | Sequential Compression Device |  | PSD2426 |  | Southwest |  | SW - CENTRAL SUPPLY | [5 empty] | CIRCULATORY ASSIST UNITS, PERIPHERAL COMPRESSION |  | SEQUENTIALCOMPRESSIONDEV-Kendall-700 Series | SEQUENTIALCOMPRESSIONDEV | 700 Series |  |  |  | Kendall | Sequential Compression Device |  | SEQUENTIALCOMPRESSIONDEV-Kendall-700 Series |  |  |  |  | Covered PM Repair - Biomedical | MHHS-Southwest
NO | NO |  |  |  | PSD2427 |  | CARDINAL HEALTH | KENDALL 700 |  | V1808662SX | SW - CENTRAL SUPPLY | MHHS-Southwest |  | Sequential Compression Device |  | PSD2427 |  | Southwest |  | SW - CENTRAL SUPPLY | [5 empty] | CIRCULATORY ASSIST UNITS, PERIPHERAL COMPRESSION |  | SEQUENTIALCOMPRESSIONDEV-Kendall-700 Series | SEQUENTIALCOMPRESSIONDEV | 700 Series |  |  |  | Kendall | Sequential Compression Device |  | SEQUENTIALCOMPRESSIONDEV-Kendall-700 Series |  |  |  |  | Covered PM Repair - Biomedical | MHHS-Southwest
NO | NO |  |  |  | PSD2428 |  | CARDINAL HEALTH | KENDALL 700 |  | v1809632sx | SW - CENTRAL SUPPLY | MHHS-Southwest |  | Sequential Compression Device |  | PSD2428 |  | Southwest |  | SW - CENTRAL SUPPLY | [5 empty] | CIRCULATORY ASSIST UNITS, PERIPHERAL COMPRESSION |  | SEQUENTIALCOMPRESSIONDEV-Kendall-700 Series | SEQUENTIALCOMPRESSIONDEV | 700 Series |  |  |  | Kendall | Sequential Compression Device |  | SEQUENTIALCOMPRESSIONDEV-Kendall-700 Series |  |  |  |  | Covered PM Repair - Biomedical | MHHS-Southwest
NO | NO |  |  |  | PSD2429 |  | CARDINAL HEALTH | KENDALL 700 |  | v1809170sx | SW - CENTRAL SUPPLY | MHHS-Southwest |  | Sequential Compression Device |  | PSD2429 |  | Southwest |  | SW - CENTRAL SUPPLY | [5 empty] | CIRCULATORY ASSIST UNITS, PERIPHERAL COMPRESSION |  | SEQUENTIALCOMPRESSIONDEV-Kendall-700 Series | SEQUENTIALCOMPRESSIONDEV | 700 Series |  |  |  | Kendall | Sequential Compression Device |  | SEQUENTIALCOMPRESSIONDEV-Kendall-700 Series |  |  |  |  | Covered PM Repair - Biomedical | MHHS-Southwest
NO | NO |  |  |  | PSD2430 |  | CARDINAL HEALTH | KENDALL 700 |  | v1808850sx | SW - CENTRAL SUPPLY | MHHS-Southwest |  | Sequential Compression Device |  | PSD2430 |  | Southwest |  | SW - CENTRAL SUPPLY | [5 empty] | CIRCULATORY ASSIST UNITS, PERIPHERAL COMPRESSION |  | SEQUENTIALCOMPRESSIONDEV-Kendall-700 Series | SEQUENTIALCOMPRESSIONDEV | 700 Series |  |  |  | Kendall | Sequential Compression Device |  | SEQUENTIALCOMPRESSIONDEV-Kendall-700 Series |  |  |  |  | Covered PM Repair - Biomedical | MHHS-Southwest
NO | NO |  |  |  | PSD2431 |  | CARDINAL HEALTH | KENDALL 700 |  | v1108416sx | SW - CENTRAL SUPPLY | MHHS-Southwest |  | Sequential Compression Device |  | PSD2431 |  | Southwest |  | SW - CENTRAL SUPPLY | [5 empty] | CIRCULATORY ASSIST UNITS, PERIPHERAL COMPRESSION |  | SEQUENTIALCOMPRESSIONDEV-Kendall-700 Series | SEQUENTIALCOMPRESSIONDEV | 700 Series |  |  |  | Kendall | Sequential Compression Device |  | SEQUENTIALCOMPRESSIONDEV-Kendall-700 Series |  |  |  |  | Covered PM Repair - Biomedical | MHHS-Southwest
NO | NO |  |  |  | PSD2432 |  | CARDINAL HEALTH | KENDALL 700 |  | v1517378sx | SW - CENTRAL SUPPLY | MHHS-Southwest |  | Sequential Compression Device |  | PSD2432 |  | Southwest |  | SW - CENTRAL SUPPLY | [5 empty] | CIRCULATORY ASSIST UNITS, PERIPHERAL COMPRESSION |  | SEQUENTIALCOMPRESSIONDEV-Kendall-700 Series | SEQUENTIALCOMPRESSIONDEV | 700 Series |  |  |  | Kendall | Sequential Compression Device |  | SEQUENTIALCOMPRESSIONDEV-Kendall-700 Series |  |  |  |  | Covered PM Repair - Biomedical | MHHS-Southwest
NO | NO |  |  |  | PSD2434 |  | CARDINAL HEALTH | KENDALL 700 |  | v1103818sx | SW - CENTRAL SUPPLY | MHHS-Southwest |  | Sequential Compression Device |  | PSD2434 |  | Southwest |  | SW - CENTRAL SUPPLY | [5 empty] | CIRCULATORY ASSIST UNITS, PERIPHERAL COMPRESSION |  | SEQUENTIALCOMPRESSIONDEV-Kendall-700 Series | SEQUENTIALCOMPRESSIONDEV | 700 Series |  |  |  | Kendall | Sequential Compression Device |  | SEQUENTIALCOMPRESSIONDEV-Kendall-700 Series |  |  |  |  | Covered PM Repair - Biomedical | MHHS-Southwest
NO | NO |  |  |  | PSD2435 |  | CARDINAL HEALTH | KENDALL 700 |  | V1103649SX | SW - CENTRAL SUPPLY | MHHS-Southwest |  | Sequential Compression Device |  | PSD2435 |  | Southwest |  | SW - CENTRAL SUPPLY | [5 empty] | CIRCULATORY ASSIST UNITS, PERIPHERAL COMPRESSION |  | SEQUENTIALCOMPRESSIONDEV-Kendall-700 Series | SEQUENTIALCOMPRESSIONDEV | 700 Series |  |  |  | Kendall | Sequential Compression Device |  | SEQUENTIALCOMPRESSIONDEV-Kendall-700 Series |  |  |  |  | Covered PM Repair - Biomedical | MHHS-Southwest
NO | NO |  |  |  | PSD2437 |  | CARDINAL HEALTH | KENDALL 700 |  | V1366461SX | SW - CENTRAL SUPPLY | MHHS-Southwest |  | Sequential Compression Device |  | PSD2437 |  | Southwest |  | SW - CENTRAL SUPPLY | [5 empty] | CIRCULATORY ASSIST UNITS, PERIPHERAL COMPRESSION |  | SEQUENTIALCOMPRESSIONDEV-Kendall-700 Series | SEQUENTIALCOMPRESSIONDEV | 700 Series |  |  |  | Kendall | Sequential Compression Device |  | SEQUENTIALCOMPRESSIONDEV-Kendall-700 Series |  |  |  |  | Covered PM Repair - Biomedical | MHHS-Southwest
NO | NO |  |  |  | PSD2438 |  | CARDINAL HEALTH | KENDALL 700 |  | V1809288SX | SW - CENTRAL SUPPLY | MHHS-Southwest |  | Sequential Compression Device |  | PSD2438 |  | Southwest |  | SW - CENTRAL SUPPLY | [5 empty] | CIRCULATORY ASSIST UNITS, PERIPHERAL COMPRESSION |  | SEQUENTIALCOMPRESSIONDEV-Kendall-700 Series | SEQUENTIALCOMPRESSIONDEV | 700 Series |  |  |  | Kendall | Sequential Compression Device |  | SEQUENTIALCOMPRESSIONDEV-Kendall-700 Series |  |  |  |  | Covered PM Repair - Biomedical | MHHS-Southwest
NO | NO |  |  |  | PSD2439 |  | CARDINAL HEALTH | KENDALL 700 |  | V1516437SX | SW - CENTRAL SUPPLY | MHHS-Southwest |  | Sequential Compression Device |  | PSD2439 |  | Southwest |  | SW - CENTRAL SUPPLY | [5 empty] | CIRCULATORY ASSIST UNITS, PERIPHERAL COMPRESSION |  | SEQUENTIALCOMPRESSIONDEV-Kendall-700 Series | SEQUENTIALCOMPRESSIONDEV | 700 Series |  |  |  | Kendall | Sequential Compression Device |  | SEQUENTIALCOMPRESSIONDEV-Kendall-700 Series |  |  |  |  | Covered PM Repair - Biomedical | MHHS-Southwest
NO | NO |  |  |  | PSD2440 |  | CARDINAL HEALTH | KENDALL 700 |  | V1809211SX | SW - CENTRAL SUPPLY | MHHS-Southwest |  | Sequential Compression Device |  | PSD2440 |  | Southwest |  | SW - CENTRAL SUPPLY | [5 empty] | CIRCULATORY ASSIST UNITS, PERIPHERAL COMPRESSION |  | SEQUENTIALCOMPRESSIONDEV-Kendall-700 Series | SEQUENTIALCOMPRESSIONDEV | 700 Series |  |  |  | Kendall | Sequential Compression Device |  | SEQUENTIALCOMPRESSIONDEV-Kendall-700 Series |  |  |  |  | Covered PM Repair - Biomedical | MHHS-Southwest
NO | NO |  |  |  | PSD2442 |  | CARDINAL HEALTH | KENDALL 700 |  | v1105242sx | SW - CENTRAL SUPPLY | MHHS-Southwest |  | Sequential Compression Device |  | PSD2442 |  | Southwest |  | SW - CENTRAL SUPPLY | [5 empty] | CIRCULATORY ASSIST UNITS, PERIPHERAL COMPRESSION |  | SEQUENTIALCOMPRESSIONDEV-Kendall-700 Series | SEQUENTIALCOMPRESSIONDEV | 700 Series |  |  |  | Kendall | Sequential Compression Device |  | SEQUENTIALCOMPRESSIONDEV-Kendall-700 Series |  |  |  |  | Covered PM Repair - Biomedical | MHHS-Southwest
NO | NO |  |  |  | PSD2443 |  | CARDINAL HEALTH | KENDALL 700 |  | v1107741sx | SW - CENTRAL SUPPLY | MHHS-Southwest |  | Sequential Compression Device |  | PSD2443 |  | Southwest |  | SW - CENTRAL SUPPLY | [5 empty] | CIRCULATORY ASSIST UNITS, PERIPHERAL COMPRESSION |  | SEQUENTIALCOMPRESSIONDEV-Kendall-700 Series | SEQUENTIALCOMPRESSIONDEV | 700 Series |  |  |  | Kendall | Sequential Compression Device |  | SEQUENTIALCOMPRESSIONDEV-Kendall-700 Series |  |  |  |  | Covered PM Repair - Biomedical | MHHS-Southwest
NO | NO |  |  |  | PSD2444 |  | CARDINAL HEALTH | KENDALL 700 |  | v1809220sx | SW - CENTRAL SUPPLY | MHHS-Southwest |  | Sequential Compression Device |  | PSD2444 |  | Southwest |  | SW - CENTRAL SUPPLY | [5 empty] | CIRCULATORY ASSIST UNITS, PERIPHERAL COMPRESSION |  | SEQUENTIALCOMPRESSIONDEV-Kendall-700 Series | SEQUENTIALCOMPRESSIONDEV | 700 Series |  |  |  | Kendall | Sequential Compression Device |  | SEQUENTIALCOMPRESSIONDEV-Kendall-700 Series |  |  |  |  | Covered PM Repair - Biomedical | MHHS-Southwest
NO | NO |  |  |  | PSD2446 |  | CARDINAL HEALTH | KENDALL 700 |  | v1808857sx | SW - CENTRAL SUPPLY | MHHS-Southwest |  | Sequential Compression Device |  | PSD2446 |  | Southwest |  | SW - CENTRAL SUPPLY | [5 empty] | CIRCULATORY ASSIST UNITS, PERIPHERAL COMPRESSION |  | SEQUENTIALCOMPRESSIONDEV-Kendall-700 Series | SEQUENTIALCOMPRESSIONDEV | 700 Series |  |  |  | Kendall | Sequential Compression Device |  | SEQUENTIALCOMPRESSIONDEV-Kendall-700 Series |  |  |  |  | Covered PM Repair - Biomedical | MHHS-Southwest
NO | NO |  |  |  | PSD2447 |  | CARDINAL HEALTH | KENDALL 700 |  | v1809205sx | SW - CENTRAL SUPPLY | MHHS-Southwest |  | Sequential Compression Device |  | PSD2447 |  | Southwest |  | SW - CENTRAL SUPPLY | [5 empty] | CIRCULATORY ASSIST UNITS, PERIPHERAL COMPRESSION |  | SEQUENTIALCOMPRESSIONDEV-Kendall-700 Series | SEQUENTIALCOMPRESSIONDEV | 700 Series |  |  |  | Kendall | Sequential Compression Device |  | SEQUENTIALCOMPRESSIONDEV-Kendall-700 Series |  |  |  |  | Covered PM Repair - Biomedical | MHHS-Southwest
NO | NO |  |  |  | PSD2448 |  | CARDINAL HEALTH | KENDALL 700 |  | v1103619sx | SW - CENTRAL SUPPLY | MHHS-Southwest |  | Sequential Compression Device |  | PSD2448 |  | Southwest |  | SW - CENTRAL SUPPLY | [5 empty] | CIRCULATORY ASSIST UNITS, PERIPHERAL COMPRESSION |  | SEQUENTIALCOMPRESSIONDEV-Kendall-700 Series | SEQUENTIALCOMPRESSIONDEV | 700 Series |  |  |  | Kendall | Sequential Compression Device |  | SEQUENTIALCOMPRESSIONDEV-Kendall-700 Series |  |  |  |  | Covered PM Repair - Biomedical | MHHS-Southwest
NO | NO |  |  |  | PSD2449 |  | CARDINAL HEALTH | KENDALL 700 |  | V1502616SX | SW - CENTRAL SUPPLY | MHHS-Southwest |  | Sequential Compression Device |  | PSD2449 |  | Southwest |  | SW - CENTRAL SUPPLY | [5 empty] | CIRCULATORY ASSIST UNITS, PERIPHERAL COMPRESSION |  | SEQUENTIALCOMPRESSIONDEV-Kendall-700 Series | SEQUENTIALCOMPRESSIONDEV | 700 Series |  |  |  | Kendall | Sequential Compression Device |  | SEQUENTIALCOMPRESSIONDEV-Kendall-700 Series |  |  |  |  | Covered PM Repair - Biomedical | MHHS-Southwest
NO | NO |  |  |  | PSD2450 |  | CARDINAL HEALTH | KENDALL 700 |  | V1124677SX | SW - CENTRAL SUPPLY | MHHS-Southwest |  | Sequential Compression Device |  | PSD2450 |  | Southwest |  | SW - CENTRAL SUPPLY | [5 empty] | CIRCULATORY ASSIST UNITS, PERIPHERAL COMPRESSION |  | SEQUENTIALCOMPRESSIONDEV-Kendall-700 Series | SEQUENTIALCOMPRESSIONDEV | 700 Series |  |  |  | Kendall | Sequential Compression Device |  | SEQUENTIALCOMPRESSIONDEV-Kendall-700 Series |  |  |  |  | Covered PM Repair - Biomedical | MHHS-Southwest
NO | NO |  |  |  | PSD2451 |  | CARDINAL HEALTH | KENDALL 700 |  | V1519736SX | SW - CENTRAL SUPPLY | MHHS-Southwest |  | Sequential Compression Device |  | PSD2451 |  | Southwest |  | SW - CENTRAL SUPPLY | [5 empty] | CIRCULATORY ASSIST UNITS, PERIPHERAL COMPRESSION |  | SEQUENTIALCOMPRESSIONDEV-Kendall-700 Series | SEQUENTIALCOMPRESSIONDEV | 700 Series |  |  |  | Kendall | Sequential Compression Device |  | SEQUENTIALCOMPRESSIONDEV-Kendall-700 Series |  |  |  |  | Covered PM Repair - Biomedical | MHHS-Southwest
NO | NO |  |  |  | PSD2453 |  | CARDINAL HEALTH | KENDALL 700 |  | V1355547SX | SW - CENTRAL SUPPLY | MHHS-Southwest |  | Sequential Compression Device |  | PSD2453 |  | Southwest |  | SW - CENTRAL SUPPLY | [5 empty] | CIRCULATORY ASSIST UNITS, PERIPHERAL COMPRESSION |  | SEQUENTIALCOMPRESSIONDEV-Kendall-700 Series | SEQUENTIALCOMPRESSIONDEV | 700 Series |  |  |  | Kendall | Sequential Compression Device |  | SEQUENTIALCOMPRESSIONDEV-Kendall-700 Series |  |  |  |  | Covered PM Repair - Biomedical | MHHS-Southwest
NO | NO |  |  |  | PSD2454 |  | CARDINAL HEALTH | KENDALL 700 |  | V1538971SX | SW - CENTRAL SUPPLY | MHHS-Southwest |  | Sequential Compression Device |  | PSD2454 |  | Southwest |  | SW - CENTRAL SUPPLY | [5 empty] | CIRCULATORY ASSIST UNITS, PERIPHERAL COMPRESSION |  | SEQUENTIALCOMPRESSIONDEV-Kendall-700 Series | SEQUENTIALCOMPRESSIONDEV | 700 Series |  |  |  | Kendall | Sequential Compression Device |  | SEQUENTIALCOMPRESSIONDEV-Kendall-700 Series |  |  |  |  | Covered PM Repair - Biomedical | MHHS-Southwest
NO | NO |  |  |  | PSD2456 |  | CARDINAL HEALTH | KENDALL 700 |  | V1519686SX | SW - CENTRAL SUPPLY | MHHS-Southwest |  | Sequential Compression Device |  | PSD2456 |  | Southwest |  | SW - CENTRAL SUPPLY | [5 empty] | CIRCULATORY ASSIST UNITS, PERIPHERAL COMPRESSION |  | SEQUENTIALCOMPRESSIONDEV-Kendall-700 Series | SEQUENTIALCOMPRESSIONDEV | 700 Series |  |  |  | Kendall | Sequential Compression Device |  | SEQUENTIALCOMPRESSIONDEV-Kendall-700 Series |  |  |  |  | Covered PM Repair - Biomedical | MHHS-Southwest
NO | NO |  |  |  | PSD2458 |  | CARDINAL HEALTH | KENDALL 700 |  | V1355711SX | SW - CENTRAL SUPPLY | MHHS-Southwest |  | Sequential Compression Device |  | PSD2458 |  | Southwest |  | SW - CENTRAL SUPPLY | [5 empty] | CIRCULATORY ASSIST UNITS, PERIPHERAL COMPRESSION |  | SEQUENTIALCOMPRESSIONDEV-Kendall-700 Series | SEQUENTIALCOMPRESSIONDEV | 700 Series |  |  |  | Kendall | Sequential Compression Device |  | SEQUENTIALCOMPRESSIONDEV-Kendall-700 Series |  |  |  |  | Covered PM Repair - Biomedical | MHHS-Southwest
NO | NO |  |  |  | PSD2459 |  | CARDINAL HEALTH | KENDALL 700 |  | V1125720SX | SW - CENTRAL SUPPLY | MHHS-Southwest |  | Sequential Compression Device |  | PSD2459 |  | Southwest |  | SW - CENTRAL SUPPLY | [5 empty] | CIRCULATORY ASSIST UNITS, PERIPHERAL COMPRESSION |  | SEQUENTIALCOMPRESSIONDEV-Kendall-700 Series | SEQUENTIALCOMPRESSIONDEV | 700 Series |  |  |  | Kendall | Sequential Compression Device |  | SEQUENTIALCOMPRESSIONDEV-Kendall-700 Series |  |  |  |  | Covered PM Repair - Biomedical | MHHS-Southwest
NO | NO |  |  |  | PSD2461 |  | CARDINAL HEALTH | KENDALL 700 |  | V1502692SX | SW - CENTRAL SUPPLY | MHHS-Southwest |  | Sequential Compression Device |  | PSD2461 |  | Southwest |  | SW - CENTRAL SUPPLY | [5 empty] | CIRCULATORY ASSIST UNITS, PERIPHERAL COMPRESSION |  | SEQUENTIALCOMPRESSIONDEV-Kendall-700 Series | SEQUENTIALCOMPRESSIONDEV | 700 Series |  |  |  | Kendall | Sequential Compression Device |  | SEQUENTIALCOMPRESSIONDEV-Kendall-700 Series |  |  |  |  | Covered PM Repair - Biomedical | MHHS-Southwest
NO | NO |  |  |  | PSD2462 |  | CARDINAL HEALTH | KENDALL 700 |  | V1125732SX | SW - CENTRAL SUPPLY | MHHS-Southwest |  | Sequential Compression Device |  | PSD2462 |  | Southwest |  | SW - CENTRAL SUPPLY | [5 empty] | CIRCULATORY ASSIST UNITS, PERIPHERAL COMPRESSION |  | SEQUENTIALCOMPRESSIONDEV-Kendall-700 Series | SEQUENTIALCOMPRESSIONDEV | 700 Series |  |  |  | Kendall | Sequential Compression Device |  | SEQUENTIALCOMPRESSIONDEV-Kendall-700 Series |  |  |  |  | Covered PM Repair - Biomedical | MHHS-Southwest
NO | NO |  |  |  | PSD2464 |  | CARDINAL HEALTH | KENDALL 700 |  | V1205802SX | SW - CENTRAL SUPPLY | MHHS-Southwest |  | Sequential Compression Device |  | PSD2464 |  | Southwest |  | SW - CENTRAL SUPPLY | [5 empty] | CIRCULATORY ASSIST UNITS, PERIPHERAL COMPRESSION |  | SEQUENTIALCOMPRESSIONDEV-Kendall-700 Series | SEQUENTIALCOMPRESSIONDEV | 700 Series |  |  |  | Kendall | Sequential Compression Device |  | SEQUENTIALCOMPRESSIONDEV-Kendall-700 Series |  |  |  |  | Covered PM Repair - Biomedical | MHHS-Southwest
NO | NO |  |  |  | PSD2465 |  | CARDINAL HEALTH | KENDALL 700 |  | V1517386SX | SW - CENTRAL SUPPLY | MHHS-Southwest |  | Sequential Compression Device |  | PSD2465 |  | Southwest |  | SW - CENTRAL SUPPLY | [5 empty] | CIRCULATORY ASSIST UNITS, PERIPHERAL COMPRESSION |  | SEQUENTIALCOMPRESSIONDEV-Kendall-700 Series | SEQUENTIALCOMPRESSIONDEV | 700 Series |  |  |  | Kendall | Sequential Compression Device |  | SEQUENTIALCOMPRESSIONDEV-Kendall-700 Series |  |  |  |  | Covered PM Repair - Biomedical | MHHS-Southwest
NO | NO |  |  |  | PSD2466 |  | CARDINAL HEALTH | KENDALL 700 |  | V1347222SX | SW - CENTRAL SUPPLY | MHHS-Southwest |  | Sequential Compression Device |  | PSD2466 |  | Southwest |  | SW - CENTRAL SUPPLY | [5 empty] | CIRCULATORY ASSIST UNITS, PERIPHERAL COMPRESSION |  | SEQUENTIALCOMPRESSIONDEV-Kendall-700 Series | SEQUENTIALCOMPRESSIONDEV | 700 Series |  |  |  | Kendall | Sequential Compression Device |  | SEQUENTIALCOMPRESSIONDEV-Kendall-700 Series |  |  |  |  | Covered PM Repair - Biomedical | MHHS-Southwest
NO | NO |  |  |  | PSD2467 |  | CARDINAL HEALTH | KENDALL 700 |  | V1121964SX | SW - CENTRAL SUPPLY | MHHS-Southwest |  | Sequential Compression Device |  | PSD2467 |  | Southwest |  | SW - CENTRAL SUPPLY | [5 empty] | CIRCULATORY ASSIST UNITS, PERIPHERAL COMPRESSION |  | SEQUENTIALCOMPRESSIONDEV-Kendall-700 Series | SEQUENTIALCOMPRESSIONDEV | 700 Series |  |  |  | Kendall | Sequential Compression Device |  | SEQUENTIALCOMPRESSIONDEV-Kendall-700 Series |  |  |  |  | Covered PM Repair - Biomedical | MHHS-Southwest
NO | NO |  |  |  | PSD2468 |  | CARDINAL HEALTH | KENDALL 700 |  | V1338989SX | SW - CENTRAL SUPPLY | MHHS-Southwest |  | Sequential Compression Device |  | PSD2468 |  | Southwest |  | SW - CENTRAL SUPPLY | [5 empty] | CIRCULATORY ASSIST UNITS, PERIPHERAL COMPRESSION |  | SEQUENTIALCOMPRESSIONDEV-Kendall-700 Series | SEQUENTIALCOMPRESSIONDEV | 700 Series |  |  |  | Kendall | Sequential Compression Device |  | SEQUENTIALCOMPRESSIONDEV-Kendall-700 Series |  |  |  |  | Covered PM Repair - Biomedical | MHHS-Southwest
NO | NO |  |  |  | PSD2469 |  | CARDINAL HEALTH | KENDALL 700 |  | V1206644SX | SW - CENTRAL SUPPLY | MHHS-Southwest |  | Sequential Compression Device |  | PSD2469 |  | Southwest |  | SW - CENTRAL SUPPLY | [5 empty] | CIRCULATORY ASSIST UNITS, PERIPHERAL COMPRESSION |  | SEQUENTIALCOMPRESSIONDEV-Kendall-700 Series | SEQUENTIALCOMPRESSIONDEV | 700 Series |  |  |  | Kendall | Sequential Compression Device |  | SEQUENTIALCOMPRESSIONDEV-Kendall-700 Series |  |  |  |  | Covered PM Repair - Biomedical | MHHS-Southwest
NO | NO |  |  |  | PSD2471 |  | CARDINAL HEALTH | KENDALL 700 |  | V1205772SX | SW - CENTRAL SUPPLY | MHHS-Southwest |  | Sequential Compression Device |  | PSD2471 |  | Southwest |  | SW - CENTRAL SUPPLY | [5 empty] | CIRCULATORY ASSIST UNITS, PERIPHERAL COMPRESSION |  | SEQUENTIALCOMPRESSIONDEV-Kendall-700 Series | SEQUENTIALCOMPRESSIONDEV | 700 Series |  |  |  | Kendall | Sequential Compression Device |  | SEQUENTIALCOMPRESSIONDEV-Kendall-700 Series |  |  |  |  | Covered PM Repair - Biomedical | MHHS-Southwest
NO | NO |  |  |  | PSD2472 |  | CARDINAL HEALTH | KENDALL 700 |  | V1539023SX | SW - CENTRAL SUPPLY | MHHS-Southwest |  | Sequential Compression Device |  | PSD2472 |  | Southwest |  | SW - CENTRAL SUPPLY | [5 empty] | CIRCULATORY ASSIST UNITS, PERIPHERAL COMPRESSION |  | SEQUENTIALCOMPRESSIONDEV-Kendall-700 Series | SEQUENTIALCOMPRESSIONDEV | 700 Series |  |  |  | Kendall | Sequential Compression Device |  | SEQUENTIALCOMPRESSIONDEV-Kendall-700 Series |  |  |  |  | Clinical Miscellaneous | MHHS-Southwest
NO | NO |  |  |  | PSD2474 |  | CARDINAL HEALTH | KENDALL 700 |  | V1622792SX | SW - CENTRAL SUPPLY | MHHS-Southwest |  | Sequential Compression Device |  | PSD2474 |  | Southwest |  | SW - CENTRAL SUPPLY | [5 empty] | CIRCULATORY ASSIST UNITS, PERIPHERAL COMPRESSION |  | SEQUENTIALCOMPRESSIONDEV-Kendall-700 Series | SEQUENTIALCOMPRESSIONDEV | 700 Series |  |  |  | Kendall | Sequential Compression Device |  | SEQUENTIALCOMPRESSIONDEV-Kendall-700 Series |  |  |  |  | Covered PM Repair - Biomedical | MHHS-Southwest
NO | NO |  |  |  | PSD2475 |  | CARDINAL HEALTH | KENDALL 700 |  | V1206982SX | SW - CENTRAL SUPPLY | MHHS-Southwest |  | Sequential Compression Device |  | PSD2475 |  | Southwest |  | SW - CENTRAL SUPPLY | [5 empty] | CIRCULATORY ASSIST UNITS, PERIPHERAL COMPRESSION |  | SEQUENTIALCOMPRESSIONDEV-Kendall-700 Series | SEQUENTIALCOMPRESSIONDEV | 700 Series |  |  |  | Kendall | Sequential Compression Device |  | SEQUENTIALCOMPRESSIONDEV-Kendall-700 Series |  |  |  |  | Covered PM Repair - Biomedical | MHHS-Southwest
NO | NO |  |  |  | PSD2479 |  | CARDINAL HEALTH | KENDALL 700 |  | V1516832SX | SW - CENTRAL SUPPLY | MHHS-Southwest |  | Sequential Compression Device |  | PSD2479 |  | Southwest |  | SW - CENTRAL SUPPLY | [5 empty] | CIRCULATORY ASSIST UNITS, PERIPHERAL COMPRESSION |  | SEQUENTIALCOMPRESSIONDEV-Kendall-700 Series | SEQUENTIALCOMPRESSIONDEV | 700 Series |  |  |  | Kendall | Sequential Compression Device |  | SEQUENTIALCOMPRESSIONDEV-Kendall-700 Series |  |  |  |  | Covered PM Repair - Biomedical | MHHS-Southwest
NO | NO |  |  |  | PSD2480 |  | CARDINAL HEALTH | KENDALL 700 |  | V1517419SX | SW - CENTRAL SUPPLY | MHHS-Southwest |  | Sequential Compression Device |  | PSD2480 |  | Southwest |  | SW - CENTRAL SUPPLY | [5 empty] | CIRCULATORY ASSIST UNITS, PERIPHERAL COMPRESSION |  | SEQUENTIALCOMPRESSIONDEV-Kendall-700 Series | SEQUENTIALCOMPRESSIONDEV | 700 Series |  |  |  | Kendall | Sequential Compression Device |  | SEQUENTIALCOMPRESSIONDEV-Kendall-700 Series |  |  |  |  | Covered PM Repair - Biomedical | MHHS-Southwest
NO | NO |  |  |  | PSD2483 |  | CARDINAL HEALTH | KENDALL 700 |  | V1809037SX | SW - CENTRAL SUPPLY | MHHS-Southwest |  | Sequential Compression Device |  | PSD2483 |  | Southwest |  | SW - CENTRAL SUPPLY | [5 empty] | CIRCULATORY ASSIST UNITS, PERIPHERAL COMPRESSION |  | SEQUENTIALCOMPRESSIONDEV-Kendall-700 Series | SEQUENTIALCOMPRESSIONDEV | 700 Series |  |  |  | Kendall | Sequential Compression Device |  | SEQUENTIALCOMPRESSIONDEV-Kendall-700 Series |  |  |  |  | Covered PM Repair - Biomedical | MHHS-Southwest
NO | NO |  |  |  | PSD2484 |  | CARDINAL HEALTH | KENDALL 700 |  | V1207010SX | SW - CENTRAL SUPPLY | MHHS-Southwest |  | Sequential Compression Device |  | PSD2484 |  | Southwest |  | SW - CENTRAL SUPPLY | [5 empty] | CIRCULATORY ASSIST UNITS, PERIPHERAL COMPRESSION |  | SEQUENTIALCOMPRESSIONDEV-Kendall-700 Series | SEQUENTIALCOMPRESSIONDEV | 700 Series |  |  |  | Kendall | Sequential Compression Device |  | SEQUENTIALCOMPRESSIONDEV-Kendall-700 Series |  |  |  |  | Covered PM Repair - Biomedical | MHHS-Southwest
NO | NO |  |  |  | PSD2485 |  | CARDINAL HEALTH | KENDALL 700 |  | V1809198SX | SW - CENTRAL SUPPLY | MHHS-Southwest |  | Sequential Compression Device |  | PSD2485 |  | Southwest |  | SW - CENTRAL SUPPLY | [5 empty] | CIRCULATORY ASSIST UNITS, PERIPHERAL COMPRESSION |  | SEQUENTIALCOMPRESSIONDEV-Kendall-700 Series | SEQUENTIALCOMPRESSIONDEV | 700 Series |  |  |  | Kendall | Sequential Compression Device |  | SEQUENTIALCOMPRESSIONDEV-Kendall-700 Series |  |  |  |  | Covered PM Repair - Biomedical | MHHS-Southwest
NO | NO |  |  |  | PSD2486 |  | CARDINAL HEALTH | KENDALL 700 |  | V1103812SX | SW - CENTRAL SUPPLY | MHHS-Southwest |  | Sequential Compression Device |  | PSD2486 |  | Southwest |  | SW - CENTRAL SUPPLY | [5 empty] | CIRCULATORY ASSIST UNITS, PERIPHERAL COMPRESSION |  | SEQUENTIALCOMPRESSIONDEV-Kendall-700 Series | SEQUENTIALCOMPRESSIONDEV | 700 Series |  |  |  | Kendall | Sequential Compression Device |  | SEQUENTIALCOMPRESSIONDEV-Kendall-700 Series |  |  |  |  | Covered PM Repair - Biomedical | MHHS-Southwest
NO | NO |  |  |  | PSD2487 |  | CARDINAL HEALTH | KENDALL 700 |  | V1502613SX | SW - CENTRAL SUPPLY | MHHS-Southwest |  | Sequential Compression Device |  | PSD2487 |  | Southwest |  | SW - CENTRAL SUPPLY | [5 empty] | CIRCULATORY ASSIST UNITS, PERIPHERAL COMPRESSION |  | SEQUENTIALCOMPRESSIONDEV-Kendall-700 Series | SEQUENTIALCOMPRESSIONDEV | 700 Series |  |  |  | Kendall | Sequential Compression Device |  | SEQUENTIALCOMPRESSIONDEV-Kendall-700 Series |  |  |  |  | Covered PM Repair - Biomedical | MHHS-Southwest
NO | NO |  |  |  | PSD2488 |  | CARDINAL HEALTH | KENDALL 700 |  | V1224892SX | SW - CENTRAL SUPPLY | MHHS-Southwest |  | Sequential Compression Device |  | PSD2488 |  | Southwest |  | SW - CENTRAL SUPPLY | [5 empty] | CIRCULATORY ASSIST UNITS, PERIPHERAL COMPRESSION |  | SEQUENTIALCOMPRESSIONDEV-Kendall-700 Series | SEQUENTIALCOMPRESSIONDEV | 700 Series |  |  |  | Kendall | Sequential Compression Device |  | SEQUENTIALCOMPRESSIONDEV-Kendall-700 Series |  |  |  |  | Covered PM Repair - Biomedical | MHHS-Southwest
NO | NO |  |  |  | PSD2489 |  | CARDINAL HEALTH | KENDALL 700 |  | V1448258SX | SW - CENTRAL SUPPLY | MHHS-Southwest |  | Sequential Compression Device |  | PSD2489 |  | Southwest |  | SW - CENTRAL SUPPLY | [5 empty] | CIRCULATORY ASSIST UNITS, PERIPHERAL COMPRESSION |  | SEQUENTIALCOMPRESSIONDEV-Kendall-700 Series | SEQUENTIALCOMPRESSIONDEV | 700 Series |  |  |  | Kendall | Sequential Compression Device |  | SEQUENTIALCOMPRESSIONDEV-Kendall-700 Series |  |  |  |  | Covered PM Repair - Biomedical | MHHS-Southwest
NO | NO |  |  |  | PSD2490 |  | CARDINAL HEALTH | KENDALL 700 |  | V1355616SX | SW - CENTRAL SUPPLY | MHHS-Southwest |  | Sequential Compression Device |  | PSD2490 |  | Southwest |  | SW - CENTRAL SUPPLY | [5 empty] | CIRCULATORY ASSIST UNITS, PERIPHERAL COMPRESSION |  | SEQUENTIALCOMPRESSIONDEV-Kendall-700 Series | SEQUENTIALCOMPRESSIONDEV | 700 Series |  |  |  | Kendall | Sequential Compression Device |  | SEQUENTIALCOMPRESSIONDEV-Kendall-700 Series |  |  |  |  | Covered PM Repair - Biomedical | MHHS-Southwest
NO | NO |  |  |  | PSD2493 |  | CARDINAL HEALTH | KENDALL 700 |  | V1420605SX | SW - CENTRAL SUPPLY | MHHS-Southwest |  | Sequential Compression Device |  | PSD2493 |  | Southwest |  | SW - CENTRAL SUPPLY | [5 empty] | CIRCULATORY ASSIST UNITS, PERIPHERAL COMPRESSION |  | SEQUENTIALCOMPRESSIONDEV-Kendall-700 Series | SEQUENTIALCOMPRESSIONDEV | 700 Series |  |  |  | Kendall | Sequential Compression Device |  | SEQUENTIALCOMPRESSIONDEV-Kendall-700 Series |  |  |  |  | Covered PM Repair - Biomedical | MHHS-Southwest
NO | NO |  |  |  | PSD2494 |  | CARDINAL HEALTH | KENDALL 700 |  | V1364959SX | SW - CENTRAL SUPPLY | MHHS-Southwest |  | Sequential Compression Device |  | PSD2494 |  | Southwest |  | SW - CENTRAL SUPPLY | [5 empty] | CIRCULATORY ASSIST UNITS, PERIPHERAL COMPRESSION |  | SEQUENTIALCOMPRESSIONDEV-Kendall-700 Series | SEQUENTIALCOMPRESSIONDEV | 700 Series |  |  |  | Kendall | Sequential Compression Device |  | SEQUENTIALCOMPRESSIONDEV-Kendall-700 Series |  |  |  |  | Covered PM Repair - Biomedical | MHHS-Southwest
NO | NO |  |  |  | PSD2496 |  | CARDINAL HEALTH | KENDALL 700 |  | V1809295SX | SW - CENTRAL SUPPLY | MHHS-Southwest |  | Sequential Compression Device |  | PSD2496 |  | Southwest |  | SW - CENTRAL SUPPLY | [5 empty] | CIRCULATORY ASSIST UNITS, PERIPHERAL COMPRESSION |  | SEQUENTIALCOMPRESSIONDEV-Kendall-700 Series | SEQUENTIALCOMPRESSIONDEV | 700 Series |  |  |  | Kendall | Sequential Compression Device |  | SEQUENTIALCOMPRESSIONDEV-Kendall-700 Series |  |  |  |  | Covered PM Repair - Biomedical | MHHS-Southwest
NO | NO |  |  |  | PSD2497 |  | CARDINAL HEALTH | KENDALL 700 |  | V1206418SX | SW - CENTRAL SUPPLY | MHHS-Southwest |  | Sequential Compression Device |  | PSD2497 |  | Southwest |  | SW - CENTRAL SUPPLY | [5 empty] | CIRCULATORY ASSIST UNITS, PERIPHERAL COMPRESSION |  | SEQUENTIALCOMPRESSIONDEV-Kendall-700 Series | SEQUENTIALCOMPRESSIONDEV | 700 Series |  |  |  | Kendall | Sequential Compression Device |  | SEQUENTIALCOMPRESSIONDEV-Kendall-700 Series |  |  |  |  | Covered PM Repair - Biomedical | MHHS-Southwest
NO | NO |  |  |  | PSD2498 |  | CARDINAL HEALTH | KENDALL 700 |  | V1129084SX | SW - CENTRAL SUPPLY | MHHS-Southwest |  | Sequential Compression Device |  | PSD2498 |  | Southwest |  | SW - CENTRAL SUPPLY | [5 empty] | CIRCULATORY ASSIST UNITS, PERIPHERAL COMPRESSION |  | SEQUENTIALCOMPRESSIONDEV-Kendall-700 Series | SEQUENTIALCOMPRESSIONDEV | 700 Series |  |  |  | Kendall | Sequential Compression Device |  | SEQUENTIALCOMPRESSIONDEV-Kendall-700 Series |  |  |  |  | Covered PM Repair - Biomedical | MHHS-Southwest
NO | NO |  |  |  | PSD2499 |  | CARDINAL HEALTH | KENDALL 700 |  | V1516458SX | SW - CENTRAL SUPPLY | MHHS-Southwest |  | Sequential Compression Device |  | PSD2499 |  | Southwest |  | SW - CENTRAL SUPPLY | [5 empty] | CIRCULATORY ASSIST UNITS, PERIPHERAL COMPRESSION |  | SEQUENTIALCOMPRESSIONDEV-Kendall-700 Series | SEQUENTIALCOMPRESSIONDEV | 700 Series |  |  |  | Kendall | Sequential Compression Device |  | SEQUENTIALCOMPRESSIONDEV-Kendall-700 Series |  |  |  |  | Covered PM Repair - Biomedical | MHHS-Southwest
NO | NO |  |  |  | PSD2501 |  | CARDINAL HEALTH | KENDALL 700 |  | V1139059SX | SW - CENTRAL SUPPLY | MHHS-Southwest |  | Sequential Compression Device |  | PSD2501 |  | Southwest |  | SW - CENTRAL SUPPLY | [5 empty] | CIRCULATORY ASSIST UNITS, PERIPHERAL COMPRESSION |  | SEQUENTIALCOMPRESSIONDEV-Kendall-700 Series | SEQUENTIALCOMPRESSIONDEV | 700 Series |  |  |  | Kendall | Sequential Compression Device |  | SEQUENTIALCOMPRESSIONDEV-Kendall-700 Series |  |  |  |  | Covered PM Repair - Biomedical | MHHS-Southwest
NO | NO |  |  |  | PSD2502 |  | CARDINAL HEALTH | KENDALL 700 |  | V1125661SX | SW - CENTRAL SUPPLY | MHHS-Southwest |  | Sequential Compression Device |  | PSD2502 |  | Southwest |  | SW - CENTRAL SUPPLY | [5 empty] | CIRCULATORY ASSIST UNITS, PERIPHERAL COMPRESSION |  | SEQUENTIALCOMPRESSIONDEV-Kendall-700 Series | SEQUENTIALCOMPRESSIONDEV | 700 Series |  |  |  | Kendall | Sequential Compression Device |  | SEQUENTIALCOMPRESSIONDEV-Kendall-700 Series |  |  |  |  | Covered PM Repair - Biomedical | MHHS-Southwest
NO | NO |  |  |  | PSD2504 |  | CARDINAL HEALTH | KENDALL 700 |  | V1206021SX | SW - CENTRAL SUPPLY | MHHS-Southwest |  | Sequential Compression Device |  | PSD2504 |  | Southwest |  | SW - CENTRAL SUPPLY | [5 empty] | CIRCULATORY ASSIST UNITS, PERIPHERAL COMPRESSION |  | SEQUENTIALCOMPRESSIONDEV-Kendall-700 Series | SEQUENTIALCOMPRESSIONDEV | 700 Series |  |  |  | Kendall | Sequential Compression Device |  | SEQUENTIALCOMPRESSIONDEV-Kendall-700 Series |  |  |  |  | Covered PM Repair - Biomedical | MHHS-Southwest
NO | NO |  |  |  | PSD2507 |  | CARDINAL HEALTH | KENDALL 700 |  | V1502626SX | SW - CENTRAL SUPPLY | MHHS-Southwest |  | Sequential Compression Device |  | PSD2507 |  | Southwest |  | SW - CENTRAL SUPPLY | [5 empty] | CIRCULATORY ASSIST UNITS, PERIPHERAL COMPRESSION |  | SEQUENTIALCOMPRESSIONDEV-Kendall-700 Series | SEQUENTIALCOMPRESSIONDEV | 700 Series |  |  |  | Kendall | Sequential Compression Device |  | SEQUENTIALCOMPRESSIONDEV-Kendall-700 Series |  |  |  |  | Covered PM Repair - Biomedical | MHHS-Southwest
NO | NO |  |  |  | PSD2508 |  | CARDINAL HEALTH | KENDALL 700 |  | V1356568SX | SW - CENTRAL SUPPLY | MHHS-Southwest |  | Sequential Compression Device |  | PSD2508 |  | Southwest |  | SW - CENTRAL SUPPLY | [5 empty] | CIRCULATORY ASSIST UNITS, PERIPHERAL COMPRESSION |  | SEQUENTIALCOMPRESSIONDEV-Kendall-700 Series | SEQUENTIALCOMPRESSIONDEV | 700 Series |  |  |  | Kendall | Sequential Compression Device |  | SEQUENTIALCOMPRESSIONDEV-Kendall-700 Series |  |  |  |  | Covered PM Repair - Biomedical | MHHS-Southwest
NO | NO |  |  |  | PSD2509 |  | CARDINAL HEALTH | KENDALL 700 |  | V1809175SX | SW - CENTRAL SUPPLY | MHHS-Southwest |  | Sequential Compression Device |  | PSD2509 |  | Southwest |  | SW - CENTRAL SUPPLY | [5 empty] | CIRCULATORY ASSIST UNITS, PERIPHERAL COMPRESSION |  | SEQUENTIALCOMPRESSIONDEV-Kendall-700 Series | SEQUENTIALCOMPRESSIONDEV | 700 Series |  |  |  | Kendall | Sequential Compression Device |  | SEQUENTIALCOMPRESSIONDEV-Kendall-700 Series |  |  |  |  | Covered PM Repair - Biomedical | MHHS-Southwest
NO | NO |  |  |  | PSD2513 |  | CARDINAL HEALTH | KENDALL 700 |  | V1538991SX | SW - CENTRAL SUPPLY | MHHS-Southwest |  | Sequential Compression Device |  | PSD2513 |  | Southwest |  | SW - CENTRAL SUPPLY | [5 empty] | CIRCULATORY ASSIST UNITS, PERIPHERAL COMPRESSION |  | SEQUENTIALCOMPRESSIONDEV-Kendall-700 Series | SEQUENTIALCOMPRESSIONDEV | 700 Series |  |  |  | Kendall | Sequential Compression Device |  | SEQUENTIALCOMPRESSIONDEV-Kendall-700 Series |  |  |  |  | Covered PM Repair - Biomedical | MHHS-Southwest
NO | NO |  |  |  | PSD2513 |  | CARDINAL HEALTH | KENDALL 700 |  | V1538991SX | SW - CENTRAL SUPPLY | MHHS-Southwest |  | Sequential Compression Device |  | PSD2513 |  | Southwest |  | SW - CENTRAL SUPPLY | [5 empty] | CIRCULATORY ASSIST UNITS, PERIPHERAL COMPRESSION |  | SEQUENTIALCOMPRESSIONDEV-Kendall-700 Series | SEQUENTIALCOMPRESSIONDEV | 700 Series |  |  |  | Kendall | Sequential Compression Device |  | SEQUENTIALCOMPRESSIONDEV-Kendall-700 Series |  |  |  |  | Covered PM Repair - Biomedical | MHHS-Southwest
NO | NO |  |  |  | PSD2515 |  | CARDINAL HEALTH | KENDALL 700 |  | V1103551SX | SW - CENTRAL SUPPLY | MHHS-Southwest |  | Sequential Compression Device |  | PSD2515 |  | Southwest |  | SW - CENTRAL SUPPLY | [5 empty] | CIRCULATORY ASSIST UNITS, PERIPHERAL COMPRESSION |  | SEQUENTIALCOMPRESSIONDEV-Kendall-700 Series | SEQUENTIALCOMPRESSIONDEV | 700 Series |  |  |  | Kendall | Sequential Compression Device |  | SEQUENTIALCOMPRESSIONDEV-Kendall-700 Series |  |  |  |  | Covered PM Repair - Biomedical | MHHS-Southwest
NO | NO |  |  |  | PSD2516 |  | CARDINAL HEALTH | KENDALL 700 |  | V1139022SX | SW - CENTRAL SUPPLY | MHHS-Southwest |  | Sequential Compression Device |  | PSD2516 |  | Southwest |  | SW - CENTRAL SUPPLY | [5 empty] | CIRCULATORY ASSIST UNITS, PERIPHERAL COMPRESSION |  | SEQUENTIALCOMPRESSIONDEV-Kendall-700 Series | SEQUENTIALCOMPRESSIONDEV | 700 Series |  |  |  | Kendall | Sequential Compression Device |  | SEQUENTIALCOMPRESSIONDEV-Kendall-700 Series |  |  |  |  | Covered PM Repair - Biomedical | MHHS-Southwest
NO | NO |  |  |  | PSD2517 |  | CARDINAL HEALTH | KENDALL 700 |  | V1519687SX | SW - CENTRAL SUPPLY | MHHS-Southwest |  | Sequential Compression Device |  | PSD2517 |  | Southwest |  | SW - CENTRAL SUPPLY | [5 empty] | CIRCULATORY ASSIST UNITS, PERIPHERAL COMPRESSION |  | SEQUENTIALCOMPRESSIONDEV-Kendall-700 Series | SEQUENTIALCOMPRESSIONDEV | 700 Series |  |  |  | Kendall | Sequential Compression Device |  | SEQUENTIALCOMPRESSIONDEV-Kendall-700 Series |  |  |  |  | Covered PM Repair - Biomedical | MHHS-Southwest
NO | NO |  |  |  | PSD2518 |  | CARDINAL HEALTH | KENDALL 700 |  | V1415576SX | SW - CENTRAL SUPPLY | MHHS-Southwest |  | Sequential Compression Device |  | PSD2518 |  | Southwest |  | SW - CENTRAL SUPPLY | [5 empty] | CIRCULATORY ASSIST UNITS, PERIPHERAL COMPRESSION |  | SEQUENTIALCOMPRESSIONDEV-Kendall-700 Series | SEQUENTIALCOMPRESSIONDEV | 700 Series |  |  |  | Kendall | Sequential Compression Device |  | SEQUENTIALCOMPRESSIONDEV-Kendall-700 Series |  |  |  |  | Covered PM Repair - Biomedical | MHHS-Southwest
NO | NO |  |  |  | PSD2520 |  | CARDINAL HEALTH | KENDALL 700 |  | V1342070SX | SW - CENTRAL SUPPLY | MHHS-Southwest |  | Sequential Compression Device |  | PSD2520 |  | Southwest |  | SW - CENTRAL SUPPLY | [5 empty] | CIRCULATORY ASSIST UNITS, PERIPHERAL COMPRESSION |  | SEQUENTIALCOMPRESSIONDEV-Kendall-700 Series | SEQUENTIALCOMPRESSIONDEV | 700 Series |  |  |  | Kendall | Sequential Compression Device |  | SEQUENTIALCOMPRESSIONDEV-Kendall-700 Series |  |  |  |  | Covered PM Repair - Biomedical | MHHS-Southwest
NO | NO |  |  |  | PSD2521 |  | CARDINAL HEALTH | KENDALL 700 |  | V1503552SX | SW - CENTRAL SUPPLY | MHHS-Southwest |  | Sequential Compression Device |  | PSD2521 |  | Southwest |  | SW - CENTRAL SUPPLY | [5 empty] | CIRCULATORY ASSIST UNITS, PERIPHERAL COMPRESSION |  | SEQUENTIALCOMPRESSIONDEV-Kendall-700 Series | SEQUENTIALCOMPRESSIONDEV | 700 Series |  |  |  | Kendall | Sequential Compression Device |  | SEQUENTIALCOMPRESSIONDEV-Kendall-700 Series |  |  |  |  | Covered PM Repair - Biomedical | MHHS-Southwest
NO | NO |  |  |  | PSD2522 |  | CARDINAL HEALTH | KENDALL 700 |  | V1517465SX | SW - CENTRAL SUPPLY | MHHS-Southwest |  | Sequential Compression Device |  | PSD2522 |  | Southwest |  | SW - CENTRAL SUPPLY | [5 empty] | CIRCULATORY ASSIST UNITS, PERIPHERAL COMPRESSION |  | SEQUENTIALCOMPRESSIONDEV-Kendall-700 Series | SEQUENTIALCOMPRESSIONDEV | 700 Series |  |  |  | Kendall | Sequential Compression Device |  | SEQUENTIALCOMPRESSIONDEV-Kendall-700 Series |  |  |  |  | Covered PM Repair - Biomedical | MHHS-Southwest
NO | NO |  |  |  | PSD2677 |  | CARDINAL HEALTH | KENDALL 700 |  | V1918722SX | SUGAR LAND - CENTRAL SUPPLY | MHHS-Sugarland |  | Sequential Compression Device |  | PSD2677 |  | Sugar Land |  | SUGAR LAND - CENTRAL SUPPLY | [5 empty] | CIRCULATORY ASSIST UNITS, PERIPHERAL COMPRESSION |  | SEQUENTIALCOMPRESSIONDEV-Kendall-700 Series | SEQUENTIALCOMPRESSIONDEV | 700 Series |  |  |  | Kendall | Sequential Compression Device |  | SEQUENTIALCOMPRESSIONDEV-Kendall-700 Series |  |  |  |  | Covered PM Repair - Biomedical | MHHS-Sugarland
NO | NO |  |  |  | PSD2678 |  | CARDINAL HEALTH | KENDALL 700 |  | V1918713SX | SUGAR LAND - CENTRAL SUPPLY | MHHS-Sugarland |  | Sequential Compression Device |  | PSD2678 |  | Sugar Land |  | SUGAR LAND - CENTRAL SUPPLY | [5 empty] | CIRCULATORY ASSIST UNITS, PERIPHERAL COMPRESSION |  | SEQUENTIALCOMPRESSIONDEV-Kendall-700 Series | SEQUENTIALCOMPRESSIONDEV | 700 Series |  |  |  | Kendall | Sequential Compression Device |  | SEQUENTIALCOMPRESSIONDEV-Kendall-700 Series |  |  |  |  | Covered PM Repair - Biomedical | MHHS-Sugarland
NO | NO |  |  |  | PSD2682 |  | CARDINAL HEALTH | KENDALL 700 |  | V1918706SX | SUGAR LAND - CENTRAL SUPPLY | MHHS-Sugarland |  | Sequential Compression Device |  | PSD2682 |  | Sugar Land |  | SUGAR LAND - CENTRAL SUPPLY | [5 empty] | CIRCULATORY ASSIST UNITS, PERIPHERAL COMPRESSION |  | SEQUENTIALCOMPRESSIONDEV-Kendall-700 Series | SEQUENTIALCOMPRESSIONDEV | 700 Series |  |  |  | Kendall | Sequential Compression Device |  | SEQUENTIALCOMPRESSIONDEV-Kendall-700 Series |  |  |  |  | Covered PM Repair - Biomedical | MHHS-Sugarland
NO | NO |  |  |  | PSD2684 |  | CARDINAL HEALTH | KENDALL 700 |  | V1918736SX | SUGAR LAND - CENTRAL SUPPLY | MHHS-Sugarland |  | Sequential Compression Device |  | PSD2684 |  | Sugar Land |  | SUGAR LAND - CENTRAL SUPPLY | [5 empty] | CIRCULATORY ASSIST UNITS, PERIPHERAL COMPRESSION |  | SEQUENTIALCOMPRESSIONDEV-Kendall-700 Series | SEQUENTIALCOMPRESSIONDEV | 700 Series |  |  |  | Kendall | Sequential Compression Device |  | SEQUENTIALCOMPRESSIONDEV-Kendall-700 Series |  |  |  |  | Not Covered Vendor Only - Biomedical | MHHS-Sugarland
NO | NO |  |  |  | PSD2690 |  | CARDINAL HEALTH | KENDALL 700 |  | V1918844SX | SUGAR LAND - CENTRAL SUPPLY | MHHS-Sugarland |  | Sequential Compression Device |  | PSD2690 |  | Sugar Land |  | SUGAR LAND - CENTRAL SUPPLY | [5 empty] | CIRCULATORY ASSIST UNITS, PERIPHERAL COMPRESSION |  | SEQUENTIALCOMPRESSIONDEV-Kendall-700 Series | SEQUENTIALCOMPRESSIONDEV | 700 Series |  |  |  | Kendall | Sequential Compression Device |  | SEQUENTIALCOMPRESSIONDEV-Kendall-700 Series |  |  |  |  | Not Covered Vendor Only - Biomedical | MHHS-Sugarland
NO | NO |  |  |  | PSD2693 |  | CARDINAL HEALTH | KENDALL 700 |  | V1918725SX | SUGAR LAND - CENTRAL SUPPLY | MHHS-Sugarland |  | Sequential Compression Device |  | PSD2693 |  | Sugar Land |  | SUGAR LAND - CENTRAL SUPPLY | [5 empty] | CIRCULATORY ASSIST UNITS, PERIPHERAL COMPRESSION |  | SEQUENTIALCOMPRESSIONDEV-Kendall-700 Series | SEQUENTIALCOMPRESSIONDEV | 700 Series |  |  |  | Kendall | Sequential Compression Device |  | SEQUENTIALCOMPRESSIONDEV-Kendall-700 Series |  |  |  |  | Not Covered Vendor Only - Biomedical | MHHS-Sugarland
NO | NO |  |  |  | PSD2695 |  | CARDINAL HEALTH | KENDALL 700 |  | V1918876SX | SUGAR LAND - CENTRAL SUPPLY | MHHS-Sugarland |  | Sequential Compression Device |  | PSD2695 |  | Sugar Land |  | SUGAR LAND - CENTRAL SUPPLY | [5 empty] | CIRCULATORY ASSIST UNITS, PERIPHERAL COMPRESSION |  | SEQUENTIALCOMPRESSIONDEV-Kendall-700 Series | SEQUENTIALCOMPRESSIONDEV | 700 Series |  |  |  | Kendall | Sequential Compression Device |  | SEQUENTIALCOMPRESSIONDEV-Kendall-700 Series |  |  |  |  | Covered PM Repair - Biomedical | MHHS-Sugarland
NO | NO |  |  |  | PSD2696 |  | CARDINAL HEALTH | KENDALL 700 |  | V1918775SX | SUGAR LAND - CENTRAL SUPPLY | MHHS-Sugarland |  | Sequential Compression Device |  | PSD2696 |  | Sugar Land |  | SUGAR LAND - CENTRAL SUPPLY | [5 empty] | CIRCULATORY ASSIST UNITS, PERIPHERAL COMPRESSION |  | SEQUENTIALCOMPRESSIONDEV-Kendall-700 Series | SEQUENTIALCOMPRESSIONDEV | 700 Series |  |  |  | Kendall | Sequential Compression Device |  | SEQUENTIALCOMPRESSIONDEV-Kendall-700 Series |  |  |  |  | Not Covered Vendor Only - Biomedical | MHHS-Sugarland
NO | NO |  |  |  | PSD2698 |  | CARDINAL HEALTH | KENDALL 700 |  | V1918869SX | SUGAR LAND - CENTRAL SUPPLY | MHHS-Sugarland |  | Sequential Compression Device |  | PSD2698 |  | Sugar Land |  | SUGAR LAND - CENTRAL SUPPLY | [5 empty] | CIRCULATORY ASSIST UNITS, PERIPHERAL COMPRESSION |  | SEQUENTIALCOMPRESSIONDEV-Kendall-700 Series | SEQUENTIALCOMPRESSIONDEV | 700 Series |  |  |  | Kendall | Sequential Compression Device |  | SEQUENTIALCOMPRESSIONDEV-Kendall-700 Series |  |  |  |  | Covered PM Repair - Biomedical | MHHS-Sugarland
NO | NO |  |  |  | PSD2700 |  | CARDINAL HEALTH | KENDALL 700 |  | V1918868SX | SUGAR LAND - CENTRAL SUPPLY | MHHS-Sugarland |  | Sequential Compression Device |  | PSD2700 |  | Sugar Land |  | SUGAR LAND - CENTRAL SUPPLY | [5 empty] | CIRCULATORY ASSIST UNITS, PERIPHERAL COMPRESSION |  | SEQUENTIALCOMPRESSIONDEV-Kendall-700 Series | SEQUENTIALCOMPRESSIONDEV | 700 Series |  |  |  | Kendall | Sequential Compression Device |  | SEQUENTIALCOMPRESSIONDEV-Kendall-700 Series |  |  |  |  | Covered PM Repair - Biomedical | MHHS-Sugarland
NO | NO |  |  |  | PSD2703 |  | CARDINAL HEALTH | KENDALL 700 |  | V1914578SX | SUGAR LAND - CENTRAL SUPPLY | MHHS-Sugarland |  | Sequential Compression Device |  | PSD2703 |  | Sugar Land |  | SUGAR LAND - CENTRAL SUPPLY | [5 empty] | CIRCULATORY ASSIST UNITS, PERIPHERAL COMPRESSION |  | SEQUENTIALCOMPRESSIONDEV-Kendall-700 Series | SEQUENTIALCOMPRESSIONDEV | 700 Series |  |  |  | Kendall | Sequential Compression Device |  | SEQUENTIALCOMPRESSIONDEV-Kendall-700 Series |  |  |  |  | Covered PM Repair - Biomedical | MHHS-Sugarland
NO | NO |  |  |  | PSD2707 |  | CARDINAL HEALTH | KENDALL 700 |  | V1914583SX | SUGAR LAND - CENTRAL SUPPLY | MHHS-Sugarland |  | Sequential Compression Device |  | PSD2707 |  | Sugar Land |  | SUGAR LAND - CENTRAL SUPPLY | [5 empty] | CIRCULATORY ASSIST UNITS, PERIPHERAL COMPRESSION |  | SEQUENTIALCOMPRESSIONDEV-Kendall-700 Series | SEQUENTIALCOMPRESSIONDEV | 700 Series |  |  |  | Kendall | Sequential Compression Device |  | SEQUENTIALCOMPRESSIONDEV-Kendall-700 Series |  |  |  |  | Covered PM Repair - Biomedical | MHHS-Sugarland
NO | NO |  |  |  | PSD2710 |  | CARDINAL HEALTH | KENDALL 700 |  | V1914572SX | SUGAR LAND - CENTRAL SUPPLY | MHHS-Sugarland |  | Sequential Compression Device |  | PSD2710 |  | Sugar Land |  | SUGAR LAND - CENTRAL SUPPLY | [5 empty] | CIRCULATORY ASSIST UNITS, PERIPHERAL COMPRESSION |  | SEQUENTIALCOMPRESSIONDEV-Kendall-700 Series | SEQUENTIALCOMPRESSIONDEV | 700 Series |  |  |  | Kendall | Sequential Compression Device |  | SEQUENTIALCOMPRESSIONDEV-Kendall-700 Series |  |  |  |  | Covered PM Repair - Biomedical | MHHS-Sugarland
NO | NO |  |  |  | PSD2712 |  | CARDINAL HEALTH | KENDALL 700 |  | V1914518SX | SUGAR LAND - CENTRAL SUPPLY | MHHS-Sugarland |  | Sequential Compression Device |  | PSD2712 |  | Sugar Land |  | SUGAR LAND - CENTRAL SUPPLY | [5 empty] | CIRCULATORY ASSIST UNITS, PERIPHERAL COMPRESSION |  | SEQUENTIALCOMPRESSIONDEV-Kendall-700 Series | SEQUENTIALCOMPRESSIONDEV | 700 Series |  |  |  | Kendall | Sequential Compression Device |  | SEQUENTIALCOMPRESSIONDEV-Kendall-700 Series |  |  |  |  | Covered PM Repair - Biomedical | MHHS-Sugarland
NO | NO |  |  |  | PSD2714 |  | CARDINAL HEALTH | KENDALL 700 |  | V1914554SX | SUGAR LAND - CENTRAL SUPPLY | MHHS-Sugarland |  | Sequential Compression Device |  | PSD2714 |  | Sugar Land |  | SUGAR LAND - CENTRAL SUPPLY | [5 empty] | CIRCULATORY ASSIST UNITS, PERIPHERAL COMPRESSION |  | SEQUENTIALCOMPRESSIONDEV-Kendall-700 Series | SEQUENTIALCOMPRESSIONDEV | 700 Series |  |  |  | Kendall | Sequential Compression Device |  | SEQUENTIALCOMPRESSIONDEV-Kendall-700 Series |  |  |  |  | Covered PM Repair - Biomedical | MHHS-Sugarland
NO | NO |  |  |  | PSD2716 |  | CARDINAL HEALTH | KENDALL 700 |  | V1914534SX | SUGAR LAND - CENTRAL SUPPLY | MHHS-Sugarland |  | Sequential Compression Device |  | PSD2716 |  | Sugar Land |  | SUGAR LAND - CENTRAL SUPPLY | [5 empty] | CIRCULATORY ASSIST UNITS, PERIPHERAL COMPRESSION |  | SEQUENTIALCOMPRESSIONDEV-Kendall-700 Series | SEQUENTIALCOMPRESSIONDEV | 700 Series |  |  |  | Kendall | Sequential Compression Device |  | SEQUENTIALCOMPRESSIONDEV-Kendall-700 Series |  |  |  |  | Covered PM Repair - Biomedical | MHHS-Sugarland
NO | NO |  |  |  | PSD2717 |  | CARDINAL HEALTH | KENDALL 700 |  | V1914581SX | SUGAR LAND - CENTRAL SUPPLY | MHHS-Sugarland |  | Sequential Compression Device |  | PSD2717 |  | Sugar Land |  | SUGAR LAND - CENTRAL SUPPLY | [5 empty] | CIRCULATORY ASSIST UNITS, PERIPHERAL COMPRESSION |  | SEQUENTIALCOMPRESSIONDEV-Kendall-700 Series | SEQUENTIALCOMPRESSIONDEV | 700 Series |  |  |  | Kendall | Sequential Compression Device |  | SEQUENTIALCOMPRESSIONDEV-Kendall-700 Series |  |  |  |  | Clinical Miscellaneous | MHHS-Sugarland
NO | NO |  |  |  | PSD2718 |  | CARDINAL HEALTH | KENDALL 700 |  | V1914539SX | SUGAR LAND - CENTRAL SUPPLY | MHHS-Sugarland |  | Sequential Compression Device |  | PSD2718 |  | Sugar Land |  | SUGAR LAND - CENTRAL SUPPLY | [5 empty] | CIRCULATORY ASSIST UNITS, PERIPHERAL COMPRESSION |  | SEQUENTIALCOMPRESSIONDEV-Kendall-700 Series | SEQUENTIALCOMPRESSIONDEV | 700 Series |  |  |  | Kendall | Sequential Compression Device |  | SEQUENTIALCOMPRESSIONDEV-Kendall-700 Series |  |  |  |  | Covered PM Repair - Biomedical | MHHS-Sugarland
NO | NO |  |  |  | PSD2719 |  | CARDINAL HEALTH | KENDALL 700 |  | V1914536SX | SUGAR LAND - CENTRAL SUPPLY | MHHS-Sugarland |  | Sequential Compression Device |  | PSD2719 |  | Sugar Land |  | SUGAR LAND - CENTRAL SUPPLY | [5 empty] | CIRCULATORY ASSIST UNITS, PERIPHERAL COMPRESSION |  | SEQUENTIALCOMPRESSIONDEV-Kendall-700 Series | SEQUENTIALCOMPRESSIONDEV | 700 Series |  |  |  | Kendall | Sequential Compression Device |  | SEQUENTIALCOMPRESSIONDEV-Kendall-700 Series |  |  |  |  | Not Covered Vendor Only - Biomedical | MHHS-Sugarland
NO | NO |  |  |  | PSD2721 |  | CARDINAL HEALTH | KENDALL 700 |  | V1914567SX | SUGAR LAND - CENTRAL SUPPLY | MHHS-Sugarland |  | Sequential Compression Device |  | PSD2721 |  | Sugar Land |  | SUGAR LAND - CENTRAL SUPPLY | [5 empty] | CIRCULATORY ASSIST UNITS, PERIPHERAL COMPRESSION |  | SEQUENTIALCOMPRESSIONDEV-Kendall-700 Series | SEQUENTIALCOMPRESSIONDEV | 700 Series |  |  |  | Kendall | Sequential Compression Device |  | SEQUENTIALCOMPRESSIONDEV-Kendall-700 Series |  |  |  |  | Covered PM Repair - Biomedical | MHHS-Sugarland
NO | NO |  |  |  | PSD2722 |  | CARDINAL HEALTH | KENDALL 700 |  | V1914568SX | SUGAR LAND - CENTRAL SUPPLY | MHHS-Sugarland |  | Sequential Compression Device |  | PSD2722 |  | Sugar Land |  | SUGAR LAND - CENTRAL SUPPLY | [5 empty] | CIRCULATORY ASSIST UNITS, PERIPHERAL COMPRESSION |  | SEQUENTIALCOMPRESSIONDEV-Kendall-700 Series | SEQUENTIALCOMPRESSIONDEV | 700 Series |  |  |  | Kendall | Sequential Compression Device |  | SEQUENTIALCOMPRESSIONDEV-Kendall-700 Series |  |  |  |  | Covered PM Repair - Biomedical | MHHS-Sugarland
NO | NO |  |  |  | PSD2725 |  | CARDINAL HEALTH | KENDALL 700 |  | V1914532SX | SUGAR LAND - CENTRAL SUPPLY | MHHS-Sugarland |  | Sequential Compression Device |  | PSD2725 |  | Sugar Land |  | SUGAR LAND - CENTRAL SUPPLY | [5 empty] | CIRCULATORY ASSIST UNITS, PERIPHERAL COMPRESSION |  | SEQUENTIALCOMPRESSIONDEV-Kendall-700 Series | SEQUENTIALCOMPRESSIONDEV | 700 Series |  |  |  | Kendall | Sequential Compression Device |  | SEQUENTIALCOMPRESSIONDEV-Kendall-700 Series |  |  |  |  | Covered PM Repair - Biomedical | MHHS-Sugarland
NO | NO |  |  |  | PSD2729 |  | CARDINAL HEALTH | KENDALL 700 |  | V1914576SX | SUGAR LAND - CENTRAL SUPPLY | MHHS-Sugarland |  | Sequential Compression Device |  | PSD2729 |  | Sugar Land |  | SUGAR LAND - CENTRAL SUPPLY | [5 empty] | CIRCULATORY ASSIST UNITS, PERIPHERAL COMPRESSION |  | SEQUENTIALCOMPRESSIONDEV-Kendall-700 Series | SEQUENTIALCOMPRESSIONDEV | 700 Series |  |  |  | Kendall | Sequential Compression Device |  | SEQUENTIALCOMPRESSIONDEV-Kendall-700 Series |  |  |  |  | Covered PM Repair - Biomedical | MHHS-Sugarland
NO | NO |  |  |  | PSD2730 |  | CARDINAL HEALTH | KENDALL 700 |  | V1914582SX | SUGAR LAND - CENTRAL SUPPLY | MHHS-Sugarland |  | Sequential Compression Device |  | PSD2730 |  | Sugar Land |  | SUGAR LAND - CENTRAL SUPPLY | [5 empty] | CIRCULATORY ASSIST UNITS, PERIPHERAL COMPRESSION |  | SEQUENTIALCOMPRESSIONDEV-Kendall-700 Series | SEQUENTIALCOMPRESSIONDEV | 700 Series |  |  |  | Kendall | Sequential Compression Device |  | SEQUENTIALCOMPRESSIONDEV-Kendall-700 Series |  |  |  |  | Covered PM Repair - Biomedical | MHHS-Sugarland
NO | NO |  |  |  | PSD2734 |  | CARDINAL HEALTH | KENDALL 700 |  | V1914584SX | SUGAR LAND - CENTRAL SUPPLY | MHHS-Sugarland |  | Sequential Compression Device |  | PSD2734 |  | Sugar Land |  | SUGAR LAND - CENTRAL SUPPLY | [5 empty] | CIRCULATORY ASSIST UNITS, PERIPHERAL COMPRESSION |  | SEQUENTIALCOMPRESSIONDEV-Kendall-700 Series | SEQUENTIALCOMPRESSIONDEV | 700 Series |  |  |  | Kendall | Sequential Compression Device |  | SEQUENTIALCOMPRESSIONDEV-Kendall-700 Series |  |  |  |  | Covered PM Repair - Biomedical | MHHS-Sugarland
NO | NO |  |  |  | PSD2736 |  | CARDINAL HEALTH | KENDALL 700 |  | V1914573SX | SUGAR LAND - CENTRAL SUPPLY | MHHS-Sugarland |  | Sequential Compression Device |  | PSD2736 |  | Sugar Land |  | SUGAR LAND - CENTRAL SUPPLY | [5 empty] | CIRCULATORY ASSIST UNITS, PERIPHERAL COMPRESSION |  | SEQUENTIALCOMPRESSIONDEV-Kendall-700 Series | SEQUENTIALCOMPRESSIONDEV | 700 Series |  |  |  | Kendall | Sequential Compression Device |  | SEQUENTIALCOMPRESSIONDEV-Kendall-700 Series |  |  |  |  | Covered PM Repair - Biomedical | MHHS-Sugarland
NO | NO |  |  |  | PSD2737 |  | CARDINAL HEALTH | KENDALL 700 |  | V1914569SX | SUGAR LAND - CENTRAL SUPPLY | MHHS-Sugarland |  | Sequential Compression Device |  | PSD2737 |  | Sugar Land |  | SUGAR LAND - CENTRAL SUPPLY | [5 empty] | CIRCULATORY ASSIST UNITS, PERIPHERAL COMPRESSION |  | SEQUENTIALCOMPRESSIONDEV-Kendall-700 Series | SEQUENTIALCOMPRESSIONDEV | 700 Series |  |  |  | Kendall | Sequential Compression Device |  | SEQUENTIALCOMPRESSIONDEV-Kendall-700 Series |  |  |  |  | Covered PM Repair - Biomedical | MHHS-Sugarland
NO | NO |  |  |  | PSD2745 |  | CARDINAL HEALTH | KENDALL 700 |  | V1914522SX | SUGAR LAND - CENTRAL SUPPLY | MHHS-Sugarland |  | Sequential Compression Device |  | PSD2745 |  | Sugar Land |  | SUGAR LAND - CENTRAL SUPPLY | [5 empty] | CIRCULATORY ASSIST UNITS, PERIPHERAL COMPRESSION |  | SEQUENTIALCOMPRESSIONDEV-Kendall-700 Series | SEQUENTIALCOMPRESSIONDEV | 700 Series |  |  |  | Kendall | Sequential Compression Device |  | SEQUENTIALCOMPRESSIONDEV-Kendall-700 Series |  |  |  |  | Covered PM Repair - Biomedical | MHHS-Sugarland
NO | NO |  |  |  | PSD2746 |  | CARDINAL HEALTH | KENDALL 700 |  | V1914525SX | SUGAR LAND - CENTRAL SUPPLY | MHHS-Sugarland |  | Sequential Compression Device |  | PSD2746 |  | Sugar Land |  | SUGAR LAND - CENTRAL SUPPLY | [5 empty] | CIRCULATORY ASSIST UNITS, PERIPHERAL COMPRESSION |  | SEQUENTIALCOMPRESSIONDEV-Kendall-700 Series | SEQUENTIALCOMPRESSIONDEV | 700 Series |  |  |  | Kendall | Sequential Compression Device |  | SEQUENTIALCOMPRESSIONDEV-Kendall-700 Series |  |  |  |  | Covered PM Repair - Biomedical | MHHS-Sugarland
NO | NO |  |  |  | PSD2748 |  | CARDINAL HEALTH | KENDALL 700 |  | V1914492SX | SUGAR LAND - CENTRAL SUPPLY | MHHS-Sugarland |  | Sequential Compression Device |  | PSD2748 |  | Sugar Land |  | SUGAR LAND - CENTRAL SUPPLY | [5 empty] | CIRCULATORY ASSIST UNITS, PERIPHERAL COMPRESSION |  | SEQUENTIALCOMPRESSIONDEV-Kendall-700 Series | SEQUENTIALCOMPRESSIONDEV | 700 Series |  |  |  | Kendall | Sequential Compression Device |  | SEQUENTIALCOMPRESSIONDEV-Kendall-700 Series |  |  |  |  | Covered PM Repair - Biomedical | MHHS-Sugarland
NO | NO |  |  |  | PSD2751 |  | CARDINAL HEALTH | KENDALL 700 |  | V1914524SX | SUGAR LAND - CENTRAL SUPPLY | MHHS-Sugarland |  | Sequential Compression Device |  | PSD2751 |  | Sugar Land |  | SUGAR LAND - CENTRAL SUPPLY | [5 empty] | CIRCULATORY ASSIST UNITS, PERIPHERAL COMPRESSION |  | SEQUENTIALCOMPRESSIONDEV-Kendall-700 Series | SEQUENTIALCOMPRESSIONDEV | 700 Series |  |  |  | Kendall | Sequential Compression Device |  | SEQUENTIALCOMPRESSIONDEV-Kendall-700 Series |  |  |  |  | Covered PM Repair - Biomedical | MHHS-Sugarland
NO | NO |  |  |  | PSD2755 |  | CARDINAL HEALTH | KENDALL 700 |  | V1914552SX | SUGAR LAND - CENTRAL SUPPLY | MHHS-Sugarland |  | Sequential Compression Device |  | PSD2755 |  | Sugar Land |  | SUGAR LAND - CENTRAL SUPPLY | [5 empty] | CIRCULATORY ASSIST UNITS, PERIPHERAL COMPRESSION |  | SEQUENTIALCOMPRESSIONDEV-Kendall-700 Series | SEQUENTIALCOMPRESSIONDEV | 700 Series |  |  |  | Kendall | Sequential Compression Device |  | SEQUENTIALCOMPRESSIONDEV-Kendall-700 Series |  |  |  |  | Covered PM Repair - Biomedical | MHHS-Sugarland
NO | NO |  |  |  | PSD2761 |  | CARDINAL HEALTH | KENDALL 700 |  | V1927955SX | SUGAR LAND - CENTRAL SUPPLY | MHHS-Sugarland |  | Sequential Compression Device |  | PSD2761 |  | Sugar Land |  | SUGAR LAND - CENTRAL SUPPLY | [5 empty] | CIRCULATORY ASSIST UNITS, PERIPHERAL COMPRESSION |  | SEQUENTIALCOMPRESSIONDEV-Kendall-700 Series | SEQUENTIALCOMPRESSIONDEV | 700 Series |  |  |  | Kendall | Sequential Compression Device |  | SEQUENTIALCOMPRESSIONDEV-Kendall-700 Series |  |  |  |  | Not Covered Vendor Only - Biomedical | MHHS-Sugarland
NO | NO |  |  |  | PSD2762 |  | CARDINAL HEALTH | KENDALL 700 |  | V1927968SX | SUGAR LAND - CENTRAL SUPPLY | MHHS-Sugarland |  | Sequential Compression Device |  | PSD2762 |  | Sugar Land |  | SUGAR LAND - CENTRAL SUPPLY | [5 empty] | CIRCULATORY ASSIST UNITS, PERIPHERAL COMPRESSION |  | SEQUENTIALCOMPRESSIONDEV-Kendall-700 Series | SEQUENTIALCOMPRESSIONDEV | 700 Series |  |  |  | Kendall | Sequential Compression Device |  | SEQUENTIALCOMPRESSIONDEV-Kendall-700 Series |  |  |  |  | Covered PM Repair - Biomedical | MHHS-Sugarland
NO | NO |  |  |  | PSD2764 |  | CARDINAL HEALTH | KENDALL 700 |  | V1927966SX | SUGAR LAND - CENTRAL SUPPLY | MHHS-Sugarland |  | Sequential Compression Device |  | PSD2764 |  | Sugar Land |  | SUGAR LAND - CENTRAL SUPPLY | [5 empty] | CIRCULATORY ASSIST UNITS, PERIPHERAL COMPRESSION |  | SEQUENTIALCOMPRESSIONDEV-Kendall-700 Series | SEQUENTIALCOMPRESSIONDEV | 700 Series |  |  |  | Kendall | Sequential Compression Device |  | SEQUENTIALCOMPRESSIONDEV-Kendall-700 Series |  |  |  |  | Covered PM Repair - Biomedical | MHHS-Sugarland
NO | NO |  |  |  | PSD2765 |  | CARDINAL HEALTH | KENDALL 700 |  | V1927996SX | SUGAR LAND - CENTRAL SUPPLY | MHHS-Sugarland |  | Sequential Compression Device |  | PSD2765 |  | Sugar Land |  | SUGAR LAND - CENTRAL SUPPLY | [5 empty] | CIRCULATORY ASSIST UNITS, PERIPHERAL COMPRESSION |  | SEQUENTIALCOMPRESSIONDEV-Kendall-700 Series | SEQUENTIALCOMPRESSIONDEV | 700 Series |  |  |  | Kendall | Sequential Compression Device |  | SEQUENTIALCOMPRESSIONDEV-Kendall-700 Series |  |  |  |  | Covered PM Repair - Biomedical | MHHS-Sugarland
NO | NO |  |  |  | PSD2766 |  | CARDINAL HEALTH | KENDALL 700 |  | V1927992SX | SUGAR LAND - CENTRAL SUPPLY | MHHS-Sugarland |  | Sequential Compression Device |  | PSD2766 |  | Sugar Land |  | SUGAR LAND - CENTRAL SUPPLY | [5 empty] | CIRCULATORY ASSIST UNITS, PERIPHERAL COMPRESSION |  | SEQUENTIALCOMPRESSIONDEV-Kendall-700 Series | SEQUENTIALCOMPRESSIONDEV | 700 Series |  |  |  | Kendall | Sequential Compression Device |  | SEQUENTIALCOMPRESSIONDEV-Kendall-700 Series |  |  |  |  | Covered PM Repair - Biomedical | MHHS-Sugarland
NO | NO |  |  |  | PSD2770 |  | CARDINAL HEALTH | KENDALL 700 |  | V1927993SX | SUGAR LAND - CENTRAL SUPPLY | MHHS-Sugarland |  | Sequential Compression Device |  | PSD2770 |  | Sugar Land |  | SUGAR LAND - CENTRAL SUPPLY | [5 empty] | CIRCULATORY ASSIST UNITS, PERIPHERAL COMPRESSION |  | SEQUENTIALCOMPRESSIONDEV-Kendall-700 Series | SEQUENTIALCOMPRESSIONDEV | 700 Series |  |  |  | Kendall | Sequential Compression Device |  | SEQUENTIALCOMPRESSIONDEV-Kendall-700 Series |  |  |  |  | Covered PM Repair - Biomedical | MHHS-Sugarland
NO | NO |  |  |  | PSD2771 |  | CARDINAL HEALTH | KENDALL 700 |  | V1927995SX | SUGAR LAND - CENTRAL SUPPLY | MHHS-Sugarland |  | Sequential Compression Device |  | PSD2771 |  | Sugar Land |  | SUGAR LAND - CENTRAL SUPPLY | [5 empty] | CIRCULATORY ASSIST UNITS, PERIPHERAL COMPRESSION |  | SEQUENTIALCOMPRESSIONDEV-Kendall-700 Series | SEQUENTIALCOMPRESSIONDEV | 700 Series |  |  |  | Kendall | Sequential Compression Device |  | SEQUENTIALCOMPRESSIONDEV-Kendall-700 Series |  |  |  |  | Covered PM Repair - Biomedical | MHHS-Sugarland
NO | NO |  |  |  | PSD2772 |  | CARDINAL HEALTH | KENDALL 700 |  | V1928000SX | SUGAR LAND - CENTRAL SUPPLY | MHHS-Sugarland |  | Sequential Compression Device |  | PSD2772 |  | Sugar Land |  | SUGAR LAND - CENTRAL SUPPLY | [5 empty] | CIRCULATORY ASSIST UNITS, PERIPHERAL COMPRESSION |  | SEQUENTIALCOMPRESSIONDEV-Kendall-700 Series | SEQUENTIALCOMPRESSIONDEV | 700 Series |  |  |  | Kendall | Sequential Compression Device |  | SEQUENTIALCOMPRESSIONDEV-Kendall-700 Series |  |  |  |  | Covered PM Repair - Biomedical | MHHS-Sugarland
NO | NO |  |  |  | PSD1428 |  | CARDINAL HEALTH | KENDALL 700 |  | V1904263SX | TMC - MHTMC - CENTRAL SUPPLY | MHHS-TMC |  | Sequential Compression Device |  | PSD1428 |  | TMC |  | TMC - MHTMC - CENTRAL SUPPLY | [5 empty] | CIRCULATORY ASSIST UNITS, PERIPHERAL COMPRESSION |  | SEQUENTIALCOMPRESSIONDEV-Kendall-700 Series | SEQUENTIALCOMPRESSIONDEV | 700 Series |  |  |  | Kendall | Sequential Compression Device |  | SEQUENTIALCOMPRESSIONDEV-Kendall-700 Series |  |  |  |  | Covered PM Repair - Radiology, Low End | MHHS-TMC
NO | NO |  |  |  | PSD1429 |  | CARDINAL HEALTH | KENDALL 700 |  | V1905090SX | TMC - MHTMC - CENTRAL SUPPLY | MHHS-TMC |  | Sequential Compression Device |  | PSD1429 |  | TMC |  | TMC - MHTMC - CENTRAL SUPPLY | [5 empty] | CIRCULATORY ASSIST UNITS, PERIPHERAL COMPRESSION |  | SEQUENTIALCOMPRESSIONDEV-Kendall-700 Series | SEQUENTIALCOMPRESSIONDEV | 700 Series |  |  |  | Kendall | Sequential Compression Device |  | SEQUENTIALCOMPRESSIONDEV-Kendall-700 Series |  |  |  |  | Covered PM Repair - Radiology, Low End | MHHS-TMC
NO | NO |  |  |  | PSD1430 |  | CARDINAL HEALTH | KENDALL 700 |  | V1905317SX | TMC - MHTMC - CENTRAL SUPPLY | MHHS-TMC |  | Sequential Compression Device |  | PSD1430 |  | TMC |  | TMC - MHTMC - CENTRAL SUPPLY | [5 empty] | CIRCULATORY ASSIST UNITS, PERIPHERAL COMPRESSION |  | SEQUENTIALCOMPRESSIONDEV-Kendall-700 Series | SEQUENTIALCOMPRESSIONDEV | 700 Series |  |  |  | Kendall | Sequential Compression Device |  | SEQUENTIALCOMPRESSIONDEV-Kendall-700 Series |  |  |  |  | Covered PM Repair - Radiology, High End | MHHS-TMC
NO | NO |  |  |  | PSD1432 |  | CARDINAL HEALTH | KENDALL 700 |  | V1904873SX | TMC - MHTMC - CENTRAL SUPPLY | MHHS-TMC |  | Sequential Compression Device |  | PSD1432 |  | TMC |  | TMC - MHTMC - CENTRAL SUPPLY | [5 empty] | CIRCULATORY ASSIST UNITS, PERIPHERAL COMPRESSION |  | SEQUENTIALCOMPRESSIONDEV-Kendall-700 Series | SEQUENTIALCOMPRESSIONDEV | 700 Series |  |  |  | Kendall | Sequential Compression Device |  | SEQUENTIALCOMPRESSIONDEV-Kendall-700 Series |  |  |  |  | Covered PM Repair - Biomedical | MHHS-TMC
NO | NO |  |  |  | PSD1434 |  | CARDINAL HEALTH | KENDALL 700 |  | V1905197SX | TMC - MHTMC - CENTRAL SUPPLY | MHHS-TMC |  | Sequential Compression Device |  | PSD1434 |  | TMC |  | TMC - MHTMC - CENTRAL SUPPLY | [5 empty] | CIRCULATORY ASSIST UNITS, PERIPHERAL COMPRESSION |  | SEQUENTIALCOMPRESSIONDEV-Kendall-700 Series | SEQUENTIALCOMPRESSIONDEV | 700 Series |  |  |  | Kendall | Sequential Compression Device |  | SEQUENTIALCOMPRESSIONDEV-Kendall-700 Series |  |  |  |  | Covered PM Repair - Radiology, Low End | MHHS-TMC
NO | NO |  |  |  | PSD1435 |  | CARDINAL HEALTH | KENDALL 700 |  | V1905311SX | TMC - MHTMC - CENTRAL SUPPLY | MHHS-TMC |  | Sequential Compression Device |  | PSD1435 |  | TMC |  | TMC - MHTMC - CENTRAL SUPPLY | [5 empty] | CIRCULATORY ASSIST UNITS, PERIPHERAL COMPRESSION |  | SEQUENTIALCOMPRESSIONDEV-Kendall-700 Series | SEQUENTIALCOMPRESSIONDEV | 700 Series |  |  |  | Kendall | Sequential Compression Device |  | SEQUENTIALCOMPRESSIONDEV-Kendall-700 Series |  |  |  |  | Covered PM Repair - Radiology, Low End | MHHS-TMC
NO | NO |  |  |  | PSD1438 |  | CARDINAL HEALTH | KENDALL 700 |  | V1905200SX | TMC - MHTMC - CENTRAL SUPPLY | MHHS-TMC |  | Sequential Compression Device |  | PSD1438 |  | TMC |  | TMC - MHTMC - CENTRAL SUPPLY | [5 empty] | CIRCULATORY ASSIST UNITS, PERIPHERAL COMPRESSION |  | SEQUENTIALCOMPRESSIONDEV-Kendall-700 Series | SEQUENTIALCOMPRESSIONDEV | 700 Series |  |  |  | Kendall | Sequential Compression Device |  | SEQUENTIALCOMPRESSIONDEV-Kendall-700 Series |  |  |  |  | Covered PM Repair - Biomedical | MHHS-TMC
NO | NO |  |  |  | PSD1439 |  | CARDINAL HEALTH | KENDALL 700 |  | V1905193SX | TMC - MHTMC - CENTRAL SUPPLY | MHHS-TMC |  | Sequential Compression Device |  | PSD1439 |  | TMC |  | TMC - MHTMC - CENTRAL SUPPLY | [5 empty] | CIRCULATORY ASSIST UNITS, PERIPHERAL COMPRESSION |  | SEQUENTIALCOMPRESSIONDEV-Kendall-700 Series | SEQUENTIALCOMPRESSIONDEV | 700 Series |  |  |  | Kendall | Sequential Compression Device |  | SEQUENTIALCOMPRESSIONDEV-Kendall-700 Series |  |  |  |  | Covered PM Repair - Radiology, Low End | MHHS-TMC
NO | NO |  |  |  | PSD1440 |  | CARDINAL HEALTH | KENDALL 700 |  | V1905259SX | TMC - MHTMC - CENTRAL SUPPLY | MHHS-TMC |  | Sequential Compression Device |  | PSD1440 |  | TMC |  | TMC - MHTMC - CENTRAL SUPPLY | [5 empty] | CIRCULATORY ASSIST UNITS, PERIPHERAL COMPRESSION |  | SEQUENTIALCOMPRESSIONDEV-Kendall-700 Series | SEQUENTIALCOMPRESSIONDEV | 700 Series |  |  |  | Kendall | Sequential Compression Device |  | SEQUENTIALCOMPRESSIONDEV-Kendall-700 Series |  |  |  |  | Covered PM Repair - Radiology, Low End | MHHS-TMC
NO | NO |  |  |  | PSD1441 |  | CARDINAL HEALTH | KENDALL 700 |  | V1905296SX | TMC - MHTMC - CENTRAL SUPPLY | MHHS-TMC |  | Sequential Compression Device |  | PSD1441 |  | TMC |  | TMC - MHTMC - CENTRAL SUPPLY | [5 empty] | CIRCULATORY ASSIST UNITS, PERIPHERAL COMPRESSION |  | SEQUENTIALCOMPRESSIONDEV-Kendall-700 Series | SEQUENTIALCOMPRESSIONDEV | 700 Series |  |  |  | Kendall | Sequential Compression Device |  | SEQUENTIALCOMPRESSIONDEV-Kendall-700 Series |  |  |  |  | Covered PM Repair - Biomedical | MHHS-TMC
NO | NO |  |  |  | PSD1442 |  | CARDINAL HEALTH | KENDALL 700 |  | V1904908SX | TMC - MHTMC - CENTRAL SUPPLY | MHHS-TMC |  | Sequential Compression Device |  | PSD1442 |  | TMC |  | TMC - MHTMC - CENTRAL SUPPLY | [5 empty] | CIRCULATORY ASSIST UNITS, PERIPHERAL COMPRESSION |  | SEQUENTIALCOMPRESSIONDEV-Kendall-700 Series | SEQUENTIALCOMPRESSIONDEV | 700 Series |  |  |  | Kendall | Sequential Compression Device |  | SEQUENTIALCOMPRESSIONDEV-Kendall-700 Series |  |  |  |  | Covered PM Repair - Biomedical | MHHS-TMC
NO | NO |  |  |  | PSD1444 |  | CARDINAL HEALTH | KENDALL 700 |  | V1904898SX | TMC - MHTMC - CENTRAL SUPPLY | MHHS-TMC |  | Sequential Compression Device |  | PSD1444 |  | TMC |  | TMC - MHTMC - CENTRAL SUPPLY | [5 empty] | CIRCULATORY ASSIST UNITS, PERIPHERAL COMPRESSION |  | SEQUENTIALCOMPRESSIONDEV-Kendall-700 Series | SEQUENTIALCOMPRESSIONDEV | 700 Series |  |  |  | Kendall | Sequential Compression Device |  | SEQUENTIALCOMPRESSIONDEV-Kendall-700 Series |  |  |  |  | Covered PM Repair - Radiology, High End | MHHS-TMC
NO | NO |  |  |  | PSD1445 |  | CARDINAL HEALTH | KENDALL 700 |  | V1904842SX | TMC - MHTMC - CENTRAL SUPPLY | MHHS-TMC |  | Sequential Compression Device |  | PSD1445 |  | TMC |  | TMC - MHTMC - CENTRAL SUPPLY | [5 empty] | CIRCULATORY ASSIST UNITS, PERIPHERAL COMPRESSION |  | SEQUENTIALCOMPRESSIONDEV-Kendall-700 Series | SEQUENTIALCOMPRESSIONDEV | 700 Series |  |  |  | Kendall | Sequential Compression Device |  | SEQUENTIALCOMPRESSIONDEV-Kendall-700 Series |  |  |  |  | Covered PM Repair - Biomedical | MHHS-TMC
NO | NO |  |  |  | PSD1447 |  | CARDINAL HEALTH | KENDALL 700 |  | V1905297SX | TMC - MHTMC - CENTRAL SUPPLY | MHHS-TMC |  | Sequential Compression Device |  | PSD1447 |  | TMC |  | TMC - MHTMC - CENTRAL SUPPLY | [5 empty] | CIRCULATORY ASSIST UNITS, PERIPHERAL COMPRESSION |  | SEQUENTIALCOMPRESSIONDEV-Kendall-700 Series | SEQUENTIALCOMPRESSIONDEV | 700 Series |  |  |  | Kendall | Sequential Compression Device |  | SEQUENTIALCOMPRESSIONDEV-Kendall-700 Series |  |  |  |  | Covered PM Repair - Biomedical | MHHS-TMC
NO | NO |  |  |  | PSD1450 |  | CARDINAL HEALTH | KENDALL 700 |  | V1904877SX | TMC - MHTMC - CENTRAL SUPPLY | MHHS-TMC |  | Sequential Compression Device |  | PSD1450 |  | TMC |  | TMC - MHTMC - CENTRAL SUPPLY | [5 empty] | CIRCULATORY ASSIST UNITS, PERIPHERAL COMPRESSION |  | SEQUENTIALCOMPRESSIONDEV-Kendall-700 Series | SEQUENTIALCOMPRESSIONDEV | 700 Series |  |  |  | Kendall | Sequential Compression Device |  | SEQUENTIALCOMPRESSIONDEV-Kendall-700 Series |  |  |  |  | Covered PM Repair - Biomedical | MHHS-TMC
NO | NO |  |  |  | PSD1451 |  | CARDINAL HEALTH | KENDALL 700 |  | V1905295SX | TMC - MHTMC - CENTRAL SUPPLY | MHHS-TMC |  | Sequential Compression Device |  | PSD1451 |  | TMC |  | TMC - MHTMC - CENTRAL SUPPLY | [5 empty] | CIRCULATORY ASSIST UNITS, PERIPHERAL COMPRESSION |  | SEQUENTIALCOMPRESSIONDEV-Kendall-700 Series | SEQUENTIALCOMPRESSIONDEV | 700 Series |  |  |  | Kendall | Sequential Compression Device |  | SEQUENTIALCOMPRESSIONDEV-Kendall-700 Series |  |  |  |  | Covered PM Repair - Biomedical | MHHS-TMC
NO | NO |  |  |  | PSD1452 |  | CARDINAL HEALTH | KENDALL 700 |  | V1905163SX | TMC - MHTMC - CENTRAL SUPPLY | MHHS-TMC |  | Sequential Compression Device |  | PSD1452 |  | TMC |  | TMC - MHTMC - CENTRAL SUPPLY | [5 empty] | CIRCULATORY ASSIST UNITS, PERIPHERAL COMPRESSION |  | SEQUENTIALCOMPRESSIONDEV-Kendall-700 Series | SEQUENTIALCOMPRESSIONDEV | 700 Series |  |  |  | Kendall | Sequential Compression Device |  | SEQUENTIALCOMPRESSIONDEV-Kendall-700 Series |  |  |  |  | Covered PM Repair - Biomedical | MHHS-TMC
NO | NO |  |  |  | PSD1454 |  | CARDINAL HEALTH | KENDALL 700 |  | V1904903SX | TMC - MHTMC - CENTRAL SUPPLY | MHHS-TMC |  | Sequential Compression Device |  | PSD1454 |  | TMC |  | TMC - MHTMC - CENTRAL SUPPLY | [5 empty] | CIRCULATORY ASSIST UNITS, PERIPHERAL COMPRESSION |  | SEQUENTIALCOMPRESSIONDEV-Kendall-700 Series | SEQUENTIALCOMPRESSIONDEV | 700 Series |  |  |  | Kendall | Sequential Compression Device |  | SEQUENTIALCOMPRESSIONDEV-Kendall-700 Series |  |  |  |  | Covered PM Repair - Biomedical | MHHS-TMC
NO | NO |  |  |  | PSD1455 |  | CARDINAL HEALTH | KENDALL 700 |  | V1905279SX | TMC - MHTMC - CENTRAL SUPPLY | MHHS-TMC |  | Sequential Compression Device |  | PSD1455 |  | TMC |  | TMC - MHTMC - CENTRAL SUPPLY | [5 empty] | CIRCULATORY ASSIST UNITS, PERIPHERAL COMPRESSION |  | SEQUENTIALCOMPRESSIONDEV-Kendall-700 Series | SEQUENTIALCOMPRESSIONDEV | 700 Series |  |  |  | Kendall | Sequential Compression Device |  | SEQUENTIALCOMPRESSIONDEV-Kendall-700 Series |  |  |  |  | Covered PM Repair - Biomedical | MHHS-TMC
NO | NO |  |  |  | PSD1456 |  | CARDINAL HEALTH | KENDALL 700 |  | V1905277SX | TMC - MHTMC - CENTRAL SUPPLY | MHHS-TMC |  | Sequential Compression Device |  | PSD1456 |  | TMC |  | TMC - MHTMC - CENTRAL SUPPLY | [5 empty] | CIRCULATORY ASSIST UNITS, PERIPHERAL COMPRESSION |  | SEQUENTIALCOMPRESSIONDEV-Kendall-700 Series | SEQUENTIALCOMPRESSIONDEV | 700 Series |  |  |  | Kendall | Sequential Compression Device |  | SEQUENTIALCOMPRESSIONDEV-Kendall-700 Series |  |  |  |  | Covered PM Repair - Biomedical | MHHS-TMC
NO | NO |  |  |  | PSD1457 |  | CARDINAL HEALTH | KENDALL 700 |  | V1905298SX | TMC - MHTMC - CENTRAL SUPPLY | MHHS-TMC |  | Sequential Compression Device |  | PSD1457 |  | TMC |  | TMC - MHTMC - CENTRAL SUPPLY | [5 empty] | CIRCULATORY ASSIST UNITS, PERIPHERAL COMPRESSION |  | SEQUENTIALCOMPRESSIONDEV-Kendall-700 Series | SEQUENTIALCOMPRESSIONDEV | 700 Series |  |  |  | Kendall | Sequential Compression Device |  | SEQUENTIALCOMPRESSIONDEV-Kendall-700 Series |  |  |  |  | Covered PM Repair - Biomedical | MHHS-TMC
NO | NO |  |  |  | PSD1458 |  | CARDINAL HEALTH | KENDALL 700 |  | V1905266SX | TMC - MHTMC - CENTRAL SUPPLY | MHHS-TMC |  | Sequential Compression Device |  | PSD1458 |  | TMC |  | TMC - MHTMC - CENTRAL SUPPLY | [5 empty] | CIRCULATORY ASSIST UNITS, PERIPHERAL COMPRESSION |  | SEQUENTIALCOMPRESSIONDEV-Kendall-700 Series | SEQUENTIALCOMPRESSIONDEV | 700 Series |  |  |  | Kendall | Sequential Compression Device |  | SEQUENTIALCOMPRESSIONDEV-Kendall-700 Series |  |  |  |  | Covered PM Repair - Biomedical | MHHS-TMC
NO | NO |  |  |  | PSD1460 |  | CARDINAL HEALTH | KENDALL 700 |  | V1905308SX | TMC - MHTMC - CENTRAL SUPPLY | MHHS-TMC |  | Sequential Compression Device |  | PSD1460 |  | TMC |  | TMC - MHTMC - CENTRAL SUPPLY | [5 empty] | CIRCULATORY ASSIST UNITS, PERIPHERAL COMPRESSION |  | SEQUENTIALCOMPRESSIONDEV-Kendall-700 Series | SEQUENTIALCOMPRESSIONDEV | 700 Series |  |  |  | Kendall | Sequential Compression Device |  | SEQUENTIALCOMPRESSIONDEV-Kendall-700 Series |  |  |  |  | Covered PM Repair - Biomedical | MHHS-TMC
NO | NO |  |  |  | PSD1461 |  | CARDINAL HEALTH | KENDALL 700 |  | V1905160SX | TMC - MHTMC - CENTRAL SUPPLY | MHHS-TMC |  | Sequential Compression Device |  | PSD1461 |  | TMC |  | TMC - MHTMC - CENTRAL SUPPLY | [5 empty] | CIRCULATORY ASSIST UNITS, PERIPHERAL COMPRESSION |  | SEQUENTIALCOMPRESSIONDEV-Kendall-700 Series | SEQUENTIALCOMPRESSIONDEV | 700 Series |  |  |  | Kendall | Sequential Compression Device |  | SEQUENTIALCOMPRESSIONDEV-Kendall-700 Series |  |  |  |  | Covered PM Repair - Biomedical | MHHS-TMC
NO | NO |  |  |  | PSD1464 |  | CARDINAL HEALTH | KENDALL 700 |  | V1905307SX | TMC - MHTMC - CENTRAL SUPPLY | MHHS-TMC |  | Sequential Compression Device |  | PSD1464 |  | TMC |  | TMC - MHTMC - CENTRAL SUPPLY | [5 empty] | CIRCULATORY ASSIST UNITS, PERIPHERAL COMPRESSION |  | SEQUENTIALCOMPRESSIONDEV-Kendall-700 Series | SEQUENTIALCOMPRESSIONDEV | 700 Series |  |  |  | Kendall | Sequential Compression Device |  | SEQUENTIALCOMPRESSIONDEV-Kendall-700 Series |  |  |  |  | Covered PM Repair - Biomedical | MHHS-TMC
NO | NO |  |  |  | PSD1465 |  | CARDINAL HEALTH | KENDALL 700 |  | V1904857SX | TMC - MHTMC - CENTRAL SUPPLY | MHHS-TMC |  | Sequential Compression Device |  | PSD1465 |  | TMC |  | TMC - MHTMC - CENTRAL SUPPLY | [5 empty] | CIRCULATORY ASSIST UNITS, PERIPHERAL COMPRESSION |  | SEQUENTIALCOMPRESSIONDEV-Kendall-700 Series | SEQUENTIALCOMPRESSIONDEV | 700 Series |  |  |  | Kendall | Sequential Compression Device |  | SEQUENTIALCOMPRESSIONDEV-Kendall-700 Series |  |  |  |  | Covered PM Repair - Biomedical | MHHS-TMC
NO | NO |  |  |  | PSD1466 |  | CARDINAL HEALTH | KENDALL 700 |  | V1905310SX | TMC - MHTMC - CENTRAL SUPPLY | MHHS-TMC |  | Sequential Compression Device |  | PSD1466 |  | TMC |  | TMC - MHTMC - CENTRAL SUPPLY | [5 empty] | CIRCULATORY ASSIST UNITS, PERIPHERAL COMPRESSION |  | SEQUENTIALCOMPRESSIONDEV-Kendall-700 Series | SEQUENTIALCOMPRESSIONDEV | 700 Series |  |  |  | Kendall | Sequential Compression Device |  | SEQUENTIALCOMPRESSIONDEV-Kendall-700 Series |  |  |  |  | Covered PM Repair - Biomedical | MHHS-TMC
NO | NO |  |  |  | PSD1467 |  | CARDINAL HEALTH | KENDALL 700 |  | V1904909SX | TMC - MHTMC - CENTRAL SUPPLY | MHHS-TMC |  | Sequential Compression Device |  | PSD1467 |  | TMC |  | TMC - MHTMC - CENTRAL SUPPLY | [5 empty] | CIRCULATORY ASSIST UNITS, PERIPHERAL COMPRESSION |  | SEQUENTIALCOMPRESSIONDEV-Kendall-700 Series | SEQUENTIALCOMPRESSIONDEV | 700 Series |  |  |  | Kendall | Sequential Compression Device |  | SEQUENTIALCOMPRESSIONDEV-Kendall-700 Series |  |  |  |  | Covered PM Repair - Biomedical | MHHS-TMC
NO | NO |  |  |  | PSD1468 |  | CARDINAL HEALTH | KENDALL 700 |  | V1904888SX | TMC - MHTMC - CENTRAL SUPPLY | MHHS-TMC |  | Sequential Compression Device |  | PSD1468 |  | TMC |  | TMC - MHTMC - CENTRAL SUPPLY | [5 empty] | CIRCULATORY ASSIST UNITS, PERIPHERAL COMPRESSION |  | SEQUENTIALCOMPRESSIONDEV-Kendall-700 Series | SEQUENTIALCOMPRESSIONDEV | 700 Series |  |  |  | Kendall | Sequential Compression Device |  | SEQUENTIALCOMPRESSIONDEV-Kendall-700 Series |  |  |  |  | Covered PM Repair - Biomedical | MHHS-TMC
NO | NO |  |  |  | PSD1469 |  | CARDINAL HEALTH | KENDALL 700 |  | V1904835SX | TMC - MHTMC - CENTRAL SUPPLY | MHHS-TMC |  | Sequential Compression Device |  | PSD1469 |  | TMC |  | TMC - MHTMC - CENTRAL SUPPLY | [5 empty] | CIRCULATORY ASSIST UNITS, PERIPHERAL COMPRESSION |  | SEQUENTIALCOMPRESSIONDEV-Kendall-700 Series | SEQUENTIALCOMPRESSIONDEV | 700 Series |  |  |  | Kendall | Sequential Compression Device |  | SEQUENTIALCOMPRESSIONDEV-Kendall-700 Series |  |  |  |  | Covered PM Repair - Biomedical | MHHS-TMC
NO | NO |  |  |  | PSD1472 |  | CARDINAL HEALTH | KENDALL 700 |  | V1905271SX | TMC - MHTMC - CENTRAL SUPPLY | MHHS-TMC |  | Sequential Compression Device |  | PSD1472 |  | TMC |  | TMC - MHTMC - CENTRAL SUPPLY | [5 empty] | CIRCULATORY ASSIST UNITS, PERIPHERAL COMPRESSION |  | SEQUENTIALCOMPRESSIONDEV-Kendall-700 Series | SEQUENTIALCOMPRESSIONDEV | 700 Series |  |  |  | Kendall | Sequential Compression Device |  | SEQUENTIALCOMPRESSIONDEV-Kendall-700 Series |  |  |  |  | Covered PM Repair - Biomedical | MHHS-TMC
NO | NO |  |  |  | PSD1473 |  | CARDINAL HEALTH | KENDALL 700 |  | V1905188SX | TMC - MHTMC - CENTRAL SUPPLY | MHHS-TMC |  | Sequential Compression Device |  | PSD1473 |  | TMC |  | TMC - MHTMC - CENTRAL SUPPLY | [5 empty] | CIRCULATORY ASSIST UNITS, PERIPHERAL COMPRESSION |  | SEQUENTIALCOMPRESSIONDEV-Kendall-700 Series | SEQUENTIALCOMPRESSIONDEV | 700 Series |  |  |  | Kendall | Sequential Compression Device |  | SEQUENTIALCOMPRESSIONDEV-Kendall-700 Series |  |  |  |  | Covered PM Repair - Biomedical | MHHS-TMC
NO | NO |  |  |  | PSD1473 |  | CARDINAL HEALTH | KENDALL 700 |  | V1905188SX | TMC - MHTMC - CENTRAL SUPPLY | MHHS-TMC |  | Sequential Compression Device |  | PSD1473 |  | TMC |  | TMC - MHTMC - CENTRAL SUPPLY | [5 empty] | CIRCULATORY ASSIST UNITS, PERIPHERAL COMPRESSION |  | SEQUENTIALCOMPRESSIONDEV-Kendall-700 Series | SEQUENTIALCOMPRESSIONDEV | 700 Series |  |  |  | Kendall | Sequential Compression Device |  | SEQUENTIALCOMPRESSIONDEV-Kendall-700 Series |  |  |  |  | Covered PM Repair - Biomedical | MHHS-TMC
NO | NO |  |  |  | PSD1474 |  | CARDINAL HEALTH | KENDALL 700 |  | V1905268SX | TMC - MHTMC - CENTRAL SUPPLY | MHHS-TMC |  | Sequential Compression Device |  | PSD1474 |  | TMC |  | TMC - MHTMC - CENTRAL SUPPLY | [5 empty] | CIRCULATORY ASSIST UNITS, PERIPHERAL COMPRESSION |  | SEQUENTIALCOMPRESSIONDEV-Kendall-700 Series | SEQUENTIALCOMPRESSIONDEV | 700 Series |  |  |  | Kendall | Sequential Compression Device |  | SEQUENTIALCOMPRESSIONDEV-Kendall-700 Series |  |  |  |  | Covered PM Repair - Biomedical | MHHS-TMC
NO | NO |  |  |  | PSD1474 |  | CARDINAL HEALTH | KENDALL 700 |  | V1905268SX | TMC - MHTMC - CENTRAL SUPPLY | MHHS-TMC |  | Sequential Compression Device |  | PSD1474 |  | TMC |  | TMC - MHTMC - CENTRAL SUPPLY | [5 empty] | CIRCULATORY ASSIST UNITS, PERIPHERAL COMPRESSION |  | SEQUENTIALCOMPRESSIONDEV-Kendall-700 Series | SEQUENTIALCOMPRESSIONDEV | 700 Series |  |  |  | Kendall | Sequential Compression Device |  | SEQUENTIALCOMPRESSIONDEV-Kendall-700 Series |  |  |  |  | Covered PM Repair - Biomedical | MHHS-TMC
NO | NO |  |  |  | PSD1475 |  | CARDINAL HEALTH | KENDALL 700 |  | V1905316SX | TMC - MHTMC - CENTRAL SUPPLY | MHHS-TMC |  | Sequential Compression Device |  | PSD1475 |  | TMC |  | TMC - MHTMC - CENTRAL SUPPLY | [5 empty] | CIRCULATORY ASSIST UNITS, PERIPHERAL COMPRESSION |  | SEQUENTIALCOMPRESSIONDEV-Kendall-700 Series | SEQUENTIALCOMPRESSIONDEV | 700 Series |  |  |  | Kendall | Sequential Compression Device |  | SEQUENTIALCOMPRESSIONDEV-Kendall-700 Series |  |  |  |  | Covered PM Repair - Biomedical | MHHS-TMC
NO | NO |  |  |  | PSD1476 |  | CARDINAL HEALTH | KENDALL 700 |  | V1905283SX | TMC - MHTMC - CENTRAL SUPPLY | MHHS-TMC |  | Sequential Compression Device |  | PSD1476 |  | TMC |  | TMC - MHTMC - CENTRAL SUPPLY | [5 empty] | CIRCULATORY ASSIST UNITS, PERIPHERAL COMPRESSION |  | SEQUENTIALCOMPRESSIONDEV-Kendall-700 Series | SEQUENTIALCOMPRESSIONDEV | 700 Series |  |  |  | Kendall | Sequential Compression Device |  | SEQUENTIALCOMPRESSIONDEV-Kendall-700 Series |  |  |  |  | Covered PM Repair - Biomedical | MHHS-TMC
NO | NO |  |  |  | PSD1479 |  | CARDINAL HEALTH | KENDALL 700 |  | V1905309SX | TMC - MHTMC - CENTRAL SUPPLY | MHHS-TMC |  | Sequential Compression Device |  | PSD1479 |  | TMC |  | TMC - MHTMC - CENTRAL SUPPLY | [5 empty] | CIRCULATORY ASSIST UNITS, PERIPHERAL COMPRESSION |  | SEQUENTIALCOMPRESSIONDEV-Kendall-700 Series | SEQUENTIALCOMPRESSIONDEV | 700 Series |  |  |  | Kendall | Sequential Compression Device |  | SEQUENTIALCOMPRESSIONDEV-Kendall-700 Series |  |  |  |  | Covered PM Repair - Biomedical | MHHS-TMC
NO | NO |  |  |  | PSD1480 |  | CARDINAL HEALTH | KENDALL 700 |  | V1905250SX | TMC - MHTMC - CENTRAL SUPPLY | MHHS-TMC |  | Sequential Compression Device |  | PSD1480 |  | TMC |  | TMC - MHTMC - CENTRAL SUPPLY | [5 empty] | CIRCULATORY ASSIST UNITS, PERIPHERAL COMPRESSION |  | SEQUENTIALCOMPRESSIONDEV-Kendall-700 Series | SEQUENTIALCOMPRESSIONDEV | 700 Series |  |  |  | Kendall | Sequential Compression Device |  | SEQUENTIALCOMPRESSIONDEV-Kendall-700 Series |  |  |  |  | Covered PM Repair - Biomedical | MHHS-TMC
NO | NO |  |  |  | PSD1481 |  | CARDINAL HEALTH | KENDALL 700 |  | V1905270SX | TMC - MHTMC - CENTRAL SUPPLY | MHHS-TMC |  | Sequential Compression Device |  | PSD1481 |  | TMC |  | TMC - MHTMC - CENTRAL SUPPLY | [5 empty] | CIRCULATORY ASSIST UNITS, PERIPHERAL COMPRESSION |  | SEQUENTIALCOMPRESSIONDEV-Kendall-700 Series | SEQUENTIALCOMPRESSIONDEV | 700 Series |  |  |  | Kendall | Sequential Compression Device |  | SEQUENTIALCOMPRESSIONDEV-Kendall-700 Series |  |  |  |  | Covered PM Repair - Biomedical | MHHS-TMC
NO | NO |  |  |  | PSD1482 |  | CARDINAL HEALTH | KENDALL 700 |  | V1905049SX | TMC - MHTMC - CENTRAL SUPPLY | MHHS-TMC |  | Sequential Compression Device |  | PSD1482 |  | TMC |  | TMC - MHTMC - CENTRAL SUPPLY | [5 empty] | CIRCULATORY ASSIST UNITS, PERIPHERAL COMPRESSION |  | SEQUENTIALCOMPRESSIONDEV-Kendall-700 Series | SEQUENTIALCOMPRESSIONDEV | 700 Series |  |  |  | Kendall | Sequential Compression Device |  | SEQUENTIALCOMPRESSIONDEV-Kendall-700 Series |  |  |  |  | Covered PM Repair - Biomedical | MHHS-TMC
NO | NO |  |  |  | PSD1483 |  | CARDINAL HEALTH | KENDALL 700 |  | V1905050SX | TMC - MHTMC - CENTRAL SUPPLY | MHHS-TMC |  | Sequential Compression Device |  | PSD1483 |  | TMC |  | TMC - MHTMC - CENTRAL SUPPLY | [5 empty] | CIRCULATORY ASSIST UNITS, PERIPHERAL COMPRESSION |  | SEQUENTIALCOMPRESSIONDEV-Kendall-700 Series | SEQUENTIALCOMPRESSIONDEV | 700 Series |  |  |  | Kendall | Sequential Compression Device |  | SEQUENTIALCOMPRESSIONDEV-Kendall-700 Series |  |  |  |  | Covered PM Repair - Biomedical | MHHS-TMC
NO | NO |  |  |  | PSD1487 |  | CARDINAL HEALTH | KENDALL 700 |  | V1905062SX | TMC - MHTMC - CENTRAL SUPPLY | MHHS-TMC |  | Sequential Compression Device |  | PSD1487 |  | TMC |  | TMC - MHTMC - CENTRAL SUPPLY | [5 empty] | CIRCULATORY ASSIST UNITS, PERIPHERAL COMPRESSION |  | SEQUENTIALCOMPRESSIONDEV-Kendall-700 Series | SEQUENTIALCOMPRESSIONDEV | 700 Series |  |  |  | Kendall | Sequential Compression Device |  | SEQUENTIALCOMPRESSIONDEV-Kendall-700 Series |  |  |  |  | Covered PM Repair - Biomedical | MHHS-TMC
NO | NO |  |  |  | PSD1488 |  | CARDINAL HEALTH | KENDALL 700 |  | V1905024SX | TMC - MHTMC - CENTRAL SUPPLY | MHHS-TMC |  | Sequential Compression Device |  | PSD1488 |  | TMC |  | TMC - MHTMC - CENTRAL SUPPLY | [5 empty] | CIRCULATORY ASSIST UNITS, PERIPHERAL COMPRESSION |  | SEQUENTIALCOMPRESSIONDEV-Kendall-700 Series | SEQUENTIALCOMPRESSIONDEV | 700 Series |  |  |  | Kendall | Sequential Compression Device |  | SEQUENTIALCOMPRESSIONDEV-Kendall-700 Series |  |  |  |  | Covered PM Repair - Biomedical | MHHS-TMC
NO | NO |  |  |  | PSD1490 |  | CARDINAL HEALTH | KENDALL 700 |  | V1905040SX | TMC - MHTMC - CENTRAL SUPPLY | MHHS-TMC |  | Sequential Compression Device |  | PSD1490 |  | TMC |  | TMC - MHTMC - CENTRAL SUPPLY | [5 empty] | CIRCULATORY ASSIST UNITS, PERIPHERAL COMPRESSION |  | SEQUENTIALCOMPRESSIONDEV-Kendall-700 Series | SEQUENTIALCOMPRESSIONDEV | 700 Series |  |  |  | Kendall | Sequential Compression Device |  | SEQUENTIALCOMPRESSIONDEV-Kendall-700 Series |  |  |  |  | Covered PM Repair - Biomedical | MHHS-TMC
NO | NO |  |  |  | PSD1491 |  | CARDINAL HEALTH | KENDALL 700 |  | V1901263SX | TMC - MHTMC - CENTRAL SUPPLY | MHHS-TMC |  | Sequential Compression Device |  | PSD1491 |  | TMC |  | TMC - MHTMC - CENTRAL SUPPLY | [5 empty] | CIRCULATORY ASSIST UNITS, PERIPHERAL COMPRESSION |  | SEQUENTIALCOMPRESSIONDEV-Kendall-700 Series | SEQUENTIALCOMPRESSIONDEV | 700 Series |  |  |  | Kendall | Sequential Compression Device |  | SEQUENTIALCOMPRESSIONDEV-Kendall-700 Series |  |  |  |  | Covered PM Repair - Biomedical | MHHS-TMC
NO | NO |  |  |  | PSD1492 |  | CARDINAL HEALTH | KENDALL 700 |  | V1905045SX | TMC - MHTMC - CENTRAL SUPPLY | MHHS-TMC |  | Sequential Compression Device |  | PSD1492 |  | TMC |  | TMC - MHTMC - CENTRAL SUPPLY | [5 empty] | CIRCULATORY ASSIST UNITS, PERIPHERAL COMPRESSION |  | SEQUENTIALCOMPRESSIONDEV-Kendall-700 Series | SEQUENTIALCOMPRESSIONDEV | 700 Series |  |  |  | Kendall | Sequential Compression Device |  | SEQUENTIALCOMPRESSIONDEV-Kendall-700 Series |  |  |  |  | Covered PM Repair - Respiratory/Steriliz | MHHS-TMC
NO | NO |  |  |  | PSD1493 |  | CARDINAL HEALTH | KENDALL 700 |  | V1901278SX | TMC - MHTMC - CENTRAL SUPPLY | MHHS-TMC |  | Sequential Compression Device |  | PSD1493 |  | TMC |  | TMC - MHTMC - CENTRAL SUPPLY | [5 empty] | CIRCULATORY ASSIST UNITS, PERIPHERAL COMPRESSION |  | SEQUENTIALCOMPRESSIONDEV-Kendall-700 Series | SEQUENTIALCOMPRESSIONDEV | 700 Series |  |  |  | Kendall | Sequential Compression Device |  | SEQUENTIALCOMPRESSIONDEV-Kendall-700 Series |  |  |  |  | Covered PM Repair - Respiratory/Steriliz | MHHS-TMC
NO | NO |  |  |  | PSD1495 |  | CARDINAL HEALTH | KENDALL 700 |  | V1901245SX | TMC - MHTMC - CENTRAL SUPPLY | MHHS-TMC |  | Sequential Compression Device |  | PSD1495 |  | TMC |  | TMC - MHTMC - CENTRAL SUPPLY | [5 empty] | CIRCULATORY ASSIST UNITS, PERIPHERAL COMPRESSION |  | SEQUENTIALCOMPRESSIONDEV-Kendall-700 Series | SEQUENTIALCOMPRESSIONDEV | 700 Series |  |  |  | Kendall | Sequential Compression Device |  | SEQUENTIALCOMPRESSIONDEV-Kendall-700 Series |  |  |  |  | Covered PM Repair - Biomedical | MHHS-TMC
NO | NO |  |  |  | PSD1496 |  | CARDINAL HEALTH | KENDALL 700 |  | V1901267SX | TMC - MHTMC - CENTRAL SUPPLY | MHHS-TMC |  | Sequential Compression Device |  | PSD1496 |  | TMC |  | TMC - MHTMC - CENTRAL SUPPLY | [5 empty] | CIRCULATORY ASSIST UNITS, PERIPHERAL COMPRESSION |  | SEQUENTIALCOMPRESSIONDEV-Kendall-700 Series | SEQUENTIALCOMPRESSIONDEV | 700 Series |  |  |  | Kendall | Sequential Compression Device |  | SEQUENTIALCOMPRESSIONDEV-Kendall-700 Series |  |  |  |  | Covered PM Repair - Biomedical | MHHS-TMC
NO | NO |  |  |  | PSD1497 |  | CARDINAL HEALTH | KENDALL 700 |  | V1901201SX | TMC - MHTMC - CENTRAL SUPPLY | MHHS-TMC |  | Sequential Compression Device |  | PSD1497 |  | TMC |  | TMC - MHTMC - CENTRAL SUPPLY | [5 empty] | CIRCULATORY ASSIST UNITS, PERIPHERAL COMPRESSION |  | SEQUENTIALCOMPRESSIONDEV-Kendall-700 Series | SEQUENTIALCOMPRESSIONDEV | 700 Series |  |  |  | Kendall | Sequential Compression Device |  | SEQUENTIALCOMPRESSIONDEV-Kendall-700 Series |  |  |  |  | Covered PM Repair - Biomedical | MHHS-TMC
NO | NO |  |  |  | PSD1498 |  | CARDINAL HEALTH | KENDALL 700 |  | V1901196SX | TMC - MHTMC - CENTRAL SUPPLY | MHHS-TMC |  | Sequential Compression Device |  | PSD1498 |  | TMC |  | TMC - MHTMC - CENTRAL SUPPLY | [5 empty] | CIRCULATORY ASSIST UNITS, PERIPHERAL COMPRESSION |  | SEQUENTIALCOMPRESSIONDEV-Kendall-700 Series | SEQUENTIALCOMPRESSIONDEV | 700 Series |  |  |  | Kendall | Sequential Compression Device |  | SEQUENTIALCOMPRESSIONDEV-Kendall-700 Series |  |  |  |  | Covered PM Repair - Biomedical | MHHS-TMC
NO | NO |  |  |  | PSD1499 |  | CARDINAL HEALTH | KENDALL 700 |  | V1901232SX | TMC - MHTMC - CENTRAL SUPPLY | MHHS-TMC |  | Sequential Compression Device |  | PSD1499 |  | TMC |  | TMC - MHTMC - CENTRAL SUPPLY | [5 empty] | CIRCULATORY ASSIST UNITS, PERIPHERAL COMPRESSION |  | SEQUENTIALCOMPRESSIONDEV-Kendall-700 Series | SEQUENTIALCOMPRESSIONDEV | 700 Series |  |  |  | Kendall | Sequential Compression Device |  | SEQUENTIALCOMPRESSIONDEV-Kendall-700 Series |  |  |  |  | Covered PM Repair - Biomedical | MHHS-TMC
NO | NO |  |  |  | PSD1500 |  | CARDINAL HEALTH | KENDALL 700 |  | V1901238SX | TMC - MHTMC - CENTRAL SUPPLY | MHHS-TMC |  | Sequential Compression Device |  | PSD1500 |  | TMC |  | TMC - MHTMC - CENTRAL SUPPLY | [5 empty] | CIRCULATORY ASSIST UNITS, PERIPHERAL COMPRESSION |  | SEQUENTIALCOMPRESSIONDEV-Kendall-700 Series | SEQUENTIALCOMPRESSIONDEV | 700 Series |  |  |  | Kendall | Sequential Compression Device |  | SEQUENTIALCOMPRESSIONDEV-Kendall-700 Series |  |  |  |  | Covered PM Repair - Biomedical | MHHS-TMC
NO | NO |  |  |  | PSD1502 |  | CARDINAL HEALTH | KENDALL 700 |  | V1901183SX | TMC - MHTMC - CENTRAL SUPPLY | MHHS-TMC |  | Sequential Compression Device |  | PSD1502 |  | TMC |  | TMC - MHTMC - CENTRAL SUPPLY | [5 empty] | CIRCULATORY ASSIST UNITS, PERIPHERAL COMPRESSION |  | SEQUENTIALCOMPRESSIONDEV-Kendall-700 Series | SEQUENTIALCOMPRESSIONDEV | 700 Series |  |  |  | Kendall | Sequential Compression Device |  | SEQUENTIALCOMPRESSIONDEV-Kendall-700 Series |  |  |  |  | Covered PM Repair - Biomedical | MHHS-TMC
NO | NO |  |  |  | PSD1503 |  | CARDINAL HEALTH | KENDALL 700 |  | V1901274SX | TMC - MHTMC - CENTRAL SUPPLY | MHHS-TMC |  | Sequential Compression Device |  | PSD1503 |  | TMC |  | TMC - MHTMC - CENTRAL SUPPLY | [5 empty] | CIRCULATORY ASSIST UNITS, PERIPHERAL COMPRESSION |  | SEQUENTIALCOMPRESSIONDEV-Kendall-700 Series | SEQUENTIALCOMPRESSIONDEV | 700 Series |  |  |  | Kendall | Sequential Compression Device |  | SEQUENTIALCOMPRESSIONDEV-Kendall-700 Series |  |  |  |  | Covered PM Repair - Biomedical | MHHS-TMC
NO | NO |  |  |  | PSD1504 |  | CARDINAL HEALTH | KENDALL 700 |  | V1901265SX | TMC - MHTMC - CENTRAL SUPPLY | MHHS-TMC |  | Sequential Compression Device |  | PSD1504 |  | TMC |  | TMC - MHTMC - CENTRAL SUPPLY | [5 empty] | CIRCULATORY ASSIST UNITS, PERIPHERAL COMPRESSION |  | SEQUENTIALCOMPRESSIONDEV-Kendall-700 Series | SEQUENTIALCOMPRESSIONDEV | 700 Series |  |  |  | Kendall | Sequential Compression Device |  | SEQUENTIALCOMPRESSIONDEV-Kendall-700 Series |  |  |  |  | Covered PM Repair - Biomedical | MHHS-TMC
NO | NO |  |  |  | PSD1505 |  | CARDINAL HEALTH | KENDALL 700 |  | V1901249SX | TMC - MHTMC - CENTRAL SUPPLY | MHHS-TMC |  | Sequential Compression Device |  | PSD1505 |  | TMC |  | TMC - MHTMC - CENTRAL SUPPLY | [5 empty] | CIRCULATORY ASSIST UNITS, PERIPHERAL COMPRESSION |  | SEQUENTIALCOMPRESSIONDEV-Kendall-700 Series | SEQUENTIALCOMPRESSIONDEV | 700 Series |  |  |  | Kendall | Sequential Compression Device |  | SEQUENTIALCOMPRESSIONDEV-Kendall-700 Series |  |  |  |  | Covered PM Repair - Biomedical | MHHS-TMC
NO | NO |  |  |  | PSD1506 |  | CARDINAL HEALTH | KENDALL 700 |  | V1905165SX | TMC - MHTMC - CENTRAL SUPPLY | MHHS-TMC |  | Sequential Compression Device |  | PSD1506 |  | TMC |  | TMC - MHTMC - CENTRAL SUPPLY | [5 empty] | CIRCULATORY ASSIST UNITS, PERIPHERAL COMPRESSION |  | SEQUENTIALCOMPRESSIONDEV-Kendall-700 Series | SEQUENTIALCOMPRESSIONDEV | 700 Series |  |  |  | Kendall | Sequential Compression Device |  | SEQUENTIALCOMPRESSIONDEV-Kendall-700 Series |  |  |  |  | Covered PM Repair - Biomedical | MHHS-TMC
NO | NO |  |  |  | PSD1507 |  | CARDINAL HEALTH | KENDALL 700 |  | V1905174SX | TMC - MHTMC - CENTRAL SUPPLY | MHHS-TMC |  | Sequential Compression Device |  | PSD1507 |  | TMC |  | TMC - MHTMC - CENTRAL SUPPLY | [5 empty] | CIRCULATORY ASSIST UNITS, PERIPHERAL COMPRESSION |  | SEQUENTIALCOMPRESSIONDEV-Kendall-700 Series | SEQUENTIALCOMPRESSIONDEV | 700 Series |  |  |  | Kendall | Sequential Compression Device |  | SEQUENTIALCOMPRESSIONDEV-Kendall-700 Series |  |  |  |  | Covered PM Repair - Respiratory/Steriliz | MHHS-TMC
NO | NO |  |  |  | PSD1508 |  | CARDINAL HEALTH | KENDALL 700 |  | V1905290SX | TMC - MHTMC - CENTRAL SUPPLY | MHHS-TMC |  | Sequential Compression Device |  | PSD1508 |  | TMC |  | TMC - MHTMC - CENTRAL SUPPLY | [5 empty] | CIRCULATORY ASSIST UNITS, PERIPHERAL COMPRESSION |  | SEQUENTIALCOMPRESSIONDEV-Kendall-700 Series | SEQUENTIALCOMPRESSIONDEV | 700 Series |  |  |  | Kendall | Sequential Compression Device |  | SEQUENTIALCOMPRESSIONDEV-Kendall-700 Series |  |  |  |  | Covered PM Repair - Respiratory/Steriliz | MHHS-TMC
NO | NO |  |  |  | PSD1510 |  | CARDINAL HEALTH | KENDALL 700 |  | V1905249SX | TMC - MHTMC - CENTRAL SUPPLY | MHHS-TMC |  | Sequential Compression Device |  | PSD1510 |  | TMC |  | TMC - MHTMC - CENTRAL SUPPLY | [5 empty] | CIRCULATORY ASSIST UNITS, PERIPHERAL COMPRESSION |  | SEQUENTIALCOMPRESSIONDEV-Kendall-700 Series | SEQUENTIALCOMPRESSIONDEV | 700 Series |  |  |  | Kendall | Sequential Compression Device |  | SEQUENTIALCOMPRESSIONDEV-Kendall-700 Series |  |  |  |  | Covered PM Repair - Respiratory/Steriliz | MHHS-TMC
NO | NO |  |  |  | PSD1511 |  | CARDINAL HEALTH | KENDALL 700 |  | V1905029SX | TMC - MHTMC - CENTRAL SUPPLY | MHHS-TMC |  | Sequential Compression Device |  | PSD1511 |  | TMC |  | TMC - MHTMC - CENTRAL SUPPLY | [5 empty] | CIRCULATORY ASSIST UNITS, PERIPHERAL COMPRESSION |  | SEQUENTIALCOMPRESSIONDEV-Kendall-700 Series | SEQUENTIALCOMPRESSIONDEV | 700 Series |  |  |  | Kendall | Sequential Compression Device |  | SEQUENTIALCOMPRESSIONDEV-Kendall-700 Series |  |  |  |  | Covered PM Repair - Respiratory/Steriliz | MHHS-TMC
NO | NO |  |  |  | PSD1515 |  | CARDINAL HEALTH | KENDALL 700 |  | V1905303SX | TMC - MHTMC - CENTRAL SUPPLY | MHHS-TMC |  | Sequential Compression Device |  | PSD1515 |  | TMC |  | TMC - MHTMC - CENTRAL SUPPLY | [5 empty] | CIRCULATORY ASSIST UNITS, PERIPHERAL COMPRESSION |  | SEQUENTIALCOMPRESSIONDEV-Kendall-700 Series | SEQUENTIALCOMPRESSIONDEV | 700 Series |  |  |  | Kendall | Sequential Compression Device |  | SEQUENTIALCOMPRESSIONDEV-Kendall-700 Series |  |  |  |  | Covered PM Repair - Respiratory/Steriliz | MHHS-TMC
NO | NO |  |  |  | PSD1516 |  | CARDINAL HEALTH | KENDALL 700 |  | V1905306SX | TMC - MHTMC - CENTRAL SUPPLY | MHHS-TMC |  | Sequential Compression Device |  | PSD1516 |  | TMC |  | TMC - MHTMC - CENTRAL SUPPLY | [5 empty] | CIRCULATORY ASSIST UNITS, PERIPHERAL COMPRESSION |  | SEQUENTIALCOMPRESSIONDEV-Kendall-700 Series | SEQUENTIALCOMPRESSIONDEV | 700 Series |  |  |  | Kendall | Sequential Compression Device |  | SEQUENTIALCOMPRESSIONDEV-Kendall-700 Series |  |  |  |  | Covered PM Repair - Respiratory/Steriliz | MHHS-TMC
NO | NO |  |  |  | PSD1517 |  | CARDINAL HEALTH | KENDALL 700 |  | V1905043SX | TMC - MHTMC - CENTRAL SUPPLY | MHHS-TMC |  | Sequential Compression Device |  | PSD1517 |  | TMC |  | TMC - MHTMC - CENTRAL SUPPLY | [5 empty] | CIRCULATORY ASSIST UNITS, PERIPHERAL COMPRESSION |  | SEQUENTIALCOMPRESSIONDEV-Kendall-700 Series | SEQUENTIALCOMPRESSIONDEV | 700 Series |  |  |  | Kendall | Sequential Compression Device |  | SEQUENTIALCOMPRESSIONDEV-Kendall-700 Series |  |  |  |  | Not Covered Vendor Only - Biomedical | MHHS-TMC
NO | NO |  |  |  | PSD1518 |  | CARDINAL HEALTH | KENDALL 700 |  | V1905291SX | TMC - MHTMC - CENTRAL SUPPLY | MHHS-TMC |  | Sequential Compression Device |  | PSD1518 |  | TMC |  | TMC - MHTMC - CENTRAL SUPPLY | [5 empty] | CIRCULATORY ASSIST UNITS, PERIPHERAL COMPRESSION |  | SEQUENTIALCOMPRESSIONDEV-Kendall-700 Series | SEQUENTIALCOMPRESSIONDEV | 700 Series |  |  |  | Kendall | Sequential Compression Device |  | SEQUENTIALCOMPRESSIONDEV-Kendall-700 Series |  |  |  |  | No Coverage Specified | MHHS-TMC
NO | NO |  |  |  | PSD1519 |  | CARDINAL HEALTH | KENDALL 700 |  | V1905287SX | TMC - MHTMC - CENTRAL SUPPLY | MHHS-TMC |  | Sequential Compression Device |  | PSD1519 |  | TMC |  | TMC - MHTMC - CENTRAL SUPPLY | [5 empty] | CIRCULATORY ASSIST UNITS, PERIPHERAL COMPRESSION |  | SEQUENTIALCOMPRESSIONDEV-Kendall-700 Series | SEQUENTIALCOMPRESSIONDEV | 700 Series |  |  |  | Kendall | Sequential Compression Device |  | SEQUENTIALCOMPRESSIONDEV-Kendall-700 Series |  |  |  |  | Not Covered Vendor Only - Resp/Ster | MHHS-TMC
NO | NO |  |  |  | PSD1521 |  | CARDINAL HEALTH | KENDALL 700 |  | V1905215SX | TMC - MHTMC - CENTRAL SUPPLY | MHHS-TMC |  | Sequential Compression Device |  | PSD1521 |  | TMC |  | TMC - MHTMC - CENTRAL SUPPLY | [5 empty] | CIRCULATORY ASSIST UNITS, PERIPHERAL COMPRESSION |  | SEQUENTIALCOMPRESSIONDEV-Kendall-700 Series | SEQUENTIALCOMPRESSIONDEV | 700 Series |  |  |  | Kendall | Sequential Compression Device |  | SEQUENTIALCOMPRESSIONDEV-Kendall-700 Series |  |  |  |  | Not Covered Vendor Only - Resp/Ster | MHHS-TMC
NO | NO |  |  |  | PSD1522 |  | CARDINAL HEALTH | KENDALL 700 |  | V1905195SX | TMC - MHTMC - CENTRAL SUPPLY | MHHS-TMC |  | Sequential Compression Device |  | PSD1522 |  | TMC |  | TMC - MHTMC - CENTRAL SUPPLY | [5 empty] | CIRCULATORY ASSIST UNITS, PERIPHERAL COMPRESSION |  | SEQUENTIALCOMPRESSIONDEV-Kendall-700 Series | SEQUENTIALCOMPRESSIONDEV | 700 Series |  |  |  | Kendall | Sequential Compression Device |  | SEQUENTIALCOMPRESSIONDEV-Kendall-700 Series |  |  |  |  | Not Covered Vendor Only - Resp/Ster | MHHS-TMC
NO | NO |  |  |  | PSD1523 |  | CARDINAL HEALTH | KENDALL 700 |  | V1905269SX | TMC - MHTMC - CENTRAL SUPPLY | MHHS-TMC |  | Sequential Compression Device |  | PSD1523 |  | TMC |  | TMC - MHTMC - CENTRAL SUPPLY | [5 empty] | CIRCULATORY ASSIST UNITS, PERIPHERAL COMPRESSION |  | SEQUENTIALCOMPRESSIONDEV-Kendall-700 Series | SEQUENTIALCOMPRESSIONDEV | 700 Series |  |  |  | Kendall | Sequential Compression Device |  | SEQUENTIALCOMPRESSIONDEV-Kendall-700 Series |  |  |  |  | Not Covered Vendor Only - Resp/Ster | MHHS-TMC
NO | NO |  |  |  | PSD1524 |  | CARDINAL HEALTH | KENDALL 700 |  | V1905301SX | TMC - MHTMC - CENTRAL SUPPLY | MHHS-TMC |  | Sequential Compression Device |  | PSD1524 |  | TMC |  | TMC - MHTMC - CENTRAL SUPPLY | [5 empty] | CIRCULATORY ASSIST UNITS, PERIPHERAL COMPRESSION |  | SEQUENTIALCOMPRESSIONDEV-Kendall-700 Series | SEQUENTIALCOMPRESSIONDEV | 700 Series |  |  |  | Kendall | Sequential Compression Device |  | SEQUENTIALCOMPRESSIONDEV-Kendall-700 Series |  |  |  |  | Not Covered Vendor Only - Resp/Ster | MHHS-TMC
NO | NO |  |  |  | PSD1525 |  | CARDINAL HEALTH | KENDALL 700 |  | V1905151SX | TMC - MHTMC - CENTRAL SUPPLY | MHHS-TMC |  | Sequential Compression Device |  | PSD1525 |  | TMC |  | TMC - MHTMC - CENTRAL SUPPLY | [5 empty] | CIRCULATORY ASSIST UNITS, PERIPHERAL COMPRESSION |  | SEQUENTIALCOMPRESSIONDEV-Kendall-700 Series | SEQUENTIALCOMPRESSIONDEV | 700 Series |  |  |  | Kendall | Sequential Compression Device |  | SEQUENTIALCOMPRESSIONDEV-Kendall-700 Series |  |  |  |  | Not Covered Vendor Only - Resp/Ster | MHHS-TMC
NO | NO |  |  |  | PSD1526 |  | CARDINAL HEALTH | KENDALL 700 |  | V1905256SX | TMC - MHTMC - CENTRAL SUPPLY | MHHS-TMC |  | Sequential Compression Device |  | PSD1526 |  | TMC |  | TMC - MHTMC - CENTRAL SUPPLY | [5 empty] | CIRCULATORY ASSIST UNITS, PERIPHERAL COMPRESSION |  | SEQUENTIALCOMPRESSIONDEV-Kendall-700 Series | SEQUENTIALCOMPRESSIONDEV | 700 Series |  |  |  | Kendall | Sequential Compression Device |  | SEQUENTIALCOMPRESSIONDEV-Kendall-700 Series |  |  |  |  | Not Covered Vendor Only - Resp/Ster | MHHS-TMC
NO | NO |  |  |  | PSD1527 |  | CARDINAL HEALTH | KENDALL 700 |  | V1905304SX | TMC - MHTMC - CENTRAL SUPPLY | MHHS-TMC |  | Sequential Compression Device |  | PSD1527 |  | TMC |  | TMC - MHTMC - CENTRAL SUPPLY | [5 empty] | CIRCULATORY ASSIST UNITS, PERIPHERAL COMPRESSION |  | SEQUENTIALCOMPRESSIONDEV-Kendall-700 Series | SEQUENTIALCOMPRESSIONDEV | 700 Series |  |  |  | Kendall | Sequential Compression Device |  | SEQUENTIALCOMPRESSIONDEV-Kendall-700 Series |  |  |  |  | Not Covered Vendor Only - Resp/Ster | MHHS-TMC
NO | NO |  |  |  | PSD1529 |  | CARDINAL HEALTH | KENDALL 700 |  | V1905293SX | TMC - MHTMC - CENTRAL SUPPLY | MHHS-TMC |  | Sequential Compression Device |  | PSD1529 |  | TMC |  | TMC - MHTMC - CENTRAL SUPPLY | [5 empty] | CIRCULATORY ASSIST UNITS, PERIPHERAL COMPRESSION |  | SEQUENTIALCOMPRESSIONDEV-Kendall-700 Series | SEQUENTIALCOMPRESSIONDEV | 700 Series |  |  |  | Kendall | Sequential Compression Device |  | SEQUENTIALCOMPRESSIONDEV-Kendall-700 Series |  |  |  |  | Not Covered Vendor Only - Resp/Ster | MHHS-TMC
NO | NO |  |  |  | PSD1530 |  | CARDINAL HEALTH | KENDALL 700 |  | V1905313SX | TMC - MHTMC - CENTRAL SUPPLY | MHHS-TMC |  | Sequential Compression Device |  | PSD1530 |  | TMC |  | TMC - MHTMC - CENTRAL SUPPLY | [5 empty] | CIRCULATORY ASSIST UNITS, PERIPHERAL COMPRESSION |  | SEQUENTIALCOMPRESSIONDEV-Kendall-700 Series | SEQUENTIALCOMPRESSIONDEV | 700 Series |  |  |  | Kendall | Sequential Compression Device |  | SEQUENTIALCOMPRESSIONDEV-Kendall-700 Series |  |  |  |  | Not Covered Vendor Only - Resp/Ster | MHHS-TMC
NO | NO |  |  |  | PSD1531 |  | CARDINAL HEALTH | KENDALL 700 |  | V1905122SX | TMC - MHTMC - CENTRAL SUPPLY | MHHS-TMC |  | Sequential Compression Device |  | PSD1531 |  | TMC |  | TMC - MHTMC - CENTRAL SUPPLY | [5 empty] | CIRCULATORY ASSIST UNITS, PERIPHERAL COMPRESSION |  | SEQUENTIALCOMPRESSIONDEV-Kendall-700 Series | SEQUENTIALCOMPRESSIONDEV | 700 Series |  |  |  | Kendall | Sequential Compression Device |  | SEQUENTIALCOMPRESSIONDEV-Kendall-700 Series |  |  |  |  | Not Covered Vendor Only - Resp/Ster | MHHS-TMC
NO | NO |  |  |  | PSD1532 |  | CARDINAL HEALTH | KENDALL 700 |  | V1905261SX | TMC - MHTMC - CENTRAL SUPPLY | MHHS-TMC |  | Sequential Compression Device |  | PSD1532 |  | TMC |  | TMC - MHTMC - CENTRAL SUPPLY | [5 empty] | CIRCULATORY ASSIST UNITS, PERIPHERAL COMPRESSION |  | SEQUENTIALCOMPRESSIONDEV-Kendall-700 Series | SEQUENTIALCOMPRESSIONDEV | 700 Series |  |  |  | Kendall | Sequential Compression Device |  | SEQUENTIALCOMPRESSIONDEV-Kendall-700 Series |  |  |  |  | Not Covered Vendor Only - Resp/Ster | MHHS-TMC
NO | NO |  |  |  | PSD1533 |  | CARDINAL HEALTH | KENDALL 700 |  | V1905205SX | TMC - MHTMC - CENTRAL SUPPLY | MHHS-TMC |  | Sequential Compression Device |  | PSD1533 |  | TMC |  | TMC - MHTMC - CENTRAL SUPPLY | [5 empty] | CIRCULATORY ASSIST UNITS, PERIPHERAL COMPRESSION |  | SEQUENTIALCOMPRESSIONDEV-Kendall-700 Series | SEQUENTIALCOMPRESSIONDEV | 700 Series |  |  |  | Kendall | Sequential Compression Device |  | SEQUENTIALCOMPRESSIONDEV-Kendall-700 Series |  |  |  |  | Not Covered Vendor Only - Resp/Ster | MHHS-TMC
NO | NO |  |  |  | PSD1534 |  | CARDINAL HEALTH | KENDALL 700 |  | V1905204SX | TMC - MHTMC - CENTRAL SUPPLY | MHHS-TMC |  | Sequential Compression Device |  | PSD1534 |  | TMC |  | TMC - MHTMC - CENTRAL SUPPLY | [5 empty] | CIRCULATORY ASSIST UNITS, PERIPHERAL COMPRESSION |  | SEQUENTIALCOMPRESSIONDEV-Kendall-700 Series | SEQUENTIALCOMPRESSIONDEV | 700 Series |  |  |  | Kendall | Sequential Compression Device |  | SEQUENTIALCOMPRESSIONDEV-Kendall-700 Series |  |  |  |  | Not Covered Vendor Only - Resp/Ster | MHHS-TMC
NO | NO |  |  |  | PSD1535 |  | CARDINAL HEALTH | KENDALL 700 |  | V1905184SX | TMC - MHTMC - CENTRAL SUPPLY | MHHS-TMC |  | Sequential Compression Device |  | PSD1535 |  | TMC |  | TMC - MHTMC - CENTRAL SUPPLY | [5 empty] | CIRCULATORY ASSIST UNITS, PERIPHERAL COMPRESSION |  | SEQUENTIALCOMPRESSIONDEV-Kendall-700 Series | SEQUENTIALCOMPRESSIONDEV | 700 Series |  |  |  | Kendall | Sequential Compression Device |  | SEQUENTIALCOMPRESSIONDEV-Kendall-700 Series |  |  |  |  | Not Covered Vendor Only - Resp/Ster | MHHS-TMC
NO | NO |  |  |  | PSD1536 |  | CARDINAL HEALTH | KENDALL 700 |  | V1905179SX | TMC - MHTMC - CENTRAL SUPPLY | MHHS-TMC |  | Sequential Compression Device |  | PSD1536 |  | TMC |  | TMC - MHTMC - CENTRAL SUPPLY | [5 empty] | CIRCULATORY ASSIST UNITS, PERIPHERAL COMPRESSION |  | SEQUENTIALCOMPRESSIONDEV-Kendall-700 Series | SEQUENTIALCOMPRESSIONDEV | 700 Series |  |  |  | Kendall | Sequential Compression Device |  | SEQUENTIALCOMPRESSIONDEV-Kendall-700 Series |  |  |  |  | Not Covered Vendor Only - Resp/Ster | MHHS-TMC
NO | NO |  |  |  | PSD1537 |  | CARDINAL HEALTH | KENDALL 700 |  | V1905167SX | TMC - MHTMC - CENTRAL SUPPLY | MHHS-TMC |  | Sequential Compression Device |  | PSD1537 |  | TMC |  | TMC - MHTMC - CENTRAL SUPPLY | [5 empty] | CIRCULATORY ASSIST UNITS, PERIPHERAL COMPRESSION |  | SEQUENTIALCOMPRESSIONDEV-Kendall-700 Series | SEQUENTIALCOMPRESSIONDEV | 700 Series |  |  |  | Kendall | Sequential Compression Device |  | SEQUENTIALCOMPRESSIONDEV-Kendall-700 Series |  |  |  |  | Not Covered Vendor Only - Resp/Ster | MHHS-TMC
NO | NO |  |  |  | PSD1538 |  | CARDINAL HEALTH | KENDALL 700 |  | V1905038SX | TMC - MHTMC - CENTRAL SUPPLY | MHHS-TMC |  | Sequential Compression Device |  | PSD1538 |  | TMC |  | TMC - MHTMC - CENTRAL SUPPLY | [5 empty] | CIRCULATORY ASSIST UNITS, PERIPHERAL COMPRESSION |  | SEQUENTIALCOMPRESSIONDEV-Kendall-700 Series | SEQUENTIALCOMPRESSIONDEV | 700 Series |  |  |  | Kendall | Sequential Compression Device |  | SEQUENTIALCOMPRESSIONDEV-Kendall-700 Series |  |  |  |  | Not Covered Vendor Only - Resp/Ster | MHHS-TMC
NO | NO |  |  |  | PSD1539 |  | CARDINAL HEALTH | KENDALL 700 |  | V1905153SX | TMC - MHTMC - CENTRAL SUPPLY | MHHS-TMC |  | Sequential Compression Device |  | PSD1539 |  | TMC |  | TMC - MHTMC - CENTRAL SUPPLY | [5 empty] | CIRCULATORY ASSIST UNITS, PERIPHERAL COMPRESSION |  | SEQUENTIALCOMPRESSIONDEV-Kendall-700 Series | SEQUENTIALCOMPRESSIONDEV | 700 Series |  |  |  | Kendall | Sequential Compression Device |  | SEQUENTIALCOMPRESSIONDEV-Kendall-700 Series |  |  |  |  | Not Covered Vendor Only - Resp/Ster | MHHS-TMC
NO | NO |  |  |  | PSD1540 |  | CARDINAL HEALTH | KENDALL 700 |  | V1905077SX | TMC - MHTMC - CENTRAL SUPPLY | MHHS-TMC |  | Sequential Compression Device |  | PSD1540 |  | TMC |  | TMC - MHTMC - CENTRAL SUPPLY | [5 empty] | CIRCULATORY ASSIST UNITS, PERIPHERAL COMPRESSION |  | SEQUENTIALCOMPRESSIONDEV-Kendall-700 Series | SEQUENTIALCOMPRESSIONDEV | 700 Series |  |  |  | Kendall | Sequential Compression Device |  | SEQUENTIALCOMPRESSIONDEV-Kendall-700 Series |  |  |  |  | Not Covered Vendor Only - Resp/Ster | MHHS-TMC
NO | NO |  |  |  | PSD1541 |  | CARDINAL HEALTH | KENDALL 700 |  | V1905099SX | TMC - MHTMC - CENTRAL SUPPLY | MHHS-TMC |  | Sequential Compression Device |  | PSD1541 |  | TMC |  | TMC - MHTMC - CENTRAL SUPPLY | [5 empty] | CIRCULATORY ASSIST UNITS, PERIPHERAL COMPRESSION |  | SEQUENTIALCOMPRESSIONDEV-Kendall-700 Series | SEQUENTIALCOMPRESSIONDEV | 700 Series |  |  |  | Kendall | Sequential Compression Device |  | SEQUENTIALCOMPRESSIONDEV-Kendall-700 Series |  |  |  |  | Not Covered Vendor Only - Resp/Ster | MHHS-TMC
NO | NO |  |  |  | PSD1542 |  | CARDINAL HEALTH | KENDALL 700 |  | V1905138SX | TMC - MHTMC - CENTRAL SUPPLY | MHHS-TMC |  | Sequential Compression Device |  | PSD1542 |  | TMC |  | TMC - MHTMC - CENTRAL SUPPLY | [5 empty] | CIRCULATORY ASSIST UNITS, PERIPHERAL COMPRESSION |  | SEQUENTIALCOMPRESSIONDEV-Kendall-700 Series | SEQUENTIALCOMPRESSIONDEV | 700 Series |  |  |  | Kendall | Sequential Compression Device |  | SEQUENTIALCOMPRESSIONDEV-Kendall-700 Series |  |  |  |  | Not Covered Vendor Only - Resp/Ster | MHHS-TMC
NO | NO |  |  |  | PSD1543 |  | CARDINAL HEALTH | KENDALL 700 |  | V1905088SX | TMC - MHTMC - CENTRAL SUPPLY | MHHS-TMC |  | Sequential Compression Device |  | PSD1543 |  | TMC |  | TMC - MHTMC - CENTRAL SUPPLY | [5 empty] | CIRCULATORY ASSIST UNITS, PERIPHERAL COMPRESSION |  | SEQUENTIALCOMPRESSIONDEV-Kendall-700 Series | SEQUENTIALCOMPRESSIONDEV | 700 Series |  |  |  | Kendall | Sequential Compression Device |  | SEQUENTIALCOMPRESSIONDEV-Kendall-700 Series |  |  |  |  | Not Covered Vendor Only - Resp/Ster | MHHS-TMC
NO | NO |  |  |  | PSD1544 |  | CARDINAL HEALTH | KENDALL 700 |  | V1905072SX | TMC - MHTMC - CENTRAL SUPPLY | MHHS-TMC |  | Sequential Compression Device |  | PSD1544 |  | TMC |  | TMC - MHTMC - CENTRAL SUPPLY | [5 empty] | CIRCULATORY ASSIST UNITS, PERIPHERAL COMPRESSION |  | SEQUENTIALCOMPRESSIONDEV-Kendall-700 Series | SEQUENTIALCOMPRESSIONDEV | 700 Series |  |  |  | Kendall | Sequential Compression Device |  | SEQUENTIALCOMPRESSIONDEV-Kendall-700 Series |  |  |  |  | Not Covered Vendor Only - Resp/Ster | MHHS-TMC
NO | NO |  |  |  | PSD1545 |  | CARDINAL HEALTH | KENDALL 700 |  | V1905034SX | TMC - MHTMC - CENTRAL SUPPLY | MHHS-TMC |  | Sequential Compression Device |  | PSD1545 |  | TMC |  | TMC - MHTMC - CENTRAL SUPPLY | [5 empty] | CIRCULATORY ASSIST UNITS, PERIPHERAL COMPRESSION |  | SEQUENTIALCOMPRESSIONDEV-Kendall-700 Series | SEQUENTIALCOMPRESSIONDEV | 700 Series |  |  |  | Kendall | Sequential Compression Device |  | SEQUENTIALCOMPRESSIONDEV-Kendall-700 Series |  |  |  |  | Not Covered Vendor Only - Resp/Ster | MHHS-TMC
NO | NO |  |  |  | PSD1546 |  | CARDINAL HEALTH | KENDALL 700 |  | V1905085SX | TMC - MHTMC - CENTRAL SUPPLY | MHHS-TMC |  | Sequential Compression Device |  | PSD1546 |  | TMC |  | TMC - MHTMC - CENTRAL SUPPLY | [5 empty] | CIRCULATORY ASSIST UNITS, PERIPHERAL COMPRESSION |  | SEQUENTIALCOMPRESSIONDEV-Kendall-700 Series | SEQUENTIALCOMPRESSIONDEV | 700 Series |  |  |  | Kendall | Sequential Compression Device |  | SEQUENTIALCOMPRESSIONDEV-Kendall-700 Series |  |  |  |  | Not Covered Vendor Only - Resp/Ster | MHHS-TMC
NO | NO |  |  |  | PSD1547 |  | CARDINAL HEALTH | KENDALL 700 |  | V1905039SX | TMC - MHTMC - CENTRAL SUPPLY | MHHS-TMC |  | Sequential Compression Device |  | PSD1547 |  | TMC |  | TMC - MHTMC - CENTRAL SUPPLY | [5 empty] | CIRCULATORY ASSIST UNITS, PERIPHERAL COMPRESSION |  | SEQUENTIALCOMPRESSIONDEV-Kendall-700 Series | SEQUENTIALCOMPRESSIONDEV | 700 Series |  |  |  | Kendall | Sequential Compression Device |  | SEQUENTIALCOMPRESSIONDEV-Kendall-700 Series |  |  |  |  | Not Covered Vendor Only - Resp/Ster | MHHS-TMC
NO | NO |  |  |  | PSD1548 |  | CARDINAL HEALTH | KENDALL 700 |  | V1905095SX | TMC - MHTMC - CENTRAL SUPPLY | MHHS-TMC |  | Sequential Compression Device |  | PSD1548 |  | TMC |  | TMC - MHTMC - CENTRAL SUPPLY | [5 empty] | CIRCULATORY ASSIST UNITS, PERIPHERAL COMPRESSION |  | SEQUENTIALCOMPRESSIONDEV-Kendall-700 Series | SEQUENTIALCOMPRESSIONDEV | 700 Series |  |  |  | Kendall | Sequential Compression Device |  | SEQUENTIALCOMPRESSIONDEV-Kendall-700 Series |  |  |  |  | Not Covered Vendor Only - Resp/Ster | MHHS-TMC
NO | NO |  |  |  | PSD1549 |  | CARDINAL HEALTH | KENDALL 700 |  | V1905067SX | TMC - MHTMC - CENTRAL SUPPLY | MHHS-TMC |  | Sequential Compression Device |  | PSD1549 |  | TMC |  | TMC - MHTMC - CENTRAL SUPPLY | [5 empty] | CIRCULATORY ASSIST UNITS, PERIPHERAL COMPRESSION |  | SEQUENTIALCOMPRESSIONDEV-Kendall-700 Series | SEQUENTIALCOMPRESSIONDEV | 700 Series |  |  |  | Kendall | Sequential Compression Device |  | SEQUENTIALCOMPRESSIONDEV-Kendall-700 Series |  |  |  |  | Covered PM Repair - Respiratory/Steriliz | MHHS-TMC
NO | NO |  |  |  | PSD1550 |  | CARDINAL HEALTH | KENDALL 700 |  | V1905114SX | TMC - MHTMC - CENTRAL SUPPLY | MHHS-TMC |  | Sequential Compression Device |  | PSD1550 |  | TMC |  | TMC - MHTMC - CENTRAL SUPPLY | [5 empty] | CIRCULATORY ASSIST UNITS, PERIPHERAL COMPRESSION |  | SEQUENTIALCOMPRESSIONDEV-Kendall-700 Series | SEQUENTIALCOMPRESSIONDEV | 700 Series |  |  |  | Kendall | Sequential Compression Device |  | SEQUENTIALCOMPRESSIONDEV-Kendall-700 Series |  |  |  |  | Not Covered Vendor Only - Resp/Ster | MHHS-TMC
NO | NO |  |  |  | PSD1551 |  | CARDINAL HEALTH | KENDALL 700 |  | V1905079SX | TMC - MHTMC - CENTRAL SUPPLY | MHHS-TMC |  | Sequential Compression Device |  | PSD1551 |  | TMC |  | TMC - MHTMC - CENTRAL SUPPLY | [5 empty] | CIRCULATORY ASSIST UNITS, PERIPHERAL COMPRESSION |  | SEQUENTIALCOMPRESSIONDEV-Kendall-700 Series | SEQUENTIALCOMPRESSIONDEV | 700 Series |  |  |  | Kendall | Sequential Compression Device |  | SEQUENTIALCOMPRESSIONDEV-Kendall-700 Series |  |  |  |  | Not Covered Vendor Only - Resp/Ster | MHHS-TMC
NO | NO |  |  |  | PSD1552 |  | CARDINAL HEALTH | KENDALL 700 |  | V1905078SX | TMC - MHTMC - CENTRAL SUPPLY | MHHS-TMC |  | Sequential Compression Device |  | PSD1552 |  | TMC |  | TMC - MHTMC - CENTRAL SUPPLY | [5 empty] | CIRCULATORY ASSIST UNITS, PERIPHERAL COMPRESSION |  | SEQUENTIALCOMPRESSIONDEV-Kendall-700 Series | SEQUENTIALCOMPRESSIONDEV | 700 Series |  |  |  | Kendall | Sequential Compression Device |  | SEQUENTIALCOMPRESSIONDEV-Kendall-700 Series |  |  |  |  | Not Covered Vendor Only - Resp/Ster | MHHS-TMC
NO | NO |  |  |  | PSD1554 |  | CARDINAL HEALTH | KENDALL 700 |  | V1904281SX | TMC - MHTMC - CENTRAL SUPPLY | MHHS-TMC |  | Sequential Compression Device |  | PSD1554 |  | TMC |  | TMC - MHTMC - CENTRAL SUPPLY | [5 empty] | CIRCULATORY ASSIST UNITS, PERIPHERAL COMPRESSION |  | SEQUENTIALCOMPRESSIONDEV-Kendall-700 Series | SEQUENTIALCOMPRESSIONDEV | 700 Series |  |  |  | Kendall | Sequential Compression Device |  | SEQUENTIALCOMPRESSIONDEV-Kendall-700 Series |  |  |  |  | Covered PM Repair Labor Only - Biomedica | MHHS-TMC
NO | NO |  |  |  | PSD1555 |  | CARDINAL HEALTH | KENDALL 700 |  | V1904336SX | TMC - MHTMC - CENTRAL SUPPLY | MHHS-TMC |  | Sequential Compression Device |  | PSD1555 |  | TMC |  | TMC - MHTMC - CENTRAL SUPPLY | [5 empty] | CIRCULATORY ASSIST UNITS, PERIPHERAL COMPRESSION |  | SEQUENTIALCOMPRESSIONDEV-Kendall-700 Series | SEQUENTIALCOMPRESSIONDEV | 700 Series |  |  |  | Kendall | Sequential Compression Device |  | SEQUENTIALCOMPRESSIONDEV-Kendall-700 Series |  |  |  |  | Covered PM Repair Labor Only - Biomedica | MHHS-TMC
NO | NO |  |  |  | PSD1557 |  | CARDINAL HEALTH | KENDALL 700 |  | V1904555SX | TMC - MHTMC - CENTRAL SUPPLY | MHHS-TMC |  | Sequential Compression Device |  | PSD1557 |  | TMC |  | TMC - MHTMC - CENTRAL SUPPLY | [5 empty] | CIRCULATORY ASSIST UNITS, PERIPHERAL COMPRESSION |  | SEQUENTIALCOMPRESSIONDEV-Kendall-700 Series | SEQUENTIALCOMPRESSIONDEV | 700 Series |  |  |  | Kendall | Sequential Compression Device |  | SEQUENTIALCOMPRESSIONDEV-Kendall-700 Series |  |  |  |  | Covered PM Repair Labor Only - Biomedica | MHHS-TMC
NO | NO |  |  |  | PSD1558 |  | CARDINAL HEALTH | KENDALL 700 |  | V1904542SX | TMC - MHTMC - CENTRAL SUPPLY | MHHS-TMC |  | Sequential Compression Device |  | PSD1558 |  | TMC |  | TMC - MHTMC - CENTRAL SUPPLY | [5 empty] | CIRCULATORY ASSIST UNITS, PERIPHERAL COMPRESSION |  | SEQUENTIALCOMPRESSIONDEV-Kendall-700 Series | SEQUENTIALCOMPRESSIONDEV | 700 Series |  |  |  | Kendall | Sequential Compression Device |  | SEQUENTIALCOMPRESSIONDEV-Kendall-700 Series |  |  |  |  | Covered PM Repair Labor Only - Biomedica | MHHS-TMC
NO | NO |  |  |  | PSD1559 |  | CARDINAL HEALTH | KENDALL 700 |  | V1904578SX | TMC - MHTMC - CENTRAL SUPPLY | MHHS-TMC |  | Sequential Compression Device |  | PSD1559 |  | TMC |  | TMC - MHTMC - CENTRAL SUPPLY | [5 empty] | CIRCULATORY ASSIST UNITS, PERIPHERAL COMPRESSION |  | SEQUENTIALCOMPRESSIONDEV-Kendall-700 Series | SEQUENTIALCOMPRESSIONDEV | 700 Series |  |  |  | Kendall | Sequential Compression Device |  | SEQUENTIALCOMPRESSIONDEV-Kendall-700 Series |  |  |  |  | Covered PM Repair Labor Only - Biomedica | MHHS-TMC
NO | NO |  |  |  | PSD1560 |  | CARDINAL HEALTH | KENDALL 700 |  | V1904608SX | TMC - MHTMC - CENTRAL SUPPLY | MHHS-TMC |  | Sequential Compression Device |  | PSD1560 |  | TMC |  | TMC - MHTMC - CENTRAL SUPPLY | [5 empty] | CIRCULATORY ASSIST UNITS, PERIPHERAL COMPRESSION |  | SEQUENTIALCOMPRESSIONDEV-Kendall-700 Series | SEQUENTIALCOMPRESSIONDEV | 700 Series |  |  |  | Kendall | Sequential Compression Device |  | SEQUENTIALCOMPRESSIONDEV-Kendall-700 Series |  |  |  |  | Covered PM Repair Labor Only - Biomedica | MHHS-TMC
NO | NO |  |  |  | PSD1562 |  | CARDINAL HEALTH | KENDALL 700 |  | V1904620SX | TMC - MHTMC - CENTRAL SUPPLY | MHHS-TMC |  | Sequential Compression Device |  | PSD1562 |  | TMC |  | TMC - MHTMC - CENTRAL SUPPLY | [5 empty] | CIRCULATORY ASSIST UNITS, PERIPHERAL COMPRESSION |  | SEQUENTIALCOMPRESSIONDEV-Kendall-700 Series | SEQUENTIALCOMPRESSIONDEV | 700 Series |  |  |  | Kendall | Sequential Compression Device |  | SEQUENTIALCOMPRESSIONDEV-Kendall-700 Series |  |  |  |  | Covered PM Repair Labor Only - Biomedica | MHHS-TMC
NO | NO |  |  |  | PSD1563 |  | CARDINAL HEALTH | KENDALL 700 |  | V1904603SX | TMC - MHTMC - CENTRAL SUPPLY | MHHS-TMC |  | Sequential Compression Device |  | PSD1563 |  | TMC |  | TMC - MHTMC - CENTRAL SUPPLY | [5 empty] | CIRCULATORY ASSIST UNITS, PERIPHERAL COMPRESSION |  | SEQUENTIALCOMPRESSIONDEV-Kendall-700 Series | SEQUENTIALCOMPRESSIONDEV | 700 Series |  |  |  | Kendall | Sequential Compression Device |  | SEQUENTIALCOMPRESSIONDEV-Kendall-700 Series |  |  |  |  | Covered PM Repair Labor Only - Biomedica | MHHS-TMC
NO | NO |  |  |  | PSD1564 |  | CARDINAL HEALTH | KENDALL 700 |  | V1904624SX | TMC - MHTMC - CENTRAL SUPPLY | MHHS-TMC |  | Sequential Compression Device |  | PSD1564 |  | TMC |  | TMC - MHTMC - CENTRAL SUPPLY | [5 empty] | CIRCULATORY ASSIST UNITS, PERIPHERAL COMPRESSION |  | SEQUENTIALCOMPRESSIONDEV-Kendall-700 Series | SEQUENTIALCOMPRESSIONDEV | 700 Series |  |  |  | Kendall | Sequential Compression Device |  | SEQUENTIALCOMPRESSIONDEV-Kendall-700 Series |  |  |  |  | Covered PM Repair Labor Only - Biomedica | MHHS-TMC
NO | NO |  |  |  | PSD1566 |  | CARDINAL HEALTH | KENDALL 700 |  | V1904568SX | TMC - MHTMC - CENTRAL SUPPLY | MHHS-TMC |  | Sequential Compression Device |  | PSD1566 |  | TMC |  | TMC - MHTMC - CENTRAL SUPPLY | [5 empty] | CIRCULATORY ASSIST UNITS, PERIPHERAL COMPRESSION |  | SEQUENTIALCOMPRESSIONDEV-Kendall-700 Series | SEQUENTIALCOMPRESSIONDEV | 700 Series |  |  |  | Kendall | Sequential Compression Device |  | SEQUENTIALCOMPRESSIONDEV-Kendall-700 Series |  |  |  |  | Covered PM Repair Labor Only - Biomedica | MHHS-TMC
NO | NO |  |  |  | PSD1567 |  | CARDINAL HEALTH | KENDALL 700 |  | V1904628SX | TMC - MHTMC - CENTRAL SUPPLY | MHHS-TMC |  | Sequential Compression Device |  | PSD1567 |  | TMC |  | TMC - MHTMC - CENTRAL SUPPLY | [5 empty] | CIRCULATORY ASSIST UNITS, PERIPHERAL COMPRESSION |  | SEQUENTIALCOMPRESSIONDEV-Kendall-700 Series | SEQUENTIALCOMPRESSIONDEV | 700 Series |  |  |  | Kendall | Sequential Compression Device |  | SEQUENTIALCOMPRESSIONDEV-Kendall-700 Series |  |  |  |  | Covered PM Repair Labor Only - Biomedica | MHHS-TMC
NO | NO |  |  |  | PSD1568 |  | CARDINAL HEALTH | KENDALL 700 |  | V1904622SX | TMC - MHTMC - CENTRAL SUPPLY | MHHS-TMC |  | Sequential Compression Device |  | PSD1568 |  | TMC |  | TMC - MHTMC - CENTRAL SUPPLY | [5 empty] | CIRCULATORY ASSIST UNITS, PERIPHERAL COMPRESSION |  | SEQUENTIALCOMPRESSIONDEV-Kendall-700 Series | SEQUENTIALCOMPRESSIONDEV | 700 Series |  |  |  | Kendall | Sequential Compression Device |  | SEQUENTIALCOMPRESSIONDEV-Kendall-700 Series |  |  |  |  | Covered PM Repair Labor Only - Biomedica | MHHS-TMC
NO | NO |  |  |  | PSD1569 |  | CARDINAL HEALTH | KENDALL 700 |  | V1904267SX | TMC - MHTMC - CENTRAL SUPPLY | MHHS-TMC |  | Sequential Compression Device |  | PSD1569 |  | TMC |  | TMC - MHTMC - CENTRAL SUPPLY | [5 empty] | CIRCULATORY ASSIST UNITS, PERIPHERAL COMPRESSION |  | SEQUENTIALCOMPRESSIONDEV-Kendall-700 Series | SEQUENTIALCOMPRESSIONDEV | 700 Series |  |  |  | Kendall | Sequential Compression Device |  | SEQUENTIALCOMPRESSIONDEV-Kendall-700 Series |  |  |  |  | Covered PM Repair Labor Only - Biomedica | MHHS-TMC
NO | NO |  |  |  | PSD1570 |  | CARDINAL HEALTH | KENDALL 700 |  | V1904268SX | TMC - MHTMC - CENTRAL SUPPLY | MHHS-TMC |  | Sequential Compression Device |  | PSD1570 |  | TMC |  | TMC - MHTMC - CENTRAL SUPPLY | [5 empty] | CIRCULATORY ASSIST UNITS, PERIPHERAL COMPRESSION |  | SEQUENTIALCOMPRESSIONDEV-Kendall-700 Series | SEQUENTIALCOMPRESSIONDEV | 700 Series |  |  |  | Kendall | Sequential Compression Device |  | SEQUENTIALCOMPRESSIONDEV-Kendall-700 Series |  |  |  |  | Covered PM Repair Labor Only - Biomedica | MHHS-TMC
NO | NO |  |  |  | PSD1571 |  | CARDINAL HEALTH | KENDALL 700 |  | V1904296SX | TMC - MHTMC - CENTRAL SUPPLY | MHHS-TMC |  | Sequential Compression Device |  | PSD1571 |  | TMC |  | TMC - MHTMC - CENTRAL SUPPLY | [5 empty] | CIRCULATORY ASSIST UNITS, PERIPHERAL COMPRESSION |  | SEQUENTIALCOMPRESSIONDEV-Kendall-700 Series | SEQUENTIALCOMPRESSIONDEV | 700 Series |  |  |  | Kendall | Sequential Compression Device |  | SEQUENTIALCOMPRESSIONDEV-Kendall-700 Series |  |  |  |  | Covered PM Repair Labor Only - Biomedica | MHHS-TMC
NO | NO |  |  |  | PSD1572 |  | CARDINAL HEALTH | KENDALL 700 |  | V1905183SX | TMC - MHTMC - CENTRAL SUPPLY | MHHS-TMC |  | Sequential Compression Device |  | PSD1572 |  | TMC |  | TMC - MHTMC - CENTRAL SUPPLY | [5 empty] | CIRCULATORY ASSIST UNITS, PERIPHERAL COMPRESSION |  | SEQUENTIALCOMPRESSIONDEV-Kendall-700 Series | SEQUENTIALCOMPRESSIONDEV | 700 Series |  |  |  | Kendall | Sequential Compression Device |  | SEQUENTIALCOMPRESSIONDEV-Kendall-700 Series |  |  |  |  | Covered PM Repair Labor Only - Biomedica | MHHS-TMC
NO | NO |  |  |  | PSD1574 |  | CARDINAL HEALTH | KENDALL 700 |  | V1904326SX | TMC - MHTMC - CENTRAL SUPPLY | MHHS-TMC |  | Sequential Compression Device |  | PSD1574 |  | TMC |  | TMC - MHTMC - CENTRAL SUPPLY | [5 empty] | CIRCULATORY ASSIST UNITS, PERIPHERAL COMPRESSION |  | SEQUENTIALCOMPRESSIONDEV-Kendall-700 Series | SEQUENTIALCOMPRESSIONDEV | 700 Series |  |  |  | Kendall | Sequential Compression Device |  | SEQUENTIALCOMPRESSIONDEV-Kendall-700 Series |  |  |  |  | Covered PM Repair Labor Only - Biomedica | MHHS-TMC
NO | NO |  |  |  | PSD1576 |  | CARDINAL HEALTH | KENDALL 700 |  | V1904271SX | TMC - MHTMC - CENTRAL SUPPLY | MHHS-TMC |  | Sequential Compression Device |  | PSD1576 |  | TMC |  | TMC - MHTMC - CENTRAL SUPPLY | [5 empty] | CIRCULATORY ASSIST UNITS, PERIPHERAL COMPRESSION |  | SEQUENTIALCOMPRESSIONDEV-Kendall-700 Series | SEQUENTIALCOMPRESSIONDEV | 700 Series |  |  |  | Kendall | Sequential Compression Device |  | SEQUENTIALCOMPRESSIONDEV-Kendall-700 Series |  |  |  |  | Covered PM Repair Labor Only - Biomedica | MHHS-TMC
NO | NO |  |  |  | PSD1579 |  | CARDINAL HEALTH | KENDALL 700 |  | V1904264SX | TMC - MHTMC - CENTRAL SUPPLY | MHHS-TMC |  | Sequential Compression Device |  | PSD1579 |  | TMC |  | TMC - MHTMC - CENTRAL SUPPLY | [5 empty] | CIRCULATORY ASSIST UNITS, PERIPHERAL COMPRESSION |  | SEQUENTIALCOMPRESSIONDEV-Kendall-700 Series | SEQUENTIALCOMPRESSIONDEV | 700 Series |  |  |  | Kendall | Sequential Compression Device |  | SEQUENTIALCOMPRESSIONDEV-Kendall-700 Series |  |  |  |  | Covered PM Repair Labor Only - Biomedica | MHHS-TMC
NO | NO |  |  |  | PSD1582 |  | CARDINAL HEALTH | KENDALL 700 |  | V1904615SX | TMC - MHTMC - CENTRAL SUPPLY | MHHS-TMC |  | Sequential Compression Device |  | PSD1582 |  | TMC |  | TMC - MHTMC - CENTRAL SUPPLY | [5 empty] | CIRCULATORY ASSIST UNITS, PERIPHERAL COMPRESSION |  | SEQUENTIALCOMPRESSIONDEV-Kendall-700 Series | SEQUENTIALCOMPRESSIONDEV | 700 Series |  |  |  | Kendall | Sequential Compression Device |  | SEQUENTIALCOMPRESSIONDEV-Kendall-700 Series |  |  |  |  | Covered PM Repair Labor Only - Biomedica | MHHS-TMC
NO | NO |  |  |  | PSD1583 |  | CARDINAL HEALTH | KENDALL 700 |  | V1904571SX | TMC - MHTMC - CENTRAL SUPPLY | MHHS-TMC |  | Sequential Compression Device |  | PSD1583 |  | TMC |  | TMC - MHTMC - CENTRAL SUPPLY | [5 empty] | CIRCULATORY ASSIST UNITS, PERIPHERAL COMPRESSION |  | SEQUENTIALCOMPRESSIONDEV-Kendall-700 Series | SEQUENTIALCOMPRESSIONDEV | 700 Series |  |  |  | Kendall | Sequential Compression Device |  | SEQUENTIALCOMPRESSIONDEV-Kendall-700 Series |  |  |  |  | Covered PM Repair Labor Only - Biomedica | MHHS-TMC
NO | NO |  |  |  | PSD1584 |  | CARDINAL HEALTH | KENDALL 700 |  | V1904315SX | TMC - MHTMC - CENTRAL SUPPLY | MHHS-TMC |  | Sequential Compression Device |  | PSD1584 |  | TMC |  | TMC - MHTMC - CENTRAL SUPPLY | [5 empty] | CIRCULATORY ASSIST UNITS, PERIPHERAL COMPRESSION |  | SEQUENTIALCOMPRESSIONDEV-Kendall-700 Series | SEQUENTIALCOMPRESSIONDEV | 700 Series |  |  |  | Kendall | Sequential Compression Device |  | SEQUENTIALCOMPRESSIONDEV-Kendall-700 Series |  |  |  |  | Covered PM Repair Labor Only - Biomedica | MHHS-TMC
NO | NO |  |  |  | PSD1586 |  | CARDINAL HEALTH | KENDALL 700 |  | V1904304SX | TMC - MHTMC - CENTRAL SUPPLY | MHHS-TMC |  | Sequential Compression Device |  | PSD1586 |  | TMC |  | TMC - MHTMC - CENTRAL SUPPLY | [5 empty] | CIRCULATORY ASSIST UNITS, PERIPHERAL COMPRESSION |  | SEQUENTIALCOMPRESSIONDEV-Kendall-700 Series | SEQUENTIALCOMPRESSIONDEV | 700 Series |  |  |  | Kendall | Sequential Compression Device |  | SEQUENTIALCOMPRESSIONDEV-Kendall-700 Series |  |  |  |  | Covered PM Repair Labor Only - Biomedica | MHHS-TMC
NO | NO |  |  |  | PSD1587 |  | CARDINAL HEALTH | KENDALL 700 |  | V1904322SX | TMC - MHTMC - CENTRAL SUPPLY | MHHS-TMC |  | Sequential Compression Device |  | PSD1587 |  | TMC |  | TMC - MHTMC - CENTRAL SUPPLY | [5 empty] | CIRCULATORY ASSIST UNITS, PERIPHERAL COMPRESSION |  | SEQUENTIALCOMPRESSIONDEV-Kendall-700 Series | SEQUENTIALCOMPRESSIONDEV | 700 Series |  |  |  | Kendall | Sequential Compression Device |  | SEQUENTIALCOMPRESSIONDEV-Kendall-700 Series |  |  |  |  | Covered PM Repair Labor Only - Biomedica | MHHS-TMC
NO | NO |  |  |  | PSD1588 |  | CARDINAL HEALTH | KENDALL 700 |  | V1904313SX | TMC - MHTMC - CENTRAL SUPPLY | MHHS-TMC |  | Sequential Compression Device |  | PSD1588 |  | TMC |  | TMC - MHTMC - CENTRAL SUPPLY | [5 empty] | CIRCULATORY ASSIST UNITS, PERIPHERAL COMPRESSION |  | SEQUENTIALCOMPRESSIONDEV-Kendall-700 Series | SEQUENTIALCOMPRESSIONDEV | 700 Series |  |  |  | Kendall | Sequential Compression Device |  | SEQUENTIALCOMPRESSIONDEV-Kendall-700 Series |  |  |  |  | Covered PM Repair Labor Only - Biomedica | MHHS-TMC
NO | NO |  |  |  | PSD1589 |  | CARDINAL HEALTH | KENDALL 700 |  | V1904337SX | TMC - MHTMC - CENTRAL SUPPLY | MHHS-TMC |  | Sequential Compression Device |  | PSD1589 |  | TMC |  | TMC - MHTMC - CENTRAL SUPPLY | [5 empty] | CIRCULATORY ASSIST UNITS, PERIPHERAL COMPRESSION |  | SEQUENTIALCOMPRESSIONDEV-Kendall-700 Series | SEQUENTIALCOMPRESSIONDEV | 700 Series |  |  |  | Kendall | Sequential Compression Device |  | SEQUENTIALCOMPRESSIONDEV-Kendall-700 Series |  |  |  |  | Covered PM Repair Labor Only - Biomedica | MHHS-TMC
NO | NO |  |  |  | PSD1590 |  | CARDINAL HEALTH | KENDALL 700 |  | V1904301SX | TMC - MHTMC - CENTRAL SUPPLY | MHHS-TMC |  | Sequential Compression Device |  | PSD1590 |  | TMC |  | TMC - MHTMC - CENTRAL SUPPLY | [5 empty] | CIRCULATORY ASSIST UNITS, PERIPHERAL COMPRESSION |  | SEQUENTIALCOMPRESSIONDEV-Kendall-700 Series | SEQUENTIALCOMPRESSIONDEV | 700 Series |  |  |  | Kendall | Sequential Compression Device |  | SEQUENTIALCOMPRESSIONDEV-Kendall-700 Series |  |  |  |  | Covered PM Repair Labor Only - Biomedica | MHHS-TMC
NO | NO |  |  |  | PSD1591 |  | CARDINAL HEALTH | KENDALL 700 |  | V1904317SX | TMC - MHTMC - CENTRAL SUPPLY | MHHS-TMC |  | Sequential Compression Device |  | PSD1591 |  | TMC |  | TMC - MHTMC - CENTRAL SUPPLY | [5 empty] | CIRCULATORY ASSIST UNITS, PERIPHERAL COMPRESSION |  | SEQUENTIALCOMPRESSIONDEV-Kendall-700 Series | SEQUENTIALCOMPRESSIONDEV | 700 Series |  |  |  | Kendall | Sequential Compression Device |  | SEQUENTIALCOMPRESSIONDEV-Kendall-700 Series |  |  |  |  | Covered PM Repair Labor Only - Biomedica | MHHS-TMC
NO | NO |  |  |  | PSD1592 |  | CARDINAL HEALTH | KENDALL 700 |  | V1904306SX | TMC - MHTMC - CENTRAL SUPPLY | MHHS-TMC |  | Sequential Compression Device |  | PSD1592 |  | TMC |  | TMC - MHTMC - CENTRAL SUPPLY | [5 empty] | CIRCULATORY ASSIST UNITS, PERIPHERAL COMPRESSION |  | SEQUENTIALCOMPRESSIONDEV-Kendall-700 Series | SEQUENTIALCOMPRESSIONDEV | 700 Series |  |  |  | Kendall | Sequential Compression Device |  | SEQUENTIALCOMPRESSIONDEV-Kendall-700 Series |  |  |  |  | Covered PM Repair Labor Only - Biomedica | MHHS-TMC
NO | NO |  |  |  | PSD1594 |  | CARDINAL HEALTH | KENDALL 700 |  | V1904325SX | TMC - MHTMC - CENTRAL SUPPLY | MHHS-TMC |  | Sequential Compression Device |  | PSD1594 |  | TMC |  | TMC - MHTMC - CENTRAL SUPPLY | [5 empty] | CIRCULATORY ASSIST UNITS, PERIPHERAL COMPRESSION |  | SEQUENTIALCOMPRESSIONDEV-Kendall-700 Series | SEQUENTIALCOMPRESSIONDEV | 700 Series |  |  |  | Kendall | Sequential Compression Device |  | SEQUENTIALCOMPRESSIONDEV-Kendall-700 Series |  |  |  |  | Covered PM Repair Labor Only - Biomedica | MHHS-TMC
NO | NO |  |  |  | PSD1595 |  | CARDINAL HEALTH | KENDALL 700 |  | V1904334SX | TMC - MHTMC - CENTRAL SUPPLY | MHHS-TMC |  | Sequential Compression Device |  | PSD1595 |  | TMC |  | TMC - MHTMC - CENTRAL SUPPLY | [5 empty] | CIRCULATORY ASSIST UNITS, PERIPHERAL COMPRESSION |  | SEQUENTIALCOMPRESSIONDEV-Kendall-700 Series | SEQUENTIALCOMPRESSIONDEV | 700 Series |  |  |  | Kendall | Sequential Compression Device |  | SEQUENTIALCOMPRESSIONDEV-Kendall-700 Series |  |  |  |  | Covered PM Repair Labor Only - Biomedica | MHHS-TMC
NO | NO |  |  |  | PSD1596 |  | CARDINAL HEALTH | KENDALL 700 |  | V1904321SX | TMC - MHTMC - CENTRAL SUPPLY | MHHS-TMC |  | Sequential Compression Device |  | PSD1596 |  | TMC |  | TMC - MHTMC - CENTRAL SUPPLY | [5 empty] | CIRCULATORY ASSIST UNITS, PERIPHERAL COMPRESSION |  | SEQUENTIALCOMPRESSIONDEV-Kendall-700 Series | SEQUENTIALCOMPRESSIONDEV | 700 Series |  |  |  | Kendall | Sequential Compression Device |  | SEQUENTIALCOMPRESSIONDEV-Kendall-700 Series |  |  |  |  | Covered PM Repair Labor Only - Biomedica | MHHS-TMC
NO | NO |  |  |  | PSD1597 |  | CARDINAL HEALTH | KENDALL 700 |  | V1904333SX | TMC - MHTMC - CENTRAL SUPPLY | MHHS-TMC |  | Sequential Compression Device |  | PSD1597 |  | TMC |  | TMC - MHTMC - CENTRAL SUPPLY | [5 empty] | CIRCULATORY ASSIST UNITS, PERIPHERAL COMPRESSION |  | SEQUENTIALCOMPRESSIONDEV-Kendall-700 Series | SEQUENTIALCOMPRESSIONDEV | 700 Series |  |  |  | Kendall | Sequential Compression Device |  | SEQUENTIALCOMPRESSIONDEV-Kendall-700 Series |  |  |  |  | Covered PM Repair Labor Only - Biomedica | MHHS-TMC
NO | NO |  |  |  | PSD1599 |  | CARDINAL HEALTH | KENDALL 700 |  | V1904330SX | TMC - MHTMC - CENTRAL SUPPLY | MHHS-TMC |  | Sequential Compression Device |  | PSD1599 |  | TMC |  | TMC - MHTMC - CENTRAL SUPPLY | [5 empty] | CIRCULATORY ASSIST UNITS, PERIPHERAL COMPRESSION |  | SEQUENTIALCOMPRESSIONDEV-Kendall-700 Series | SEQUENTIALCOMPRESSIONDEV | 700 Series |  |  |  | Kendall | Sequential Compression Device |  | SEQUENTIALCOMPRESSIONDEV-Kendall-700 Series |  |  |  |  | Covered PM Repair Labor Only - Biomedica | MHHS-TMC
NO | NO |  |  |  | PSD1601 |  | CARDINAL HEALTH | KENDALL 700 |  | V1904331SX | TMC - MHTMC - CENTRAL SUPPLY | MHHS-TMC |  | Sequential Compression Device |  | PSD1601 |  | TMC |  | TMC - MHTMC - CENTRAL SUPPLY | [5 empty] | CIRCULATORY ASSIST UNITS, PERIPHERAL COMPRESSION |  | SEQUENTIALCOMPRESSIONDEV-Kendall-700 Series | SEQUENTIALCOMPRESSIONDEV | 700 Series |  |  |  | Kendall | Sequential Compression Device |  | SEQUENTIALCOMPRESSIONDEV-Kendall-700 Series |  |  |  |  | Covered PM Repair Labor Only - Biomedica | MHHS-TMC
NO | NO |  |  |  | PSD1603 |  | CARDINAL HEALTH | KENDALL 700 |  | V1904332SX | TMC - MHTMC - CENTRAL SUPPLY | MHHS-TMC |  | Sequential Compression Device |  | PSD1603 |  | TMC |  | TMC - MHTMC - CENTRAL SUPPLY | [5 empty] | CIRCULATORY ASSIST UNITS, PERIPHERAL COMPRESSION |  | SEQUENTIALCOMPRESSIONDEV-Kendall-700 Series | SEQUENTIALCOMPRESSIONDEV | 700 Series |  |  |  | Kendall | Sequential Compression Device |  | SEQUENTIALCOMPRESSIONDEV-Kendall-700 Series |  |  |  |  | Covered PM Repair Labor Only - Biomedica | MHHS-TMC
NO | NO |  |  |  | PSD1604 |  | CARDINAL HEALTH | KENDALL 700 |  | V1904243SX | TMC - MHTMC - CENTRAL SUPPLY | MHHS-TMC |  | Sequential Compression Device |  | PSD1604 |  | TMC |  | TMC - MHTMC - CENTRAL SUPPLY | [5 empty] | CIRCULATORY ASSIST UNITS, PERIPHERAL COMPRESSION |  | SEQUENTIALCOMPRESSIONDEV-Kendall-700 Series | SEQUENTIALCOMPRESSIONDEV | 700 Series |  |  |  | Kendall | Sequential Compression Device |  | SEQUENTIALCOMPRESSIONDEV-Kendall-700 Series |  |  |  |  | Covered PM Repair Labor Only - Biomedica | MHHS-TMC
NO | NO |  |  |  | PSD1605 |  | CARDINAL HEALTH | KENDALL 700 |  | V1904627SX | TMC - MHTMC - CENTRAL SUPPLY | MHHS-TMC |  | Sequential Compression Device |  | PSD1605 |  | TMC |  | TMC - MHTMC - CENTRAL SUPPLY | [5 empty] | CIRCULATORY ASSIST UNITS, PERIPHERAL COMPRESSION |  | SEQUENTIALCOMPRESSIONDEV-Kendall-700 Series | SEQUENTIALCOMPRESSIONDEV | 700 Series |  |  |  | Kendall | Sequential Compression Device |  | SEQUENTIALCOMPRESSIONDEV-Kendall-700 Series |  |  |  |  | Covered PM Repair Labor Only - Biomedica | MHHS-TMC
NO | NO |  |  |  | PSD1606 |  | CARDINAL HEALTH | KENDALL 700 |  | V1904305SX | TMC - MHTMC - CENTRAL SUPPLY | MHHS-TMC |  | Sequential Compression Device |  | PSD1606 |  | TMC |  | TMC - MHTMC - CENTRAL SUPPLY | [5 empty] | CIRCULATORY ASSIST UNITS, PERIPHERAL COMPRESSION |  | SEQUENTIALCOMPRESSIONDEV-Kendall-700 Series | SEQUENTIALCOMPRESSIONDEV | 700 Series |  |  |  | Kendall | Sequential Compression Device |  | SEQUENTIALCOMPRESSIONDEV-Kendall-700 Series |  |  |  |  | Covered PM Repair Labor Only - Biomedica | MHHS-TMC
NO | NO |  |  |  | PSD1607 |  | CARDINAL HEALTH | KENDALL 700 |  | V1904602SX | TMC - MHTMC - CENTRAL SUPPLY | MHHS-TMC |  | Sequential Compression Device |  | PSD1607 |  | TMC |  | TMC - MHTMC - CENTRAL SUPPLY | [5 empty] | CIRCULATORY ASSIST UNITS, PERIPHERAL COMPRESSION |  | SEQUENTIALCOMPRESSIONDEV-Kendall-700 Series | SEQUENTIALCOMPRESSIONDEV | 700 Series |  |  |  | Kendall | Sequential Compression Device |  | SEQUENTIALCOMPRESSIONDEV-Kendall-700 Series |  |  |  |  | Covered PM Repair Labor Only - Biomedica | MHHS-TMC
NO | NO |  |  |  | PSD1608 |  | CARDINAL HEALTH | KENDALL 700 |  | V1904629SX | TMC - MHTMC - CENTRAL SUPPLY | MHHS-TMC |  | Sequential Compression Device |  | PSD1608 |  | TMC |  | TMC - MHTMC - CENTRAL SUPPLY | [5 empty] | CIRCULATORY ASSIST UNITS, PERIPHERAL COMPRESSION |  | SEQUENTIALCOMPRESSIONDEV-Kendall-700 Series | SEQUENTIALCOMPRESSIONDEV | 700 Series |  |  |  | Kendall | Sequential Compression Device |  | SEQUENTIALCOMPRESSIONDEV-Kendall-700 Series |  |  |  |  | Covered PM Repair Labor Only - Biomedica | MHHS-TMC
NO | NO |  |  |  | PSD1609 |  | CARDINAL HEALTH | KENDALL 700 |  | V1904320SX | TMC - MHTMC - CENTRAL SUPPLY | MHHS-TMC |  | Sequential Compression Device |  | PSD1609 |  | TMC |  | TMC - MHTMC - CENTRAL SUPPLY | [5 empty] | CIRCULATORY ASSIST UNITS, PERIPHERAL COMPRESSION |  | SEQUENTIALCOMPRESSIONDEV-Kendall-700 Series | SEQUENTIALCOMPRESSIONDEV | 700 Series |  |  |  | Kendall | Sequential Compression Device |  | SEQUENTIALCOMPRESSIONDEV-Kendall-700 Series |  |  |  |  | Covered PM Repair Labor Only - Biomedica | MHHS-TMC
NO | NO |  |  |  | PSD1611 |  | CARDINAL HEALTH | KENDALL 700 |  | V1904314SX | TMC - MHTMC - CENTRAL SUPPLY | MHHS-TMC |  | Sequential Compression Device |  | PSD1611 |  | TMC |  | TMC - MHTMC - CENTRAL SUPPLY | [5 empty] | CIRCULATORY ASSIST UNITS, PERIPHERAL COMPRESSION |  | SEQUENTIALCOMPRESSIONDEV-Kendall-700 Series | SEQUENTIALCOMPRESSIONDEV | 700 Series |  |  |  | Kendall | Sequential Compression Device |  | SEQUENTIALCOMPRESSIONDEV-Kendall-700 Series |  |  |  |  | Covered PM Repair Labor Only - Biomedica | MHHS-TMC
NO | NO |  |  |  | PSD1612 |  | CARDINAL HEALTH | KENDALL 700 |  | V1904324SX | TMC - MHTMC - CENTRAL SUPPLY | MHHS-TMC |  | Sequential Compression Device |  | PSD1612 |  | TMC |  | TMC - MHTMC - CENTRAL SUPPLY | [5 empty] | CIRCULATORY ASSIST UNITS, PERIPHERAL COMPRESSION |  | SEQUENTIALCOMPRESSIONDEV-Kendall-700 Series | SEQUENTIALCOMPRESSIONDEV | 700 Series |  |  |  | Kendall | Sequential Compression Device |  | SEQUENTIALCOMPRESSIONDEV-Kendall-700 Series |  |  |  |  | Covered PM Repair Labor Only - Biomedica | MHHS-TMC
NO | NO |  |  |  | PSD1613 |  | CARDINAL HEALTH | KENDALL 700 |  | V1904248SX | TMC - MHTMC - CENTRAL SUPPLY | MHHS-TMC |  | Sequential Compression Device |  | PSD1613 |  | TMC |  | TMC - MHTMC - CENTRAL SUPPLY | [5 empty] | CIRCULATORY ASSIST UNITS, PERIPHERAL COMPRESSION |  | SEQUENTIALCOMPRESSIONDEV-Kendall-700 Series | SEQUENTIALCOMPRESSIONDEV | 700 Series |  |  |  | Kendall | Sequential Compression Device |  | SEQUENTIALCOMPRESSIONDEV-Kendall-700 Series |  |  |  |  | Covered PM Repair Labor Only - Biomedica | MHHS-TMC
NO | NO |  |  |  | PSD1614 |  | CARDINAL HEALTH | KENDALL 700 |  | V1904298SX | TMC - MHTMC - CENTRAL SUPPLY | MHHS-TMC |  | Sequential Compression Device |  | PSD1614 |  | TMC |  | TMC - MHTMC - CENTRAL SUPPLY | [5 empty] | CIRCULATORY ASSIST UNITS, PERIPHERAL COMPRESSION |  | SEQUENTIALCOMPRESSIONDEV-Kendall-700 Series | SEQUENTIALCOMPRESSIONDEV | 700 Series |  |  |  | Kendall | Sequential Compression Device |  | SEQUENTIALCOMPRESSIONDEV-Kendall-700 Series |  |  |  |  | Covered PM Repair Labor Only - Biomedica | MHHS-TMC
NO | NO |  |  |  | PSD1615 |  | CARDINAL HEALTH | KENDALL 700 |  | V1904600SX | TMC - MHTMC - CENTRAL SUPPLY | MHHS-TMC |  | Sequential Compression Device |  | PSD1615 |  | TMC |  | TMC - MHTMC - CENTRAL SUPPLY | [5 empty] | CIRCULATORY ASSIST UNITS, PERIPHERAL COMPRESSION |  | SEQUENTIALCOMPRESSIONDEV-Kendall-700 Series | SEQUENTIALCOMPRESSIONDEV | 700 Series |  |  |  | Kendall | Sequential Compression Device |  | SEQUENTIALCOMPRESSIONDEV-Kendall-700 Series |  |  |  |  | Covered PM Repair Labor Only - Biomedica | MHHS-TMC
NO | NO |  |  |  | PSD1616 |  | CARDINAL HEALTH | KENDALL 700 |  | V1904613SX | TMC - MHTMC - CENTRAL SUPPLY | MHHS-TMC |  | Sequential Compression Device |  | PSD1616 |  | TMC |  | TMC - MHTMC - CENTRAL SUPPLY | [5 empty] | CIRCULATORY ASSIST UNITS, PERIPHERAL COMPRESSION |  | SEQUENTIALCOMPRESSIONDEV-Kendall-700 Series | SEQUENTIALCOMPRESSIONDEV | 700 Series |  |  |  | Kendall | Sequential Compression Device |  | SEQUENTIALCOMPRESSIONDEV-Kendall-700 Series |  |  |  |  | Covered PM Repair Labor Only - Biomedica | MHHS-TMC
NO | NO |  |  |  | PSD1617 |  | CARDINAL HEALTH | KENDALL 700 |  | V1904617SX | TMC - MHTMC - CENTRAL SUPPLY | MHHS-TMC |  | Sequential Compression Device |  | PSD1617 |  | TMC |  | TMC - MHTMC - CENTRAL SUPPLY | [5 empty] | CIRCULATORY ASSIST UNITS, PERIPHERAL COMPRESSION |  | SEQUENTIALCOMPRESSIONDEV-Kendall-700 Series | SEQUENTIALCOMPRESSIONDEV | 700 Series |  |  |  | Kendall | Sequential Compression Device |  | SEQUENTIALCOMPRESSIONDEV-Kendall-700 Series |  |  |  |  | Covered PM Repair Labor Only - Biomedica | MHHS-TMC
NO | NO |  |  |  | PSD1618 |  | CARDINAL HEALTH | KENDALL 700 |  | V1904541SX | TMC - MHTMC - CENTRAL SUPPLY | MHHS-TMC |  | Sequential Compression Device |  | PSD1618 |  | TMC |  | TMC - MHTMC - CENTRAL SUPPLY | [5 empty] | CIRCULATORY ASSIST UNITS, PERIPHERAL COMPRESSION |  | SEQUENTIALCOMPRESSIONDEV-Kendall-700 Series | SEQUENTIALCOMPRESSIONDEV | 700 Series |  |  |  | Kendall | Sequential Compression Device |  | SEQUENTIALCOMPRESSIONDEV-Kendall-700 Series |  |  |  |  | Covered PM Repair Labor Only - Biomedica | MHHS-TMC
NO | NO |  |  |  | PSD1619 |  | CARDINAL HEALTH | KENDALL 700 |  | V1904545SX | TMC - MHTMC - CENTRAL SUPPLY | MHHS-TMC |  | Sequential Compression Device |  | PSD1619 |  | TMC |  | TMC - MHTMC - CENTRAL SUPPLY | [5 empty] | CIRCULATORY ASSIST UNITS, PERIPHERAL COMPRESSION |  | SEQUENTIALCOMPRESSIONDEV-Kendall-700 Series | SEQUENTIALCOMPRESSIONDEV | 700 Series |  |  |  | Kendall | Sequential Compression Device |  | SEQUENTIALCOMPRESSIONDEV-Kendall-700 Series |  |  |  |  | Covered PM Repair Labor Only - Biomedica | MHHS-TMC
NO | NO |  |  |  | PSD1620 |  | CARDINAL HEALTH | KENDALL 700 |  | V1904609SX | TMC - MHTMC - CENTRAL SUPPLY | MHHS-TMC |  | Sequential Compression Device |  | PSD1620 |  | TMC |  | TMC - MHTMC - CENTRAL SUPPLY | [5 empty] | CIRCULATORY ASSIST UNITS, PERIPHERAL COMPRESSION |  | SEQUENTIALCOMPRESSIONDEV-Kendall-700 Series | SEQUENTIALCOMPRESSIONDEV | 700 Series |  |  |  | Kendall | Sequential Compression Device |  | SEQUENTIALCOMPRESSIONDEV-Kendall-700 Series |  |  |  |  | Covered PM Repair Labor Only - Biomedica | MHHS-TMC
NO | NO |  |  |  | PSD1621 |  | CARDINAL HEALTH | KENDALL 700 |  | V1904558SX | TMC - MHTMC - CENTRAL SUPPLY | MHHS-TMC |  | Sequential Compression Device |  | PSD1621 |  | TMC |  | TMC - MHTMC - CENTRAL SUPPLY | [5 empty] | CIRCULATORY ASSIST UNITS, PERIPHERAL COMPRESSION |  | SEQUENTIALCOMPRESSIONDEV-Kendall-700 Series | SEQUENTIALCOMPRESSIONDEV | 700 Series |  |  |  | Kendall | Sequential Compression Device |  | SEQUENTIALCOMPRESSIONDEV-Kendall-700 Series |  |  |  |  | Covered PM Repair Labor Only - Biomedica | MHHS-TMC
NO | NO |  |  |  | PSD1623 |  | CARDINAL HEALTH | KENDALL 700 |  | V1904618SX | TMC - MHTMC - CENTRAL SUPPLY | MHHS-TMC |  | Sequential Compression Device |  | PSD1623 |  | TMC |  | TMC - MHTMC - CENTRAL SUPPLY | [5 empty] | CIRCULATORY ASSIST UNITS, PERIPHERAL COMPRESSION |  | SEQUENTIALCOMPRESSIONDEV-Kendall-700 Series | SEQUENTIALCOMPRESSIONDEV | 700 Series |  |  |  | Kendall | Sequential Compression Device |  | SEQUENTIALCOMPRESSIONDEV-Kendall-700 Series |  |  |  |  | Covered PM Repair Labor Only - Biomedica | MHHS-TMC
NO | NO |  |  |  | PSD1624 |  | CARDINAL HEALTH | KENDALL 700 |  | V1904316SX | TMC - MHTMC - CENTRAL SUPPLY | MHHS-TMC |  | Sequential Compression Device |  | PSD1624 |  | TMC |  | TMC - MHTMC - CENTRAL SUPPLY | [5 empty] | CIRCULATORY ASSIST UNITS, PERIPHERAL COMPRESSION |  | SEQUENTIALCOMPRESSIONDEV-Kendall-700 Series | SEQUENTIALCOMPRESSIONDEV | 700 Series |  |  |  | Kendall | Sequential Compression Device |  | SEQUENTIALCOMPRESSIONDEV-Kendall-700 Series |  |  |  |  | Covered PM Repair Labor Only - Biomedica | MHHS-TMC
NO | NO |  |  |  | PSD1625 |  | CARDINAL HEALTH | KENDALL 700 |  | V1904619SX | TMC - MHTMC - CENTRAL SUPPLY | MHHS-TMC |  | Sequential Compression Device |  | PSD1625 |  | TMC |  | TMC - MHTMC - CENTRAL SUPPLY | [5 empty] | CIRCULATORY ASSIST UNITS, PERIPHERAL COMPRESSION |  | SEQUENTIALCOMPRESSIONDEV-Kendall-700 Series | SEQUENTIALCOMPRESSIONDEV | 700 Series |  |  |  | Kendall | Sequential Compression Device |  | SEQUENTIALCOMPRESSIONDEV-Kendall-700 Series |  |  |  |  | Covered PM Repair Labor Only - Biomedica | MHHS-TMC
NO | NO |  |  |  | PSD1626 |  | CARDINAL HEALTH | KENDALL 700 |  | V1904252SX | TMC - MHTMC - CENTRAL SUPPLY | MHHS-TMC |  | Sequential Compression Device |  | PSD1626 |  | TMC |  | TMC - MHTMC - CENTRAL SUPPLY | [5 empty] | CIRCULATORY ASSIST UNITS, PERIPHERAL COMPRESSION |  | SEQUENTIALCOMPRESSIONDEV-Kendall-700 Series | SEQUENTIALCOMPRESSIONDEV | 700 Series |  |  |  | Kendall | Sequential Compression Device |  | SEQUENTIALCOMPRESSIONDEV-Kendall-700 Series |  |  |  |  | Covered PM Repair Labor Only - Biomedica | MHHS-TMC
NO | NO |  |  |  | PSD1627 |  | CARDINAL HEALTH | KENDALL 700 |  | V1904291SX | TMC - MHTMC - CENTRAL SUPPLY | MHHS-TMC |  | Sequential Compression Device |  | PSD1627 |  | TMC |  | TMC - MHTMC - CENTRAL SUPPLY | [5 empty] | CIRCULATORY ASSIST UNITS, PERIPHERAL COMPRESSION |  | SEQUENTIALCOMPRESSIONDEV-Kendall-700 Series | SEQUENTIALCOMPRESSIONDEV | 700 Series |  |  |  | Kendall | Sequential Compression Device |  | SEQUENTIALCOMPRESSIONDEV-Kendall-700 Series |  |  |  |  | Covered PM Repair Labor Only - Biomedica | MHHS-TMC
NO | NO |  |  |  | PSD1628 |  | CARDINAL HEALTH | KENDALL 700 |  | V1905035SX | TMC - MHTMC - CENTRAL SUPPLY | MHHS-TMC |  | Sequential Compression Device |  | PSD1628 |  | TMC |  | TMC - MHTMC - CENTRAL SUPPLY | [5 empty] | CIRCULATORY ASSIST UNITS, PERIPHERAL COMPRESSION |  | SEQUENTIALCOMPRESSIONDEV-Kendall-700 Series | SEQUENTIALCOMPRESSIONDEV | 700 Series |  |  |  | Kendall | Sequential Compression Device |  | SEQUENTIALCOMPRESSIONDEV-Kendall-700 Series |  |  |  |  | Covered PM Repair Labor Only - Biomedica | MHHS-TMC
NO | NO |  |  |  | PSD1629 |  | CARDINAL HEALTH | KENDALL 700 |  | V1905087SX | TMC - MHTMC - CENTRAL SUPPLY | MHHS-TMC |  | Sequential Compression Device |  | PSD1629 |  | TMC |  | TMC - MHTMC - CENTRAL SUPPLY | [5 empty] | CIRCULATORY ASSIST UNITS, PERIPHERAL COMPRESSION |  | SEQUENTIALCOMPRESSIONDEV-Kendall-700 Series | SEQUENTIALCOMPRESSIONDEV | 700 Series |  |  |  | Kendall | Sequential Compression Device |  | SEQUENTIALCOMPRESSIONDEV-Kendall-700 Series |  |  |  |  | Covered PM Repair Labor Only - Biomedica | MHHS-TMC
NO | NO |  |  |  | PSD1634 |  | CARDINAL HEALTH | KENDALL 700 |  | V1904285SX | TMC - MHTMC - CENTRAL SUPPLY | MHHS-TMC |  | Sequential Compression Device |  | PSD1634 |  | TMC |  | TMC - MHTMC - CENTRAL SUPPLY | [5 empty] | CIRCULATORY ASSIST UNITS, PERIPHERAL COMPRESSION |  | SEQUENTIALCOMPRESSIONDEV-Kendall-700 Series | SEQUENTIALCOMPRESSIONDEV | 700 Series |  |  |  | Kendall | Sequential Compression Device |  | SEQUENTIALCOMPRESSIONDEV-Kendall-700 Series |  |  |  |  | Covered PM Repair Labor Only - Biomedica | MHHS-TMC
NO | NO |  |  |  | PSD1635 |  | CARDINAL HEALTH | KENDALL 700 |  | V1904266SX | TMC - MHTMC - CENTRAL SUPPLY | MHHS-TMC |  | Sequential Compression Device |  | PSD1635 |  | TMC |  | TMC - MHTMC - CENTRAL SUPPLY | [5 empty] | CIRCULATORY ASSIST UNITS, PERIPHERAL COMPRESSION |  | SEQUENTIALCOMPRESSIONDEV-Kendall-700 Series | SEQUENTIALCOMPRESSIONDEV | 700 Series |  |  |  | Kendall | Sequential Compression Device |  | SEQUENTIALCOMPRESSIONDEV-Kendall-700 Series |  |  |  |  | Covered PM Repair Labor Only - Biomedica | MHHS-TMC
NO | NO |  |  |  | PSD1636 |  | CARDINAL HEALTH | KENDALL 700 |  | V1905065SX | TMC - MHTMC - CENTRAL SUPPLY | MHHS-TMC |  | Sequential Compression Device |  | PSD1636 |  | TMC |  | TMC - MHTMC - CENTRAL SUPPLY | [5 empty] | CIRCULATORY ASSIST UNITS, PERIPHERAL COMPRESSION |  | SEQUENTIALCOMPRESSIONDEV-Kendall-700 Series | SEQUENTIALCOMPRESSIONDEV | 700 Series |  |  |  | Kendall | Sequential Compression Device |  | SEQUENTIALCOMPRESSIONDEV-Kendall-700 Series |  |  |  |  | Covered PM Repair Labor Only - Biomedica | MHHS-TMC
NO | NO |  |  |  | PSD1637 |  | CARDINAL HEALTH | KENDALL 700 |  | V1905061SX | TMC - MHTMC - CENTRAL SUPPLY | MHHS-TMC |  | Sequential Compression Device |  | PSD1637 |  | TMC |  | TMC - MHTMC - CENTRAL SUPPLY | [5 empty] | CIRCULATORY ASSIST UNITS, PERIPHERAL COMPRESSION |  | SEQUENTIALCOMPRESSIONDEV-Kendall-700 Series | SEQUENTIALCOMPRESSIONDEV | 700 Series |  |  |  | Kendall | Sequential Compression Device |  | SEQUENTIALCOMPRESSIONDEV-Kendall-700 Series |  |  |  |  | Covered PM Repair Labor Only - Biomedica | MHHS-TMC
NO | NO |  |  |  | PSD1638 |  | CARDINAL HEALTH | KENDALL 700 |  | V1905041SX | TMC - MHTMC - CENTRAL SUPPLY | MHHS-TMC |  | Sequential Compression Device |  | PSD1638 |  | TMC |  | TMC - MHTMC - CENTRAL SUPPLY | [5 empty] | CIRCULATORY ASSIST UNITS, PERIPHERAL COMPRESSION |  | SEQUENTIALCOMPRESSIONDEV-Kendall-700 Series | SEQUENTIALCOMPRESSIONDEV | 700 Series |  |  |  | Kendall | Sequential Compression Device |  | SEQUENTIALCOMPRESSIONDEV-Kendall-700 Series |  |  |  |  | Covered PM Repair Labor Only - Biomedica | MHHS-TMC
NO | NO |  |  |  | PSD1640 |  | CARDINAL HEALTH | KENDALL 700 |  | V1904302SX | TMC - MHTMC - CENTRAL SUPPLY | MHHS-TMC |  | Sequential Compression Device |  | PSD1640 |  | TMC |  | TMC - MHTMC - CENTRAL SUPPLY | [5 empty] | CIRCULATORY ASSIST UNITS, PERIPHERAL COMPRESSION |  | SEQUENTIALCOMPRESSIONDEV-Kendall-700 Series | SEQUENTIALCOMPRESSIONDEV | 700 Series |  |  |  | Kendall | Sequential Compression Device |  | SEQUENTIALCOMPRESSIONDEV-Kendall-700 Series |  |  |  |  | Covered PM Repair Labor Only - Biomedica | MHHS-TMC
NO | NO |  |  |  | PSD1641 |  | CARDINAL HEALTH | KENDALL 700 |  | V1905097SX | TMC - MHTMC - CENTRAL SUPPLY | MHHS-TMC |  | Sequential Compression Device |  | PSD1641 |  | TMC |  | TMC - MHTMC - CENTRAL SUPPLY | [5 empty] | CIRCULATORY ASSIST UNITS, PERIPHERAL COMPRESSION |  | SEQUENTIALCOMPRESSIONDEV-Kendall-700 Series | SEQUENTIALCOMPRESSIONDEV | 700 Series |  |  |  | Kendall | Sequential Compression Device |  | SEQUENTIALCOMPRESSIONDEV-Kendall-700 Series |  |  |  |  | Covered PM Repair Labor Only - Biomedica | MHHS-TMC
NO | NO |  |  |  | PSD1642 |  | CARDINAL HEALTH | KENDALL 700 |  | V1904277SX | TMC - MHTMC - CENTRAL SUPPLY | MHHS-TMC |  | Sequential Compression Device |  | PSD1642 |  | TMC |  | TMC - MHTMC - CENTRAL SUPPLY | [5 empty] | CIRCULATORY ASSIST UNITS, PERIPHERAL COMPRESSION |  | SEQUENTIALCOMPRESSIONDEV-Kendall-700 Series | SEQUENTIALCOMPRESSIONDEV | 700 Series |  |  |  | Kendall | Sequential Compression Device |  | SEQUENTIALCOMPRESSIONDEV-Kendall-700 Series |  |  |  |  | Covered PM Repair Labor Only - Biomedica | MHHS-TMC
NO | NO |  |  |  | PSD1643 |  | CARDINAL HEALTH | KENDALL 700 |  | V1904269SX | TMC - MHTMC - CENTRAL SUPPLY | MHHS-TMC |  | Sequential Compression Device |  | PSD1643 |  | TMC |  | TMC - MHTMC - CENTRAL SUPPLY | [5 empty] | CIRCULATORY ASSIST UNITS, PERIPHERAL COMPRESSION |  | SEQUENTIALCOMPRESSIONDEV-Kendall-700 Series | SEQUENTIALCOMPRESSIONDEV | 700 Series |  |  |  | Kendall | Sequential Compression Device |  | SEQUENTIALCOMPRESSIONDEV-Kendall-700 Series |  |  |  |  | Covered PM Repair Labor Only - Biomedica | MHHS-TMC
NO | NO |  |  |  | PSD1644 |  | CARDINAL HEALTH | KENDALL 700 |  | V1905105SX | TMC - MHTMC - CENTRAL SUPPLY | MHHS-TMC |  | Sequential Compression Device |  | PSD1644 |  | TMC |  | TMC - MHTMC - CENTRAL SUPPLY | [5 empty] | CIRCULATORY ASSIST UNITS, PERIPHERAL COMPRESSION |  | SEQUENTIALCOMPRESSIONDEV-Kendall-700 Series | SEQUENTIALCOMPRESSIONDEV | 700 Series |  |  |  | Kendall | Sequential Compression Device |  | SEQUENTIALCOMPRESSIONDEV-Kendall-700 Series |  |  |  |  | Covered PM Repair Labor Only - Biomedica | MHHS-TMC
NO | NO |  |  |  | PSD1647 |  | CARDINAL HEALTH | KENDALL 700 |  | V1905113SX | TMC - MHTMC - CENTRAL SUPPLY | MHHS-TMC |  | Sequential Compression Device |  | PSD1647 |  | TMC |  | TMC - MHTMC - CENTRAL SUPPLY | [5 empty] | CIRCULATORY ASSIST UNITS, PERIPHERAL COMPRESSION |  | SEQUENTIALCOMPRESSIONDEV-Kendall-700 Series | SEQUENTIALCOMPRESSIONDEV | 700 Series |  |  |  | Kendall | Sequential Compression Device |  | SEQUENTIALCOMPRESSIONDEV-Kendall-700 Series |  |  |  |  | Covered PM Repair Labor Only - Biomedica | MHHS-TMC
NO | NO |  |  |  | PSD1648 |  | CARDINAL HEALTH | KENDALL 700 |  | V1905089SX | TMC - MHTMC - CENTRAL SUPPLY | MHHS-TMC |  | Sequential Compression Device |  | PSD1648 |  | TMC |  | TMC - MHTMC - CENTRAL SUPPLY | [5 empty] | CIRCULATORY ASSIST UNITS, PERIPHERAL COMPRESSION |  | SEQUENTIALCOMPRESSIONDEV-Kendall-700 Series | SEQUENTIALCOMPRESSIONDEV | 700 Series |  |  |  | Kendall | Sequential Compression Device |  | SEQUENTIALCOMPRESSIONDEV-Kendall-700 Series |  |  |  |  | Covered PM Repair Labor Only - Biomedica | MHHS-TMC
NO | NO |  |  |  | PSD1649 |  | CARDINAL HEALTH | KENDALL 700 |  | V1904282SX | TMC - MHTMC - CENTRAL SUPPLY | MHHS-TMC |  | Sequential Compression Device |  | PSD1649 |  | TMC |  | TMC - MHTMC - CENTRAL SUPPLY | [5 empty] | CIRCULATORY ASSIST UNITS, PERIPHERAL COMPRESSION |  | SEQUENTIALCOMPRESSIONDEV-Kendall-700 Series | SEQUENTIALCOMPRESSIONDEV | 700 Series |  |  |  | Kendall | Sequential Compression Device |  | SEQUENTIALCOMPRESSIONDEV-Kendall-700 Series |  |  |  |  | Covered PM Repair Labor Only - Biomedica | MHHS-TMC
NO | NO |  |  |  | PSD1650 |  | CARDINAL HEALTH | KENDALL 700 |  | V1904255SX | TMC - MHTMC - CENTRAL SUPPLY | MHHS-TMC |  | Sequential Compression Device |  | PSD1650 |  | TMC |  | TMC - MHTMC - CENTRAL SUPPLY | [5 empty] | CIRCULATORY ASSIST UNITS, PERIPHERAL COMPRESSION |  | SEQUENTIALCOMPRESSIONDEV-Kendall-700 Series | SEQUENTIALCOMPRESSIONDEV | 700 Series |  |  |  | Kendall | Sequential Compression Device |  | SEQUENTIALCOMPRESSIONDEV-Kendall-700 Series |  |  |  |  | Covered PM Repair Labor Only - Biomedica | MHHS-TMC
NO | NO |  |  |  | PSD1651 |  | CARDINAL HEALTH | KENDALL 700 |  | V1904258SX | TMC - MHTMC - CENTRAL SUPPLY | MHHS-TMC |  | Sequential Compression Device |  | PSD1651 |  | TMC |  | TMC - MHTMC - CENTRAL SUPPLY | [5 empty] | CIRCULATORY ASSIST UNITS, PERIPHERAL COMPRESSION |  | SEQUENTIALCOMPRESSIONDEV-Kendall-700 Series | SEQUENTIALCOMPRESSIONDEV | 700 Series |  |  |  | Kendall | Sequential Compression Device |  | SEQUENTIALCOMPRESSIONDEV-Kendall-700 Series |  |  |  |  | Covered PM Repair Labor Only - Biomedica | MHHS-TMC
NO | NO |  |  |  | PSD1652 |  | CARDINAL HEALTH | KENDALL 700 |  | V1905012SX | TMC - MHTMC - CENTRAL SUPPLY | MHHS-TMC |  | Sequential Compression Device |  | PSD1652 |  | TMC |  | TMC - MHTMC - CENTRAL SUPPLY | [5 empty] | CIRCULATORY ASSIST UNITS, PERIPHERAL COMPRESSION |  | SEQUENTIALCOMPRESSIONDEV-Kendall-700 Series | SEQUENTIALCOMPRESSIONDEV | 700 Series |  |  |  | Kendall | Sequential Compression Device |  | SEQUENTIALCOMPRESSIONDEV-Kendall-700 Series |  |  |  |  | Covered PM Repair Labor Only - Biomedica | MHHS-TMC
NO | NO |  |  |  | PSD1653 |  | CARDINAL HEALTH | KENDALL 700 |  | V1905017SX | TMC - MHTMC - CENTRAL SUPPLY | MHHS-TMC |  | Sequential Compression Device |  | PSD1653 |  | TMC |  | TMC - MHTMC - CENTRAL SUPPLY | [5 empty] | CIRCULATORY ASSIST UNITS, PERIPHERAL COMPRESSION |  | SEQUENTIALCOMPRESSIONDEV-Kendall-700 Series | SEQUENTIALCOMPRESSIONDEV | 700 Series |  |  |  | Kendall | Sequential Compression Device |  | SEQUENTIALCOMPRESSIONDEV-Kendall-700 Series |  |  |  |  | Covered PM Repair - Biomedical | MHHS-TMC
NO | NO |  |  |  | PSD1654 |  | CARDINAL HEALTH | KENDALL 700 |  | V1904968SX | TMC - MHTMC - CENTRAL SUPPLY | MHHS-TMC |  | Sequential Compression Device |  | PSD1654 |  | TMC |  | TMC - MHTMC - CENTRAL SUPPLY | [5 empty] | CIRCULATORY ASSIST UNITS, PERIPHERAL COMPRESSION |  | SEQUENTIALCOMPRESSIONDEV-Kendall-700 Series | SEQUENTIALCOMPRESSIONDEV | 700 Series |  |  |  | Kendall | Sequential Compression Device |  | SEQUENTIALCOMPRESSIONDEV-Kendall-700 Series |  |  |  |  | Covered PM Repair - Biomedical | MHHS-TMC
NO | NO |  |  |  | PSD1655 |  | CARDINAL HEALTH | KENDALL 700 |  | V1905000SX | TMC - MHTMC - CENTRAL SUPPLY | MHHS-TMC |  | Sequential Compression Device |  | PSD1655 |  | TMC |  | TMC - MHTMC - CENTRAL SUPPLY | [5 empty] | CIRCULATORY ASSIST UNITS, PERIPHERAL COMPRESSION |  | SEQUENTIALCOMPRESSIONDEV-Kendall-700 Series | SEQUENTIALCOMPRESSIONDEV | 700 Series |  |  |  | Kendall | Sequential Compression Device |  | SEQUENTIALCOMPRESSIONDEV-Kendall-700 Series |  |  |  |  | Covered PM Repair - Biomedical | MHHS-TMC
NO | NO |  |  |  | PSD1657 |  | CARDINAL HEALTH | KENDALL 700 |  | V1901217SX | TMC - MHTMC - CENTRAL SUPPLY | MHHS-TMC |  | Sequential Compression Device |  | PSD1657 |  | TMC |  | TMC - MHTMC - CENTRAL SUPPLY | [5 empty] | CIRCULATORY ASSIST UNITS, PERIPHERAL COMPRESSION |  | SEQUENTIALCOMPRESSIONDEV-Kendall-700 Series | SEQUENTIALCOMPRESSIONDEV | 700 Series |  |  |  | Kendall | Sequential Compression Device |  | SEQUENTIALCOMPRESSIONDEV-Kendall-700 Series |  |  |  |  | Covered PM Repair Labor Only - Biomedica | MHHS-TMC
NO | NO |  |  |  | PSD1658 |  | CARDINAL HEALTH | KENDALL 700 |  | V1904829SX | TMC - MHTMC - CENTRAL SUPPLY | MHHS-TMC |  | Sequential Compression Device |  | PSD1658 |  | TMC |  | TMC - MHTMC - CENTRAL SUPPLY | [5 empty] | CIRCULATORY ASSIST UNITS, PERIPHERAL COMPRESSION |  | SEQUENTIALCOMPRESSIONDEV-Kendall-700 Series | SEQUENTIALCOMPRESSIONDEV | 700 Series |  |  |  | Kendall | Sequential Compression Device |  | SEQUENTIALCOMPRESSIONDEV-Kendall-700 Series |  |  |  |  | Covered PM Repair Labor Only - Biomedica | MHHS-TMC
NO | NO |  |  |  | PSD1660 |  | CARDINAL HEALTH | KENDALL 700 |  | V1905241SX | TMC - MHTMC - CENTRAL SUPPLY | MHHS-TMC |  | Sequential Compression Device |  | PSD1660 |  | TMC |  | TMC - MHTMC - CENTRAL SUPPLY | [5 empty] | CIRCULATORY ASSIST UNITS, PERIPHERAL COMPRESSION |  | SEQUENTIALCOMPRESSIONDEV-Kendall-700 Series | SEQUENTIALCOMPRESSIONDEV | 700 Series |  |  |  | Kendall | Sequential Compression Device |  | SEQUENTIALCOMPRESSIONDEV-Kendall-700 Series |  |  |  |  | Covered PM Repair Labor Only - Biomedica | MHHS-TMC
NO | NO |  |  |  | PSD1662 |  | CARDINAL HEALTH | KENDALL 700 |  | V1905005SX | TMC - MHTMC - CENTRAL SUPPLY | MHHS-TMC |  | Sequential Compression Device |  | PSD1662 |  | TMC |  | TMC - MHTMC - CENTRAL SUPPLY | [5 empty] | CIRCULATORY ASSIST UNITS, PERIPHERAL COMPRESSION |  | SEQUENTIALCOMPRESSIONDEV-Kendall-700 Series | SEQUENTIALCOMPRESSIONDEV | 700 Series |  |  |  | Kendall | Sequential Compression Device |  | SEQUENTIALCOMPRESSIONDEV-Kendall-700 Series |  |  |  |  | Covered PM Repair - Biomedical | MHHS-TMC
NO | NO |  |  |  | PSD1664 |  | CARDINAL HEALTH | KENDALL 700 |  | V1904882SX | TMC - MHTMC - CENTRAL SUPPLY | MHHS-TMC |  | Sequential Compression Device |  | PSD1664 |  | TMC |  | TMC - MHTMC - CENTRAL SUPPLY | [5 empty] | CIRCULATORY ASSIST UNITS, PERIPHERAL COMPRESSION |  | SEQUENTIALCOMPRESSIONDEV-Kendall-700 Series | SEQUENTIALCOMPRESSIONDEV | 700 Series |  |  |  | Kendall | Sequential Compression Device |  | SEQUENTIALCOMPRESSIONDEV-Kendall-700 Series |  |  |  |  | Covered PM Repair - Biomedical | MHHS-TMC
NO | NO |  |  |  | PSD1665 |  | CARDINAL HEALTH | KENDALL 700 |  | V1904912SX | TMC - MHTMC - CENTRAL SUPPLY | MHHS-TMC |  | Sequential Compression Device |  | PSD1665 |  | TMC |  | TMC - MHTMC - CENTRAL SUPPLY | [5 empty] | CIRCULATORY ASSIST UNITS, PERIPHERAL COMPRESSION |  | SEQUENTIALCOMPRESSIONDEV-Kendall-700 Series | SEQUENTIALCOMPRESSIONDEV | 700 Series |  |  |  | Kendall | Sequential Compression Device |  | SEQUENTIALCOMPRESSIONDEV-Kendall-700 Series |  |  |  |  | Covered PM Repair - Biomedical | MHHS-TMC
NO | NO |  |  |  | PSD1666 |  | CARDINAL HEALTH | KENDALL 700 |  | V1904884SX | TMC - MHTMC - CENTRAL SUPPLY | MHHS-TMC |  | Sequential Compression Device |  | PSD1666 |  | TMC |  | TMC - MHTMC - CENTRAL SUPPLY | [5 empty] | CIRCULATORY ASSIST UNITS, PERIPHERAL COMPRESSION |  | SEQUENTIALCOMPRESSIONDEV-Kendall-700 Series | SEQUENTIALCOMPRESSIONDEV | 700 Series |  |  |  | Kendall | Sequential Compression Device |  | SEQUENTIALCOMPRESSIONDEV-Kendall-700 Series |  |  |  |  | Covered PM Repair - Biomedical | MHHS-TMC
NO | NO |  |  |  | PSD1667 |  | CARDINAL HEALTH | KENDALL 700 |  | V1905222SX | TMC - MHTMC - CENTRAL SUPPLY | MHHS-TMC |  | Sequential Compression Device |  | PSD1667 |  | TMC |  | TMC - MHTMC - CENTRAL SUPPLY | [5 empty] | CIRCULATORY ASSIST UNITS, PERIPHERAL COMPRESSION |  | SEQUENTIALCOMPRESSIONDEV-Kendall-700 Series | SEQUENTIALCOMPRESSIONDEV | 700 Series |  |  |  | Kendall | Sequential Compression Device |  | SEQUENTIALCOMPRESSIONDEV-Kendall-700 Series |  |  |  |  | Covered PM Repair - Biomedical | MHHS-TMC
NO | NO |  |  |  | PSD1668 |  | CARDINAL HEALTH | KENDALL 700 |  | V1901236SX | TMC - MHTMC - CENTRAL SUPPLY | MHHS-TMC |  | Sequential Compression Device |  | PSD1668 |  | TMC |  | TMC - MHTMC - CENTRAL SUPPLY | [5 empty] | CIRCULATORY ASSIST UNITS, PERIPHERAL COMPRESSION |  | SEQUENTIALCOMPRESSIONDEV-Kendall-700 Series | SEQUENTIALCOMPRESSIONDEV | 700 Series |  |  |  | Kendall | Sequential Compression Device |  | SEQUENTIALCOMPRESSIONDEV-Kendall-700 Series |  |  |  |  | Covered PM Repair - Biomedical | MHHS-TMC
NO | NO |  |  |  | PSD1669 |  | CARDINAL HEALTH | KENDALL 700 |  | V1901230SX | TMC - MHTMC - CENTRAL SUPPLY | MHHS-TMC |  | Sequential Compression Device |  | PSD1669 |  | TMC |  | TMC - MHTMC - CENTRAL SUPPLY | [5 empty] | CIRCULATORY ASSIST UNITS, PERIPHERAL COMPRESSION |  | SEQUENTIALCOMPRESSIONDEV-Kendall-700 Series | SEQUENTIALCOMPRESSIONDEV | 700 Series |  |  |  | Kendall | Sequential Compression Device |  | SEQUENTIALCOMPRESSIONDEV-Kendall-700 Series |  |  |  |  | Covered PM Repair - Biomedical | MHHS-TMC
NO | NO |  |  |  | PSD1670 |  | CARDINAL HEALTH | KENDALL 700 |  | V1904874SX | TMC - MHTMC - CENTRAL SUPPLY | MHHS-TMC |  | Sequential Compression Device |  | PSD1670 |  | TMC |  | TMC - MHTMC - CENTRAL SUPPLY | [5 empty] | CIRCULATORY ASSIST UNITS, PERIPHERAL COMPRESSION |  | SEQUENTIALCOMPRESSIONDEV-Kendall-700 Series | SEQUENTIALCOMPRESSIONDEV | 700 Series |  |  |  | Kendall | Sequential Compression Device |  | SEQUENTIALCOMPRESSIONDEV-Kendall-700 Series |  |  |  |  | Covered PM Repair - Biomedical | MHHS-TMC
NO | NO |  |  |  | PSD1671 |  | CARDINAL HEALTH | KENDALL 700 |  | V1905022SX | TMC - MHTMC - CENTRAL SUPPLY | MHHS-TMC |  | Sequential Compression Device |  | PSD1671 |  | TMC |  | TMC - MHTMC - CENTRAL SUPPLY | [5 empty] | CIRCULATORY ASSIST UNITS, PERIPHERAL COMPRESSION |  | SEQUENTIALCOMPRESSIONDEV-Kendall-700 Series | SEQUENTIALCOMPRESSIONDEV | 700 Series |  |  |  | Kendall | Sequential Compression Device |  | SEQUENTIALCOMPRESSIONDEV-Kendall-700 Series |  |  |  |  | Covered PM Repair - Biomedical | MHHS-TMC
NO | NO |  |  |  | PSD1672 |  | CARDINAL HEALTH | KENDALL 700 |  | V1904863SX | TMC - MHTMC - CENTRAL SUPPLY | MHHS-TMC |  | Sequential Compression Device |  | PSD1672 |  | TMC |  | TMC - MHTMC - CENTRAL SUPPLY | [5 empty] | CIRCULATORY ASSIST UNITS, PERIPHERAL COMPRESSION |  | SEQUENTIALCOMPRESSIONDEV-Kendall-700 Series | SEQUENTIALCOMPRESSIONDEV | 700 Series |  |  |  | Kendall | Sequential Compression Device |  | SEQUENTIALCOMPRESSIONDEV-Kendall-700 Series |  |  |  |  | Not Covered Vendor Only - Biomedical | MHHS-TMC
NO | NO |  |  |  | PSD1673 |  | CARDINAL HEALTH | KENDALL 700 |  | V1904921SX | TMC - MHTMC - CENTRAL SUPPLY | MHHS-TMC |  | Sequential Compression Device |  | PSD1673 |  | TMC |  | TMC - MHTMC - CENTRAL SUPPLY | [5 empty] | CIRCULATORY ASSIST UNITS, PERIPHERAL COMPRESSION |  | SEQUENTIALCOMPRESSIONDEV-Kendall-700 Series | SEQUENTIALCOMPRESSIONDEV | 700 Series |  |  |  | Kendall | Sequential Compression Device |  | SEQUENTIALCOMPRESSIONDEV-Kendall-700 Series |  |  |  |  | Not Covered Vendor Only - Biomedical | MHHS-TMC
NO | NO |  |  |  | PSD1675 |  | CARDINAL HEALTH | KENDALL 700 |  | V1904883SX | TMC - MHTMC - CENTRAL SUPPLY | MHHS-TMC |  | Sequential Compression Device |  | PSD1675 |  | TMC |  | TMC - MHTMC - CENTRAL SUPPLY | [5 empty] | CIRCULATORY ASSIST UNITS, PERIPHERAL COMPRESSION |  | SEQUENTIALCOMPRESSIONDEV-Kendall-700 Series | SEQUENTIALCOMPRESSIONDEV | 700 Series |  |  |  | Kendall | Sequential Compression Device |  | SEQUENTIALCOMPRESSIONDEV-Kendall-700 Series |  |  |  |  | Covered PM Repair - Biomedical | MHHS-TMC
NO | NO |  |  |  | PSD1678 |  | CARDINAL HEALTH | KENDALL 700 |  | V1904853SX | TMC - MHTMC - CENTRAL SUPPLY | MHHS-TMC |  | Sequential Compression Device |  | PSD1678 |  | TMC |  | TMC - MHTMC - CENTRAL SUPPLY | [5 empty] | CIRCULATORY ASSIST UNITS, PERIPHERAL COMPRESSION |  | SEQUENTIALCOMPRESSIONDEV-Kendall-700 Series | SEQUENTIALCOMPRESSIONDEV | 700 Series |  |  |  | Kendall | Sequential Compression Device |  | SEQUENTIALCOMPRESSIONDEV-Kendall-700 Series |  |  |  |  | Covered PM Repair - Biomedical | MHHS-TMC
NO | NO |  |  |  | PSD1680 |  | CARDINAL HEALTH | KENDALL 700 |  | V1904925SX | TMC - MHTMC - CENTRAL SUPPLY | MHHS-TMC |  | Sequential Compression Device |  | PSD1680 |  | TMC |  | TMC - MHTMC - CENTRAL SUPPLY | [5 empty] | CIRCULATORY ASSIST UNITS, PERIPHERAL COMPRESSION |  | SEQUENTIALCOMPRESSIONDEV-Kendall-700 Series | SEQUENTIALCOMPRESSIONDEV | 700 Series |  |  |  | Kendall | Sequential Compression Device |  | SEQUENTIALCOMPRESSIONDEV-Kendall-700 Series |  |  |  |  | Covered PM Repair - Biomedical | MHHS-TMC
NO | NO |  |  |  | PSD1681 |  | CARDINAL HEALTH | KENDALL 700 |  | V1901279SX | TMC - MHTMC - CENTRAL SUPPLY | MHHS-TMC |  | Sequential Compression Device |  | PSD1681 |  | TMC |  | TMC - MHTMC - CENTRAL SUPPLY | [5 empty] | CIRCULATORY ASSIST UNITS, PERIPHERAL COMPRESSION |  | SEQUENTIALCOMPRESSIONDEV-Kendall-700 Series | SEQUENTIALCOMPRESSIONDEV | 700 Series |  |  |  | Kendall | Sequential Compression Device |  | SEQUENTIALCOMPRESSIONDEV-Kendall-700 Series |  |  |  |  | Covered PM Repair - Biomedical | MHHS-TMC
NO | NO |  |  |  | PSD1682 |  | CARDINAL HEALTH | KENDALL 700 |  | V1901270SX | TMC - MHTMC - CENTRAL SUPPLY | MHHS-TMC |  | Sequential Compression Device |  | PSD1682 |  | TMC |  | TMC - MHTMC - CENTRAL SUPPLY | [5 empty] | CIRCULATORY ASSIST UNITS, PERIPHERAL COMPRESSION |  | SEQUENTIALCOMPRESSIONDEV-Kendall-700 Series | SEQUENTIALCOMPRESSIONDEV | 700 Series |  |  |  | Kendall | Sequential Compression Device |  | SEQUENTIALCOMPRESSIONDEV-Kendall-700 Series |  |  |  |  | Covered PM Repair Labor Only - Biomedica | MHHS-TMC
NO | NO |  |  |  | PSD1683 |  | CARDINAL HEALTH | KENDALL 700 |  | V1901250SX | TMC - MHTMC - CENTRAL SUPPLY | MHHS-TMC |  | Sequential Compression Device |  | PSD1683 |  | TMC |  | TMC - MHTMC - CENTRAL SUPPLY | [5 empty] | CIRCULATORY ASSIST UNITS, PERIPHERAL COMPRESSION |  | SEQUENTIALCOMPRESSIONDEV-Kendall-700 Series | SEQUENTIALCOMPRESSIONDEV | 700 Series |  |  |  | Kendall | Sequential Compression Device |  | SEQUENTIALCOMPRESSIONDEV-Kendall-700 Series |  |  |  |  | Covered PM Repair - Biomedical | MHHS-TMC
NO | NO |  |  |  | PSD1684 |  | CARDINAL HEALTH | KENDALL 700 |  | V1901240SX | TMC - MHTMC - CENTRAL SUPPLY | MHHS-TMC |  | Sequential Compression Device |  | PSD1684 |  | TMC |  | TMC - MHTMC - CENTRAL SUPPLY | [5 empty] | CIRCULATORY ASSIST UNITS, PERIPHERAL COMPRESSION |  | SEQUENTIALCOMPRESSIONDEV-Kendall-700 Series | SEQUENTIALCOMPRESSIONDEV | 700 Series |  |  |  | Kendall | Sequential Compression Device |  | SEQUENTIALCOMPRESSIONDEV-Kendall-700 Series |  |  |  |  | Covered PM Repair Labor Only - Biomedica | MHHS-TMC
NO | NO |  |  |  | PSD1686 |  | CARDINAL HEALTH | KENDALL 700 |  | V1901231SX | TMC - MHTMC - CENTRAL SUPPLY | MHHS-TMC |  | Sequential Compression Device |  | PSD1686 |  | TMC |  | TMC - MHTMC - CENTRAL SUPPLY | [5 empty] | CIRCULATORY ASSIST UNITS, PERIPHERAL COMPRESSION |  | SEQUENTIALCOMPRESSIONDEV-Kendall-700 Series | SEQUENTIALCOMPRESSIONDEV | 700 Series |  |  |  | Kendall | Sequential Compression Device |  | SEQUENTIALCOMPRESSIONDEV-Kendall-700 Series |  |  |  |  | Covered PM Repair Labor Only - Biomedica | MHHS-TMC
NO | NO |  |  |  | PSD1687 |  | CARDINAL HEALTH | KENDALL 700 |  | V1901264SX | TMC - MHTMC - CENTRAL SUPPLY | MHHS-TMC |  | Sequential Compression Device |  | PSD1687 |  | TMC |  | TMC - MHTMC - CENTRAL SUPPLY | [5 empty] | CIRCULATORY ASSIST UNITS, PERIPHERAL COMPRESSION |  | SEQUENTIALCOMPRESSIONDEV-Kendall-700 Series | SEQUENTIALCOMPRESSIONDEV | 700 Series |  |  |  | Kendall | Sequential Compression Device |  | SEQUENTIALCOMPRESSIONDEV-Kendall-700 Series |  |  |  |  | Covered PM Repair Labor Only - Biomedica | MHHS-TMC
NO | NO |  |  |  | PSD1688 |  | CARDINAL HEALTH | KENDALL 700 |  | V1905189SX | TMC - MHTMC - CENTRAL SUPPLY | MHHS-TMC |  | Sequential Compression Device |  | PSD1688 |  | TMC |  | TMC - MHTMC - CENTRAL SUPPLY | [5 empty] | CIRCULATORY ASSIST UNITS, PERIPHERAL COMPRESSION |  | SEQUENTIALCOMPRESSIONDEV-Kendall-700 Series | SEQUENTIALCOMPRESSIONDEV | 700 Series |  |  |  | Kendall | Sequential Compression Device |  | SEQUENTIALCOMPRESSIONDEV-Kendall-700 Series |  |  |  |  | Covered PM Repair Labor Only - Biomedica | MHHS-TMC
NO | NO |  |  |  | PSD1689 |  | CARDINAL HEALTH | KENDALL 700 |  | V1905158SX | TMC - MHTMC - CENTRAL SUPPLY | MHHS-TMC |  | Sequential Compression Device |  | PSD1689 |  | TMC |  | TMC - MHTMC - CENTRAL SUPPLY | [5 empty] | CIRCULATORY ASSIST UNITS, PERIPHERAL COMPRESSION |  | SEQUENTIALCOMPRESSIONDEV-Kendall-700 Series | SEQUENTIALCOMPRESSIONDEV | 700 Series |  |  |  | Kendall | Sequential Compression Device |  | SEQUENTIALCOMPRESSIONDEV-Kendall-700 Series |  |  |  |  | Covered PM Repair Labor Only - Biomedica | MHHS-TMC
NO | NO |  |  |  | PSD1690 |  | CARDINAL HEALTH | KENDALL 700 |  | V1904862SX | TMC - MHTMC - CENTRAL SUPPLY | MHHS-TMC |  | Sequential Compression Device |  | PSD1690 |  | TMC |  | TMC - MHTMC - CENTRAL SUPPLY | [5 empty] | CIRCULATORY ASSIST UNITS, PERIPHERAL COMPRESSION |  | SEQUENTIALCOMPRESSIONDEV-Kendall-700 Series | SEQUENTIALCOMPRESSIONDEV | 700 Series |  |  |  | Kendall | Sequential Compression Device |  | SEQUENTIALCOMPRESSIONDEV-Kendall-700 Series |  |  |  |  | Covered PM Repair - Biomedical | MHHS-TMC
NO | NO |  |  |  | PSD1691 |  | CARDINAL HEALTH | KENDALL 700 |  | V1905212SX | TMC - MHTMC - CENTRAL SUPPLY | MHHS-TMC |  | Sequential Compression Device |  | PSD1691 |  | TMC |  | TMC - MHTMC - CENTRAL SUPPLY | [5 empty] | CIRCULATORY ASSIST UNITS, PERIPHERAL COMPRESSION |  | SEQUENTIALCOMPRESSIONDEV-Kendall-700 Series | SEQUENTIALCOMPRESSIONDEV | 700 Series |  |  |  | Kendall | Sequential Compression Device |  | SEQUENTIALCOMPRESSIONDEV-Kendall-700 Series |  |  |  |  | Covered PM Repair - Biomedical | MHHS-TMC
NO | NO |  |  |  | PSD1692 |  | CARDINAL HEALTH | KENDALL 700 |  | V1905126SX | TMC - MHTMC - CENTRAL SUPPLY | MHHS-TMC |  | Sequential Compression Device |  | PSD1692 |  | TMC |  | TMC - MHTMC - CENTRAL SUPPLY | [5 empty] | CIRCULATORY ASSIST UNITS, PERIPHERAL COMPRESSION |  | SEQUENTIALCOMPRESSIONDEV-Kendall-700 Series | SEQUENTIALCOMPRESSIONDEV | 700 Series |  |  |  | Kendall | Sequential Compression Device |  | SEQUENTIALCOMPRESSIONDEV-Kendall-700 Series |  |  |  |  | Covered PM Repair - Biomedical | MHHS-TMC
NO | NO |  |  |  | PSD1693 |  | CARDINAL HEALTH | KENDALL 700 |  | V1901269SX | TMC - MHTMC - CENTRAL SUPPLY | MHHS-TMC |  | Sequential Compression Device |  | PSD1693 |  | TMC |  | TMC - MHTMC - CENTRAL SUPPLY | [5 empty] | CIRCULATORY ASSIST UNITS, PERIPHERAL COMPRESSION |  | SEQUENTIALCOMPRESSIONDEV-Kendall-700 Series | SEQUENTIALCOMPRESSIONDEV | 700 Series |  |  |  | Kendall | Sequential Compression Device |  | SEQUENTIALCOMPRESSIONDEV-Kendall-700 Series |  |  |  |  | Covered PM Repair - Biomedical | MHHS-TMC
NO | NO |  |  |  | PSD1695 |  | CARDINAL HEALTH | KENDALL 700 |  | V1901268SX | TMC - MHTMC - CENTRAL SUPPLY | MHHS-TMC |  | Sequential Compression Device |  | PSD1695 |  | TMC |  | TMC - MHTMC - CENTRAL SUPPLY | [5 empty] | CIRCULATORY ASSIST UNITS, PERIPHERAL COMPRESSION |  | SEQUENTIALCOMPRESSIONDEV-Kendall-700 Series | SEQUENTIALCOMPRESSIONDEV | 700 Series |  |  |  | Kendall | Sequential Compression Device |  | SEQUENTIALCOMPRESSIONDEV-Kendall-700 Series |  |  |  |  | Covered PM Repair - Biomedical | MHHS-TMC
NO | NO |  |  |  | PSD1696 |  | CARDINAL HEALTH | KENDALL 700 |  | V1904834SX | TMC - MHTMC - CENTRAL SUPPLY | MHHS-TMC |  | Sequential Compression Device |  | PSD1696 |  | TMC |  | TMC - MHTMC - CENTRAL SUPPLY | [5 empty] | CIRCULATORY ASSIST UNITS, PERIPHERAL COMPRESSION |  | SEQUENTIALCOMPRESSIONDEV-Kendall-700 Series | SEQUENTIALCOMPRESSIONDEV | 700 Series |  |  |  | Kendall | Sequential Compression Device |  | SEQUENTIALCOMPRESSIONDEV-Kendall-700 Series |  |  |  |  | Covered PM Repair - Biomedical | MHHS-TMC
NO | NO |  |  |  | PSD1697 |  | CARDINAL HEALTH | KENDALL 700 |  | V1905260SX | TMC - MHTMC - CENTRAL SUPPLY | MHHS-TMC |  | Sequential Compression Device |  | PSD1697 |  | TMC |  | TMC - MHTMC - CENTRAL SUPPLY | [5 empty] | CIRCULATORY ASSIST UNITS, PERIPHERAL COMPRESSION |  | SEQUENTIALCOMPRESSIONDEV-Kendall-700 Series | SEQUENTIALCOMPRESSIONDEV | 700 Series |  |  |  | Kendall | Sequential Compression Device |  | SEQUENTIALCOMPRESSIONDEV-Kendall-700 Series |  |  |  |  | Covered PM Repair - Biomedical | MHHS-TMC
NO | NO |  |  |  | PSD1699 |  | CARDINAL HEALTH | KENDALL 700 |  | V1901234SX | TMC - MHTMC - CENTRAL SUPPLY | MHHS-TMC |  | Sequential Compression Device |  | PSD1699 |  | TMC |  | TMC - MHTMC - CENTRAL SUPPLY | [5 empty] | CIRCULATORY ASSIST UNITS, PERIPHERAL COMPRESSION |  | SEQUENTIALCOMPRESSIONDEV-Kendall-700 Series | SEQUENTIALCOMPRESSIONDEV | 700 Series |  |  |  | Kendall | Sequential Compression Device |  | SEQUENTIALCOMPRESSIONDEV-Kendall-700 Series |  |  |  |  | Covered PM Repair - Biomedical | MHHS-TMC
NO | NO |  |  |  | PSD1702 |  | CARDINAL HEALTH | KENDALL 700 |  | V1904931SX | TMC - MHTMC - CENTRAL SUPPLY | MHHS-TMC |  | Sequential Compression Device |  | PSD1702 |  | TMC |  | TMC - MHTMC - CENTRAL SUPPLY | [5 empty] | CIRCULATORY ASSIST UNITS, PERIPHERAL COMPRESSION |  | SEQUENTIALCOMPRESSIONDEV-Kendall-700 Series | SEQUENTIALCOMPRESSIONDEV | 700 Series |  |  |  | Kendall | Sequential Compression Device |  | SEQUENTIALCOMPRESSIONDEV-Kendall-700 Series |  |  |  |  | Covered PM Repair - Biomedical | MHHS-TMC
NO | NO |  |  |  | PSD1703 |  | CARDINAL HEALTH | KENDALL 700 |  | V1904831SX | TMC - MHTMC - CENTRAL SUPPLY | MHHS-TMC |  | Sequential Compression Device |  | PSD1703 |  | TMC |  | TMC - MHTMC - CENTRAL SUPPLY | [5 empty] | CIRCULATORY ASSIST UNITS, PERIPHERAL COMPRESSION |  | SEQUENTIALCOMPRESSIONDEV-Kendall-700 Series | SEQUENTIALCOMPRESSIONDEV | 700 Series |  |  |  | Kendall | Sequential Compression Device |  | SEQUENTIALCOMPRESSIONDEV-Kendall-700 Series |  |  |  |  | Covered PM Repair - Biomedical | MHHS-TMC
NO | NO |  |  |  | PSD1705 |  | CARDINAL HEALTH | KENDALL 700 |  | V1904859SX | TMC - MHTMC - CENTRAL SUPPLY | MHHS-TMC |  | Sequential Compression Device |  | PSD1705 |  | TMC |  | TMC - MHTMC - CENTRAL SUPPLY | [5 empty] | CIRCULATORY ASSIST UNITS, PERIPHERAL COMPRESSION |  | SEQUENTIALCOMPRESSIONDEV-Kendall-700 Series | SEQUENTIALCOMPRESSIONDEV | 700 Series |  |  |  | Kendall | Sequential Compression Device |  | SEQUENTIALCOMPRESSIONDEV-Kendall-700 Series |  |  |  |  | Covered PM Repair - Biomedical | MHHS-TMC
NO | NO |  |  |  | PSD1706 |  | CARDINAL HEALTH | KENDALL 700 |  | V1904905SX | TMC - MHTMC - CENTRAL SUPPLY | MHHS-TMC |  | Sequential Compression Device |  | PSD1706 |  | TMC |  | TMC - MHTMC - CENTRAL SUPPLY | [5 empty] | CIRCULATORY ASSIST UNITS, PERIPHERAL COMPRESSION |  | SEQUENTIALCOMPRESSIONDEV-Kendall-700 Series | SEQUENTIALCOMPRESSIONDEV | 700 Series |  |  |  | Kendall | Sequential Compression Device |  | SEQUENTIALCOMPRESSIONDEV-Kendall-700 Series |  |  |  |  | Covered PM Repair - Biomedical | MHHS-TMC
NO | NO |  |  |  | PSD1707 |  | CARDINAL HEALTH | KENDALL 700 |  | V1904846SX | TMC - MHTMC - CENTRAL SUPPLY | MHHS-TMC |  | Sequential Compression Device |  | PSD1707 |  | TMC |  | TMC - MHTMC - CENTRAL SUPPLY | [5 empty] | CIRCULATORY ASSIST UNITS, PERIPHERAL COMPRESSION |  | SEQUENTIALCOMPRESSIONDEV-Kendall-700 Series | SEQUENTIALCOMPRESSIONDEV | 700 Series |  |  |  | Kendall | Sequential Compression Device |  | SEQUENTIALCOMPRESSIONDEV-Kendall-700 Series |  |  |  |  | Covered PM Repair - Biomedical | MHHS-TMC
NO | NO |  |  |  | PSD1708 |  | CARDINAL HEALTH | KENDALL 700 |  | V1905143SX | TMC - MHTMC - CENTRAL SUPPLY | MHHS-TMC |  | Sequential Compression Device |  | PSD1708 |  | TMC |  | TMC - MHTMC - CENTRAL SUPPLY | [5 empty] | CIRCULATORY ASSIST UNITS, PERIPHERAL COMPRESSION |  | SEQUENTIALCOMPRESSIONDEV-Kendall-700 Series | SEQUENTIALCOMPRESSIONDEV | 700 Series |  |  |  | Kendall | Sequential Compression Device |  | SEQUENTIALCOMPRESSIONDEV-Kendall-700 Series |  |  |  |  | Covered PM Repair - Biomedical | MHHS-TMC
NO | NO |  |  |  | PSD1710 |  | CARDINAL HEALTH | KENDALL 700 |  | V1905203SX | TMC - MHTMC - CENTRAL SUPPLY | MHHS-TMC |  | Sequential Compression Device |  | PSD1710 |  | TMC |  | TMC - MHTMC - CENTRAL SUPPLY | [5 empty] | CIRCULATORY ASSIST UNITS, PERIPHERAL COMPRESSION |  | SEQUENTIALCOMPRESSIONDEV-Kendall-700 Series | SEQUENTIALCOMPRESSIONDEV | 700 Series |  |  |  | Kendall | Sequential Compression Device |  | SEQUENTIALCOMPRESSIONDEV-Kendall-700 Series |  |  |  |  | Covered PM Repair - Biomedical | MHHS-TMC
NO | NO |  |  |  | PSD1711 |  | CARDINAL HEALTH | KENDALL 700 |  | V1904865SX | TMC - MHTMC - CENTRAL SUPPLY | MHHS-TMC |  | Sequential Compression Device |  | PSD1711 |  | TMC |  | TMC - MHTMC - CENTRAL SUPPLY | [5 empty] | CIRCULATORY ASSIST UNITS, PERIPHERAL COMPRESSION |  | SEQUENTIALCOMPRESSIONDEV-Kendall-700 Series | SEQUENTIALCOMPRESSIONDEV | 700 Series |  |  |  | Kendall | Sequential Compression Device |  | SEQUENTIALCOMPRESSIONDEV-Kendall-700 Series |  |  |  |  | Covered PM Repair - Biomedical | MHHS-TMC
NO | NO |  |  |  | PSD1712 |  | CARDINAL HEALTH | KENDALL 700 |  | V1901233SX | TMC - MHTMC - CENTRAL SUPPLY | MHHS-TMC |  | Sequential Compression Device |  | PSD1712 |  | TMC |  | TMC - MHTMC - CENTRAL SUPPLY | [5 empty] | CIRCULATORY ASSIST UNITS, PERIPHERAL COMPRESSION |  | SEQUENTIALCOMPRESSIONDEV-Kendall-700 Series | SEQUENTIALCOMPRESSIONDEV | 700 Series |  |  |  | Kendall | Sequential Compression Device |  | SEQUENTIALCOMPRESSIONDEV-Kendall-700 Series |  |  |  |  | Covered PM Repair - Biomedical | MHHS-TMC
NO | NO |  |  |  | PSD1713 |  | CARDINAL HEALTH | KENDALL 700 |  | V1904915SX | TMC - MHTMC - CENTRAL SUPPLY | MHHS-TMC |  | Sequential Compression Device |  | PSD1713 |  | TMC |  | TMC - MHTMC - CENTRAL SUPPLY | [5 empty] | CIRCULATORY ASSIST UNITS, PERIPHERAL COMPRESSION |  | SEQUENTIALCOMPRESSIONDEV-Kendall-700 Series | SEQUENTIALCOMPRESSIONDEV | 700 Series |  |  |  | Kendall | Sequential Compression Device |  | SEQUENTIALCOMPRESSIONDEV-Kendall-700 Series |  |  |  |  | Covered PM Repair - Biomedical | MHHS-TMC
NO | NO |  |  |  | PSD1714 |  | CARDINAL HEALTH | KENDALL 700 |  | V1901256SX | TMC - MHTMC - CENTRAL SUPPLY | MHHS-TMC |  | Sequential Compression Device |  | PSD1714 |  | TMC |  | TMC - MHTMC - CENTRAL SUPPLY | [5 empty] | CIRCULATORY ASSIST UNITS, PERIPHERAL COMPRESSION |  | SEQUENTIALCOMPRESSIONDEV-Kendall-700 Series | SEQUENTIALCOMPRESSIONDEV | 700 Series |  |  |  | Kendall | Sequential Compression Device |  | SEQUENTIALCOMPRESSIONDEV-Kendall-700 Series |  |  |  |  | Covered PM Repair - Biomedical | MHHS-TMC
NO | NO |  |  |  | PSD1715 |  | CARDINAL HEALTH | KENDALL 700 |  | V1904864SX | TMC - MHTMC - CENTRAL SUPPLY | MHHS-TMC |  | Sequential Compression Device |  | PSD1715 |  | TMC |  | TMC - MHTMC - CENTRAL SUPPLY | [5 empty] | CIRCULATORY ASSIST UNITS, PERIPHERAL COMPRESSION |  | SEQUENTIALCOMPRESSIONDEV-Kendall-700 Series | SEQUENTIALCOMPRESSIONDEV | 700 Series |  |  |  | Kendall | Sequential Compression Device |  | SEQUENTIALCOMPRESSIONDEV-Kendall-700 Series |  |  |  |  | Covered PM Repair - Biomedical | MHHS-TMC
NO | NO |  |  |  | PSD1717 |  | CARDINAL HEALTH | KENDALL 700 |  | V1905173SX | TMC - MHTMC - CENTRAL SUPPLY | MHHS-TMC |  | Sequential Compression Device |  | PSD1717 |  | TMC |  | TMC - MHTMC - CENTRAL SUPPLY | [5 empty] | CIRCULATORY ASSIST UNITS, PERIPHERAL COMPRESSION |  | SEQUENTIALCOMPRESSIONDEV-Kendall-700 Series | SEQUENTIALCOMPRESSIONDEV | 700 Series |  |  |  | Kendall | Sequential Compression Device |  | SEQUENTIALCOMPRESSIONDEV-Kendall-700 Series |  |  |  |  | Covered PM Repair - Biomedical | MHHS-TMC
NO | NO |  |  |  | PSD1718 |  | CARDINAL HEALTH | KENDALL 700 |  | V1904869SX | TMC - MHTMC - CENTRAL SUPPLY | MHHS-TMC |  | Sequential Compression Device |  | PSD1718 |  | TMC |  | TMC - MHTMC - CENTRAL SUPPLY | [5 empty] | CIRCULATORY ASSIST UNITS, PERIPHERAL COMPRESSION |  | SEQUENTIALCOMPRESSIONDEV-Kendall-700 Series | SEQUENTIALCOMPRESSIONDEV | 700 Series |  |  |  | Kendall | Sequential Compression Device |  | SEQUENTIALCOMPRESSIONDEV-Kendall-700 Series |  |  |  |  | Covered PM Repair - Biomedical | MHHS-TMC
NO | NO |  |  |  | PSD1719 |  | CARDINAL HEALTH | KENDALL 700 |  | V1904866SX | TMC - MHTMC - CENTRAL SUPPLY | MHHS-TMC |  | Sequential Compression Device |  | PSD1719 |  | TMC |  | TMC - MHTMC - CENTRAL SUPPLY | [5 empty] | CIRCULATORY ASSIST UNITS, PERIPHERAL COMPRESSION |  | SEQUENTIALCOMPRESSIONDEV-Kendall-700 Series | SEQUENTIALCOMPRESSIONDEV | 700 Series |  |  |  | Kendall | Sequential Compression Device |  | SEQUENTIALCOMPRESSIONDEV-Kendall-700 Series |  |  |  |  | Covered PM Repair - Biomedical | MHHS-TMC
NO | NO |  |  |  | PSD1722 |  | CARDINAL HEALTH | KENDALL 700 |  | V1901248SX | TMC - MHTMC - CENTRAL SUPPLY | MHHS-TMC |  | Sequential Compression Device |  | PSD1722 |  | TMC |  | TMC - MHTMC - CENTRAL SUPPLY | [5 empty] | CIRCULATORY ASSIST UNITS, PERIPHERAL COMPRESSION |  | SEQUENTIALCOMPRESSIONDEV-Kendall-700 Series | SEQUENTIALCOMPRESSIONDEV | 700 Series |  |  |  | Kendall | Sequential Compression Device |  | SEQUENTIALCOMPRESSIONDEV-Kendall-700 Series |  |  |  |  | Covered PM Repair - Biomedical | MHHS-TMC
NO | NO |  |  |  | PSD1724 |  | CARDINAL HEALTH | KENDALL 700 |  | V1904907SX | TMC - MHTMC - CENTRAL SUPPLY | MHHS-TMC |  | Sequential Compression Device |  | PSD1724 |  | TMC |  | TMC - MHTMC - CENTRAL SUPPLY | [5 empty] | CIRCULATORY ASSIST UNITS, PERIPHERAL COMPRESSION |  | SEQUENTIALCOMPRESSIONDEV-Kendall-700 Series | SEQUENTIALCOMPRESSIONDEV | 700 Series |  |  |  | Kendall | Sequential Compression Device |  | SEQUENTIALCOMPRESSIONDEV-Kendall-700 Series |  |  |  |  | Covered PM Repair - Biomedical | MHHS-TMC
NO | NO |  |  |  | PSD1725 |  | CARDINAL HEALTH | KENDALL 700 |  | V1905177SX | TMC - MHTMC - CENTRAL SUPPLY | MHHS-TMC |  | Sequential Compression Device |  | PSD1725 |  | TMC |  | TMC - MHTMC - CENTRAL SUPPLY | [5 empty] | CIRCULATORY ASSIST UNITS, PERIPHERAL COMPRESSION |  | SEQUENTIALCOMPRESSIONDEV-Kendall-700 Series | SEQUENTIALCOMPRESSIONDEV | 700 Series |  |  |  | Kendall | Sequential Compression Device |  | SEQUENTIALCOMPRESSIONDEV-Kendall-700 Series |  |  |  |  | Covered PM Repair - Biomedical | MHHS-TMC
NO | NO |  |  |  | PSD1726 |  | CARDINAL HEALTH | KENDALL 700 |  | V1905196SX | TMC - MHTMC - CENTRAL SUPPLY | MHHS-TMC |  | Sequential Compression Device |  | PSD1726 |  | TMC |  | TMC - MHTMC - CENTRAL SUPPLY | [5 empty] | CIRCULATORY ASSIST UNITS, PERIPHERAL COMPRESSION |  | SEQUENTIALCOMPRESSIONDEV-Kendall-700 Series | SEQUENTIALCOMPRESSIONDEV | 700 Series |  |  |  | Kendall | Sequential Compression Device |  | SEQUENTIALCOMPRESSIONDEV-Kendall-700 Series |  |  |  |  | Covered PM Repair - Biomedical | MHHS-TMC
NO | NO |  |  |  | PSD1727 |  | CARDINAL HEALTH | KENDALL 700 |  | V1901224SX | TMC - MHTMC - CENTRAL SUPPLY | MHHS-TMC |  | Sequential Compression Device |  | PSD1727 |  | TMC |  | TMC - MHTMC - CENTRAL SUPPLY | [5 empty] | CIRCULATORY ASSIST UNITS, PERIPHERAL COMPRESSION |  | SEQUENTIALCOMPRESSIONDEV-Kendall-700 Series | SEQUENTIALCOMPRESSIONDEV | 700 Series |  |  |  | Kendall | Sequential Compression Device |  | SEQUENTIALCOMPRESSIONDEV-Kendall-700 Series |  |  |  |  | Covered PM Repair - Biomedical | MHHS-TMC
NO | NO |  |  |  | PSD1728 |  | CARDINAL HEALTH | KENDALL 700 |  | V1905171SX | TMC - MHTMC - CENTRAL SUPPLY | MHHS-TMC |  | Sequential Compression Device |  | PSD1728 |  | TMC |  | TMC - MHTMC - CENTRAL SUPPLY | [5 empty] | CIRCULATORY ASSIST UNITS, PERIPHERAL COMPRESSION |  | SEQUENTIALCOMPRESSIONDEV-Kendall-700 Series | SEQUENTIALCOMPRESSIONDEV | 700 Series |  |  |  | Kendall | Sequential Compression Device |  | SEQUENTIALCOMPRESSIONDEV-Kendall-700 Series |  |  |  |  | Covered PM Repair - Biomedical | MHHS-TMC
NO | NO |  |  |  | PSD1729 |  | CARDINAL HEALTH | KENDALL 700 |  | V1901280SX | TMC - MHTMC - CENTRAL SUPPLY | MHHS-TMC |  | Sequential Compression Device |  | PSD1729 |  | TMC |  | TMC - MHTMC - CENTRAL SUPPLY | [5 empty] | CIRCULATORY ASSIST UNITS, PERIPHERAL COMPRESSION |  | SEQUENTIALCOMPRESSIONDEV-Kendall-700 Series | SEQUENTIALCOMPRESSIONDEV | 700 Series |  |  |  | Kendall | Sequential Compression Device |  | SEQUENTIALCOMPRESSIONDEV-Kendall-700 Series |  |  |  |  | Covered PM Repair - Biomedical | MHHS-TMC
NO | NO |  |  |  | PSD1730 |  | CARDINAL HEALTH | KENDALL 700 |  | V1904856SX | TMC - MHTMC - CENTRAL SUPPLY | MHHS-TMC |  | Sequential Compression Device |  | PSD1730 |  | TMC |  | TMC - MHTMC - CENTRAL SUPPLY | [5 empty] | CIRCULATORY ASSIST UNITS, PERIPHERAL COMPRESSION |  | SEQUENTIALCOMPRESSIONDEV-Kendall-700 Series | SEQUENTIALCOMPRESSIONDEV | 700 Series |  |  |  | Kendall | Sequential Compression Device |  | SEQUENTIALCOMPRESSIONDEV-Kendall-700 Series |  |  |  |  | Covered PM Repair - Biomedical | MHHS-TMC
NO | NO |  |  |  | PSD1731 |  | CARDINAL HEALTH | KENDALL 700 |  | V1905170SX | TMC - MHTMC - CENTRAL SUPPLY | MHHS-TMC |  | Sequential Compression Device |  | PSD1731 |  | TMC |  | TMC - MHTMC - CENTRAL SUPPLY | [5 empty] | CIRCULATORY ASSIST UNITS, PERIPHERAL COMPRESSION |  | SEQUENTIALCOMPRESSIONDEV-Kendall-700 Series | SEQUENTIALCOMPRESSIONDEV | 700 Series |  |  |  | Kendall | Sequential Compression Device |  | SEQUENTIALCOMPRESSIONDEV-Kendall-700 Series |  |  |  |  | Covered PM Repair - Biomedical | MHHS-TMC
NO | NO |  |  |  | PSD1732 |  | CARDINAL HEALTH | KENDALL 700 |  | V1901251SX | TMC - MHTMC - CENTRAL SUPPLY | MHHS-TMC |  | Sequential Compression Device |  | PSD1732 |  | TMC |  | TMC - MHTMC - CENTRAL SUPPLY | [5 empty] | CIRCULATORY ASSIST UNITS, PERIPHERAL COMPRESSION |  | SEQUENTIALCOMPRESSIONDEV-Kendall-700 Series | SEQUENTIALCOMPRESSIONDEV | 700 Series |  |  |  | Kendall | Sequential Compression Device |  | SEQUENTIALCOMPRESSIONDEV-Kendall-700 Series |  |  |  |  | Covered PM Repair - Biomedical | MHHS-TMC
NO | NO |  |  |  | PSD1733 |  | CARDINAL HEALTH | KENDALL 700 |  | V1904830SX | TMC - MHTMC - CENTRAL SUPPLY | MHHS-TMC |  | Sequential Compression Device |  | PSD1733 |  | TMC |  | TMC - MHTMC - CENTRAL SUPPLY | [5 empty] | CIRCULATORY ASSIST UNITS, PERIPHERAL COMPRESSION |  | SEQUENTIALCOMPRESSIONDEV-Kendall-700 Series | SEQUENTIALCOMPRESSIONDEV | 700 Series |  |  |  | Kendall | Sequential Compression Device |  | SEQUENTIALCOMPRESSIONDEV-Kendall-700 Series |  |  |  |  | Covered PM Repair - Biomedical | MHHS-TMC
NO | NO |  |  |  | PSD1734 |  | CARDINAL HEALTH | KENDALL 700 |  | V1905267SX | TMC - MHTMC - CENTRAL SUPPLY | MHHS-TMC |  | Sequential Compression Device |  | PSD1734 |  | TMC |  | TMC - MHTMC - CENTRAL SUPPLY | [5 empty] | CIRCULATORY ASSIST UNITS, PERIPHERAL COMPRESSION |  | SEQUENTIALCOMPRESSIONDEV-Kendall-700 Series | SEQUENTIALCOMPRESSIONDEV | 700 Series |  |  |  | Kendall | Sequential Compression Device |  | SEQUENTIALCOMPRESSIONDEV-Kendall-700 Series |  |  |  |  | Covered PM Repair - Biomedical | MHHS-TMC
NO | NO |  |  |  | PSD1735 |  | CARDINAL HEALTH | KENDALL 700 |  | V1904901SX | TMC - MHTMC - CENTRAL SUPPLY | MHHS-TMC |  | Sequential Compression Device |  | PSD1735 |  | TMC |  | TMC - MHTMC - CENTRAL SUPPLY | [5 empty] | CIRCULATORY ASSIST UNITS, PERIPHERAL COMPRESSION |  | SEQUENTIALCOMPRESSIONDEV-Kendall-700 Series | SEQUENTIALCOMPRESSIONDEV | 700 Series |  |  |  | Kendall | Sequential Compression Device |  | SEQUENTIALCOMPRESSIONDEV-Kendall-700 Series |  |  |  |  | Covered PM Repair - Biomedical | MHHS-TMC
NO | NO |  |  |  | PSD1736 |  | CARDINAL HEALTH | KENDALL 700 |  | V1904937SX | TMC - MHTMC - CENTRAL SUPPLY | MHHS-TMC |  | Sequential Compression Device |  | PSD1736 |  | TMC |  | TMC - MHTMC - CENTRAL SUPPLY | [5 empty] | CIRCULATORY ASSIST UNITS, PERIPHERAL COMPRESSION |  | SEQUENTIALCOMPRESSIONDEV-Kendall-700 Series | SEQUENTIALCOMPRESSIONDEV | 700 Series |  |  |  | Kendall | Sequential Compression Device |  | SEQUENTIALCOMPRESSIONDEV-Kendall-700 Series |  |  |  |  | Covered PM Repair - Biomedical | MHHS-TMC
NO | NO |  |  |  | PSD1737 |  | CARDINAL HEALTH | KENDALL 700 |  | V1905278SX | TMC - MHTMC - CENTRAL SUPPLY | MHHS-TMC |  | Sequential Compression Device |  | PSD1737 |  | TMC |  | TMC - MHTMC - CENTRAL SUPPLY | [5 empty] | CIRCULATORY ASSIST UNITS, PERIPHERAL COMPRESSION |  | SEQUENTIALCOMPRESSIONDEV-Kendall-700 Series | SEQUENTIALCOMPRESSIONDEV | 700 Series |  |  |  | Kendall | Sequential Compression Device |  | SEQUENTIALCOMPRESSIONDEV-Kendall-700 Series |  |  |  |  | Covered PM Repair - Biomedical | MHHS-TMC
NO | NO |  |  |  | PSD1738 |  | CARDINAL HEALTH | KENDALL 700 |  | V1904926SX | TMC - MHTMC - CENTRAL SUPPLY | MHHS-TMC |  | Sequential Compression Device |  | PSD1738 |  | TMC |  | TMC - MHTMC - CENTRAL SUPPLY | [5 empty] | CIRCULATORY ASSIST UNITS, PERIPHERAL COMPRESSION |  | SEQUENTIALCOMPRESSIONDEV-Kendall-700 Series | SEQUENTIALCOMPRESSIONDEV | 700 Series |  |  |  | Kendall | Sequential Compression Device |  | SEQUENTIALCOMPRESSIONDEV-Kendall-700 Series |  |  |  |  | Covered PM Repair - Biomedical | MHHS-TMC
NO | NO |  |  |  | PSD1740 |  | CARDINAL HEALTH | KENDALL 700 |  | V1901259SX | TMC - MHTMC - CENTRAL SUPPLY | MHHS-TMC |  | Sequential Compression Device |  | PSD1740 |  | TMC |  | TMC - MHTMC - CENTRAL SUPPLY | [5 empty] | CIRCULATORY ASSIST UNITS, PERIPHERAL COMPRESSION |  | SEQUENTIALCOMPRESSIONDEV-Kendall-700 Series | SEQUENTIALCOMPRESSIONDEV | 700 Series |  |  |  | Kendall | Sequential Compression Device |  | SEQUENTIALCOMPRESSIONDEV-Kendall-700 Series |  |  |  |  | Covered PM Repair - Biomedical | MHHS-TMC
NO | NO |  |  |  | PSD1741 |  | CARDINAL HEALTH | KENDALL 700 |  | V1901223SX | TMC - MHTMC - CENTRAL SUPPLY | MHHS-TMC |  | Sequential Compression Device |  | PSD1741 |  | TMC |  | TMC - MHTMC - CENTRAL SUPPLY | [5 empty] | CIRCULATORY ASSIST UNITS, PERIPHERAL COMPRESSION |  | SEQUENTIALCOMPRESSIONDEV-Kendall-700 Series | SEQUENTIALCOMPRESSIONDEV | 700 Series |  |  |  | Kendall | Sequential Compression Device |  | SEQUENTIALCOMPRESSIONDEV-Kendall-700 Series |  |  |  |  | Covered PM Repair - Biomedical | MHHS-TMC
NO | NO |  |  |  | PSD1742 |  | CARDINAL HEALTH | KENDALL 700 |  | V1901273SX | TMC - MHTMC - CENTRAL SUPPLY | MHHS-TMC |  | Sequential Compression Device |  | PSD1742 |  | TMC |  | TMC - MHTMC - CENTRAL SUPPLY | [5 empty] | CIRCULATORY ASSIST UNITS, PERIPHERAL COMPRESSION |  | SEQUENTIALCOMPRESSIONDEV-Kendall-700 Series | SEQUENTIALCOMPRESSIONDEV | 700 Series |  |  |  | Kendall | Sequential Compression Device |  | SEQUENTIALCOMPRESSIONDEV-Kendall-700 Series |  |  |  |  | Covered PM Repair - Biomedical | MHHS-TMC
NO | NO |  |  |  | PSD1743 |  | CARDINAL HEALTH | KENDALL 700 |  | V1905159SX | TMC - MHTMC - CENTRAL SUPPLY | MHHS-TMC |  | Sequential Compression Device |  | PSD1743 |  | TMC |  | TMC - MHTMC - CENTRAL SUPPLY | [5 empty] | CIRCULATORY ASSIST UNITS, PERIPHERAL COMPRESSION |  | SEQUENTIALCOMPRESSIONDEV-Kendall-700 Series | SEQUENTIALCOMPRESSIONDEV | 700 Series |  |  |  | Kendall | Sequential Compression Device |  | SEQUENTIALCOMPRESSIONDEV-Kendall-700 Series |  |  |  |  | Covered PM Repair - Biomedical | MHHS-TMC
NO | NO |  |  |  | PSD1745 |  | CARDINAL HEALTH | KENDALL 700 |  | V1905145SX | TMC - MHTMC - CENTRAL SUPPLY | MHHS-TMC |  | Sequential Compression Device |  | PSD1745 |  | TMC |  | TMC - MHTMC - CENTRAL SUPPLY | [5 empty] | CIRCULATORY ASSIST UNITS, PERIPHERAL COMPRESSION |  | SEQUENTIALCOMPRESSIONDEV-Kendall-700 Series | SEQUENTIALCOMPRESSIONDEV | 700 Series |  |  |  | Kendall | Sequential Compression Device |  | SEQUENTIALCOMPRESSIONDEV-Kendall-700 Series |  |  |  |  | Covered PM Repair - Biomedical | MHHS-TMC
NO | NO |  |  |  | PSD1747 |  | CARDINAL HEALTH | KENDALL 700 |  | V1905016SX | TMC - MHTMC - CENTRAL SUPPLY | MHHS-TMC |  | Sequential Compression Device |  | PSD1747 |  | TMC |  | TMC - MHTMC - CENTRAL SUPPLY | [5 empty] | CIRCULATORY ASSIST UNITS, PERIPHERAL COMPRESSION |  | SEQUENTIALCOMPRESSIONDEV-Kendall-700 Series | SEQUENTIALCOMPRESSIONDEV | 700 Series |  |  |  | Kendall | Sequential Compression Device |  | SEQUENTIALCOMPRESSIONDEV-Kendall-700 Series |  |  |  |  | Covered PM Repair - Respiratory/Steriliz | MHHS-TMC
NO | NO |  |  |  | PSD1748 |  | CARDINAL HEALTH | KENDALL 700 |  | V1904460SX | TMC - MHTMC - CENTRAL SUPPLY | MHHS-TMC |  | Sequential Compression Device |  | PSD1748 |  | TMC |  | TMC - MHTMC - CENTRAL SUPPLY | [5 empty] | CIRCULATORY ASSIST UNITS, PERIPHERAL COMPRESSION |  | SEQUENTIALCOMPRESSIONDEV-Kendall-700 Series | SEQUENTIALCOMPRESSIONDEV | 700 Series |  |  |  | Kendall | Sequential Compression Device |  | SEQUENTIALCOMPRESSIONDEV-Kendall-700 Series |  |  |  |  | Covered PM Repair - Respiratory/Steriliz | MHHS-TMC
NO | NO |  |  |  | PSD1750 |  | CARDINAL HEALTH | KENDALL 700 |  | V1905001SX | TMC - MHTMC - CENTRAL SUPPLY | MHHS-TMC |  | Sequential Compression Device |  | PSD1750 |  | TMC |  | TMC - MHTMC - CENTRAL SUPPLY | [5 empty] | CIRCULATORY ASSIST UNITS, PERIPHERAL COMPRESSION |  | SEQUENTIALCOMPRESSIONDEV-Kendall-700 Series | SEQUENTIALCOMPRESSIONDEV | 700 Series |  |  |  | Kendall | Sequential Compression Device |  | SEQUENTIALCOMPRESSIONDEV-Kendall-700 Series |  |  |  |  | No Coverage Specified | MHHS-TMC
NO | NO |  |  |  | PSD1751 |  | CARDINAL HEALTH | KENDALL 700 |  | V1905282SX | TMC - MHTMC - CENTRAL SUPPLY | MHHS-TMC |  | Sequential Compression Device |  | PSD1751 |  | TMC |  | TMC - MHTMC - CENTRAL SUPPLY | [5 empty] | CIRCULATORY ASSIST UNITS, PERIPHERAL COMPRESSION |  | SEQUENTIALCOMPRESSIONDEV-Kendall-700 Series | SEQUENTIALCOMPRESSIONDEV | 700 Series |  |  |  | Kendall | Sequential Compression Device |  | SEQUENTIALCOMPRESSIONDEV-Kendall-700 Series |  |  |  |  | No Coverage Specified | MHHS-TMC
NO | NO |  |  |  | PSD1752 |  | CARDINAL HEALTH | KENDALL 700 |  | V1905315SX | TMC - MHTMC - CENTRAL SUPPLY | MHHS-TMC |  | Sequential Compression Device |  | PSD1752 |  | TMC |  | TMC - MHTMC - CENTRAL SUPPLY | [5 empty] | CIRCULATORY ASSIST UNITS, PERIPHERAL COMPRESSION |  | SEQUENTIALCOMPRESSIONDEV-Kendall-700 Series | SEQUENTIALCOMPRESSIONDEV | 700 Series |  |  |  | Kendall | Sequential Compression Device |  | SEQUENTIALCOMPRESSIONDEV-Kendall-700 Series |  |  |  |  | No Coverage Specified | MHHS-TMC
NO | NO |  |  |  | PSD1754 |  | CARDINAL HEALTH | KENDALL 700 |  | V1904947SX | TMC - MHTMC - CENTRAL SUPPLY | MHHS-TMC |  | Sequential Compression Device |  | PSD1754 |  | TMC |  | TMC - MHTMC - CENTRAL SUPPLY | [5 empty] | CIRCULATORY ASSIST UNITS, PERIPHERAL COMPRESSION |  | SEQUENTIALCOMPRESSIONDEV-Kendall-700 Series | SEQUENTIALCOMPRESSIONDEV | 700 Series |  |  |  | Kendall | Sequential Compression Device |  | SEQUENTIALCOMPRESSIONDEV-Kendall-700 Series |  |  |  |  | No Coverage Specified | MHHS-TMC
NO | NO |  |  |  | PSD1758 |  | CARDINAL HEALTH | KENDALL 700 |  | V1905273SX | TMC - MHTMC - CENTRAL SUPPLY | MHHS-TMC |  | Sequential Compression Device |  | PSD1758 |  | TMC |  | TMC - MHTMC - CENTRAL SUPPLY | [5 empty] | CIRCULATORY ASSIST UNITS, PERIPHERAL COMPRESSION |  | SEQUENTIALCOMPRESSIONDEV-Kendall-700 Series | SEQUENTIALCOMPRESSIONDEV | 700 Series |  |  |  | Kendall | Sequential Compression Device |  | SEQUENTIALCOMPRESSIONDEV-Kendall-700 Series |  |  |  |  | No Coverage Specified | MHHS-TMC
NO | NO |  |  |  | PSD1760 |  | CARDINAL HEALTH | KENDALL 700 |  | V1905251SX | TMC - MHTMC - CENTRAL SUPPLY | MHHS-TMC |  | Sequential Compression Device |  | PSD1760 |  | TMC |  | TMC - MHTMC - CENTRAL SUPPLY | [5 empty] | CIRCULATORY ASSIST UNITS, PERIPHERAL COMPRESSION |  | SEQUENTIALCOMPRESSIONDEV-Kendall-700 Series | SEQUENTIALCOMPRESSIONDEV | 700 Series |  |  |  | Kendall | Sequential Compression Device |  | SEQUENTIALCOMPRESSIONDEV-Kendall-700 Series |  |  |  |  | Covered PM Repair - Respiratory/Steriliz | MHHS-TMC
NO | NO |  |  |  | PSD1761 |  | CARDINAL HEALTH | KENDALL 700 |  | V1904940SX | TMC - MHTMC - CENTRAL SUPPLY | MHHS-TMC |  | Sequential Compression Device |  | PSD1761 |  | TMC |  | TMC - MHTMC - CENTRAL SUPPLY | [5 empty] | CIRCULATORY ASSIST UNITS, PERIPHERAL COMPRESSION |  | SEQUENTIALCOMPRESSIONDEV-Kendall-700 Series | SEQUENTIALCOMPRESSIONDEV | 700 Series |  |  |  | Kendall | Sequential Compression Device |  | SEQUENTIALCOMPRESSIONDEV-Kendall-700 Series |  |  |  |  | Covered PM Repair - Respiratory/Steriliz | MHHS-TMC
NO | NO |  |  |  | PSD1762 |  | CARDINAL HEALTH | KENDALL 700 |  | V1905246SX | TMC - MHTMC - CENTRAL SUPPLY | MHHS-TMC |  | Sequential Compression Device |  | PSD1762 |  | TMC |  | TMC - MHTMC - CENTRAL SUPPLY | [5 empty] | CIRCULATORY ASSIST UNITS, PERIPHERAL COMPRESSION |  | SEQUENTIALCOMPRESSIONDEV-Kendall-700 Series | SEQUENTIALCOMPRESSIONDEV | 700 Series |  |  |  | Kendall | Sequential Compression Device |  | SEQUENTIALCOMPRESSIONDEV-Kendall-700 Series |  |  |  |  | Covered PM Repair - Respiratory/Steriliz | MHHS-TMC
NO | NO |  |  |  | PSD1763 |  | CARDINAL HEALTH | KENDALL 700 |  | V1904960SX | TMC - MHTMC - CENTRAL SUPPLY | MHHS-TMC |  | Sequential Compression Device |  | PSD1763 |  | TMC |  | TMC - MHTMC - CENTRAL SUPPLY | [5 empty] | CIRCULATORY ASSIST UNITS, PERIPHERAL COMPRESSION |  | SEQUENTIALCOMPRESSIONDEV-Kendall-700 Series | SEQUENTIALCOMPRESSIONDEV | 700 Series |  |  |  | Kendall | Sequential Compression Device |  | SEQUENTIALCOMPRESSIONDEV-Kendall-700 Series |  |  |  |  | Covered PM Repair - Biomedical | MHHS-TMC
NO | NO |  |  |  | PSD1765 |  | CARDINAL HEALTH | KENDALL 700 |  | V1905284SX | TMC - MHTMC - CENTRAL SUPPLY | MHHS-TMC |  | Sequential Compression Device |  | PSD1765 |  | TMC |  | TMC - MHTMC - CENTRAL SUPPLY | [5 empty] | CIRCULATORY ASSIST UNITS, PERIPHERAL COMPRESSION |  | SEQUENTIALCOMPRESSIONDEV-Kendall-700 Series | SEQUENTIALCOMPRESSIONDEV | 700 Series |  |  |  | Kendall | Sequential Compression Device |  | SEQUENTIALCOMPRESSIONDEV-Kendall-700 Series |  |  |  |  | Covered PM Repair - Biomedical | MHHS-TMC
NO | NO |  |  |  | PSD1767 |  | CARDINAL HEALTH | KENDALL 700 |  | V1905286SX | TMC - MHTMC - CENTRAL SUPPLY | MHHS-TMC |  | Sequential Compression Device |  | PSD1767 |  | TMC |  | TMC - MHTMC - CENTRAL SUPPLY | [5 empty] | CIRCULATORY ASSIST UNITS, PERIPHERAL COMPRESSION |  | SEQUENTIALCOMPRESSIONDEV-Kendall-700 Series | SEQUENTIALCOMPRESSIONDEV | 700 Series |  |  |  | Kendall | Sequential Compression Device |  | SEQUENTIALCOMPRESSIONDEV-Kendall-700 Series |  |  |  |  | Covered PM Repair - Biomedical | MHHS-TMC
NO | NO |  |  |  | PSD1769 |  | CARDINAL HEALTH | KENDALL 700 |  | V1905305SX | TMC - MHTMC - CENTRAL SUPPLY | MHHS-TMC |  | Sequential Compression Device |  | PSD1769 |  | TMC |  | TMC - MHTMC - CENTRAL SUPPLY | [5 empty] | CIRCULATORY ASSIST UNITS, PERIPHERAL COMPRESSION |  | SEQUENTIALCOMPRESSIONDEV-Kendall-700 Series | SEQUENTIALCOMPRESSIONDEV | 700 Series |  |  |  | Kendall | Sequential Compression Device |  | SEQUENTIALCOMPRESSIONDEV-Kendall-700 Series |  |  |  |  | Covered PM Repair - Biomedical | MHHS-TMC
NO | NO |  |  |  | PSD1770 |  | CARDINAL HEALTH | KENDALL 700 |  | V1905255SX | TMC - MHTMC - CENTRAL SUPPLY | MHHS-TMC |  | Sequential Compression Device |  | PSD1770 |  | TMC |  | TMC - MHTMC - CENTRAL SUPPLY | [5 empty] | CIRCULATORY ASSIST UNITS, PERIPHERAL COMPRESSION |  | SEQUENTIALCOMPRESSIONDEV-Kendall-700 Series | SEQUENTIALCOMPRESSIONDEV | 700 Series |  |  |  | Kendall | Sequential Compression Device |  | SEQUENTIALCOMPRESSIONDEV-Kendall-700 Series |  |  |  |  | Covered PM Repair - Biomedical | MHHS-TMC
NO | NO |  |  |  | PSD1771 |  | CARDINAL HEALTH | KENDALL 700 |  | V1904929SX | TMC - MHTMC - CENTRAL SUPPLY | MHHS-TMC |  | Sequential Compression Device |  | PSD1771 |  | TMC |  | TMC - MHTMC - CENTRAL SUPPLY | [5 empty] | CIRCULATORY ASSIST UNITS, PERIPHERAL COMPRESSION |  | SEQUENTIALCOMPRESSIONDEV-Kendall-700 Series | SEQUENTIALCOMPRESSIONDEV | 700 Series |  |  |  | Kendall | Sequential Compression Device |  | SEQUENTIALCOMPRESSIONDEV-Kendall-700 Series |  |  |  |  | Covered PM Repair - Biomedical | MHHS-TMC
NO | NO |  |  |  | PSD1772 |  | CARDINAL HEALTH | KENDALL 700 |  | V1905006SX | TMC - MHTMC - CENTRAL SUPPLY | MHHS-TMC |  | Sequential Compression Device |  | PSD1772 |  | TMC |  | TMC - MHTMC - CENTRAL SUPPLY | [5 empty] | CIRCULATORY ASSIST UNITS, PERIPHERAL COMPRESSION |  | SEQUENTIALCOMPRESSIONDEV-Kendall-700 Series | SEQUENTIALCOMPRESSIONDEV | 700 Series |  |  |  | Kendall | Sequential Compression Device |  | SEQUENTIALCOMPRESSIONDEV-Kendall-700 Series |  |  |  |  | Covered PM Repair - Biomedical | MHHS-TMC
NO | NO |  |  |  | PSD1773 |  | CARDINAL HEALTH | KENDALL 700 |  | V1904970SX | TMC - MHTMC - CENTRAL SUPPLY | MHHS-TMC |  | Sequential Compression Device |  | PSD1773 |  | TMC |  | TMC - MHTMC - CENTRAL SUPPLY | [5 empty] | CIRCULATORY ASSIST UNITS, PERIPHERAL COMPRESSION |  | SEQUENTIALCOMPRESSIONDEV-Kendall-700 Series | SEQUENTIALCOMPRESSIONDEV | 700 Series |  |  |  | Kendall | Sequential Compression Device |  | SEQUENTIALCOMPRESSIONDEV-Kendall-700 Series |  |  |  |  | Covered PM Repair - Biomedical | MHHS-TMC
NO | NO |  |  |  | PSD1774 |  | CARDINAL HEALTH | KENDALL 700 |  | V1905021SX | TMC - MHTMC - CENTRAL SUPPLY | MHHS-TMC |  | Sequential Compression Device |  | PSD1774 |  | TMC |  | TMC - MHTMC - CENTRAL SUPPLY | [5 empty] | CIRCULATORY ASSIST UNITS, PERIPHERAL COMPRESSION |  | SEQUENTIALCOMPRESSIONDEV-Kendall-700 Series | SEQUENTIALCOMPRESSIONDEV | 700 Series |  |  |  | Kendall | Sequential Compression Device |  | SEQUENTIALCOMPRESSIONDEV-Kendall-700 Series |  |  |  |  | Covered PM Repair - Biomedical | MHHS-TMC
NO | NO |  |  |  | PSD1775 |  | CARDINAL HEALTH | KENDALL 700 |  | V1904990SX | TMC - MHTMC - CENTRAL SUPPLY | MHHS-TMC |  | Sequential Compression Device |  | PSD1775 |  | TMC |  | TMC - MHTMC - CENTRAL SUPPLY | [5 empty] | CIRCULATORY ASSIST UNITS, PERIPHERAL COMPRESSION |  | SEQUENTIALCOMPRESSIONDEV-Kendall-700 Series | SEQUENTIALCOMPRESSIONDEV | 700 Series |  |  |  | Kendall | Sequential Compression Device |  | SEQUENTIALCOMPRESSIONDEV-Kendall-700 Series |  |  |  |  | Covered PM Repair - Biomedical | MHHS-TMC
NO | NO |  |  |  | PSD1776 |  | CARDINAL HEALTH | KENDALL 700 |  | V1904986SX | TMC - MHTMC - CENTRAL SUPPLY | MHHS-TMC |  | Sequential Compression Device |  | PSD1776 |  | TMC |  | TMC - MHTMC - CENTRAL SUPPLY | [5 empty] | CIRCULATORY ASSIST UNITS, PERIPHERAL COMPRESSION |  | SEQUENTIALCOMPRESSIONDEV-Kendall-700 Series | SEQUENTIALCOMPRESSIONDEV | 700 Series |  |  |  | Kendall | Sequential Compression Device |  | SEQUENTIALCOMPRESSIONDEV-Kendall-700 Series |  |  |  |  | Not Covered Vendor Only - Biomedical | MHHS-TMC
NO | NO |  |  |  | PSD1779 |  | CARDINAL HEALTH | KENDALL 700 |  | V1904973SX | TMC - MHTMC - CENTRAL SUPPLY | MHHS-TMC |  | Sequential Compression Device |  | PSD1779 |  | TMC |  | TMC - MHTMC - CENTRAL SUPPLY | [5 empty] | CIRCULATORY ASSIST UNITS, PERIPHERAL COMPRESSION |  | SEQUENTIALCOMPRESSIONDEV-Kendall-700 Series | SEQUENTIALCOMPRESSIONDEV | 700 Series |  |  |  | Kendall | Sequential Compression Device |  | SEQUENTIALCOMPRESSIONDEV-Kendall-700 Series |  |  |  |  | Not Covered Vendor Only - Biomedical | MHHS-TMC
NO | NO |  |  |  | PSD1780 |  | CARDINAL HEALTH | KENDALL 700 |  | V1905265SX | TMC - MHTMC - CENTRAL SUPPLY | MHHS-TMC |  | Sequential Compression Device |  | PSD1780 |  | TMC |  | TMC - MHTMC - CENTRAL SUPPLY | [5 empty] | CIRCULATORY ASSIST UNITS, PERIPHERAL COMPRESSION |  | SEQUENTIALCOMPRESSIONDEV-Kendall-700 Series | SEQUENTIALCOMPRESSIONDEV | 700 Series |  |  |  | Kendall | Sequential Compression Device |  | SEQUENTIALCOMPRESSIONDEV-Kendall-700 Series |  |  |  |  | Not Covered Vendor Only - Biomedical | MHHS-TMC
NO | NO |  |  |  | PSD1781 |  | CARDINAL HEALTH | KENDALL 700 |  | V1905262SX | TMC - MHTMC - CENTRAL SUPPLY | MHHS-TMC |  | Sequential Compression Device |  | PSD1781 |  | TMC |  | TMC - MHTMC - CENTRAL SUPPLY | [5 empty] | CIRCULATORY ASSIST UNITS, PERIPHERAL COMPRESSION |  | SEQUENTIALCOMPRESSIONDEV-Kendall-700 Series | SEQUENTIALCOMPRESSIONDEV | 700 Series |  |  |  | Kendall | Sequential Compression Device |  | SEQUENTIALCOMPRESSIONDEV-Kendall-700 Series |  |  |  |  | Not Covered Vendor Only - Biomedical | MHHS-TMC
NO | NO |  |  |  | PSD1782 |  | CARDINAL HEALTH | KENDALL 700 |  | V1904999SX | TMC - MHTMC - CENTRAL SUPPLY | MHHS-TMC |  | Sequential Compression Device |  | PSD1782 |  | TMC |  | TMC - MHTMC - CENTRAL SUPPLY | [5 empty] | CIRCULATORY ASSIST UNITS, PERIPHERAL COMPRESSION |  | SEQUENTIALCOMPRESSIONDEV-Kendall-700 Series | SEQUENTIALCOMPRESSIONDEV | 700 Series |  |  |  | Kendall | Sequential Compression Device |  | SEQUENTIALCOMPRESSIONDEV-Kendall-700 Series |  |  |  |  | Not Covered Vendor Only - Biomedical | MHHS-TMC
NO | NO |  |  |  | PSD1783 |  | CARDINAL HEALTH | KENDALL 700 |  | V1905227SX | TMC - MHTMC - CENTRAL SUPPLY | MHHS-TMC |  | Sequential Compression Device |  | PSD1783 |  | TMC |  | TMC - MHTMC - CENTRAL SUPPLY | [5 empty] | CIRCULATORY ASSIST UNITS, PERIPHERAL COMPRESSION |  | SEQUENTIALCOMPRESSIONDEV-Kendall-700 Series | SEQUENTIALCOMPRESSIONDEV | 700 Series |  |  |  | Kendall | Sequential Compression Device |  | SEQUENTIALCOMPRESSIONDEV-Kendall-700 Series |  |  |  |  | Not Covered Vendor Only - Biomedical | MHHS-TMC
NO | NO |  |  |  | PSD1785 |  | CARDINAL HEALTH | KENDALL 700 |  | V1905225SX | TMC - MHTMC - CENTRAL SUPPLY | MHHS-TMC |  | Sequential Compression Device |  | PSD1785 |  | TMC |  | TMC - MHTMC - CENTRAL SUPPLY | [5 empty] | CIRCULATORY ASSIST UNITS, PERIPHERAL COMPRESSION |  | SEQUENTIALCOMPRESSIONDEV-Kendall-700 Series | SEQUENTIALCOMPRESSIONDEV | 700 Series |  |  |  | Kendall | Sequential Compression Device |  | SEQUENTIALCOMPRESSIONDEV-Kendall-700 Series |  |  |  |  | Covered PM Repair - Biomedical | MHHS-TMC
NO | NO |  |  |  | PSD1786 |  | CARDINAL HEALTH | KENDALL 700 |  | V1905294SX | TMC - MHTMC - CENTRAL SUPPLY | MHHS-TMC |  | Sequential Compression Device |  | PSD1786 |  | TMC |  | TMC - MHTMC - CENTRAL SUPPLY | [5 empty] | CIRCULATORY ASSIST UNITS, PERIPHERAL COMPRESSION |  | SEQUENTIALCOMPRESSIONDEV-Kendall-700 Series | SEQUENTIALCOMPRESSIONDEV | 700 Series |  |  |  | Kendall | Sequential Compression Device |  | SEQUENTIALCOMPRESSIONDEV-Kendall-700 Series |  |  |  |  | Covered PM Repair - Biomedical | MHHS-TMC
NO | NO |  |  |  | PSD1789 |  | CARDINAL HEALTH | KENDALL 700 |  | V1904992SX | TMC - MHTMC - CENTRAL SUPPLY | MHHS-TMC |  | Sequential Compression Device |  | PSD1789 |  | TMC |  | TMC - MHTMC - CENTRAL SUPPLY | [5 empty] | CIRCULATORY ASSIST UNITS, PERIPHERAL COMPRESSION |  | SEQUENTIALCOMPRESSIONDEV-Kendall-700 Series | SEQUENTIALCOMPRESSIONDEV | 700 Series |  |  |  | Kendall | Sequential Compression Device |  | SEQUENTIALCOMPRESSIONDEV-Kendall-700 Series |  |  |  |  | Covered PM Repair - Biomedical | MHHS-TMC
NO | NO |  |  |  | PSD1792 |  | CARDINAL HEALTH | KENDALL 700 |  | V1904963SX | TMC - MHTMC - CENTRAL SUPPLY | MHHS-TMC |  | Sequential Compression Device |  | PSD1792 |  | TMC |  | TMC - MHTMC - CENTRAL SUPPLY | [5 empty] | CIRCULATORY ASSIST UNITS, PERIPHERAL COMPRESSION |  | SEQUENTIALCOMPRESSIONDEV-Kendall-700 Series | SEQUENTIALCOMPRESSIONDEV | 700 Series |  |  |  | Kendall | Sequential Compression Device |  | SEQUENTIALCOMPRESSIONDEV-Kendall-700 Series |  |  |  |  | Not Covered Vendor Only - Biomedical | MHHS-TMC
NO | NO |  |  |  | PSD1794 |  | CARDINAL HEALTH | KENDALL 700 |  | V1904918SX | TMC - MHTMC - CENTRAL SUPPLY | MHHS-TMC |  | Sequential Compression Device |  | PSD1794 |  | TMC |  | TMC - MHTMC - CENTRAL SUPPLY | [5 empty] | CIRCULATORY ASSIST UNITS, PERIPHERAL COMPRESSION |  | SEQUENTIALCOMPRESSIONDEV-Kendall-700 Series | SEQUENTIALCOMPRESSIONDEV | 700 Series |  |  |  | Kendall | Sequential Compression Device |  | SEQUENTIALCOMPRESSIONDEV-Kendall-700 Series |  |  |  |  | Not Covered Vendor Only - Biomedical | MHHS-TMC
NO | NO |  |  |  | PSD1796 |  | CARDINAL HEALTH | KENDALL 700 |  | V1904935SX | TMC - MHTMC - CENTRAL SUPPLY | MHHS-TMC |  | Sequential Compression Device |  | PSD1796 |  | TMC |  | TMC - MHTMC - CENTRAL SUPPLY | [5 empty] | CIRCULATORY ASSIST UNITS, PERIPHERAL COMPRESSION |  | SEQUENTIALCOMPRESSIONDEV-Kendall-700 Series | SEQUENTIALCOMPRESSIONDEV | 700 Series |  |  |  | Kendall | Sequential Compression Device |  | SEQUENTIALCOMPRESSIONDEV-Kendall-700 Series |  |  |  |  | Not Covered Vendor Only - Biomedical | MHHS-TMC
NO | NO |  |  |  | PSD1797 |  | CARDINAL HEALTH | KENDALL 700 |  | V1904878SX | TMC - MHTMC - CENTRAL SUPPLY | MHHS-TMC |  | Sequential Compression Device |  | PSD1797 |  | TMC |  | TMC - MHTMC - CENTRAL SUPPLY | [5 empty] | CIRCULATORY ASSIST UNITS, PERIPHERAL COMPRESSION |  | SEQUENTIALCOMPRESSIONDEV-Kendall-700 Series | SEQUENTIALCOMPRESSIONDEV | 700 Series |  |  |  | Kendall | Sequential Compression Device |  | SEQUENTIALCOMPRESSIONDEV-Kendall-700 Series |  |  |  |  | Not Covered Vendor Only - Biomedical | MHHS-TMC
NO | NO |  |  |  | PSD1799 |  | CARDINAL HEALTH | KENDALL 700 |  | V1904972SX | TMC - MHTMC - CENTRAL SUPPLY | MHHS-TMC |  | Sequential Compression Device |  | PSD1799 |  | TMC |  | TMC - MHTMC - CENTRAL SUPPLY | [5 empty] | CIRCULATORY ASSIST UNITS, PERIPHERAL COMPRESSION |  | SEQUENTIALCOMPRESSIONDEV-Kendall-700 Series | SEQUENTIALCOMPRESSIONDEV | 700 Series |  |  |  | Kendall | Sequential Compression Device |  | SEQUENTIALCOMPRESSIONDEV-Kendall-700 Series |  |  |  |  | Not Covered Vendor Only - Biomedical | MHHS-TMC
NO | NO |  |  |  | PSD1800 |  | CARDINAL HEALTH | KENDALL 700 |  | V1904934SX | TMC - MHTMC - CENTRAL SUPPLY | MHHS-TMC |  | Sequential Compression Device |  | PSD1800 |  | TMC |  | TMC - MHTMC - CENTRAL SUPPLY | [5 empty] | CIRCULATORY ASSIST UNITS, PERIPHERAL COMPRESSION |  | SEQUENTIALCOMPRESSIONDEV-Kendall-700 Series | SEQUENTIALCOMPRESSIONDEV | 700 Series |  |  |  | Kendall | Sequential Compression Device |  | SEQUENTIALCOMPRESSIONDEV-Kendall-700 Series |  |  |  |  | Not Covered Vendor Only - Biomedical | MHHS-TMC
NO | NO |  |  |  | PSD1801 |  | CARDINAL HEALTH | KENDALL 700 |  | V1904938SX | TMC - MHTMC - CENTRAL SUPPLY | MHHS-TMC |  | Sequential Compression Device |  | PSD1801 |  | TMC |  | TMC - MHTMC - CENTRAL SUPPLY | [5 empty] | CIRCULATORY ASSIST UNITS, PERIPHERAL COMPRESSION |  | SEQUENTIALCOMPRESSIONDEV-Kendall-700 Series | SEQUENTIALCOMPRESSIONDEV | 700 Series |  |  |  | Kendall | Sequential Compression Device |  | SEQUENTIALCOMPRESSIONDEV-Kendall-700 Series |  |  |  |  | Not Covered Vendor Only - Biomedical | MHHS-TMC
NO | NO |  |  |  | PSD1804 |  | CARDINAL HEALTH | KENDALL 700 |  | V1904511SX | TMC - MHTMC - CENTRAL SUPPLY | MHHS-TMC |  | Sequential Compression Device |  | PSD1804 |  | TMC |  | TMC - MHTMC - CENTRAL SUPPLY | [5 empty] | CIRCULATORY ASSIST UNITS, PERIPHERAL COMPRESSION |  | SEQUENTIALCOMPRESSIONDEV-Kendall-700 Series | SEQUENTIALCOMPRESSIONDEV | 700 Series |  |  |  | Kendall | Sequential Compression Device |  | SEQUENTIALCOMPRESSIONDEV-Kendall-700 Series |  |  |  |  | Not Covered Vendor Only - Biomedical | MHHS-TMC
NO | NO |  |  |  | PSD1805 |  | CARDINAL HEALTH | KENDALL 700 |  | V1904242SX | TMC - MHTMC - CENTRAL SUPPLY | MHHS-TMC |  | Sequential Compression Device |  | PSD1805 |  | TMC |  | TMC - MHTMC - CENTRAL SUPPLY | [5 empty] | CIRCULATORY ASSIST UNITS, PERIPHERAL COMPRESSION |  | SEQUENTIALCOMPRESSIONDEV-Kendall-700 Series | SEQUENTIALCOMPRESSIONDEV | 700 Series |  |  |  | Kendall | Sequential Compression Device |  | SEQUENTIALCOMPRESSIONDEV-Kendall-700 Series |  |  |  |  | Covered PM Repair - Respiratory/Steriliz | MHHS-TMC
NO | NO |  |  |  | PSD1806 |  | CARDINAL HEALTH | KENDALL 700 |  | V1905032SX | TMC - MHTMC - CENTRAL SUPPLY | MHHS-TMC |  | Sequential Compression Device |  | PSD1806 |  | TMC |  | TMC - MHTMC - CENTRAL SUPPLY | [5 empty] | CIRCULATORY ASSIST UNITS, PERIPHERAL COMPRESSION |  | SEQUENTIALCOMPRESSIONDEV-Kendall-700 Series | SEQUENTIALCOMPRESSIONDEV | 700 Series |  |  |  | Kendall | Sequential Compression Device |  | SEQUENTIALCOMPRESSIONDEV-Kendall-700 Series |  |  |  |  | Covered PM Repair - Respiratory/Steriliz | MHHS-TMC
NO | NO |  |  |  | PSD1807 |  | CARDINAL HEALTH | KENDALL 700 |  | V1904482SX | TMC - MHTMC - CENTRAL SUPPLY | MHHS-TMC |  | Sequential Compression Device |  | PSD1807 |  | TMC |  | TMC - MHTMC - CENTRAL SUPPLY | [5 empty] | CIRCULATORY ASSIST UNITS, PERIPHERAL COMPRESSION |  | SEQUENTIALCOMPRESSIONDEV-Kendall-700 Series | SEQUENTIALCOMPRESSIONDEV | 700 Series |  |  |  | Kendall | Sequential Compression Device |  | SEQUENTIALCOMPRESSIONDEV-Kendall-700 Series |  |  |  |  | Covered PM Repair - Respiratory/Steriliz | MHHS-TMC
NO | NO |  |  |  | PSD1808 |  | CARDINAL HEALTH | KENDALL 700 |  | V1905115SX | TMC - MHTMC - CENTRAL SUPPLY | MHHS-TMC |  | Sequential Compression Device |  | PSD1808 |  | TMC |  | TMC - MHTMC - CENTRAL SUPPLY | [5 empty] | CIRCULATORY ASSIST UNITS, PERIPHERAL COMPRESSION |  | SEQUENTIALCOMPRESSIONDEV-Kendall-700 Series | SEQUENTIALCOMPRESSIONDEV | 700 Series |  |  |  | Kendall | Sequential Compression Device |  | SEQUENTIALCOMPRESSIONDEV-Kendall-700 Series |  |  |  |  | Covered PM Repair - Respiratory/Steriliz | MHHS-TMC
NO | NO |  |  |  | PSD1810 |  | CARDINAL HEALTH | KENDALL 700 |  | V1904347SX | TMC - MHTMC - CENTRAL SUPPLY | MHHS-TMC |  | Sequential Compression Device |  | PSD1810 |  | TMC |  | TMC - MHTMC - CENTRAL SUPPLY | [5 empty] | CIRCULATORY ASSIST UNITS, PERIPHERAL COMPRESSION |  | SEQUENTIALCOMPRESSIONDEV-Kendall-700 Series | SEQUENTIALCOMPRESSIONDEV | 700 Series |  |  |  | Kendall | Sequential Compression Device |  | SEQUENTIALCOMPRESSIONDEV-Kendall-700 Series |  |  |  |  | Covered PM Repair - Respiratory/Steriliz | MHHS-TMC
NO | NO |  |  |  | PSD1811 |  | CARDINAL HEALTH | KENDALL 700 |  | V1904761SX | TMC - MHTMC - CENTRAL SUPPLY | MHHS-TMC |  | Sequential Compression Device |  | PSD1811 |  | TMC |  | TMC - MHTMC - CENTRAL SUPPLY | [5 empty] | CIRCULATORY ASSIST UNITS, PERIPHERAL COMPRESSION |  | SEQUENTIALCOMPRESSIONDEV-Kendall-700 Series | SEQUENTIALCOMPRESSIONDEV | 700 Series |  |  |  | Kendall | Sequential Compression Device |  | SEQUENTIALCOMPRESSIONDEV-Kendall-700 Series |  |  |  |  | Covered PM Repair - Respiratory/Steriliz | MHHS-TMC
NO | NO |  |  |  | PSD1812 |  | CARDINAL HEALTH | KENDALL 700 |  | V1904749SX | TMC - MHTMC - CENTRAL SUPPLY | MHHS-TMC |  | Sequential Compression Device |  | PSD1812 |  | TMC |  | TMC - MHTMC - CENTRAL SUPPLY | [5 empty] | CIRCULATORY ASSIST UNITS, PERIPHERAL COMPRESSION |  | SEQUENTIALCOMPRESSIONDEV-Kendall-700 Series | SEQUENTIALCOMPRESSIONDEV | 700 Series |  |  |  | Kendall | Sequential Compression Device |  | SEQUENTIALCOMPRESSIONDEV-Kendall-700 Series |  |  |  |  | Covered PM Repair - Biomedical | MHHS-TMC
NO | NO |  |  |  | PSD1813 |  | CARDINAL HEALTH | KENDALL 700 |  | V1904407SX | TMC - MHTMC - CENTRAL SUPPLY | MHHS-TMC |  | Sequential Compression Device |  | PSD1813 |  | TMC |  | TMC - MHTMC - CENTRAL SUPPLY | [5 empty] | CIRCULATORY ASSIST UNITS, PERIPHERAL COMPRESSION |  | SEQUENTIALCOMPRESSIONDEV-Kendall-700 Series | SEQUENTIALCOMPRESSIONDEV | 700 Series |  |  |  | Kendall | Sequential Compression Device |  | SEQUENTIALCOMPRESSIONDEV-Kendall-700 Series |  |  |  |  | Clinical Miscellaneous | MHHS-TMC
NO | NO |  |  |  | PSD1814 |  | CARDINAL HEALTH | KENDALL 700 |  | V1904520SX | TMC - MHTMC - CENTRAL SUPPLY | MHHS-TMC |  | Sequential Compression Device |  | PSD1814 |  | TMC |  | TMC - MHTMC - CENTRAL SUPPLY | [5 empty] | CIRCULATORY ASSIST UNITS, PERIPHERAL COMPRESSION |  | SEQUENTIALCOMPRESSIONDEV-Kendall-700 Series | SEQUENTIALCOMPRESSIONDEV | 700 Series |  |  |  | Kendall | Sequential Compression Device |  | SEQUENTIALCOMPRESSIONDEV-Kendall-700 Series |  |  |  |  | Covered PM Repair - Biomedical | MHHS-TMC
NO | NO |  |  |  | PSD1815 |  | CARDINAL HEALTH | KENDALL 700 |  | V1904731SX | TMC - MHTMC - CENTRAL SUPPLY | MHHS-TMC |  | Sequential Compression Device |  | PSD1815 |  | TMC |  | TMC - MHTMC - CENTRAL SUPPLY | [5 empty] | CIRCULATORY ASSIST UNITS, PERIPHERAL COMPRESSION |  | SEQUENTIALCOMPRESSIONDEV-Kendall-700 Series | SEQUENTIALCOMPRESSIONDEV | 700 Series |  |  |  | Kendall | Sequential Compression Device |  | SEQUENTIALCOMPRESSIONDEV-Kendall-700 Series |  |  |  |  | Covered PM Repair - Biomedical | MHHS-TMC
NO | NO |  |  |  | PSD1816 |  | CARDINAL HEALTH | KENDALL 700 |  | V1904804SX | TMC - MHTMC - CENTRAL SUPPLY | MHHS-TMC |  | Sequential Compression Device |  | PSD1816 |  | TMC |  | TMC - MHTMC - CENTRAL SUPPLY | [5 empty] | CIRCULATORY ASSIST UNITS, PERIPHERAL COMPRESSION |  | SEQUENTIALCOMPRESSIONDEV-Kendall-700 Series | SEQUENTIALCOMPRESSIONDEV | 700 Series |  |  |  | Kendall | Sequential Compression Device |  | SEQUENTIALCOMPRESSIONDEV-Kendall-700 Series |  |  |  |  | Covered PM Repair - Biomedical | MHHS-TMC
NO | NO |  |  |  | PSD1817 |  | CARDINAL HEALTH | KENDALL 700 |  | V1904742SX | TMC - MHTMC - CENTRAL SUPPLY | MHHS-TMC |  | Sequential Compression Device |  | PSD1817 |  | TMC |  | TMC - MHTMC - CENTRAL SUPPLY | [5 empty] | CIRCULATORY ASSIST UNITS, PERIPHERAL COMPRESSION |  | SEQUENTIALCOMPRESSIONDEV-Kendall-700 Series | SEQUENTIALCOMPRESSIONDEV | 700 Series |  |  |  | Kendall | Sequential Compression Device |  | SEQUENTIALCOMPRESSIONDEV-Kendall-700 Series |  |  |  |  | Covered PM Repair - Biomedical | MHHS-TMC
NO | NO |  |  |  | PSD1818 |  | CARDINAL HEALTH | KENDALL 700 |  | V1904783SX | TMC - MHTMC - CENTRAL SUPPLY | MHHS-TMC |  | Sequential Compression Device |  | PSD1818 |  | TMC |  | TMC - MHTMC - CENTRAL SUPPLY | [5 empty] | CIRCULATORY ASSIST UNITS, PERIPHERAL COMPRESSION |  | SEQUENTIALCOMPRESSIONDEV-Kendall-700 Series | SEQUENTIALCOMPRESSIONDEV | 700 Series |  |  |  | Kendall | Sequential Compression Device |  | SEQUENTIALCOMPRESSIONDEV-Kendall-700 Series |  |  |  |  | Covered PM Repair - Biomedical | MHHS-TMC
NO | NO |  |  |  | PSD1821 |  | CARDINAL HEALTH | KENDALL 700 |  | V1905102SX | TMC - MHTMC - CENTRAL SUPPLY | MHHS-TMC |  | Sequential Compression Device |  | PSD1821 |  | TMC |  | TMC - MHTMC - CENTRAL SUPPLY | [5 empty] | CIRCULATORY ASSIST UNITS, PERIPHERAL COMPRESSION |  | SEQUENTIALCOMPRESSIONDEV-Kendall-700 Series | SEQUENTIALCOMPRESSIONDEV | 700 Series |  |  |  | Kendall | Sequential Compression Device |  | SEQUENTIALCOMPRESSIONDEV-Kendall-700 Series |  |  |  |  | Covered PM Repair - Biomedical | MHHS-TMC
NO | NO |  |  |  | PSD1822 |  | CARDINAL HEALTH | KENDALL 700 |  | V1905068SX | TMC - MHTMC - CENTRAL SUPPLY | MHHS-TMC |  | Sequential Compression Device |  | PSD1822 |  | TMC |  | TMC - MHTMC - CENTRAL SUPPLY | [5 empty] | CIRCULATORY ASSIST UNITS, PERIPHERAL COMPRESSION |  | SEQUENTIALCOMPRESSIONDEV-Kendall-700 Series | SEQUENTIALCOMPRESSIONDEV | 700 Series |  |  |  | Kendall | Sequential Compression Device |  | SEQUENTIALCOMPRESSIONDEV-Kendall-700 Series |  |  |  |  | Covered PM Repair - Biomedical | MHHS-TMC
NO | NO |  |  |  | PSD1823 |  | CARDINAL HEALTH | KENDALL 700 |  | V1905121SX | TMC - MHTMC - CENTRAL SUPPLY | MHHS-TMC |  | Sequential Compression Device |  | PSD1823 |  | TMC |  | TMC - MHTMC - CENTRAL SUPPLY | [5 empty] | CIRCULATORY ASSIST UNITS, PERIPHERAL COMPRESSION |  | SEQUENTIALCOMPRESSIONDEV-Kendall-700 Series | SEQUENTIALCOMPRESSIONDEV | 700 Series |  |  |  | Kendall | Sequential Compression Device |  | SEQUENTIALCOMPRESSIONDEV-Kendall-700 Series |  |  |  |  | Covered PM Repair - Biomedical | MHHS-TMC
NO | NO |  |  |  | PSD1824 |  | CARDINAL HEALTH | KENDALL 700 |  | V1904745SX | TMC - MHTMC - CENTRAL SUPPLY | MHHS-TMC |  | Sequential Compression Device |  | PSD1824 |  | TMC |  | TMC - MHTMC - CENTRAL SUPPLY | [5 empty] | CIRCULATORY ASSIST UNITS, PERIPHERAL COMPRESSION |  | SEQUENTIALCOMPRESSIONDEV-Kendall-700 Series | SEQUENTIALCOMPRESSIONDEV | 700 Series |  |  |  | Kendall | Sequential Compression Device |  | SEQUENTIALCOMPRESSIONDEV-Kendall-700 Series |  |  |  |  | Covered PM Repair - Biomedical | MHHS-TMC
NO | NO |  |  |  | PSD1825 |  | CARDINAL HEALTH | KENDALL 700 |  | V1904773SX | TMC - MHTMC - CENTRAL SUPPLY | MHHS-TMC |  | Sequential Compression Device |  | PSD1825 |  | TMC |  | TMC - MHTMC - CENTRAL SUPPLY | [5 empty] | CIRCULATORY ASSIST UNITS, PERIPHERAL COMPRESSION |  | SEQUENTIALCOMPRESSIONDEV-Kendall-700 Series | SEQUENTIALCOMPRESSIONDEV | 700 Series |  |  |  | Kendall | Sequential Compression Device |  | SEQUENTIALCOMPRESSIONDEV-Kendall-700 Series |  |  |  |  | Covered PM Repair - Biomedical | MHHS-TMC
NO | NO |  |  |  | PSD1827 |  | CARDINAL HEALTH | KENDALL 700 |  | V1905036SX | TMC - MHTMC - CENTRAL SUPPLY | MHHS-TMC |  | Sequential Compression Device |  | PSD1827 |  | TMC |  | TMC - MHTMC - CENTRAL SUPPLY | [5 empty] | CIRCULATORY ASSIST UNITS, PERIPHERAL COMPRESSION |  | SEQUENTIALCOMPRESSIONDEV-Kendall-700 Series | SEQUENTIALCOMPRESSIONDEV | 700 Series |  |  |  | Kendall | Sequential Compression Device |  | SEQUENTIALCOMPRESSIONDEV-Kendall-700 Series |  |  |  |  | Covered PM Repair - Biomedical | MHHS-TMC
NO | NO |  |  |  | PSD1828 |  | CARDINAL HEALTH | KENDALL 700 |  | V1904524SX | TMC - MHTMC - CENTRAL SUPPLY | MHHS-TMC |  | Sequential Compression Device |  | PSD1828 |  | TMC |  | TMC - MHTMC - CENTRAL SUPPLY | [5 empty] | CIRCULATORY ASSIST UNITS, PERIPHERAL COMPRESSION |  | SEQUENTIALCOMPRESSIONDEV-Kendall-700 Series | SEQUENTIALCOMPRESSIONDEV | 700 Series |  |  |  | Kendall | Sequential Compression Device |  | SEQUENTIALCOMPRESSIONDEV-Kendall-700 Series |  |  |  |  | Not Covered Vendor Only - Biomedical | MHHS-TMC
NO | NO |  |  |  | PSD1829 |  | CARDINAL HEALTH | KENDALL 700 |  | V1904468SX | TMC - MHTMC - CENTRAL SUPPLY | MHHS-TMC |  | Sequential Compression Device |  | PSD1829 |  | TMC |  | TMC - MHTMC - CENTRAL SUPPLY | [5 empty] | CIRCULATORY ASSIST UNITS, PERIPHERAL COMPRESSION |  | SEQUENTIALCOMPRESSIONDEV-Kendall-700 Series | SEQUENTIALCOMPRESSIONDEV | 700 Series |  |  |  | Kendall | Sequential Compression Device |  | SEQUENTIALCOMPRESSIONDEV-Kendall-700 Series |  |  |  |  | Not Covered Vendor Only - Biomedical | MHHS-TMC
NO | NO |  |  |  | PSD1830 |  | CARDINAL HEALTH | KENDALL 700 |  | V1904489SX | TMC - MHTMC - CENTRAL SUPPLY | MHHS-TMC |  | Sequential Compression Device |  | PSD1830 |  | TMC |  | TMC - MHTMC - CENTRAL SUPPLY | [5 empty] | CIRCULATORY ASSIST UNITS, PERIPHERAL COMPRESSION |  | SEQUENTIALCOMPRESSIONDEV-Kendall-700 Series | SEQUENTIALCOMPRESSIONDEV | 700 Series |  |  |  | Kendall | Sequential Compression Device |  | SEQUENTIALCOMPRESSIONDEV-Kendall-700 Series |  |  |  |  | Not Covered Vendor Only - Biomedical | MHHS-TMC
NO | NO |  |  |  | PSD1831 |  | CARDINAL HEALTH | KENDALL 700 |  | V1904497SX | TMC - MHTMC - CENTRAL SUPPLY | MHHS-TMC |  | Sequential Compression Device |  | PSD1831 |  | TMC |  | TMC - MHTMC - CENTRAL SUPPLY | [5 empty] | CIRCULATORY ASSIST UNITS, PERIPHERAL COMPRESSION |  | SEQUENTIALCOMPRESSIONDEV-Kendall-700 Series | SEQUENTIALCOMPRESSIONDEV | 700 Series |  |  |  | Kendall | Sequential Compression Device |  | SEQUENTIALCOMPRESSIONDEV-Kendall-700 Series |  |  |  |  | Not Covered Vendor Only - Biomedical | MHHS-TMC
NO | NO |  |  |  | PSD1833 |  | CARDINAL HEALTH | KENDALL 700 |  | V1904485SX | TMC - MHTMC - CENTRAL SUPPLY | MHHS-TMC |  | Sequential Compression Device |  | PSD1833 |  | TMC |  | TMC - MHTMC - CENTRAL SUPPLY | [5 empty] | CIRCULATORY ASSIST UNITS, PERIPHERAL COMPRESSION |  | SEQUENTIALCOMPRESSIONDEV-Kendall-700 Series | SEQUENTIALCOMPRESSIONDEV | 700 Series |  |  |  | Kendall | Sequential Compression Device |  | SEQUENTIALCOMPRESSIONDEV-Kendall-700 Series |  |  |  |  | Not Covered Vendor Only - Biomedical | MHHS-TMC
NO | NO |  |  |  | PSD1834 |  | CARDINAL HEALTH | KENDALL 700 |  | V1905119SX | TMC - MHTMC - CENTRAL SUPPLY | MHHS-TMC |  | Sequential Compression Device |  | PSD1834 |  | TMC |  | TMC - MHTMC - CENTRAL SUPPLY | [5 empty] | CIRCULATORY ASSIST UNITS, PERIPHERAL COMPRESSION |  | SEQUENTIALCOMPRESSIONDEV-Kendall-700 Series | SEQUENTIALCOMPRESSIONDEV | 700 Series |  |  |  | Kendall | Sequential Compression Device |  | SEQUENTIALCOMPRESSIONDEV-Kendall-700 Series |  |  |  |  | Not Covered Vendor Only - Biomedical | MHHS-TMC
NO | NO |  |  |  | PSD1835 |  | CARDINAL HEALTH | KENDALL 700 |  | V1905117SX | TMC - MHTMC - CENTRAL SUPPLY | MHHS-TMC |  | Sequential Compression Device |  | PSD1835 |  | TMC |  | TMC - MHTMC - CENTRAL SUPPLY | [5 empty] | CIRCULATORY ASSIST UNITS, PERIPHERAL COMPRESSION |  | SEQUENTIALCOMPRESSIONDEV-Kendall-700 Series | SEQUENTIALCOMPRESSIONDEV | 700 Series |  |  |  | Kendall | Sequential Compression Device |  | SEQUENTIALCOMPRESSIONDEV-Kendall-700 Series |  |  |  |  | Not Covered Vendor Only - Biomedical | MHHS-TMC
NO | NO |  |  |  | PSD1836 |  | CARDINAL HEALTH | KENDALL 700 |  | V1905025SX | TMC - MHTMC - CENTRAL SUPPLY | MHHS-TMC |  | Sequential Compression Device |  | PSD1836 |  | TMC |  | TMC - MHTMC - CENTRAL SUPPLY | [5 empty] | CIRCULATORY ASSIST UNITS, PERIPHERAL COMPRESSION |  | SEQUENTIALCOMPRESSIONDEV-Kendall-700 Series | SEQUENTIALCOMPRESSIONDEV | 700 Series |  |  |  | Kendall | Sequential Compression Device |  | SEQUENTIALCOMPRESSIONDEV-Kendall-700 Series |  |  |  |  | Not Covered Vendor Only - Biomedical | MHHS-TMC
NO | NO |  |  |  | PSD1837 |  | CARDINAL HEALTH | KENDALL 700 |  | V1905026SX | TMC - MHTMC - CENTRAL SUPPLY | MHHS-TMC |  | Sequential Compression Device |  | PSD1837 |  | TMC |  | TMC - MHTMC - CENTRAL SUPPLY | [5 empty] | CIRCULATORY ASSIST UNITS, PERIPHERAL COMPRESSION |  | SEQUENTIALCOMPRESSIONDEV-Kendall-700 Series | SEQUENTIALCOMPRESSIONDEV | 700 Series |  |  |  | Kendall | Sequential Compression Device |  | SEQUENTIALCOMPRESSIONDEV-Kendall-700 Series |  |  |  |  | Not Covered Vendor Only - Biomedical | MHHS-TMC
NO | NO |  |  |  | PSD1838 |  | CARDINAL HEALTH | KENDALL 700 |  | V1905073SX | TMC - MHTMC - CENTRAL SUPPLY | MHHS-TMC |  | Sequential Compression Device |  | PSD1838 |  | TMC |  | TMC - MHTMC - CENTRAL SUPPLY | [5 empty] | CIRCULATORY ASSIST UNITS, PERIPHERAL COMPRESSION |  | SEQUENTIALCOMPRESSIONDEV-Kendall-700 Series | SEQUENTIALCOMPRESSIONDEV | 700 Series |  |  |  | Kendall | Sequential Compression Device |  | SEQUENTIALCOMPRESSIONDEV-Kendall-700 Series |  |  |  |  | Not Covered Vendor Only - Biomedical | MHHS-TMC
NO | NO |  |  |  | PSD1839 |  | CARDINAL HEALTH | KENDALL 700 |  | V1904477SX | TMC - MHTMC - CENTRAL SUPPLY | MHHS-TMC |  | Sequential Compression Device |  | PSD1839 |  | TMC |  | TMC - MHTMC - CENTRAL SUPPLY | [5 empty] | CIRCULATORY ASSIST UNITS, PERIPHERAL COMPRESSION |  | SEQUENTIALCOMPRESSIONDEV-Kendall-700 Series | SEQUENTIALCOMPRESSIONDEV | 700 Series |  |  |  | Kendall | Sequential Compression Device |  | SEQUENTIALCOMPRESSIONDEV-Kendall-700 Series |  |  |  |  | Not Covered Vendor Only - Biomedical | MHHS-TMC
NO | NO |  |  |  | PSD1840 |  | CARDINAL HEALTH | KENDALL 700 |  | V1904475SX | TMC - MHTMC - CENTRAL SUPPLY | MHHS-TMC |  | Sequential Compression Device |  | PSD1840 |  | TMC |  | TMC - MHTMC - CENTRAL SUPPLY | [5 empty] | CIRCULATORY ASSIST UNITS, PERIPHERAL COMPRESSION |  | SEQUENTIALCOMPRESSIONDEV-Kendall-700 Series | SEQUENTIALCOMPRESSIONDEV | 700 Series |  |  |  | Kendall | Sequential Compression Device |  | SEQUENTIALCOMPRESSIONDEV-Kendall-700 Series |  |  |  |  | Not Covered Vendor Only - Biomedical | MHHS-TMC
NO | NO |  |  |  | PSD1841 |  | CARDINAL HEALTH | KENDALL 700 |  | V1905064SX | TMC - MHTMC - CENTRAL SUPPLY | MHHS-TMC |  | Sequential Compression Device |  | PSD1841 |  | TMC |  | TMC - MHTMC - CENTRAL SUPPLY | [5 empty] | CIRCULATORY ASSIST UNITS, PERIPHERAL COMPRESSION |  | SEQUENTIALCOMPRESSIONDEV-Kendall-700 Series | SEQUENTIALCOMPRESSIONDEV | 700 Series |  |  |  | Kendall | Sequential Compression Device |  | SEQUENTIALCOMPRESSIONDEV-Kendall-700 Series |  |  |  |  | Not Covered Vendor Only - Biomedical | MHHS-TMC
NO | NO |  |  |  | PSD1842 |  | CARDINAL HEALTH | KENDALL 700 |  | V1905107SX | TMC - MHTMC - CENTRAL SUPPLY | MHHS-TMC |  | Sequential Compression Device |  | PSD1842 |  | TMC |  | TMC - MHTMC - CENTRAL SUPPLY | [5 empty] | CIRCULATORY ASSIST UNITS, PERIPHERAL COMPRESSION |  | SEQUENTIALCOMPRESSIONDEV-Kendall-700 Series | SEQUENTIALCOMPRESSIONDEV | 700 Series |  |  |  | Kendall | Sequential Compression Device |  | SEQUENTIALCOMPRESSIONDEV-Kendall-700 Series |  |  |  |  | Not Covered Vendor Only - Biomedical | MHHS-TMC
NO | NO |  |  |  | PSD1844 |  | CARDINAL HEALTH | KENDALL 700 |  | V1904795SX | TMC - MHTMC - CENTRAL SUPPLY | MHHS-TMC |  | Sequential Compression Device |  | PSD1844 |  | TMC |  | TMC - MHTMC - CENTRAL SUPPLY | [5 empty] | CIRCULATORY ASSIST UNITS, PERIPHERAL COMPRESSION |  | SEQUENTIALCOMPRESSIONDEV-Kendall-700 Series | SEQUENTIALCOMPRESSIONDEV | 700 Series |  |  |  | Kendall | Sequential Compression Device |  | SEQUENTIALCOMPRESSIONDEV-Kendall-700 Series |  |  |  |  | Not Covered Vendor Only - Biomedical | MHHS-TMC
NO | NO |  |  |  | PSD1845 |  | CARDINAL HEALTH | KENDALL 700 |  | V1905042SX | TMC - MHTMC - CENTRAL SUPPLY | MHHS-TMC |  | Sequential Compression Device |  | PSD1845 |  | TMC |  | TMC - MHTMC - CENTRAL SUPPLY | [5 empty] | CIRCULATORY ASSIST UNITS, PERIPHERAL COMPRESSION |  | SEQUENTIALCOMPRESSIONDEV-Kendall-700 Series | SEQUENTIALCOMPRESSIONDEV | 700 Series |  |  |  | Kendall | Sequential Compression Device |  | SEQUENTIALCOMPRESSIONDEV-Kendall-700 Series |  |  |  |  | Not Covered Vendor Only - Biomedical | MHHS-TMC
NO | NO |  |  |  | PSD1847 |  | CARDINAL HEALTH | KENDALL 700 |  | V1905054SX | TMC - MHTMC - CENTRAL SUPPLY | MHHS-TMC |  | Sequential Compression Device |  | PSD1847 |  | TMC |  | TMC - MHTMC - CENTRAL SUPPLY | [5 empty] | CIRCULATORY ASSIST UNITS, PERIPHERAL COMPRESSION |  | SEQUENTIALCOMPRESSIONDEV-Kendall-700 Series | SEQUENTIALCOMPRESSIONDEV | 700 Series |  |  |  | Kendall | Sequential Compression Device |  | SEQUENTIALCOMPRESSIONDEV-Kendall-700 Series |  |  |  |  | Not Covered Vendor Only - Biomedical | MHHS-TMC
NO | NO |  |  |  | PSD1848 |  | CARDINAL HEALTH | KENDALL 700 |  | V1905093SX | TMC - MHTMC - CENTRAL SUPPLY | MHHS-TMC |  | Sequential Compression Device |  | PSD1848 |  | TMC |  | TMC - MHTMC - CENTRAL SUPPLY | [5 empty] | CIRCULATORY ASSIST UNITS, PERIPHERAL COMPRESSION |  | SEQUENTIALCOMPRESSIONDEV-Kendall-700 Series | SEQUENTIALCOMPRESSIONDEV | 700 Series |  |  |  | Kendall | Sequential Compression Device |  | SEQUENTIALCOMPRESSIONDEV-Kendall-700 Series |  |  |  |  | Not Covered Vendor Only - Biomedical | MHHS-TMC
NO | NO |  |  |  | PSD1849 |  | CARDINAL HEALTH | KENDALL 700 |  | V1904369SX | TMC - MHTMC - CENTRAL SUPPLY | MHHS-TMC |  | Sequential Compression Device |  | PSD1849 |  | TMC |  | TMC - MHTMC - CENTRAL SUPPLY | [5 empty] | CIRCULATORY ASSIST UNITS, PERIPHERAL COMPRESSION |  | SEQUENTIALCOMPRESSIONDEV-Kendall-700 Series | SEQUENTIALCOMPRESSIONDEV | 700 Series |  |  |  | Kendall | Sequential Compression Device |  | SEQUENTIALCOMPRESSIONDEV-Kendall-700 Series |  |  |  |  | Not Covered Vendor Only - Biomedical | MHHS-TMC
NO | NO |  |  |  | PSD1850 |  | CARDINAL HEALTH | KENDALL 700 |  | V1904525SX | TMC - MHTMC - CENTRAL SUPPLY | MHHS-TMC |  | Sequential Compression Device |  | PSD1850 |  | TMC |  | TMC - MHTMC - CENTRAL SUPPLY | [5 empty] | CIRCULATORY ASSIST UNITS, PERIPHERAL COMPRESSION |  | SEQUENTIALCOMPRESSIONDEV-Kendall-700 Series | SEQUENTIALCOMPRESSIONDEV | 700 Series |  |  |  | Kendall | Sequential Compression Device |  | SEQUENTIALCOMPRESSIONDEV-Kendall-700 Series |  |  |  |  | Not Covered Vendor Only - Biomedical | MHHS-TMC
NO | NO |  |  |  | PSD1851 |  | CARDINAL HEALTH | KENDALL 700 |  | V1904950SX | TMC - MHTMC - CENTRAL SUPPLY | MHHS-TMC |  | Sequential Compression Device |  | PSD1851 |  | TMC |  | TMC - MHTMC - CENTRAL SUPPLY | [5 empty] | CIRCULATORY ASSIST UNITS, PERIPHERAL COMPRESSION |  | SEQUENTIALCOMPRESSIONDEV-Kendall-700 Series | SEQUENTIALCOMPRESSIONDEV | 700 Series |  |  |  | Kendall | Sequential Compression Device |  | SEQUENTIALCOMPRESSIONDEV-Kendall-700 Series |  |  |  |  | Not Covered Vendor Only - Biomedical | MHHS-TMC
NO | NO |  |  |  | PSD1853 |  | CARDINAL HEALTH | KENDALL 700 |  | V1904871SX | TMC - MHTMC - CENTRAL SUPPLY | MHHS-TMC |  | Sequential Compression Device |  | PSD1853 |  | TMC |  | TMC - MHTMC - CENTRAL SUPPLY | [5 empty] | CIRCULATORY ASSIST UNITS, PERIPHERAL COMPRESSION |  | SEQUENTIALCOMPRESSIONDEV-Kendall-700 Series | SEQUENTIALCOMPRESSIONDEV | 700 Series |  |  |  | Kendall | Sequential Compression Device |  | SEQUENTIALCOMPRESSIONDEV-Kendall-700 Series |  |  |  |  | Not Covered Vendor Only - Biomedical | MHHS-TMC
NO | NO |  |  |  | PSD1854 |  | CARDINAL HEALTH | KENDALL 700 |  | V1904832SX | TMC - MHTMC - CENTRAL SUPPLY | MHHS-TMC |  | Sequential Compression Device |  | PSD1854 |  | TMC |  | TMC - MHTMC - CENTRAL SUPPLY | [5 empty] | CIRCULATORY ASSIST UNITS, PERIPHERAL COMPRESSION |  | SEQUENTIALCOMPRESSIONDEV-Kendall-700 Series | SEQUENTIALCOMPRESSIONDEV | 700 Series |  |  |  | Kendall | Sequential Compression Device |  | SEQUENTIALCOMPRESSIONDEV-Kendall-700 Series |  |  |  |  | Not Covered Vendor Only - Biomedical | MHHS-TMC
NO | NO |  |  |  | PSD1856 |  | CARDINAL HEALTH | KENDALL 700 |  | V1905011SX | TMC - MHTMC - CENTRAL SUPPLY | MHHS-TMC |  | Sequential Compression Device |  | PSD1856 |  | TMC |  | TMC - MHTMC - CENTRAL SUPPLY | [5 empty] | CIRCULATORY ASSIST UNITS, PERIPHERAL COMPRESSION |  | SEQUENTIALCOMPRESSIONDEV-Kendall-700 Series | SEQUENTIALCOMPRESSIONDEV | 700 Series |  |  |  | Kendall | Sequential Compression Device |  | SEQUENTIALCOMPRESSIONDEV-Kendall-700 Series |  |  |  |  | Not Covered Vendor Only - Biomedical | MHHS-TMC
NO | NO |  |  |  | PSD1858 |  | CARDINAL HEALTH | KENDALL 700 |  | V1905003SX | TMC - MHTMC - CENTRAL SUPPLY | MHHS-TMC |  | Sequential Compression Device |  | PSD1858 |  | TMC |  | TMC - MHTMC - CENTRAL SUPPLY | [5 empty] | CIRCULATORY ASSIST UNITS, PERIPHERAL COMPRESSION |  | SEQUENTIALCOMPRESSIONDEV-Kendall-700 Series | SEQUENTIALCOMPRESSIONDEV | 700 Series |  |  |  | Kendall | Sequential Compression Device |  | SEQUENTIALCOMPRESSIONDEV-Kendall-700 Series |  |  |  |  | Not Covered Vendor Only - Biomedical | MHHS-TMC
NO | NO |  |  |  | PSD1859 |  | CARDINAL HEALTH | KENDALL 700 |  | V1904962SX | TMC - MHTMC - CENTRAL SUPPLY | MHHS-TMC |  | Sequential Compression Device |  | PSD1859 |  | TMC |  | TMC - MHTMC - CENTRAL SUPPLY | [5 empty] | CIRCULATORY ASSIST UNITS, PERIPHERAL COMPRESSION |  | SEQUENTIALCOMPRESSIONDEV-Kendall-700 Series | SEQUENTIALCOMPRESSIONDEV | 700 Series |  |  |  | Kendall | Sequential Compression Device |  | SEQUENTIALCOMPRESSIONDEV-Kendall-700 Series |  |  |  |  | Not Covered Vendor Only - Biomedical | MHHS-TMC
NO | NO |  |  |  | PSD1860 |  | CARDINAL HEALTH | KENDALL 700 |  | V1904886SX | TMC - MHTMC - CENTRAL SUPPLY | MHHS-TMC |  | Sequential Compression Device |  | PSD1860 |  | TMC |  | TMC - MHTMC - CENTRAL SUPPLY | [5 empty] | CIRCULATORY ASSIST UNITS, PERIPHERAL COMPRESSION |  | SEQUENTIALCOMPRESSIONDEV-Kendall-700 Series | SEQUENTIALCOMPRESSIONDEV | 700 Series |  |  |  | Kendall | Sequential Compression Device |  | SEQUENTIALCOMPRESSIONDEV-Kendall-700 Series |  |  |  |  | Not Covered Vendor Only - Biomedical | MHHS-TMC
NO | NO |  |  |  | PSD1861 |  | CARDINAL HEALTH | KENDALL 700 |  | V1904927SX | TMC - MHTMC - CENTRAL SUPPLY | MHHS-TMC |  | Sequential Compression Device |  | PSD1861 |  | TMC |  | TMC - MHTMC - CENTRAL SUPPLY | [5 empty] | CIRCULATORY ASSIST UNITS, PERIPHERAL COMPRESSION |  | SEQUENTIALCOMPRESSIONDEV-Kendall-700 Series | SEQUENTIALCOMPRESSIONDEV | 700 Series |  |  |  | Kendall | Sequential Compression Device |  | SEQUENTIALCOMPRESSIONDEV-Kendall-700 Series |  |  |  |  | Not Covered Vendor Only - Biomedical | MHHS-TMC
NO | NO |  |  |  | PSD1862 |  | CARDINAL HEALTH | KENDALL 700 |  | V1904932SX | TMC - MHTMC - CENTRAL SUPPLY | MHHS-TMC |  | Sequential Compression Device |  | PSD1862 |  | TMC |  | TMC - MHTMC - CENTRAL SUPPLY | [5 empty] | CIRCULATORY ASSIST UNITS, PERIPHERAL COMPRESSION |  | SEQUENTIALCOMPRESSIONDEV-Kendall-700 Series | SEQUENTIALCOMPRESSIONDEV | 700 Series |  |  |  | Kendall | Sequential Compression Device |  | SEQUENTIALCOMPRESSIONDEV-Kendall-700 Series |  |  |  |  | Not Covered Vendor Only - Biomedical | MHHS-TMC
NO | NO |  |  |  | PSD1864 |  | CARDINAL HEALTH | KENDALL 700 |  | V1904936SX | TMC - MHTMC - CENTRAL SUPPLY | MHHS-TMC |  | Sequential Compression Device |  | PSD1864 |  | TMC |  | TMC - MHTMC - CENTRAL SUPPLY | [5 empty] | CIRCULATORY ASSIST UNITS, PERIPHERAL COMPRESSION |  | SEQUENTIALCOMPRESSIONDEV-Kendall-700 Series | SEQUENTIALCOMPRESSIONDEV | 700 Series |  |  |  | Kendall | Sequential Compression Device |  | SEQUENTIALCOMPRESSIONDEV-Kendall-700 Series |  |  |  |  | Not Covered Vendor Only - Biomedical | MHHS-TMC
NO | NO |  |  |  | PSD1865 |  | CARDINAL HEALTH | KENDALL 700 |  | V1904946SX | TMC - MHTMC - CENTRAL SUPPLY | MHHS-TMC |  | Sequential Compression Device |  | PSD1865 |  | TMC |  | TMC - MHTMC - CENTRAL SUPPLY | [5 empty] | CIRCULATORY ASSIST UNITS, PERIPHERAL COMPRESSION |  | SEQUENTIALCOMPRESSIONDEV-Kendall-700 Series | SEQUENTIALCOMPRESSIONDEV | 700 Series |  |  |  | Kendall | Sequential Compression Device |  | SEQUENTIALCOMPRESSIONDEV-Kendall-700 Series |  |  |  |  | Not Covered Vendor Only - Biomedical | MHHS-TMC
NO | NO |  |  |  | PSD1866 |  | CARDINAL HEALTH | KENDALL 700 |  | V1904951SX | TMC - MHTMC - CENTRAL SUPPLY | MHHS-TMC |  | Sequential Compression Device |  | PSD1866 |  | TMC |  | TMC - MHTMC - CENTRAL SUPPLY | [5 empty] | CIRCULATORY ASSIST UNITS, PERIPHERAL COMPRESSION |  | SEQUENTIALCOMPRESSIONDEV-Kendall-700 Series | SEQUENTIALCOMPRESSIONDEV | 700 Series |  |  |  | Kendall | Sequential Compression Device |  | SEQUENTIALCOMPRESSIONDEV-Kendall-700 Series |  |  |  |  | Not Covered Vendor Only - Biomedical | MHHS-TMC
NO | NO |  |  |  | PSD1867 |  | CARDINAL HEALTH | KENDALL 700 |  | V1905023SX | TMC - MHTMC - CENTRAL SUPPLY | MHHS-TMC |  | Sequential Compression Device |  | PSD1867 |  | TMC |  | TMC - MHTMC - CENTRAL SUPPLY | [5 empty] | CIRCULATORY ASSIST UNITS, PERIPHERAL COMPRESSION |  | SEQUENTIALCOMPRESSIONDEV-Kendall-700 Series | SEQUENTIALCOMPRESSIONDEV | 700 Series |  |  |  | Kendall | Sequential Compression Device |  | SEQUENTIALCOMPRESSIONDEV-Kendall-700 Series |  |  |  |  | Not Covered Vendor Only - Biomedical | MHHS-TMC
NO | NO |  |  |  | PSD1868 |  | CARDINAL HEALTH | KENDALL 700 |  | V1905009SX | TMC - MHTMC - CENTRAL SUPPLY | MHHS-TMC |  | Sequential Compression Device |  | PSD1868 |  | TMC |  | TMC - MHTMC - CENTRAL SUPPLY | [5 empty] | CIRCULATORY ASSIST UNITS, PERIPHERAL COMPRESSION |  | SEQUENTIALCOMPRESSIONDEV-Kendall-700 Series | SEQUENTIALCOMPRESSIONDEV | 700 Series |  |  |  | Kendall | Sequential Compression Device |  | SEQUENTIALCOMPRESSIONDEV-Kendall-700 Series |  |  |  |  | Covered PM Repair - Biomedical | MHHS-TMC
NO | NO |  |  |  | PSD1869 |  | CARDINAL HEALTH | KENDALL 700 |  | V1905004SX | TMC - MHTMC - CENTRAL SUPPLY | MHHS-TMC |  | Sequential Compression Device |  | PSD1869 |  | TMC |  | TMC - MHTMC - CENTRAL SUPPLY | [5 empty] | CIRCULATORY ASSIST UNITS, PERIPHERAL COMPRESSION |  | SEQUENTIALCOMPRESSIONDEV-Kendall-700 Series | SEQUENTIALCOMPRESSIONDEV | 700 Series |  |  |  | Kendall | Sequential Compression Device |  | SEQUENTIALCOMPRESSIONDEV-Kendall-700 Series |  |  |  |  | Covered PM Repair - Biomedical | MHHS-TMC
NO | NO |  |  |  | PSD1870 |  | CARDINAL HEALTH | KENDALL 700 |  | V1905010SX | TMC - MHTMC - CENTRAL SUPPLY | MHHS-TMC |  | Sequential Compression Device |  | PSD1870 |  | TMC |  | TMC - MHTMC - CENTRAL SUPPLY | [5 empty] | CIRCULATORY ASSIST UNITS, PERIPHERAL COMPRESSION |  | SEQUENTIALCOMPRESSIONDEV-Kendall-700 Series | SEQUENTIALCOMPRESSIONDEV | 700 Series |  |  |  | Kendall | Sequential Compression Device |  | SEQUENTIALCOMPRESSIONDEV-Kendall-700 Series |  |  |  |  | Covered PM Repair - Biomedical | MHHS-TMC
NO | NO |  |  |  | PSD1871 |  | CARDINAL HEALTH | KENDALL 700 |  | V1904453SX | TMC - MHTMC - CENTRAL SUPPLY | MHHS-TMC |  | Sequential Compression Device |  | PSD1871 |  | TMC |  | TMC - MHTMC - CENTRAL SUPPLY | [5 empty] | CIRCULATORY ASSIST UNITS, PERIPHERAL COMPRESSION |  | SEQUENTIALCOMPRESSIONDEV-Kendall-700 Series | SEQUENTIALCOMPRESSIONDEV | 700 Series |  |  |  | Kendall | Sequential Compression Device |  | SEQUENTIALCOMPRESSIONDEV-Kendall-700 Series |  |  |  |  | Covered PM Repair - Biomedical | MHHS-TMC
NO | NO |  |  |  | PSD1873 |  | CARDINAL HEALTH | KENDALL 700 |  | V1904495SX | TMC - MHTMC - CENTRAL SUPPLY | MHHS-TMC |  | Sequential Compression Device |  | PSD1873 |  | TMC |  | TMC - MHTMC - CENTRAL SUPPLY | [5 empty] | CIRCULATORY ASSIST UNITS, PERIPHERAL COMPRESSION |  | SEQUENTIALCOMPRESSIONDEV-Kendall-700 Series | SEQUENTIALCOMPRESSIONDEV | 700 Series |  |  |  | Kendall | Sequential Compression Device |  | SEQUENTIALCOMPRESSIONDEV-Kendall-700 Series |  |  |  |  | Covered PM Repair - Biomedical | MHHS-TMC
NO | NO |  |  |  | PSD1874 |  | CARDINAL HEALTH | KENDALL 700 |  | V1904441SX | TMC - MHTMC - CENTRAL SUPPLY | MHHS-TMC |  | Sequential Compression Device |  | PSD1874 |  | TMC |  | TMC - MHTMC - CENTRAL SUPPLY | [5 empty] | CIRCULATORY ASSIST UNITS, PERIPHERAL COMPRESSION |  | SEQUENTIALCOMPRESSIONDEV-Kendall-700 Series | SEQUENTIALCOMPRESSIONDEV | 700 Series |  |  |  | Kendall | Sequential Compression Device |  | SEQUENTIALCOMPRESSIONDEV-Kendall-700 Series |  |  |  |  | Covered PM Repair - Biomedical | MHHS-TMC
NO | NO |  |  |  | PSD1876 |  | CARDINAL HEALTH | KENDALL 700 |  | V1905108SX | TMC - MHTMC - CENTRAL SUPPLY | MHHS-TMC |  | Sequential Compression Device |  | PSD1876 |  | TMC |  | TMC - MHTMC - CENTRAL SUPPLY | [5 empty] | CIRCULATORY ASSIST UNITS, PERIPHERAL COMPRESSION |  | SEQUENTIALCOMPRESSIONDEV-Kendall-700 Series | SEQUENTIALCOMPRESSIONDEV | 700 Series |  |  |  | Kendall | Sequential Compression Device |  | SEQUENTIALCOMPRESSIONDEV-Kendall-700 Series |  |  |  |  | Covered PM Repair - Biomedical | MHHS-TMC
NO | NO |  |  |  | PSD1878 |  | CARDINAL HEALTH | KENDALL 700 |  | V1904522SX | TMC - MHTMC - CENTRAL SUPPLY | MHHS-TMC |  | Sequential Compression Device |  | PSD1878 |  | TMC |  | TMC - MHTMC - CENTRAL SUPPLY | [5 empty] | CIRCULATORY ASSIST UNITS, PERIPHERAL COMPRESSION |  | SEQUENTIALCOMPRESSIONDEV-Kendall-700 Series | SEQUENTIALCOMPRESSIONDEV | 700 Series |  |  |  | Kendall | Sequential Compression Device |  | SEQUENTIALCOMPRESSIONDEV-Kendall-700 Series |  |  |  |  | Covered PM Repair - Biomedical | MHHS-TMC
NO | NO |  |  |  | PSD1879 |  | CARDINAL HEALTH | KENDALL 700 |  | V1904444SX | TMC - MHTMC - CENTRAL SUPPLY | MHHS-TMC |  | Sequential Compression Device |  | PSD1879 |  | TMC |  | TMC - MHTMC - CENTRAL SUPPLY | [5 empty] | CIRCULATORY ASSIST UNITS, PERIPHERAL COMPRESSION |  | SEQUENTIALCOMPRESSIONDEV-Kendall-700 Series | SEQUENTIALCOMPRESSIONDEV | 700 Series |  |  |  | Kendall | Sequential Compression Device |  | SEQUENTIALCOMPRESSIONDEV-Kendall-700 Series |  |  |  |  | Covered PM Repair - Biomedical | MHHS-TMC
NO | NO |  |  |  | PSD1880 |  | CARDINAL HEALTH | KENDALL 700 |  | V1904345SX | TMC - MHTMC - CENTRAL SUPPLY | MHHS-TMC |  | Sequential Compression Device |  | PSD1880 |  | TMC |  | TMC - MHTMC - CENTRAL SUPPLY | [5 empty] | CIRCULATORY ASSIST UNITS, PERIPHERAL COMPRESSION |  | SEQUENTIALCOMPRESSIONDEV-Kendall-700 Series | SEQUENTIALCOMPRESSIONDEV | 700 Series |  |  |  | Kendall | Sequential Compression Device |  | SEQUENTIALCOMPRESSIONDEV-Kendall-700 Series |  |  |  |  | Covered PM Repair Labor Only - Biomedica | MHHS-TMC
NO | NO |  |  |  | PSD1881 |  | CARDINAL HEALTH | KENDALL 700 |  | V1904532SX | TMC - MHTMC - CENTRAL SUPPLY | MHHS-TMC |  | Sequential Compression Device |  | PSD1881 |  | TMC |  | TMC - MHTMC - CENTRAL SUPPLY | [5 empty] | CIRCULATORY ASSIST UNITS, PERIPHERAL COMPRESSION |  | SEQUENTIALCOMPRESSIONDEV-Kendall-700 Series | SEQUENTIALCOMPRESSIONDEV | 700 Series |  |  |  | Kendall | Sequential Compression Device |  | SEQUENTIALCOMPRESSIONDEV-Kendall-700 Series |  |  |  |  | Covered PM Repair - Biomedical | MHHS-TMC
NO | NO |  |  |  | PSD1883 |  | CARDINAL HEALTH | KENDALL 700 |  | V1904251SX | TMC - MHTMC - CENTRAL SUPPLY | MHHS-TMC |  | Sequential Compression Device |  | PSD1883 |  | TMC |  | TMC - MHTMC - CENTRAL SUPPLY | [5 empty] | CIRCULATORY ASSIST UNITS, PERIPHERAL COMPRESSION |  | SEQUENTIALCOMPRESSIONDEV-Kendall-700 Series | SEQUENTIALCOMPRESSIONDEV | 700 Series |  |  |  | Kendall | Sequential Compression Device |  | SEQUENTIALCOMPRESSIONDEV-Kendall-700 Series |  |  |  |  | Covered PM Repair - Biomedical | MHHS-TMC
NO | NO |  |  |  | PSD1885 |  | CARDINAL HEALTH | KENDALL 700 |  | V1905104SX | TMC - MHTMC - CENTRAL SUPPLY | MHHS-TMC |  | Sequential Compression Device |  | PSD1885 |  | TMC |  | TMC - MHTMC - CENTRAL SUPPLY | [5 empty] | CIRCULATORY ASSIST UNITS, PERIPHERAL COMPRESSION |  | SEQUENTIALCOMPRESSIONDEV-Kendall-700 Series | SEQUENTIALCOMPRESSIONDEV | 700 Series |  |  |  | Kendall | Sequential Compression Device |  | SEQUENTIALCOMPRESSIONDEV-Kendall-700 Series |  |  |  |  | Covered PM Repair - Biomedical | MHHS-TMC
NO | NO |  |  |  | PSD1887 |  | CARDINAL HEALTH | KENDALL 700 |  | V1904478SX | TMC - MHTMC - CENTRAL SUPPLY | MHHS-TMC |  | Sequential Compression Device |  | PSD1887 |  | TMC |  | TMC - MHTMC - CENTRAL SUPPLY | [5 empty] | CIRCULATORY ASSIST UNITS, PERIPHERAL COMPRESSION |  | SEQUENTIALCOMPRESSIONDEV-Kendall-700 Series | SEQUENTIALCOMPRESSIONDEV | 700 Series |  |  |  | Kendall | Sequential Compression Device |  | SEQUENTIALCOMPRESSIONDEV-Kendall-700 Series |  |  |  |  | Covered PM Repair - Biomedical | MHHS-TMC
NO | NO |  |  |  | PSD1888 |  | CARDINAL HEALTH | KENDALL 700 |  | V1904528SX | TMC - MHTMC - CENTRAL SUPPLY | MHHS-TMC |  | Sequential Compression Device |  | PSD1888 |  | TMC |  | TMC - MHTMC - CENTRAL SUPPLY | [5 empty] | CIRCULATORY ASSIST UNITS, PERIPHERAL COMPRESSION |  | SEQUENTIALCOMPRESSIONDEV-Kendall-700 Series | SEQUENTIALCOMPRESSIONDEV | 700 Series |  |  |  | Kendall | Sequential Compression Device |  | SEQUENTIALCOMPRESSIONDEV-Kendall-700 Series |  |  |  |  | Covered PM Repair - Biomedical | MHHS-TMC
NO | NO |  |  |  | PSD1889 |  | CARDINAL HEALTH | KENDALL 700 |  | V1904531SX | TMC - MHTMC - CENTRAL SUPPLY | MHHS-TMC |  | Sequential Compression Device |  | PSD1889 |  | TMC |  | TMC - MHTMC - CENTRAL SUPPLY | [5 empty] | CIRCULATORY ASSIST UNITS, PERIPHERAL COMPRESSION |  | SEQUENTIALCOMPRESSIONDEV-Kendall-700 Series | SEQUENTIALCOMPRESSIONDEV | 700 Series |  |  |  | Kendall | Sequential Compression Device |  | SEQUENTIALCOMPRESSIONDEV-Kendall-700 Series |  |  |  |  | Covered PM Repair - Biomedical | MHHS-TMC
NO | NO |  |  |  | PSD1890 |  | CARDINAL HEALTH | KENDALL 700 |  | V1904463SX | TMC - MHTMC - CENTRAL SUPPLY | MHHS-TMC |  | Sequential Compression Device |  | PSD1890 |  | TMC |  | TMC - MHTMC - CENTRAL SUPPLY | [5 empty] | CIRCULATORY ASSIST UNITS, PERIPHERAL COMPRESSION |  | SEQUENTIALCOMPRESSIONDEV-Kendall-700 Series | SEQUENTIALCOMPRESSIONDEV | 700 Series |  |  |  | Kendall | Sequential Compression Device |  | SEQUENTIALCOMPRESSIONDEV-Kendall-700 Series |  |  |  |  | Covered PM Repair - Biomedical | MHHS-TMC
NO | NO |  |  |  | PSD1892 |  | CARDINAL HEALTH | KENDALL 700 |  | V1904492SX | TMC - MHTMC - CENTRAL SUPPLY | MHHS-TMC |  | Sequential Compression Device |  | PSD1892 |  | TMC |  | TMC - MHTMC - CENTRAL SUPPLY | [5 empty] | CIRCULATORY ASSIST UNITS, PERIPHERAL COMPRESSION |  | SEQUENTIALCOMPRESSIONDEV-Kendall-700 Series | SEQUENTIALCOMPRESSIONDEV | 700 Series |  |  |  | Kendall | Sequential Compression Device |  | SEQUENTIALCOMPRESSIONDEV-Kendall-700 Series |  |  |  |  | Covered PM Repair - Biomedical | MHHS-TMC
NO | NO |  |  |  | PSD1893 |  | CARDINAL HEALTH | KENDALL 700 |  | V1904513SX | TMC - MHTMC - CENTRAL SUPPLY | MHHS-TMC |  | Sequential Compression Device |  | PSD1893 |  | TMC |  | TMC - MHTMC - CENTRAL SUPPLY | [5 empty] | CIRCULATORY ASSIST UNITS, PERIPHERAL COMPRESSION |  | SEQUENTIALCOMPRESSIONDEV-Kendall-700 Series | SEQUENTIALCOMPRESSIONDEV | 700 Series |  |  |  | Kendall | Sequential Compression Device |  | SEQUENTIALCOMPRESSIONDEV-Kendall-700 Series |  |  |  |  | Covered PM Repair - Biomedical | MHHS-TMC
NO | NO |  |  |  | PSD1894 |  | CARDINAL HEALTH | KENDALL 700 |  | V1904799SX | TMC - MHTMC - CENTRAL SUPPLY | MHHS-TMC |  | Sequential Compression Device |  | PSD1894 |  | TMC |  | TMC - MHTMC - CENTRAL SUPPLY | [5 empty] | CIRCULATORY ASSIST UNITS, PERIPHERAL COMPRESSION |  | SEQUENTIALCOMPRESSIONDEV-Kendall-700 Series | SEQUENTIALCOMPRESSIONDEV | 700 Series |  |  |  | Kendall | Sequential Compression Device |  | SEQUENTIALCOMPRESSIONDEV-Kendall-700 Series |  |  |  |  | Covered PM Repair - Biomedical | MHHS-TMC
NO | NO |  |  |  | PSD1895 |  | CARDINAL HEALTH | KENDALL 700 |  | V1904341SX | TMC - MHTMC - CENTRAL SUPPLY | MHHS-TMC |  | Sequential Compression Device |  | PSD1895 |  | TMC |  | TMC - MHTMC - CENTRAL SUPPLY | [5 empty] | CIRCULATORY ASSIST UNITS, PERIPHERAL COMPRESSION |  | SEQUENTIALCOMPRESSIONDEV-Kendall-700 Series | SEQUENTIALCOMPRESSIONDEV | 700 Series |  |  |  | Kendall | Sequential Compression Device |  | SEQUENTIALCOMPRESSIONDEV-Kendall-700 Series |  |  |  |  | Covered PM Repair - Biomedical | MHHS-TMC
NO | NO |  |  |  | PSD1896 |  | CARDINAL HEALTH | KENDALL 700 |  | V1904473SX | TMC - MHTMC - CENTRAL SUPPLY | MHHS-TMC |  | Sequential Compression Device |  | PSD1896 |  | TMC |  | TMC - MHTMC - CENTRAL SUPPLY | [5 empty] | CIRCULATORY ASSIST UNITS, PERIPHERAL COMPRESSION |  | SEQUENTIALCOMPRESSIONDEV-Kendall-700 Series | SEQUENTIALCOMPRESSIONDEV | 700 Series |  |  |  | Kendall | Sequential Compression Device |  | SEQUENTIALCOMPRESSIONDEV-Kendall-700 Series |  |  |  |  | Covered PM Repair - Biomedical | MHHS-TMC
NO | NO |  |  |  | PSD1897 |  | CARDINAL HEALTH | KENDALL 700 |  | V1904523SX | TMC - MHTMC - CENTRAL SUPPLY | MHHS-TMC |  | Sequential Compression Device |  | PSD1897 |  | TMC |  | TMC - MHTMC - CENTRAL SUPPLY | [5 empty] | CIRCULATORY ASSIST UNITS, PERIPHERAL COMPRESSION |  | SEQUENTIALCOMPRESSIONDEV-Kendall-700 Series | SEQUENTIALCOMPRESSIONDEV | 700 Series |  |  |  | Kendall | Sequential Compression Device |  | SEQUENTIALCOMPRESSIONDEV-Kendall-700 Series |  |  |  |  | Covered PM Repair - Biomedical | MHHS-TMC
NO | NO |  |  |  | PSD1900 |  | CARDINAL HEALTH | KENDALL 700 |  | V1904370SX | TMC - MHTMC - CENTRAL SUPPLY | MHHS-TMC |  | Sequential Compression Device |  | PSD1900 |  | TMC |  | TMC - MHTMC - CENTRAL SUPPLY | [5 empty] | CIRCULATORY ASSIST UNITS, PERIPHERAL COMPRESSION |  | SEQUENTIALCOMPRESSIONDEV-Kendall-700 Series | SEQUENTIALCOMPRESSIONDEV | 700 Series |  |  |  | Kendall | Sequential Compression Device |  | SEQUENTIALCOMPRESSIONDEV-Kendall-700 Series |  |  |  |  | Covered PM Repair - Biomedical | MHHS-TMC
NO | NO |  |  |  | PSD1901 |  | CARDINAL HEALTH | KENDALL 700 |  | V1904515SX | TMC - MHTMC - CENTRAL SUPPLY | MHHS-TMC |  | Sequential Compression Device |  | PSD1901 |  | TMC |  | TMC - MHTMC - CENTRAL SUPPLY | [5 empty] | CIRCULATORY ASSIST UNITS, PERIPHERAL COMPRESSION |  | SEQUENTIALCOMPRESSIONDEV-Kendall-700 Series | SEQUENTIALCOMPRESSIONDEV | 700 Series |  |  |  | Kendall | Sequential Compression Device |  | SEQUENTIALCOMPRESSIONDEV-Kendall-700 Series |  |  |  |  | Covered PM Repair - Biomedical | MHHS-TMC
NO | NO |  |  |  | PSD1902 |  | CARDINAL HEALTH | KENDALL 700 |  | V1904401SX | TMC - MHTMC - CENTRAL SUPPLY | MHHS-TMC |  | Sequential Compression Device |  | PSD1902 |  | TMC |  | TMC - MHTMC - CENTRAL SUPPLY | [5 empty] | CIRCULATORY ASSIST UNITS, PERIPHERAL COMPRESSION |  | SEQUENTIALCOMPRESSIONDEV-Kendall-700 Series | SEQUENTIALCOMPRESSIONDEV | 700 Series |  |  |  | Kendall | Sequential Compression Device |  | SEQUENTIALCOMPRESSIONDEV-Kendall-700 Series |  |  |  |  | Covered PM Repair - Biomedical | MHHS-TMC
NO | NO |  |  |  | PSD1903 |  | CARDINAL HEALTH | KENDALL 700 |  | V1904481SX | TMC - MHTMC - CENTRAL SUPPLY | MHHS-TMC |  | Sequential Compression Device |  | PSD1903 |  | TMC |  | TMC - MHTMC - CENTRAL SUPPLY | [5 empty] | CIRCULATORY ASSIST UNITS, PERIPHERAL COMPRESSION |  | SEQUENTIALCOMPRESSIONDEV-Kendall-700 Series | SEQUENTIALCOMPRESSIONDEV | 700 Series |  |  |  | Kendall | Sequential Compression Device |  | SEQUENTIALCOMPRESSIONDEV-Kendall-700 Series |  |  |  |  | Covered PM Repair - Biomedical | MHHS-TMC
NO | NO |  |  |  | PSD1904 |  | CARDINAL HEALTH | KENDALL 700 |  | V1904385SX | TMC - MHTMC - CENTRAL SUPPLY | MHHS-TMC |  | Sequential Compression Device |  | PSD1904 |  | TMC |  | TMC - MHTMC - CENTRAL SUPPLY | [5 empty] | CIRCULATORY ASSIST UNITS, PERIPHERAL COMPRESSION |  | SEQUENTIALCOMPRESSIONDEV-Kendall-700 Series | SEQUENTIALCOMPRESSIONDEV | 700 Series |  |  |  | Kendall | Sequential Compression Device |  | SEQUENTIALCOMPRESSIONDEV-Kendall-700 Series |  |  |  |  | Covered PM Repair - Biomedical | MHHS-TMC
NO | NO |  |  |  | PSD1905 |  | CARDINAL HEALTH | KENDALL 700 |  | V1904751SX | TMC - MHTMC - CENTRAL SUPPLY | MHHS-TMC |  | Sequential Compression Device |  | PSD1905 |  | TMC |  | TMC - MHTMC - CENTRAL SUPPLY | [5 empty] | CIRCULATORY ASSIST UNITS, PERIPHERAL COMPRESSION |  | SEQUENTIALCOMPRESSIONDEV-Kendall-700 Series | SEQUENTIALCOMPRESSIONDEV | 700 Series |  |  |  | Kendall | Sequential Compression Device |  | SEQUENTIALCOMPRESSIONDEV-Kendall-700 Series |  |  |  |  | Covered PM Repair - Biomedical | MHHS-TMC
NO | NO |  |  |  | PSD1906 |  | CARDINAL HEALTH | KENDALL 700 |  | V1904363SX | TMC - MHTMC - CENTRAL SUPPLY | MHHS-TMC |  | Sequential Compression Device |  | PSD1906 |  | TMC |  | TMC - MHTMC - CENTRAL SUPPLY | [5 empty] | CIRCULATORY ASSIST UNITS, PERIPHERAL COMPRESSION |  | SEQUENTIALCOMPRESSIONDEV-Kendall-700 Series | SEQUENTIALCOMPRESSIONDEV | 700 Series |  |  |  | Kendall | Sequential Compression Device |  | SEQUENTIALCOMPRESSIONDEV-Kendall-700 Series |  |  |  |  | Covered PM Repair - Biomedical | MHHS-TMC
NO | NO |  |  |  | PSD1907 |  | CARDINAL HEALTH | KENDALL 700 |  | V1905063SX | TMC - MHTMC - CENTRAL SUPPLY | MHHS-TMC |  | Sequential Compression Device |  | PSD1907 |  | TMC |  | TMC - MHTMC - CENTRAL SUPPLY | [5 empty] | CIRCULATORY ASSIST UNITS, PERIPHERAL COMPRESSION |  | SEQUENTIALCOMPRESSIONDEV-Kendall-700 Series | SEQUENTIALCOMPRESSIONDEV | 700 Series |  |  |  | Kendall | Sequential Compression Device |  | SEQUENTIALCOMPRESSIONDEV-Kendall-700 Series |  |  |  |  | Covered PM Repair - Biomedical | MHHS-TMC
NO | NO |  |  |  | PSD1908 |  | CARDINAL HEALTH | KENDALL 700 |  | V1904371SX | TMC - MHTMC - CENTRAL SUPPLY | MHHS-TMC |  | Sequential Compression Device |  | PSD1908 |  | TMC |  | TMC - MHTMC - CENTRAL SUPPLY | [5 empty] | CIRCULATORY ASSIST UNITS, PERIPHERAL COMPRESSION |  | SEQUENTIALCOMPRESSIONDEV-Kendall-700 Series | SEQUENTIALCOMPRESSIONDEV | 700 Series |  |  |  | Kendall | Sequential Compression Device |  | SEQUENTIALCOMPRESSIONDEV-Kendall-700 Series |  |  |  |  | Covered PM Repair - Biomedical | MHHS-TMC
NO | NO |  |  |  | PSD1909 |  | CARDINAL HEALTH | KENDALL 700 |  | V1904368SX | TMC - MHTMC - CENTRAL SUPPLY | MHHS-TMC |  | Sequential Compression Device |  | PSD1909 |  | TMC |  | TMC - MHTMC - CENTRAL SUPPLY | [5 empty] | CIRCULATORY ASSIST UNITS, PERIPHERAL COMPRESSION |  | SEQUENTIALCOMPRESSIONDEV-Kendall-700 Series | SEQUENTIALCOMPRESSIONDEV | 700 Series |  |  |  | Kendall | Sequential Compression Device |  | SEQUENTIALCOMPRESSIONDEV-Kendall-700 Series |  |  |  |  | Covered PM Repair - Biomedical | MHHS-TMC
NO | NO |  |  |  | PSD1910 |  | CARDINAL HEALTH | KENDALL 700 |  | V1904514SX | TMC - MHTMC - CENTRAL SUPPLY | MHHS-TMC |  | Sequential Compression Device |  | PSD1910 |  | TMC |  | TMC - MHTMC - CENTRAL SUPPLY | [5 empty] | CIRCULATORY ASSIST UNITS, PERIPHERAL COMPRESSION |  | SEQUENTIALCOMPRESSIONDEV-Kendall-700 Series | SEQUENTIALCOMPRESSIONDEV | 700 Series |  |  |  | Kendall | Sequential Compression Device |  | SEQUENTIALCOMPRESSIONDEV-Kendall-700 Series |  |  |  |  | Covered PM Repair - Biomedical | MHHS-TMC
NO | NO |  |  |  | PSD1912 |  | CARDINAL HEALTH | KENDALL 700 |  | V1905110SX | TMC - MHTMC - CENTRAL SUPPLY | MHHS-TMC |  | Sequential Compression Device |  | PSD1912 |  | TMC |  | TMC - MHTMC - CENTRAL SUPPLY | [5 empty] | CIRCULATORY ASSIST UNITS, PERIPHERAL COMPRESSION |  | SEQUENTIALCOMPRESSIONDEV-Kendall-700 Series | SEQUENTIALCOMPRESSIONDEV | 700 Series |  |  |  | Kendall | Sequential Compression Device |  | SEQUENTIALCOMPRESSIONDEV-Kendall-700 Series |  |  |  |  | Covered PM Repair - Biomedical | MHHS-TMC
NO | NO |  |  |  | PSD1913 |  | CARDINAL HEALTH | KENDALL 700 |  | V1905081SX | TMC - MHTMC - CENTRAL SUPPLY | MHHS-TMC |  | Sequential Compression Device |  | PSD1913 |  | TMC |  | TMC - MHTMC - CENTRAL SUPPLY | [5 empty] | CIRCULATORY ASSIST UNITS, PERIPHERAL COMPRESSION |  | SEQUENTIALCOMPRESSIONDEV-Kendall-700 Series | SEQUENTIALCOMPRESSIONDEV | 700 Series |  |  |  | Kendall | Sequential Compression Device |  | SEQUENTIALCOMPRESSIONDEV-Kendall-700 Series |  |  |  |  | Covered PM Repair - Biomedical | MHHS-TMC
NO | NO |  |  |  | PSD1914 |  | CARDINAL HEALTH | KENDALL 700 |  | V1905100SX | TMC - MHTMC - CENTRAL SUPPLY | MHHS-TMC |  | Sequential Compression Device |  | PSD1914 |  | TMC |  | TMC - MHTMC - CENTRAL SUPPLY | [5 empty] | CIRCULATORY ASSIST UNITS, PERIPHERAL COMPRESSION |  | SEQUENTIALCOMPRESSIONDEV-Kendall-700 Series | SEQUENTIALCOMPRESSIONDEV | 700 Series |  |  |  | Kendall | Sequential Compression Device |  | SEQUENTIALCOMPRESSIONDEV-Kendall-700 Series |  |  |  |  | Covered PM Repair - Biomedical | MHHS-TMC
NO | NO |  |  |  | PSD1915 |  | CARDINAL HEALTH | KENDALL 700 |  | V1904445SX | TMC - MHTMC - CENTRAL SUPPLY | MHHS-TMC |  | Sequential Compression Device |  | PSD1915 |  | TMC |  | TMC - MHTMC - CENTRAL SUPPLY | [5 empty] | CIRCULATORY ASSIST UNITS, PERIPHERAL COMPRESSION |  | SEQUENTIALCOMPRESSIONDEV-Kendall-700 Series | SEQUENTIALCOMPRESSIONDEV | 700 Series |  |  |  | Kendall | Sequential Compression Device |  | SEQUENTIALCOMPRESSIONDEV-Kendall-700 Series |  |  |  |  | Covered PM Repair - Biomedical | MHHS-TMC
NO | NO |  |  |  | PSD1916 |  | CARDINAL HEALTH | KENDALL 700 |  | V1905098SX | TMC - MHTMC - CENTRAL SUPPLY | MHHS-TMC |  | Sequential Compression Device |  | PSD1916 |  | TMC |  | TMC - MHTMC - CENTRAL SUPPLY | [5 empty] | CIRCULATORY ASSIST UNITS, PERIPHERAL COMPRESSION |  | SEQUENTIALCOMPRESSIONDEV-Kendall-700 Series | SEQUENTIALCOMPRESSIONDEV | 700 Series |  |  |  | Kendall | Sequential Compression Device |  | SEQUENTIALCOMPRESSIONDEV-Kendall-700 Series |  |  |  |  | Covered PM Repair - Radiology, Low End | MHHS-TMC
NO | NO |  |  |  | PSD1917 |  | CARDINAL HEALTH | KENDALL 700 |  | V1905031SX | TMC - MHTMC - CENTRAL SUPPLY | MHHS-TMC |  | Sequential Compression Device |  | PSD1917 |  | TMC |  | TMC - MHTMC - CENTRAL SUPPLY | [5 empty] | CIRCULATORY ASSIST UNITS, PERIPHERAL COMPRESSION |  | SEQUENTIALCOMPRESSIONDEV-Kendall-700 Series | SEQUENTIALCOMPRESSIONDEV | 700 Series |  |  |  | Kendall | Sequential Compression Device |  | SEQUENTIALCOMPRESSIONDEV-Kendall-700 Series |  |  |  |  | Covered PM Repair - Biomedical | MHHS-TMC
NO | NO |  |  |  | PSD1919 |  | CARDINAL HEALTH | KENDALL 700 |  | V1904526SX | TMC - MHTMC - CENTRAL SUPPLY | MHHS-TMC |  | Sequential Compression Device |  | PSD1919 |  | TMC |  | TMC - MHTMC - CENTRAL SUPPLY | [5 empty] | CIRCULATORY ASSIST UNITS, PERIPHERAL COMPRESSION |  | SEQUENTIALCOMPRESSIONDEV-Kendall-700 Series | SEQUENTIALCOMPRESSIONDEV | 700 Series |  |  |  | Kendall | Sequential Compression Device |  | SEQUENTIALCOMPRESSIONDEV-Kendall-700 Series |  |  |  |  | Covered PM Repair - Biomedical | MHHS-TMC
NO | NO |  |  |  | PSD1920 |  | CARDINAL HEALTH | KENDALL 700 |  | V1904494SX | TMC - MHTMC - CENTRAL SUPPLY | MHHS-TMC |  | Sequential Compression Device |  | PSD1920 |  | TMC |  | TMC - MHTMC - CENTRAL SUPPLY | [5 empty] | CIRCULATORY ASSIST UNITS, PERIPHERAL COMPRESSION |  | SEQUENTIALCOMPRESSIONDEV-Kendall-700 Series | SEQUENTIALCOMPRESSIONDEV | 700 Series |  |  |  | Kendall | Sequential Compression Device |  | SEQUENTIALCOMPRESSIONDEV-Kendall-700 Series |  |  |  |  | Covered PM Repair - Biomedical | MHHS-TMC
NO | NO |  |  |  | PSD1921 |  | CARDINAL HEALTH | KENDALL 700 |  | V1904527SX | TMC - MHTMC - CENTRAL SUPPLY | MHHS-TMC |  | Sequential Compression Device |  | PSD1921 |  | TMC |  | TMC - MHTMC - CENTRAL SUPPLY | [5 empty] | CIRCULATORY ASSIST UNITS, PERIPHERAL COMPRESSION |  | SEQUENTIALCOMPRESSIONDEV-Kendall-700 Series | SEQUENTIALCOMPRESSIONDEV | 700 Series |  |  |  | Kendall | Sequential Compression Device |  | SEQUENTIALCOMPRESSIONDEV-Kendall-700 Series |  |  |  |  | Covered PM Repair - Biomedical | MHHS-TMC
NO | NO |  |  |  | PSD1922 |  | CARDINAL HEALTH | KENDALL 700 |  | V1904486SX | TMC - MHTMC - CENTRAL SUPPLY | MHHS-TMC |  | Sequential Compression Device |  | PSD1922 |  | TMC |  | TMC - MHTMC - CENTRAL SUPPLY | [5 empty] | CIRCULATORY ASSIST UNITS, PERIPHERAL COMPRESSION |  | SEQUENTIALCOMPRESSIONDEV-Kendall-700 Series | SEQUENTIALCOMPRESSIONDEV | 700 Series |  |  |  | Kendall | Sequential Compression Device |  | SEQUENTIALCOMPRESSIONDEV-Kendall-700 Series |  |  |  |  | Covered PM Repair - Biomedical | MHHS-TMC
NO | NO |  |  |  | PSD1923 |  | CARDINAL HEALTH | KENDALL 700 |  | V1904450SX | TMC - MHTMC - CENTRAL SUPPLY | MHHS-TMC |  | Sequential Compression Device |  | PSD1923 |  | TMC |  | TMC - MHTMC - CENTRAL SUPPLY | [5 empty] | CIRCULATORY ASSIST UNITS, PERIPHERAL COMPRESSION |  | SEQUENTIALCOMPRESSIONDEV-Kendall-700 Series | SEQUENTIALCOMPRESSIONDEV | 700 Series |  |  |  | Kendall | Sequential Compression Device |  | SEQUENTIALCOMPRESSIONDEV-Kendall-700 Series |  |  |  |  | Covered PM Repair - Biomedical | MHHS-TMC
NO | NO |  |  |  | PSD1924 |  | CARDINAL HEALTH | KENDALL 700 |  | V1904500SX | TMC - MHTMC - CENTRAL SUPPLY | MHHS-TMC |  | Sequential Compression Device |  | PSD1924 |  | TMC |  | TMC - MHTMC - CENTRAL SUPPLY | [5 empty] | CIRCULATORY ASSIST UNITS, PERIPHERAL COMPRESSION |  | SEQUENTIALCOMPRESSIONDEV-Kendall-700 Series | SEQUENTIALCOMPRESSIONDEV | 700 Series |  |  |  | Kendall | Sequential Compression Device |  | SEQUENTIALCOMPRESSIONDEV-Kendall-700 Series |  |  |  |  | Covered PM Repair - Biomedical | MHHS-TMC
NO | NO |  |  |  | PSD1925 |  | CARDINAL HEALTH | KENDALL 700 |  | V1904458SX | TMC - MHTMC - CENTRAL SUPPLY | MHHS-TMC |  | Sequential Compression Device |  | PSD1925 |  | TMC |  | TMC - MHTMC - CENTRAL SUPPLY | [5 empty] | CIRCULATORY ASSIST UNITS, PERIPHERAL COMPRESSION |  | SEQUENTIALCOMPRESSIONDEV-Kendall-700 Series | SEQUENTIALCOMPRESSIONDEV | 700 Series |  |  |  | Kendall | Sequential Compression Device |  | SEQUENTIALCOMPRESSIONDEV-Kendall-700 Series |  |  |  |  | Covered PM Repair - Biomedical | MHHS-TMC
NO | NO |  |  |  | PSD1928 |  | CARDINAL HEALTH | KENDALL 700 |  | V1904490SX | TMC - MHTMC - CENTRAL SUPPLY | MHHS-TMC |  | Sequential Compression Device |  | PSD1928 |  | TMC |  | TMC - MHTMC - CENTRAL SUPPLY | [5 empty] | CIRCULATORY ASSIST UNITS, PERIPHERAL COMPRESSION |  | SEQUENTIALCOMPRESSIONDEV-Kendall-700 Series | SEQUENTIALCOMPRESSIONDEV | 700 Series |  |  |  | Kendall | Sequential Compression Device |  | SEQUENTIALCOMPRESSIONDEV-Kendall-700 Series |  |  |  |  | Covered PM Repair - Biomedical | MHHS-TMC
NO | NO |  |  |  | PSD1929 |  | CARDINAL HEALTH | KENDALL 700 |  | V1904446SX | TMC - MHTMC - CENTRAL SUPPLY | MHHS-TMC |  | Sequential Compression Device |  | PSD1929 |  | TMC |  | TMC - MHTMC - CENTRAL SUPPLY | [5 empty] | CIRCULATORY ASSIST UNITS, PERIPHERAL COMPRESSION |  | SEQUENTIALCOMPRESSIONDEV-Kendall-700 Series | SEQUENTIALCOMPRESSIONDEV | 700 Series |  |  |  | Kendall | Sequential Compression Device |  | SEQUENTIALCOMPRESSIONDEV-Kendall-700 Series |  |  |  |  | Covered PM Repair - Biomedical | MHHS-TMC
NO | NO |  |  |  | PSD1930 |  | CARDINAL HEALTH | KENDALL 700 |  | V1904454SX | TMC - MHTMC - CENTRAL SUPPLY | MHHS-TMC |  | Sequential Compression Device |  | PSD1930 |  | TMC |  | TMC - MHTMC - CENTRAL SUPPLY | [5 empty] | CIRCULATORY ASSIST UNITS, PERIPHERAL COMPRESSION |  | SEQUENTIALCOMPRESSIONDEV-Kendall-700 Series | SEQUENTIALCOMPRESSIONDEV | 700 Series |  |  |  | Kendall | Sequential Compression Device |  | SEQUENTIALCOMPRESSIONDEV-Kendall-700 Series |  |  |  |  | Not Covered Vendor Only - Biomedical | MHHS-TMC
NO | NO |  |  |  | PSD1931 |  | CARDINAL HEALTH | KENDALL 700 |  | V1905030SX | TMC - MHTMC - CENTRAL SUPPLY | MHHS-TMC |  | Sequential Compression Device |  | PSD1931 |  | TMC |  | TMC - MHTMC - CENTRAL SUPPLY | [5 empty] | CIRCULATORY ASSIST UNITS, PERIPHERAL COMPRESSION |  | SEQUENTIALCOMPRESSIONDEV-Kendall-700 Series | SEQUENTIALCOMPRESSIONDEV | 700 Series |  |  |  | Kendall | Sequential Compression Device |  | SEQUENTIALCOMPRESSIONDEV-Kendall-700 Series |  |  |  |  | Not Covered Vendor Only - Biomedical | MHHS-TMC
NO | NO |  |  |  | PSD1932 |  | CARDINAL HEALTH | KENDALL 700 |  | V1904466SX | TMC - MHTMC - CENTRAL SUPPLY | MHHS-TMC |  | Sequential Compression Device |  | PSD1932 |  | TMC |  | TMC - MHTMC - CENTRAL SUPPLY | [5 empty] | CIRCULATORY ASSIST UNITS, PERIPHERAL COMPRESSION |  | SEQUENTIALCOMPRESSIONDEV-Kendall-700 Series | SEQUENTIALCOMPRESSIONDEV | 700 Series |  |  |  | Kendall | Sequential Compression Device |  | SEQUENTIALCOMPRESSIONDEV-Kendall-700 Series |  |  |  |  | Not Covered Vendor Only - Biomedical | MHHS-TMC
NO | NO |  |  |  | PSD1933 |  | CARDINAL HEALTH | KENDALL 700 |  | V1904456SX | TMC - MHTMC - CENTRAL SUPPLY | MHHS-TMC |  | Sequential Compression Device |  | PSD1933 |  | TMC |  | TMC - MHTMC - CENTRAL SUPPLY | [5 empty] | CIRCULATORY ASSIST UNITS, PERIPHERAL COMPRESSION |  | SEQUENTIALCOMPRESSIONDEV-Kendall-700 Series | SEQUENTIALCOMPRESSIONDEV | 700 Series |  |  |  | Kendall | Sequential Compression Device |  | SEQUENTIALCOMPRESSIONDEV-Kendall-700 Series |  |  |  |  | Not Covered Vendor Only - Biomedical | MHHS-TMC
NO | NO |  |  |  | PSD1934 |  | CARDINAL HEALTH | KENDALL 700 |  | V1904443SX | TMC - MHTMC - CENTRAL SUPPLY | MHHS-TMC |  | Sequential Compression Device |  | PSD1934 |  | TMC |  | TMC - MHTMC - CENTRAL SUPPLY | [5 empty] | CIRCULATORY ASSIST UNITS, PERIPHERAL COMPRESSION |  | SEQUENTIALCOMPRESSIONDEV-Kendall-700 Series | SEQUENTIALCOMPRESSIONDEV | 700 Series |  |  |  | Kendall | Sequential Compression Device |  | SEQUENTIALCOMPRESSIONDEV-Kendall-700 Series |  |  |  |  | Not Covered Vendor Only - Biomedical | MHHS-TMC
NO | NO |  |  |  | PSD1936 |  | CARDINAL HEALTH | KENDALL 700 |  | V1904449SX | TMC - MHTMC - CENTRAL SUPPLY | MHHS-TMC |  | Sequential Compression Device |  | PSD1936 |  | TMC |  | TMC - MHTMC - CENTRAL SUPPLY | [5 empty] | CIRCULATORY ASSIST UNITS, PERIPHERAL COMPRESSION |  | SEQUENTIALCOMPRESSIONDEV-Kendall-700 Series | SEQUENTIALCOMPRESSIONDEV | 700 Series |  |  |  | Kendall | Sequential Compression Device |  | SEQUENTIALCOMPRESSIONDEV-Kendall-700 Series |  |  |  |  | Covered PM Repair - Biomedical | MHHS-TMC
NO | NO |  |  |  | PSD1937 |  | CARDINAL HEALTH | KENDALL 700 |  | V1904510SX | TMC - MHTMC - CENTRAL SUPPLY | MHHS-TMC |  | Sequential Compression Device |  | PSD1937 |  | TMC |  | TMC - MHTMC - CENTRAL SUPPLY | [5 empty] | CIRCULATORY ASSIST UNITS, PERIPHERAL COMPRESSION |  | SEQUENTIALCOMPRESSIONDEV-Kendall-700 Series | SEQUENTIALCOMPRESSIONDEV | 700 Series |  |  |  | Kendall | Sequential Compression Device |  | SEQUENTIALCOMPRESSIONDEV-Kendall-700 Series |  |  |  |  | Covered PM Repair - Biomedical | MHHS-TMC
NO | NO |  |  |  | PSD1938 |  | CARDINAL HEALTH | KENDALL 700 |  | V1905027SX | TMC - MHTMC - CENTRAL SUPPLY | MHHS-TMC |  | Sequential Compression Device |  | PSD1938 |  | TMC |  | TMC - MHTMC - CENTRAL SUPPLY | [5 empty] | CIRCULATORY ASSIST UNITS, PERIPHERAL COMPRESSION |  | SEQUENTIALCOMPRESSIONDEV-Kendall-700 Series | SEQUENTIALCOMPRESSIONDEV | 700 Series |  |  |  | Kendall | Sequential Compression Device |  | SEQUENTIALCOMPRESSIONDEV-Kendall-700 Series |  |  |  |  | Covered PM Repair - Biomedical | MHHS-TMC
NO | NO |  |  |  | PSD1939 |  | CARDINAL HEALTH | KENDALL 700 |  | V1905060SX | TMC - MHTMC - CENTRAL SUPPLY | MHHS-TMC |  | Sequential Compression Device |  | PSD1939 |  | TMC |  | TMC - MHTMC - CENTRAL SUPPLY | [5 empty] | CIRCULATORY ASSIST UNITS, PERIPHERAL COMPRESSION |  | SEQUENTIALCOMPRESSIONDEV-Kendall-700 Series | SEQUENTIALCOMPRESSIONDEV | 700 Series |  |  |  | Kendall | Sequential Compression Device |  | SEQUENTIALCOMPRESSIONDEV-Kendall-700 Series |  |  |  |  | Covered PM Repair - Biomedical | MHHS-TMC
NO | NO |  |  |  | PSD1940 |  | CARDINAL HEALTH | KENDALL 700 |  | V1904508SX | TMC - MHTMC - CENTRAL SUPPLY | MHHS-TMC |  | Sequential Compression Device |  | PSD1940 |  | TMC |  | TMC - MHTMC - CENTRAL SUPPLY | [5 empty] | CIRCULATORY ASSIST UNITS, PERIPHERAL COMPRESSION |  | SEQUENTIALCOMPRESSIONDEV-Kendall-700 Series | SEQUENTIALCOMPRESSIONDEV | 700 Series |  |  |  | Kendall | Sequential Compression Device |  | SEQUENTIALCOMPRESSIONDEV-Kendall-700 Series |  |  |  |  | Covered PM Repair - Biomedical | MHHS-TMC
NO | NO |  |  |  | PSD1941 |  | CARDINAL HEALTH | KENDALL 700 |  | V1904521SX | TMC - MHTMC - CENTRAL SUPPLY | MHHS-TMC |  | Sequential Compression Device |  | PSD1941 |  | TMC |  | TMC - MHTMC - CENTRAL SUPPLY | [5 empty] | CIRCULATORY ASSIST UNITS, PERIPHERAL COMPRESSION |  | SEQUENTIALCOMPRESSIONDEV-Kendall-700 Series | SEQUENTIALCOMPRESSIONDEV | 700 Series |  |  |  | Kendall | Sequential Compression Device |  | SEQUENTIALCOMPRESSIONDEV-Kendall-700 Series |  |  |  |  | Covered PM Repair - Biomedical | MHHS-TMC
NO | NO |  |  |  | PSD1942 |  | CARDINAL HEALTH | KENDALL 700 |  | V1904488SX | TMC - MHTMC - CENTRAL SUPPLY | MHHS-TMC |  | Sequential Compression Device |  | PSD1942 |  | TMC |  | TMC - MHTMC - CENTRAL SUPPLY | [5 empty] | CIRCULATORY ASSIST UNITS, PERIPHERAL COMPRESSION |  | SEQUENTIALCOMPRESSIONDEV-Kendall-700 Series | SEQUENTIALCOMPRESSIONDEV | 700 Series |  |  |  | Kendall | Sequential Compression Device |  | SEQUENTIALCOMPRESSIONDEV-Kendall-700 Series |  |  |  |  | Covered PM Repair - Biomedical | MHHS-TMC
NO | NO |  |  |  | PSD1943 |  | CARDINAL HEALTH | KENDALL 700 |  | V1904464SX | TMC - MHTMC - CENTRAL SUPPLY | MHHS-TMC |  | Sequential Compression Device |  | PSD1943 |  | TMC |  | TMC - MHTMC - CENTRAL SUPPLY | [5 empty] | CIRCULATORY ASSIST UNITS, PERIPHERAL COMPRESSION |  | SEQUENTIALCOMPRESSIONDEV-Kendall-700 Series | SEQUENTIALCOMPRESSIONDEV | 700 Series |  |  |  | Kendall | Sequential Compression Device |  | SEQUENTIALCOMPRESSIONDEV-Kendall-700 Series |  |  |  |  | Covered PM Repair - Biomedical | MHHS-TMC
NO | NO |  |  |  | PSD1946 |  | CARDINAL HEALTH | KENDALL 700 |  | V1904455SX | TMC - MHTMC - CENTRAL SUPPLY | MHHS-TMC |  | Sequential Compression Device |  | PSD1946 |  | TMC |  | TMC - MHTMC - CENTRAL SUPPLY | [5 empty] | CIRCULATORY ASSIST UNITS, PERIPHERAL COMPRESSION |  | SEQUENTIALCOMPRESSIONDEV-Kendall-700 Series | SEQUENTIALCOMPRESSIONDEV | 700 Series |  |  |  | Kendall | Sequential Compression Device |  | SEQUENTIALCOMPRESSIONDEV-Kendall-700 Series |  |  |  |  | Covered PM Repair - Biomedical | MHHS-TMC
NO | NO |  |  |  | PSD1949 |  | CARDINAL HEALTH | KENDALL 700 |  | V1904474SX | TMC - MHTMC - CENTRAL SUPPLY | MHHS-TMC |  | Sequential Compression Device |  | PSD1949 |  | TMC |  | TMC - MHTMC - CENTRAL SUPPLY | [5 empty] | CIRCULATORY ASSIST UNITS, PERIPHERAL COMPRESSION |  | SEQUENTIALCOMPRESSIONDEV-Kendall-700 Series | SEQUENTIALCOMPRESSIONDEV | 700 Series |  |  |  | Kendall | Sequential Compression Device |  | SEQUENTIALCOMPRESSIONDEV-Kendall-700 Series |  |  |  |  | Covered PM Repair - Biomedical | MHHS-TMC
NO | NO |  |  |  | PSD1950 |  | CARDINAL HEALTH | KENDALL 700 |  | V1904459SX | TMC - MHTMC - CENTRAL SUPPLY | MHHS-TMC |  | Sequential Compression Device |  | PSD1950 |  | TMC |  | TMC - MHTMC - CENTRAL SUPPLY | [5 empty] | CIRCULATORY ASSIST UNITS, PERIPHERAL COMPRESSION |  | SEQUENTIALCOMPRESSIONDEV-Kendall-700 Series | SEQUENTIALCOMPRESSIONDEV | 700 Series |  |  |  | Kendall | Sequential Compression Device |  | SEQUENTIALCOMPRESSIONDEV-Kendall-700 Series |  |  |  |  | Covered PM Repair - Biomedical | MHHS-TMC
NO | NO |  |  |  | PSD1952 |  | CARDINAL HEALTH | KENDALL 700 |  | V1904470SX | TMC - MHTMC - CENTRAL SUPPLY | MHHS-TMC |  | Sequential Compression Device |  | PSD1952 |  | TMC |  | TMC - MHTMC - CENTRAL SUPPLY | [5 empty] | CIRCULATORY ASSIST UNITS, PERIPHERAL COMPRESSION |  | SEQUENTIALCOMPRESSIONDEV-Kendall-700 Series | SEQUENTIALCOMPRESSIONDEV | 700 Series |  |  |  | Kendall | Sequential Compression Device |  | SEQUENTIALCOMPRESSIONDEV-Kendall-700 Series |  |  |  |  | Covered PM Repair - Biomedical | MHHS-TMC
NO | NO |  |  |  | PSD1953 |  | CARDINAL HEALTH | KENDALL 700 |  | V1904469SX | TMC - MHTMC - CENTRAL SUPPLY | MHHS-TMC |  | Sequential Compression Device |  | PSD1953 |  | TMC |  | TMC - MHTMC - CENTRAL SUPPLY | [5 empty] | CIRCULATORY ASSIST UNITS, PERIPHERAL COMPRESSION |  | SEQUENTIALCOMPRESSIONDEV-Kendall-700 Series | SEQUENTIALCOMPRESSIONDEV | 700 Series |  |  |  | Kendall | Sequential Compression Device |  | SEQUENTIALCOMPRESSIONDEV-Kendall-700 Series |  |  |  |  | Covered PM Repair - Biomedical | MHHS-TMC
NO | NO |  |  |  | PSD1954 |  | CARDINAL HEALTH | KENDALL 700 |  | V1904518SX | TMC - MHTMC - CENTRAL SUPPLY | MHHS-TMC |  | Sequential Compression Device |  | PSD1954 |  | TMC |  | TMC - MHTMC - CENTRAL SUPPLY | [5 empty] | CIRCULATORY ASSIST UNITS, PERIPHERAL COMPRESSION |  | SEQUENTIALCOMPRESSIONDEV-Kendall-700 Series | SEQUENTIALCOMPRESSIONDEV | 700 Series |  |  |  | Kendall | Sequential Compression Device |  | SEQUENTIALCOMPRESSIONDEV-Kendall-700 Series |  |  |  |  | Covered PM Repair - Biomedical | MHHS-TMC
NO | NO |  |  |  | PSD1955 |  | CARDINAL HEALTH | KENDALL 700 |  | V1904340SX | TMC - MHTMC - CENTRAL SUPPLY | MHHS-TMC |  | Sequential Compression Device |  | PSD1955 |  | TMC |  | TMC - MHTMC - CENTRAL SUPPLY | [5 empty] | CIRCULATORY ASSIST UNITS, PERIPHERAL COMPRESSION |  | SEQUENTIALCOMPRESSIONDEV-Kendall-700 Series | SEQUENTIALCOMPRESSIONDEV | 700 Series |  |  |  | Kendall | Sequential Compression Device |  | SEQUENTIALCOMPRESSIONDEV-Kendall-700 Series |  |  |  |  | Covered PM Repair - Biomedical | MHHS-TMC
NO | NO |  |  |  | PSD1957 |  | CARDINAL HEALTH | KENDALL 700 |  | V1904256SX | TMC - MHTMC - CENTRAL SUPPLY | MHHS-TMC |  | Sequential Compression Device |  | PSD1957 |  | TMC |  | TMC - MHTMC - CENTRAL SUPPLY | [5 empty] | CIRCULATORY ASSIST UNITS, PERIPHERAL COMPRESSION |  | SEQUENTIALCOMPRESSIONDEV-Kendall-700 Series | SEQUENTIALCOMPRESSIONDEV | 700 Series |  |  |  | Kendall | Sequential Compression Device |  | SEQUENTIALCOMPRESSIONDEV-Kendall-700 Series |  |  |  |  | Covered PM Repair - Biomedical | MHHS-TMC
NO | NO |  |  |  | PSD1958 |  | CARDINAL HEALTH | KENDALL 700 |  | V1904753SX | TMC - MHTMC - CENTRAL SUPPLY | MHHS-TMC |  | Sequential Compression Device |  | PSD1958 |  | TMC |  | TMC - MHTMC - CENTRAL SUPPLY | [5 empty] | CIRCULATORY ASSIST UNITS, PERIPHERAL COMPRESSION |  | SEQUENTIALCOMPRESSIONDEV-Kendall-700 Series | SEQUENTIALCOMPRESSIONDEV | 700 Series |  |  |  | Kendall | Sequential Compression Device |  | SEQUENTIALCOMPRESSIONDEV-Kendall-700 Series |  |  |  |  | Covered PM Repair - Biomedical | MHHS-TMC
NO | NO |  |  |  | PSD1959 |  | CARDINAL HEALTH | KENDALL 700 |  | V1904386SX | TMC - MHTMC - CENTRAL SUPPLY | MHHS-TMC |  | Sequential Compression Device |  | PSD1959 |  | TMC |  | TMC - MHTMC - CENTRAL SUPPLY | [5 empty] | CIRCULATORY ASSIST UNITS, PERIPHERAL COMPRESSION |  | SEQUENTIALCOMPRESSIONDEV-Kendall-700 Series | SEQUENTIALCOMPRESSIONDEV | 700 Series |  |  |  | Kendall | Sequential Compression Device |  | SEQUENTIALCOMPRESSIONDEV-Kendall-700 Series |  |  |  |  | Covered PM Repair - Biomedical | MHHS-TMC
NO | NO |  |  |  | PSD1960 |  | CARDINAL HEALTH | KENDALL 700 |  | V1904338SX | TMC - MHTMC - CENTRAL SUPPLY | MHHS-TMC |  | Sequential Compression Device |  | PSD1960 |  | TMC |  | TMC - MHTMC - CENTRAL SUPPLY | [5 empty] | CIRCULATORY ASSIST UNITS, PERIPHERAL COMPRESSION |  | SEQUENTIALCOMPRESSIONDEV-Kendall-700 Series | SEQUENTIALCOMPRESSIONDEV | 700 Series |  |  |  | Kendall | Sequential Compression Device |  | SEQUENTIALCOMPRESSIONDEV-Kendall-700 Series |  |  |  |  | Covered PM Repair - Biomedical | MHHS-TMC
NO | NO |  |  |  | PSD1961 |  | CARDINAL HEALTH | KENDALL 700 |  | V1904738SX | TMC - MHTMC - CENTRAL SUPPLY | MHHS-TMC |  | Sequential Compression Device |  | PSD1961 |  | TMC |  | TMC - MHTMC - CENTRAL SUPPLY | [5 empty] | CIRCULATORY ASSIST UNITS, PERIPHERAL COMPRESSION |  | SEQUENTIALCOMPRESSIONDEV-Kendall-700 Series | SEQUENTIALCOMPRESSIONDEV | 700 Series |  |  |  | Kendall | Sequential Compression Device |  | SEQUENTIALCOMPRESSIONDEV-Kendall-700 Series |  |  |  |  | Covered PM Repair - Biomedical | MHHS-TMC
NO | NO |  |  |  | PSD1962 |  | CARDINAL HEALTH | KENDALL 700 |  | V1904747SX | TMC - MHTMC - CENTRAL SUPPLY | MHHS-TMC |  | Sequential Compression Device |  | PSD1962 |  | TMC |  | TMC - MHTMC - CENTRAL SUPPLY | [5 empty] | CIRCULATORY ASSIST UNITS, PERIPHERAL COMPRESSION |  | SEQUENTIALCOMPRESSIONDEV-Kendall-700 Series | SEQUENTIALCOMPRESSIONDEV | 700 Series |  |  |  | Kendall | Sequential Compression Device |  | SEQUENTIALCOMPRESSIONDEV-Kendall-700 Series |  |  |  |  | Covered PM Repair - Biomedical | MHHS-TMC
NO | NO |  |  |  | PSD1963 |  | CARDINAL HEALTH | KENDALL 700 |  | V1904276SX | TMC - MHTMC - CENTRAL SUPPLY | MHHS-TMC |  | Sequential Compression Device |  | PSD1963 |  | TMC |  | TMC - MHTMC - CENTRAL SUPPLY | [5 empty] | CIRCULATORY ASSIST UNITS, PERIPHERAL COMPRESSION |  | SEQUENTIALCOMPRESSIONDEV-Kendall-700 Series | SEQUENTIALCOMPRESSIONDEV | 700 Series |  |  |  | Kendall | Sequential Compression Device |  | SEQUENTIALCOMPRESSIONDEV-Kendall-700 Series |  |  |  |  | Covered PM Repair - Biomedical | MHHS-TMC
NO | NO |  |  |  | PSD1964 |  | CARDINAL HEALTH | KENDALL 700 |  | V1904389SX | TMC - MHTMC - CENTRAL SUPPLY | MHHS-TMC |  | Sequential Compression Device |  | PSD1964 |  | TMC |  | TMC - MHTMC - CENTRAL SUPPLY | [5 empty] | CIRCULATORY ASSIST UNITS, PERIPHERAL COMPRESSION |  | SEQUENTIALCOMPRESSIONDEV-Kendall-700 Series | SEQUENTIALCOMPRESSIONDEV | 700 Series |  |  |  | Kendall | Sequential Compression Device |  | SEQUENTIALCOMPRESSIONDEV-Kendall-700 Series |  |  |  |  | Covered PM Repair - Biomedical | MHHS-TMC
NO | NO |  |  |  | PSD1965 |  | CARDINAL HEALTH | KENDALL 700 |  | V1904339SX | TMC - MHTMC - CENTRAL SUPPLY | MHHS-TMC |  | Sequential Compression Device |  | PSD1965 |  | TMC |  | TMC - MHTMC - CENTRAL SUPPLY | [5 empty] | CIRCULATORY ASSIST UNITS, PERIPHERAL COMPRESSION |  | SEQUENTIALCOMPRESSIONDEV-Kendall-700 Series | SEQUENTIALCOMPRESSIONDEV | 700 Series |  |  |  | Kendall | Sequential Compression Device |  | SEQUENTIALCOMPRESSIONDEV-Kendall-700 Series |  |  |  |  | Covered PM Repair - Biomedical | MHHS-TMC
NO | NO |  |  |  | PSD1967 |  | CARDINAL HEALTH | KENDALL 700 |  | V1904355SX | TMC - MHTMC - CENTRAL SUPPLY | MHHS-TMC |  | Sequential Compression Device |  | PSD1967 |  | TMC |  | TMC - MHTMC - CENTRAL SUPPLY | [5 empty] | CIRCULATORY ASSIST UNITS, PERIPHERAL COMPRESSION |  | SEQUENTIALCOMPRESSIONDEV-Kendall-700 Series | SEQUENTIALCOMPRESSIONDEV | 700 Series |  |  |  | Kendall | Sequential Compression Device |  | SEQUENTIALCOMPRESSIONDEV-Kendall-700 Series |  |  |  |  | Covered PM Repair - Biomedical | MHHS-TMC
NO | NO |  |  |  | PSD1968 |  | CARDINAL HEALTH | KENDALL 700 |  | V1904752SX | TMC - MHTMC - CENTRAL SUPPLY | MHHS-TMC |  | Sequential Compression Device |  | PSD1968 |  | TMC |  | TMC - MHTMC - CENTRAL SUPPLY | [5 empty] | CIRCULATORY ASSIST UNITS, PERIPHERAL COMPRESSION |  | SEQUENTIALCOMPRESSIONDEV-Kendall-700 Series | SEQUENTIALCOMPRESSIONDEV | 700 Series |  |  |  | Kendall | Sequential Compression Device |  | SEQUENTIALCOMPRESSIONDEV-Kendall-700 Series |  |  |  |  | Covered PM Repair - Biomedical | MHHS-TMC
NO | NO |  |  |  | PSD1969 |  | CARDINAL HEALTH | KENDALL 700 |  | V1904342SX | TMC - MHTMC - CENTRAL SUPPLY | MHHS-TMC |  | Sequential Compression Device |  | PSD1969 |  | TMC |  | TMC - MHTMC - CENTRAL SUPPLY | [5 empty] | CIRCULATORY ASSIST UNITS, PERIPHERAL COMPRESSION |  | SEQUENTIALCOMPRESSIONDEV-Kendall-700 Series | SEQUENTIALCOMPRESSIONDEV | 700 Series |  |  |  | Kendall | Sequential Compression Device |  | SEQUENTIALCOMPRESSIONDEV-Kendall-700 Series |  |  |  |  | Covered PM Repair - Biomedical | MHHS-TMC
NO | NO |  |  |  | PSD1970 |  | CARDINAL HEALTH | KENDALL 700 |  | V1904247SX | TMC - MHTMC - CENTRAL SUPPLY | MHHS-TMC |  | Sequential Compression Device |  | PSD1970 |  | TMC |  | TMC - MHTMC - CENTRAL SUPPLY | [5 empty] | CIRCULATORY ASSIST UNITS, PERIPHERAL COMPRESSION |  | SEQUENTIALCOMPRESSIONDEV-Kendall-700 Series | SEQUENTIALCOMPRESSIONDEV | 700 Series |  |  |  | Kendall | Sequential Compression Device |  | SEQUENTIALCOMPRESSIONDEV-Kendall-700 Series |  |  |  |  | Covered PM Repair - Biomedical | MHHS-TMC
NO | NO |  |  |  | PSD1972 |  | CARDINAL HEALTH | KENDALL 700 |  | V1904244SX | TMC - MHTMC - CENTRAL SUPPLY | MHHS-TMC |  | Sequential Compression Device |  | PSD1972 |  | TMC |  | TMC - MHTMC - CENTRAL SUPPLY | [5 empty] | CIRCULATORY ASSIST UNITS, PERIPHERAL COMPRESSION |  | SEQUENTIALCOMPRESSIONDEV-Kendall-700 Series | SEQUENTIALCOMPRESSIONDEV | 700 Series |  |  |  | Kendall | Sequential Compression Device |  | SEQUENTIALCOMPRESSIONDEV-Kendall-700 Series |  |  |  |  | Covered PM Repair - Biomedical | MHHS-TMC
NO | NO |  |  |  | PSD1973 |  | CARDINAL HEALTH | KENDALL 700 |  | V1904274SX | TMC - MHTMC - CENTRAL SUPPLY | MHHS-TMC |  | Sequential Compression Device |  | PSD1973 |  | TMC |  | TMC - MHTMC - CENTRAL SUPPLY | [5 empty] | CIRCULATORY ASSIST UNITS, PERIPHERAL COMPRESSION |  | SEQUENTIALCOMPRESSIONDEV-Kendall-700 Series | SEQUENTIALCOMPRESSIONDEV | 700 Series |  |  |  | Kendall | Sequential Compression Device |  | SEQUENTIALCOMPRESSIONDEV-Kendall-700 Series |  |  |  |  | Covered PM Repair - Biomedical | MHHS-TMC
NO | NO |  |  |  | PSD1974 |  | CARDINAL HEALTH | KENDALL 700 |  | V1905075SX | TMC - MHTMC - CENTRAL SUPPLY | MHHS-TMC |  | Sequential Compression Device |  | PSD1974 |  | TMC |  | TMC - MHTMC - CENTRAL SUPPLY | [5 empty] | CIRCULATORY ASSIST UNITS, PERIPHERAL COMPRESSION |  | SEQUENTIALCOMPRESSIONDEV-Kendall-700 Series | SEQUENTIALCOMPRESSIONDEV | 700 Series |  |  |  | Kendall | Sequential Compression Device |  | SEQUENTIALCOMPRESSIONDEV-Kendall-700 Series |  |  |  |  | Covered PM Repair - Biomedical | MHHS-TMC
NO | NO |  |  |  | PSD1976 |  | CARDINAL HEALTH | KENDALL 700 |  | V1904740SX | TMC - MHTMC - CENTRAL SUPPLY | MHHS-TMC |  | Sequential Compression Device |  | PSD1976 |  | TMC |  | TMC - MHTMC - CENTRAL SUPPLY | [5 empty] | CIRCULATORY ASSIST UNITS, PERIPHERAL COMPRESSION |  | SEQUENTIALCOMPRESSIONDEV-Kendall-700 Series | SEQUENTIALCOMPRESSIONDEV | 700 Series |  |  |  | Kendall | Sequential Compression Device |  | SEQUENTIALCOMPRESSIONDEV-Kendall-700 Series |  |  |  |  | Covered PM Repair - Biomedical | MHHS-TMC
NO | NO |  |  |  | PSD1977 |  | CARDINAL HEALTH | KENDALL 700 |  | V1904240SX | TMC - MHTMC - CENTRAL SUPPLY | MHHS-TMC |  | Sequential Compression Device |  | PSD1977 |  | TMC |  | TMC - MHTMC - CENTRAL SUPPLY | [5 empty] | CIRCULATORY ASSIST UNITS, PERIPHERAL COMPRESSION |  | SEQUENTIALCOMPRESSIONDEV-Kendall-700 Series | SEQUENTIALCOMPRESSIONDEV | 700 Series |  |  |  | Kendall | Sequential Compression Device |  | SEQUENTIALCOMPRESSIONDEV-Kendall-700 Series |  |  |  |  | Covered PM Repair - Biomedical | MHHS-TMC
NO | NO |  |  |  | PSD1978 |  | CARDINAL HEALTH | KENDALL 700 |  | V1904260SX | TMC - MHTMC - CENTRAL SUPPLY | MHHS-TMC |  | Sequential Compression Device |  | PSD1978 |  | TMC |  | TMC - MHTMC - CENTRAL SUPPLY | [5 empty] | CIRCULATORY ASSIST UNITS, PERIPHERAL COMPRESSION |  | SEQUENTIALCOMPRESSIONDEV-Kendall-700 Series | SEQUENTIALCOMPRESSIONDEV | 700 Series |  |  |  | Kendall | Sequential Compression Device |  | SEQUENTIALCOMPRESSIONDEV-Kendall-700 Series |  |  |  |  | Covered PM Repair - Biomedical | MHHS-TMC
NO | NO |  |  |  | PSD1979 |  | CARDINAL HEALTH | KENDALL 700 |  | V1905086SX | TMC - MHTMC - CENTRAL SUPPLY | MHHS-TMC |  | Sequential Compression Device |  | PSD1979 |  | TMC |  | TMC - MHTMC - CENTRAL SUPPLY | [5 empty] | CIRCULATORY ASSIST UNITS, PERIPHERAL COMPRESSION |  | SEQUENTIALCOMPRESSIONDEV-Kendall-700 Series | SEQUENTIALCOMPRESSIONDEV | 700 Series |  |  |  | Kendall | Sequential Compression Device |  | SEQUENTIALCOMPRESSIONDEV-Kendall-700 Series |  |  |  |  | Covered PM Repair - Biomedical | MHHS-TMC
NO | NO |  |  |  | PSD1980 |  | CARDINAL HEALTH | KENDALL 700 |  | V1904286SX | TMC - MHTMC - CENTRAL SUPPLY | MHHS-TMC |  | Sequential Compression Device |  | PSD1980 |  | TMC |  | TMC - MHTMC - CENTRAL SUPPLY | [5 empty] | CIRCULATORY ASSIST UNITS, PERIPHERAL COMPRESSION |  | SEQUENTIALCOMPRESSIONDEV-Kendall-700 Series | SEQUENTIALCOMPRESSIONDEV | 700 Series |  |  |  | Kendall | Sequential Compression Device |  | SEQUENTIALCOMPRESSIONDEV-Kendall-700 Series |  |  |  |  | Covered PM Repair - Biomedical | MHHS-TMC
NO | NO |  |  |  | PSD1982 |  | CARDINAL HEALTH | KENDALL 700 |  | V1905058SX | TMC - MHTMC - CENTRAL SUPPLY | MHHS-TMC |  | Sequential Compression Device |  | PSD1982 |  | TMC |  | TMC - MHTMC - CENTRAL SUPPLY | [5 empty] | CIRCULATORY ASSIST UNITS, PERIPHERAL COMPRESSION |  | SEQUENTIALCOMPRESSIONDEV-Kendall-700 Series | SEQUENTIALCOMPRESSIONDEV | 700 Series |  |  |  | Kendall | Sequential Compression Device |  | SEQUENTIALCOMPRESSIONDEV-Kendall-700 Series |  |  |  |  | Covered PM Repair - Biomedical | MHHS-TMC
NO | NO |  |  |  | PSD1983 |  | CARDINAL HEALTH | KENDALL 700 |  | V1904288SX | TMC - MHTMC - CENTRAL SUPPLY | MHHS-TMC |  | Sequential Compression Device |  | PSD1983 |  | TMC |  | TMC - MHTMC - CENTRAL SUPPLY | [5 empty] | CIRCULATORY ASSIST UNITS, PERIPHERAL COMPRESSION |  | SEQUENTIALCOMPRESSIONDEV-Kendall-700 Series | SEQUENTIALCOMPRESSIONDEV | 700 Series |  |  |  | Kendall | Sequential Compression Device |  | SEQUENTIALCOMPRESSIONDEV-Kendall-700 Series |  |  |  |  | Covered PM Repair - Biomedical | MHHS-TMC
NO | YES |  |  |  | 129-07689 | 129-07689 | CARDINAL HEALTH | LRG304A |  |  | Sugar Land-Laboratory | MHHS-Sugarland |  | Refrigerator, Laboratory |  | 129-07689 | 129-07689 | Sugar Land | MHHS-Sugarland | Sugar Land-Laboratory | Storage | 1/1/20 |  | 1/1/21 |  | REFRIGERATORS, LABORATORY | Refrigerator, Laboratory | REFRIGERATORLAB-ThermoFisherSci-LRG304A | REFRIGERATORLAB | LRG304A |  |  |  | ThermoFisherSci | Refrigerator, Laboratory |  |  | REFRIGERATORLAB-ThermoFisherSci-LRG304A |  |  | REL-A | Covered PM Repair - Biomedical | MHHS-Sugarland | [8 empty] | REFRIGERATORLAB | Refrigerator, Laboratory | ThermoFisherSci
YES | YES |  |  |  |  | 099-11006 | Cardinal Health | M7654-5A |  | 1102 28457 | SW - Lab | [5 empty] | 099-11006 | Southwest | Memorial Hermann Southwest Hospital | SW - Lab | Histology |  |  |  | One Time Inspection Sticker
YES | YES |  |  |  | 099-08490 | 099-08490 | Cardinal Health | Manometer |  |  | Cardio Vascular |  |  |  |  | 099-08490 | 099-08490 | Southwest | Memorial Hermann Heart | Cardio Vascular | Exam 5
YES | YES |  |  |  | 099-09014 | 099-09014 | Cardinal Health | Manometer |  |  | Cardio Vascular |  |  |  |  | 099-09014 | 099-09014 | Southwest | Memorial Hermann Heart | Cardio Vascular | Exam 6
NO | YES |  |  |  | 129-06864 | 129-06864 | CARDINAL HEALTH | MF25SS-SAEE-CA |  |  | SP CCC - (SL) - LABORATORY | MHHS-Sienna Plantation CCC |  |  |  | 129-06864 | 129-06864 | Sugar Land |  | SP CCC - (SL) - LABORATORY |  | 2/1/19 | 2/1/20 |  |  | FREEZERS, LABORATORY |  | .needs class | [5 empty] | Cardinal Health | [7 empty] | Covered PM Repair - Biomedical | MHHS-Sienna Plantation CCC
YES | YES |  |  |  | 029-11362 | 029-11362 | Cardinal Health | MF25SS-SARE-CA |  |  | LAB |  |  |  |  | 029-11362 | 029-11362 | Woodlands | 24 Hour Emergency Room - Convenient Care Center in Spring | LAB | LAB | 11/1/19 |  | 10/1/20
YES | YES |  |  |  | 029-11359 | 029-11359 | Cardinal Health | Mini Vortexer |  |  | LAB |  |  |  |  | 029-11359 | 029-11359 | Woodlands | 24 Hour Emergency Room - Convenient Care Center in Spring | LAB | LAB | [5 empty] | Mixer, Vortex | MIXERVORTEX-Cardinal Health-Mini Vortexer | [22 empty] | Mixer, Vortex | MIXERVORTEX | Mixer, Vortex | Cardinal Health
NO | YES |  |  |  | 041-34380 | 041-34380 | CARDINAL HEALTH | MR12PA-GAEE-CA |  |  | MEMORIAL CITY - LABORATORY | MHHS-Mem City |  |  |  | 041-34380 | 041-34380 | West |  | MEMORIAL CITY - LABORATORY | Lab |  |  |  |  | REFRIGERATORS, LABORATORY |  | .needs class | [5 empty] | Cardinal Health | [7 empty] | Covered PM Repair - Biomedical | MHHS-Mem City
NO | YES |  |  |  | 009-10728 | 009-10728 | CARDINAL HEALTH | MR38PAGAEE |  |  | MH MG-(SL)-Physicians At Sugar Creek | MHHS-MG |  |  |  | 009-10728 | 009-10728 | Sugar Land | MHHS-MG | MH MG-(SL)-Physicians At Sugar Creek | Occ Med | 11/1/19 |  |  |  | REFRIGERATORS, LABORATORY |  | .needs class | [5 empty] | Cardinal Health |  |  |  |  | 9/1/20 |  |  | Not Covered Vendor Only - Biomedical | MHHS-MG
NO | YES |  |  |  | 929-01389 | 929-01389 | CARDINAL HEALTH | PREMIER SERIES |  |  | MH MG-(CY)-Cypress Multi Specialty | MHHS-MG |  |  |  | 929-01389 | 929-01389 | Northwest | MHHS-MG | MH MG-(CY)-Cypress Multi Specialty | [5 empty] | FREEZERS, LABORATORY |  | .needs class | [5 empty] | Cardinal Health |  |  |  |  | 1/28/20 |  |  | Not Covered Vendor Only - Biomedical | MHHS-MG
YES | YES | Serial Number Cnf |  |  | 099-02775 | 099-02775 | Cardinal Health | RT500 |  | Cnf | MH MG - (TMC) - URGENT CARE - WEST UNIVERSITY |  |  |  |  | 099-02775 | 099-02775 | Katy | Urgent care bellaire | MH MG - (TMC) - URGENT CARE - WEST UNIVERSITY | Exam room 6 |  |  |  | No pm required |  | Nebulizer, Ultrasonic | NEBULIZERULTRASONIC-Cardinal Health-RT500 | [12 empty] | NU-A | [9 empty] | Nebulizer, Ultrasonic | NEBULIZERULTRASONIC | Nebulizer, Ultrasonic | Cardinal Health
NO | NO | [5 empty] | CARDINAL HEALTH | SP BRAND TRACEABLE |  |  | TMC - LABORATORY - BLOOD BANK (1R) | MHHS-TMC | [5 empty] | TMC |  | TMC - LABORATORY - BLOOD BANK (1R) | [5 empty] | THERMOMETERS, ELECTRONIC, LABORATORY |  | .needs class | [5 empty] | Cardinal Health | [7 empty] | Covered PM Repair - Radiology, Low End | MHHS-TMC
NO | YES |  |  |  | 013-38089 | 013-38089 | CARDINAL HEALTH | SP LIGHTED TISSUE FLOTATION BATH |  | FWS108B0181 | SW-Laboratory-Histology | MHHS-Southwest |  |  |  | 013-38089 | 013-38089 | Southwest | MHHS-Southwest | SW-Laboratory-Histology | Histology | 1/1/20 |  | 1/1/21 |  | TISSUE PROCESSORS |  | .needs class | [5 empty] | Cardinal Health |  |  |  |  | 5/1/03 |  |  | Covered PM Repair - Radiology, Low End | MHHS-Southwest
YES | YES |  |  |  | 005-33119 | 005-33119 | Cardinal Health | Sphygmomanometer |  | Lot: 11140813 | WOODLANDS - CARDIOPULMONARY |  |  |  |  | 005-33119 | 005-33119 | Woodlands | Memorial Hermann The Woodlands Medical Center | WOODLANDS - CARDIOPULMONARY | Cardiac Rehab |  |  |  | New add
YES | YES |  |  |  |  | 241-04215 | Cardinal Health | Sphygmomanometer |  |  | TIRR - PATIENT CARE UNIT 6 - 2414378 | [5 empty] | 241-04215 | TMC | TIRR Memorial Hermann | TIRR - PATIENT CARE UNIT 6 - 2414378 | TIRR - PCU 3 C
NO | NO | [5 empty] | CARDINAL HEALTH | T2960-5 |  |  | GH - LABORATORY | MHHS-Greater Heights | [5 empty] | Central & Greater Heights |  | GH - LABORATORY | [5 empty] | THERMOMETERS, ELECTRONIC, LABORATORY |  | .needs class | [5 empty] | Cardinal Health | [7 empty] | Not Covered - Biomedical | MHHS-Greater Heights
YES | YES | Serial Number Check pic |  |  | 005-11906 | 005-11906 | Cardinal Health | Tube rocker |  | Check pic | SE - LABORATORY |  |  |  |  | 005-11906 | 005-11906 | Southeast | Memorial Hermann Southeast Hospital | SE - LABORATORY
YES | YES |  |  |  | 099-14861 | 099-14861 | Cardinal Health | TYCOS |  |  | TIRR - Therapy Gym |  |  |  |  | 099-14861 | 099-14861 | TMC | TIRR Memorial Hermann | TIRR - Therapy Gym | Rehab | 3/1/18
NO | YES |  |  |  | 145-00772 | 145-00772 | Cardinal Health Medical Products | HH45PA-GAEE-CA |  |  | Pearland-Pharmacy | MHHS-Pearland Hospital |  |  |  | 145-00772 | 145-00772 | Pearland | MHHS-Pearland Hospital | Pearland-Pharmacy | Pharmacy | 6/1/19 | 6/1/20 |  |  | REFRIGERATORS, PHARMACY |  | .needs class | [5 empty] | Cardinal Health |  |  |  |  | 5/22/17 |  |  | Covered PM Repair - Radiology, Low End | MHHS-Pearland Hospital
NO | YES |  |  |  | 013-37788 | 013-37788 | Cardinal Health Medical Products | JLF2330A |  |  | SW-Laboratory-Histology | MHHS-Southwest |  |  |  | 013-37788 | 013-37788 | Southwest | MHHS-Southwest | SW-Laboratory-Histology | Lab | 8/1/19 |  | 8/1/20 |  | FREEZERS, LABORATORY |  | .needs class | [5 empty] | Cardinal Health | [7 empty] | Covered PM Repair - Biomedical | MHHS-Southwest
NO | NO |  |  |  | 069-37852 |  | Cardinal Health Medical Products & Services Group | JLF2330A |  |  | TMC - LABORATORY - HVI LAB (7HVI) | MHHS-TMC |  |  |  | 069-37852 |  | TMC |  | TMC - LABORATORY - HVI LAB (7HVI) | [5 empty] | FREEZERS, LABORATORY |  | .needs class | [5 empty] | Cardinal Health | [7 empty] | Covered PM Repair - Biomedical | MHHS-TMC
YES | YES |  |  |  | 142-01591 | 142-01591 | CardioCommand Inc | 2A |  | 2121A | OR |  |  |  |  | 142-01591 | 142-01591 | Katy | Memorial Hermann Northeast Hospital | OR | Anesthesia work room | 5/1/10 | 11/1/10 |  | Pm dates are accurate |  | Pacemaker, External | PACEMAKEREXTRNL-CardioCommand Inc-2A | [12 empty] | PE-SA | [9 empty] | Pacemaker, External | PACEMAKEREXTRNL | Pacemaker, External | CardioCommand Inc
NO | NO |  |  |  | 069-06480 |  | CardioCommand Inc | 2A |  | 1613A | TMC - OR - ANESTHESIA (OLD) | MHHS-TMC |  | Pacemaker, External |  | 069-06480 |  | TMC |  | TMC - OR - ANESTHESIA (OLD) | [5 empty] | PROGRAMMER/TESTERS, CARDIAC PACEMAKER |  | PACEMAKEREXTRNL-CardioCommand Inc-2A | PACEMAKEREXTRNL | 2A |  |  |  | CardioCommand Inc | Pacemaker, External |  | PACEMAKEREXTRNL-CardioCommand Inc-2A |  |  |  |  | Covered PM Repair - Respiratory/Steriliz | MHHS-TMC
NO | NO |  |  |  | 069-15511 |  | CardioCommand Inc | 2A |  | 1940A | TMC - OR - ANESTHESIA (OLD) | MHHS-TMC |  | Pacemaker, External |  | 069-15511 |  | TMC |  | TMC - OR - ANESTHESIA (OLD) | [5 empty] | PROGRAMMER/TESTERS, CARDIAC PACEMAKER |  | PACEMAKEREXTRNL-CardioCommand Inc-2A | PACEMAKEREXTRNL | 2A |  |  |  | CardioCommand Inc | Pacemaker, External |  | PACEMAKEREXTRNL-CardioCommand Inc-2A |  |  |  |  | Covered PM Repair - Biomedical | MHHS-TMC
NO | NO |  |  |  | 069-15512 |  | CardioCommand Inc | 2A |  | 1939A | TMC - OR - ANESTHESIA (OLD) | MHHS-TMC |  | Pacemaker, External |  | 069-15512 |  | TMC |  | TMC - OR - ANESTHESIA (OLD) | [5 empty] | PROGRAMMER/TESTERS, CARDIAC PACEMAKER |  | PACEMAKEREXTRNL-CardioCommand Inc-2A | PACEMAKEREXTRNL | 2A |  |  |  | CardioCommand Inc | Pacemaker, External |  | PACEMAKEREXTRNL-CardioCommand Inc-2A |  |  |  |  | Covered PM Repair - Respiratory/Steriliz | MHHS-TMC
NO | NO |  |  |  | 069-27309 |  | CardioCommand Inc | 2A |  | 2122A | TMC - OR - ANESTHESIA (OLD) | MHHS-TMC |  | Pacemaker, External |  | 069-27309 |  | TMC |  | TMC - OR - ANESTHESIA (OLD) | [5 empty] | PROGRAMMER/TESTERS, CARDIAC PACEMAKER |  | PACEMAKEREXTRNL-CardioCommand Inc-2A | PACEMAKEREXTRNL | 2A |  |  |  | CardioCommand Inc | Pacemaker, External |  | PACEMAKEREXTRNL-CardioCommand Inc-2A |  |  |  |  | Covered PM Repair - Biomedical | MHHS-TMC
YES | YES |  |  |  | 099-10909 | 099-10909 | CardioFocus | CF980-E10-US |  |  | HVI - OR |  |  |  |  | 099-10909 | 099-10909 | Southwest | Memorial Hermann Southwest Hospital | HVI - OR | HVI - OR
YES | YES |  |  |  | 099-02484 | 099-02484 | Cardionet | DL800 |  |  | MH MG - (KY) - KATY [MP2-STE400] |  |  |  |  | 099-02484 | 099-02484 | Katy | Memorial Hermann Katy Hospital | MH MG - (KY) - KATY [MP2-STE400]
YES | YES |  |  |  | 029-12120 | 029-12120 | CardioQuip, LLP | MCH-1000 |  |  | WOODLANDS - OR |  |  |  |  | 029-12120 | 029-12120 | Woodlands | Memorial Hermann The Woodlands Medical Center | WOODLANDS - OR | Equipment Storage | 8/1/17 |  | 2/1/18 | New Add
YES | YES |  |  |  | 029-12119 | 029-12119 | CardioQuip, LLP | MCH-1000 |  |  | Surgical room |  |  |  |  | 029-12119 | 029-12119 | Woodlands | Memorial Hermann Hospital Woodlands | Surgical room | OR Room 18 | 8/1/17 |  | 2/1/18
YES | YES |  |  |  | 074-06130 | 074-06130 | CardioQuip, LLP | MCH-1000i |  |  | OR |  |  |  |  | 074-06130 | 074-06130 | Woodlands | Memorial Hermann The Woodlands Medical Center | OR | OR
NO | YES |  |  |  | 099-12668 | 099-12668 | CardioQuip, LLP | MCH-1000i |  |  | TMC-OR-CVOR (7Hvi) |  |  |  |  | 099-12668 | 099-12668 | TMC | MHHS-TMC | TMC-OR-CVOR (7Hvi) | OR 4 |  |  |  | No PM Sticker
YES | YES |  |  |  | 069-44944 | 069-44944 | CardioQuip, LLP | MCH-1000m |  |  | TMC - OR - (2HP) |  |  |  |  | 069-44944 | 069-44944 | TMC | Memorial Hermann-Texas Medical Center | TMC - OR - (2HP) | Storage | 1/1/20 |  | 1/1/21
NO | YES |  |  |  | 099-07793 | 099-07793 | CardioQuip, LLP | MCH-1000m |  |  | TMC-OR-Hermann (2Hp) |  |  |  |  | 099-07793 | 099-07793 | TMC | MHHS-TMC | TMC-OR-Hermann (2Hp) | Storage | 7/1/19 |  | 7/1/20
NO | YES |  |  |  | 069-44221 | 069-44221 | CARDIOQUIP, LP | GOV - MCH-1000(IR) |  |  | TMC-OR-CVOR (7Hvi) | MHHS-TMC |  |  |  | 069-44221 | 069-44221 | TMC | MHHS-TMC | TMC-OR-CVOR (7Hvi) | CVOR (7HVI) | 7/1/19 |  | 7/1/20 |  | WARMING/COOLING UNITS, PATIENT | Thermia Unit, Hypo-Hyper | THERMIAUNITHYPOHYPER-CARDIOQUIP-MCH-1000 |  |  |  |  | THERMIAUNITHYPOHYPER-CARDIOQUIP-MCH-1000 | CARDIOQUIP |  |  |  |  | 12/6/18 |  | TUHH-A | Covered PM Repair - Biomedical | MHHS-TMC | [8 empty] | THERMIAUNITHYPOHYPER | Thermia Unit, Hypo-Hyper | CARDIOQUIP
NO | YES |  |  |  | 069-44222 | 069-44222 | CARDIOQUIP, LP | GOV - MCH-1000(IR) |  |  | Tmc-or-cvor | MHHS-TMC |  |  |  | 069-44222 | 069-44222 | TMC | Memorial Hermann-Texas Medical Center | Tmc-or-cvor | Or 1 | 7/1/19 |  | 7/1/20 |  | WARMING/COOLING UNITS, PATIENT | Thermia Unit, Hypo-Hyper | THERMIAUNITHYPOHYPER-CARDIOQUIP-MCH-1000 |  |  |  |  | THERMIAUNITHYPOHYPER-CARDIOQUIP-MCH-1000 | CARDIOQUIP |  |  |  |  | 12/6/18 |  | TUHH-A | Covered PM Repair - Biomedical | MHHS-TMC | [8 empty] | THERMIAUNITHYPOHYPER | Thermia Unit, Hypo-Hyper | CARDIOQUIP
NO | YES |  |  |  | 069-44225 | 069-44225 | CARDIOQUIP, LP | GOV - MCH-1000(IR) |  |  | TMC-OR-Anesthesia (Contract Equip) | MHHS-TMC |  |  |  | 069-44225 | 069-44225 | TMC | MHHS-TMC | TMC-OR-Anesthesia (Contract Equip) | OR 7 | 7/1/19 |  | 7/1/20 |  | WARMING/COOLING UNITS, PATIENT |  | THERMIAUNITHYPOHYPER-CARDIOQUIP-MCH-1000 |  |  |  |  | THERMIAUNITHYPOHYPER-CARDIOQUIP-MCH-1000 | CARDIOQUIP |  |  |  |  | 12/6/18 |  |  | Covered PM Repair - Biomedical | MHHS-TMC
NO | YES |  |  |  | 069-44226 | 069-44226 | CARDIOQUIP, LP | GOV - MCH-1000(IR) |  |  | Memorial Hermann- Texas Medical Center-OR-PACU nurse station | MHHS-TMC |  |  |  | 069-44226 | 069-44226 | TMC | TMC | Memorial Hermann- Texas Medical Center-OR-PACU nurse station | OR09 | 7/1/19 |  | 7/1/20 |  | WARMING/COOLING UNITS, PATIENT |  | THERMIAUNITHYPOHYPER-CARDIOQUIP-MCH-1000 |  |  |  |  | THERMIAUNITHYPOHYPER-CARDIOQUIP-MCH-1000 | CARDIOQUIP |  |  |  |  | 12/6/18 |  |  | Covered PM Repair - Biomedical | MHHS-TMC
NO | YES |  |  |  | 069-44227 | 069-44227 | CARDIOQUIP, LP | GOV - MCH-1000(IR) |  |  | Memorial Hermann- Texas Medical Center-OR-PACU nurse station | MHHS-TMC |  |  |  | 069-44227 | 069-44227 | TMC | TMC | Memorial Hermann- Texas Medical Center-OR-PACU nurse station | OR09 | 6/1/18 |  | 7/1/20 |  | WARMING/COOLING UNITS, PATIENT |  | THERMIAUNITHYPOHYPER-CARDIOQUIP-MCH-1000 |  |  |  |  | THERMIAUNITHYPOHYPER-CARDIOQUIP-MCH-1000 | CARDIOQUIP |  |  |  |  | 12/6/18 |  |  | Covered PM Repair - Biomedical | MHHS-TMC
NO | NO |  |  |  | 069-44223 |  | CARDIOQUIP, LP | GOV - MCH-1000(IR) |  |  | TMC - HVI - PERFUSION (7HVI) | MHHS-TMC |  |  |  | 069-44223 |  | TMC |  | TMC - HVI - PERFUSION (7HVI) | [5 empty] | WARMING/COOLING UNITS, PATIENT |  | THERMIAUNITHYPOHYPER-CARDIOQUIP-MCH-1000 |  |  |  |  | THERMIAUNITHYPOHYPER-CARDIOQUIP-MCH-1000 | CARDIOQUIP | [7 empty] | Covered PM Repair - Biomedical | MHHS-TMC
NO | NO |  |  |  | 069-44224 |  | CARDIOQUIP, LP | GOV - MCH-1000(IR) |  |  | TMC - HVI - PERFUSION (7HVI) | MHHS-TMC |  |  |  | 069-44224 |  | TMC |  | TMC - HVI - PERFUSION (7HVI) | [5 empty] | WARMING/COOLING UNITS, PATIENT |  | THERMIAUNITHYPOHYPER-CARDIOQUIP-MCH-1000 |  |  |  |  | THERMIAUNITHYPOHYPER-CARDIOQUIP-MCH-1000 | CARDIOQUIP | [7 empty] | Covered PM Repair - Biomedical | MHHS-TMC
NO | YES |  |  |  | 009-10398 | 009-10398 | CARDIOQUIP, LP | MCH-1000(I) |  |  | GH-OR CV Perfusion | MHHS-Greater Heights |  | Thermia Unit, Hypo-Hyper |  | 009-10398 | 009-10398 | Central | MHHS-Greater Heights | GH-OR CV Perfusion | OR | 7/1/19 |  | 7/1/20 |  | WARMING/COOLING UNITS, PATIENT | Thermia Unit, Hypo-Hyper | THERMIAUNITHYPOHYPER-CARDIOQUIP-MCH-1000i | THERMIAUNITHYPOHYPER | MCH-1000i |  |  |  | CARDIOQUIP | Thermia Unit, Hypo-Hyper |  |  | THERMIAUNITHYPOHYPER-CARDIOQUIP-MCH-1000i |  |  | TUHH-A | Covered PM Repair - Biomedical | MHHS-Greater Heights | [8 empty] | THERMIAUNITHYPOHYPER | Thermia Unit, Hypo-Hyper | CARDIOQUIP
NO | YES |  |  |  | 009-10399 | 009-10399 | CARDIOQUIP, LP | MCH-1000(I) |  |  | GH-OR CV Perfusion | MHHS-Greater Heights |  | Thermia Unit, Hypo-Hyper |  | 009-10399 | 009-10399 | Central & Greater Heights | MHHS-Greater Heights | GH-OR CV Perfusion | Room 9 | 7/1/19 |  | 7/1/20 |  | WARMING/COOLING UNITS, PATIENT | Thermia Unit, Hypo-Hyper | THERMIAUNITHYPOHYPER-CARDIOQUIP-MCH-1000i | THERMIAUNITHYPOHYPER | MCH-1000i |  |  |  | CARDIOQUIP | Thermia Unit, Hypo-Hyper |  |  | THERMIAUNITHYPOHYPER-CARDIOQUIP-MCH-1000i |  |  | TUHH-A | Covered PM Repair - Biomedical | MHHS-Greater Heights | [8 empty] | THERMIAUNITHYPOHYPER | Thermia Unit, Hypo-Hyper | CARDIOQUIP
NO | YES |  |  |  | 041-20460 | 041-20460 | CARDIOQUIP, LP | MCH-1000(I) |  |  | MEMORIAL CITY - MOR | MHHS-Mem City |  | Thermia Unit, Hypo-Hyper |  | 041-20460 | 041-20460 | West | Memorial City - Memorial Hermann Hospital | MEMORIAL CITY - MOR | Equipment Storage |  |  |  |  | WARMING/COOLING UNITS, PATIENT |  | THERMIAUNITHYPOHYPER-CARDIOQUIP-MCH-1000i | THERMIAUNITHYPOHYPER | MCH-1000i |  |  |  | CARDIOQUIP | Thermia Unit, Hypo-Hyper |  |  | THERMIAUNITHYPOHYPER-CARDIOQUIP-MCH-1000i |  |  |  | Covered PM Repair - Biomedical | MHHS-Mem City
NO | YES |  |  |  | 041-20461 | 041-20461 | CARDIOQUIP, LP | MCH-1000(I) |  |  | Memorial city Operating room | MHHS-Mem City |  | Thermia Unit, Hypo-Hyper |  | 041-20461 | 041-20461 | West Memorial city | Memorial city - memorial herman hospital | Memorial city Operating room | Procedure room 2 |  |  |  | No pm found | WARMING/COOLING UNITS, PATIENT |  | THERMIAUNITHYPOHYPER-CARDIOQUIP-MCH-1000i | THERMIAUNITHYPOHYPER | MCH-1000i |  |  |  | CARDIOQUIP | Thermia Unit, Hypo-Hyper |  |  | THERMIAUNITHYPOHYPER-CARDIOQUIP-MCH-1000i |  |  |  | Covered PM Repair - Biomedical | MHHS-Mem City
NO | YES |  |  |  | 041-20462 | 041-20462 | CARDIOQUIP, LP | MCH-1000(I) |  |  | MEMORIAL CITY - MOR | MHHS-Mem City |  | Thermia Unit, Hypo-Hyper |  | 041-20462 | 041-20462 | West | Memorial City - Memorial Hermann Hospital | MEMORIAL CITY - MOR | Equipment Storage |  |  |  | PM past due | WARMING/COOLING UNITS, PATIENT |  | THERMIAUNITHYPOHYPER-CARDIOQUIP-MCH-1000i | THERMIAUNITHYPOHYPER | MCH-1000i |  |  |  | CARDIOQUIP | Thermia Unit, Hypo-Hyper |  |  | THERMIAUNITHYPOHYPER-CARDIOQUIP-MCH-1000i |  |  |  | Clinical Miscellaneous | MHHS-Mem City
NO | YES |  |  |  | 041-20463 | 041-20463 | CARDIOQUIP, LP | MCH-1000(I) |  |  | MEMORIAL CITY - MOR | MHHS-Mem City |  | Thermia Unit, Hypo-Hyper |  | 041-20463 | 041-20463 | West | Memorial City - Memorial Hermann Hospital | MEMORIAL CITY - MOR | Equipment Storage |  |  |  | PM past due | WARMING/COOLING UNITS, PATIENT |  | THERMIAUNITHYPOHYPER-CARDIOQUIP-MCH-1000i | THERMIAUNITHYPOHYPER | MCH-1000i |  |  |  | CARDIOQUIP | Thermia Unit, Hypo-Hyper |  |  | THERMIAUNITHYPOHYPER-CARDIOQUIP-MCH-1000i |  |  |  | Clinical Miscellaneous | MHHS-Mem City
NO | YES |  |  |  | 041-20464 | 041-20464 | CARDIOQUIP, LP | MCH-1000(I) |  |  | MEMORIAL CITY -MOR | MHHS-Mem City |  | Thermia Unit, Hypo-Hyper |  | 041-20464 | 041-20464 | West | Memorial Hermann Memorial City Medical Center | MEMORIAL CITY -MOR | MEMORIAL CITY - MOR |  |  |  |  | WARMING/COOLING UNITS, PATIENT |  | THERMIAUNITHYPOHYPER-CARDIOQUIP-MCH-1000i | THERMIAUNITHYPOHYPER | MCH-1000i |  |  |  | CARDIOQUIP | Thermia Unit, Hypo-Hyper |  |  | THERMIAUNITHYPOHYPER-CARDIOQUIP-MCH-1000i |  |  |  | Clinical Miscellaneous | MHHS-Mem City
NO | YES |  |  |  | 041-20465 | 041-20465 | CARDIOQUIP, LP | MCH-1000(I) |  |  | MEMORIAL CITY - MOR | MHHS-Mem City |  | Thermia Unit, Hypo-Hyper |  | 041-20465 | 041-20465 | West | Memorial City - Memorial Hermann Hospital | MEMORIAL CITY - MOR | Equipment Storage |  |  |  |  | WARMING/COOLING UNITS, PATIENT |  | THERMIAUNITHYPOHYPER-CARDIOQUIP-MCH-1000i | THERMIAUNITHYPOHYPER | MCH-1000i |  |  |  | CARDIOQUIP | Thermia Unit, Hypo-Hyper |  |  | THERMIAUNITHYPOHYPER-CARDIOQUIP-MCH-1000i |  |  |  | Clinical Miscellaneous | MHHS-Mem City
NO | YES |  |  |  | 005-12137 | 005-12137 | CARDIOQUIP, LP | MCH-1000(I) |  |  | SE-OR | MHHS-Southeast |  | Thermia Unit, Hypo-Hyper |  | 005-12137 | 005-12137 | Southeast | MHHS-Southeast | SE-OR | OR14 | 2/1/19 |  |  |  | WARMING/COOLING UNITS, PATIENT |  | THERMIAUNITHYPOHYPER-CARDIOQUIP-MCH-1000i | THERMIAUNITHYPOHYPER | MCH-1000i |  |  |  | CARDIOQUIP | Thermia Unit, Hypo-Hyper |  |  | THERMIAUNITHYPOHYPER-CARDIOQUIP-MCH-1000i |  |  |  | Covered PM Repair - Biomedical | MHHS-Southeast
NO | YES |  |  |  | 005-33879 | 005-33879 | CARDIOQUIP, LP | MCH-1000(I) |  |  | SE-OR | MHHS-Southeast |  | Thermia Unit, Hypo-Hyper |  | 005-33879 | 005-33879 | Southeast | MHHS-Southeast | SE-OR | Room 12 | 1/1/19 |  | 1/1/20 |  | WARMING/COOLING UNITS, PATIENT |  | THERMIAUNITHYPOHYPER-CARDIOQUIP-MCH-1000i | THERMIAUNITHYPOHYPER | MCH-1000i |  |  |  | CARDIOQUIP | Thermia Unit, Hypo-Hyper |  |  | THERMIAUNITHYPOHYPER-CARDIOQUIP-MCH-1000i |  |  |  | Covered PM Repair - Biomedical | MHHS-Southeast
NO | YES |  |  |  | 069-44218 | 069-44218 | CARDIOQUIP, LP | MCH-1000(I) |  |  | Tmc-or-cvor | MHHS-TMC |  | Thermia Unit, Hypo-Hyper |  | 069-44218 | 069-44218 | TMC | Memorial Hermann-Texas Medical Center | Tmc-or-cvor | Or 1 | 7/1/19 |  | 7/1/20 |  | WARMING/COOLING UNITS, PATIENT | Thermia Unit, Hypo-Hyper | THERMIAUNITHYPOHYPER-CARDIOQUIP-MCH-1000i | THERMIAUNITHYPOHYPER | MCH-1000i |  |  |  | CARDIOQUIP | Thermia Unit, Hypo-Hyper |  |  | THERMIAUNITHYPOHYPER-CARDIOQUIP-MCH-1000i | 9/1/16 |  | TUHH-A | Covered PM Repair - Biomedical | MHHS-TMC | [8 empty] | THERMIAUNITHYPOHYPER | Thermia Unit, Hypo-Hyper | CARDIOQUIP
NO | YES |  |  |  | 069-44219 | 069-44219 | CARDIOQUIP, LP | MCH-1000(I) |  |  | TMC-OR-CVOR (7Hvi) | MHHS-TMC |  | Thermia Unit, Hypo-Hyper |  | 069-44219 | 069-44219 | TMC | MHHS-TMC | TMC-OR-CVOR (7Hvi) | Equipment storage | 7/1/19 |  | 7/1/20 |  | WARMING/COOLING UNITS, PATIENT | Thermia Unit, Hypo-Hyper | THERMIAUNITHYPOHYPER-CARDIOQUIP-MCH-1000i | THERMIAUNITHYPOHYPER | MCH-1000i |  |  |  | CARDIOQUIP | Thermia Unit, Hypo-Hyper |  |  | THERMIAUNITHYPOHYPER-CARDIOQUIP-MCH-1000i | 9/1/16 |  | TUHH-A | Covered PM Repair - Biomedical | MHHS-TMC | [8 empty] | THERMIAUNITHYPOHYPER | Thermia Unit, Hypo-Hyper | CARDIOQUIP
NO | YES |  |  |  | 074-05677 | 074-05677 | CARDIOQUIP, LP | MCH-1000(I) |  |  | TMC-HVI-Perfusion (7Hvi) | MHHS-TMC |  | Thermia Unit, Hypo-Hyper |  | 074-05677 | 074-05677 | TMC | MHHS-TMC | TMC-HVI-Perfusion (7Hvi) | Equipment room | 7/1/19 |  |  |  | WARMING/COOLING UNITS, PATIENT | Thermia Unit, Hypo-Hyper | THERMIAUNITHYPOHYPER-CARDIOQUIP-MCH-1000i | THERMIAUNITHYPOHYPER | MCH-1000i |  |  |  | CARDIOQUIP | Thermia Unit, Hypo-Hyper |  |  | THERMIAUNITHYPOHYPER-CARDIOQUIP-MCH-1000i | 7/15/18 |  | TUHH-A | Covered PM Repair - Biomedical | MHHS-TMC | [8 empty] | THERMIAUNITHYPOHYPER | Thermia Unit, Hypo-Hyper | CARDIOQUIP
NO | YES |  |  |  | 074-05678 | 074-05678 | CARDIOQUIP, LP | MCH-1000(I) |  |  | TMC-HVI-Perfusion (7Hvi) | MHHS-TMC |  | Thermia Unit, Hypo-Hyper |  | 074-05678 | 074-05678 | TMC | MHHS-TMC | TMC-HVI-Perfusion (7Hvi) | OR 4 | 7/1/19 |  | 7/1/20 |  | WARMING/COOLING UNITS, PATIENT | Thermia Unit, Hypo-Hyper | THERMIAUNITHYPOHYPER-CARDIOQUIP-MCH-1000i | THERMIAUNITHYPOHYPER | MCH-1000i |  |  |  | CARDIOQUIP | Thermia Unit, Hypo-Hyper |  |  | THERMIAUNITHYPOHYPER-CARDIOQUIP-MCH-1000i |  |  | TUHH-A | Clinical Miscellaneous | MHHS-TMC | [8 empty] | THERMIAUNITHYPOHYPER | Thermia Unit, Hypo-Hyper | CARDIOQUIP
NO | YES |  |  |  | 074-04486 | 074-04486 | CARDIOQUIP, LP | MCH-1000(I) |  |  | TMC-OR-CVOR (7Hvi) | MHHS-TMC |  | Thermia Unit, Hypo-Hyper |  | 074-04486 | 074-04486 | TMC | MHHS-TMC | TMC-OR-CVOR (7Hvi) | OR 3 | 7/1/19 |  | 7/1/20 |  | WARMING/COOLING UNITS, PATIENT | Thermia Unit, Hypo-Hyper | THERMIAUNITHYPOHYPER-CARDIOQUIP-MCH-1000i | THERMIAUNITHYPOHYPER | MCH-1000i |  |  |  | CARDIOQUIP | Thermia Unit, Hypo-Hyper |  |  | THERMIAUNITHYPOHYPER-CARDIOQUIP-MCH-1000i | 8/30/17 |  | TUHH-A | Covered PM Repair - Biomedical | MHHS-TMC | [8 empty] | THERMIAUNITHYPOHYPER | Thermia Unit, Hypo-Hyper | CARDIOQUIP
NO | YES |  |  |  | 069-19609 | 069-19609 | CARDIOQUIP, LP | MCH-1000(I) |  |  | (null) | MHHS-TMC |  | Thermia Unit, Hypo-Hyper |  | 069-19609 | 069-19609 | (null) | MHHS-TMC | (null) | (null) |  |  |  | (null) | WARMING/COOLING UNITS, PATIENT |  | THERMIAUNITHYPOHYPER-CARDIOQUIP-MCH-1000i | THERMIAUNITHYPOHYPER | MCH-1000i |  |  |  | CARDIOQUIP | Thermia Unit, Hypo-Hyper |  |  | THERMIAUNITHYPOHYPER-CARDIOQUIP-MCH-1000i | 9/13/20 |  |  | Clinical Miscellaneous | MHHS-TMC
NO | YES |  |  |  | 074-04490 | 074-04490 | CARDIOQUIP, LP | MCH-1000(I) |  |  | TMC-OR-CVOR (7Hvi) | MHHS-TMC |  | Thermia Unit, Hypo-Hyper |  | 074-04490 | 074-04490 | TMC | MHHS-TMC | TMC-OR-CVOR (7Hvi) | Equipment storage | 7/1/19 |  |  |  | WARMING/COOLING UNITS, PATIENT | Thermia Unit, Hypo-Hyper | THERMIAUNITHYPOHYPER-CARDIOQUIP-MCH-1000i | THERMIAUNITHYPOHYPER | MCH-1000i |  |  |  | CARDIOQUIP | Thermia Unit, Hypo-Hyper |  |  | THERMIAUNITHYPOHYPER-CARDIOQUIP-MCH-1000i |  |  | TUHH-A | Covered PM Repair - Biomedical | MHHS-TMC | [8 empty] | THERMIAUNITHYPOHYPER | Thermia Unit, Hypo-Hyper | CARDIOQUIP
NO | NO |  |  |  | 041-20689 |  | CARDIOQUIP, LP | MCH-1000(I) |  |  | MEMORIAL CITY - MOR | MHHS-Mem City |  | Thermia Unit, Hypo-Hyper |  | 041-20689 |  | West & Memorial City |  | MEMORIAL CITY - MOR | [5 empty] | WARMING/COOLING UNITS, PATIENT |  | THERMIAUNITHYPOHYPER-CARDIOQUIP-MCH-1000i | THERMIAUNITHYPOHYPER | MCH-1000i |  |  |  | CARDIOQUIP | Thermia Unit, Hypo-Hyper |  |  | THERMIAUNITHYPOHYPER-CARDIOQUIP-MCH-1000i |  |  |  | Clinical Miscellaneous | MHHS-Mem City
NO | NO |  |  |  | 069-44220 |  | CARDIOQUIP, LP | MCH-1000(I) |  |  | TMC - HVI - PERFUSION (7HVI) | MHHS-TMC |  | Thermia Unit, Hypo-Hyper |  | 069-44220 |  | TMC |  | TMC - HVI - PERFUSION (7HVI) | [5 empty] | WARMING/COOLING UNITS, PATIENT |  | THERMIAUNITHYPOHYPER-CARDIOQUIP-MCH-1000i | THERMIAUNITHYPOHYPER | MCH-1000i |  |  |  | CARDIOQUIP | Thermia Unit, Hypo-Hyper |  |  | THERMIAUNITHYPOHYPER-CARDIOQUIP-MCH-1000i |  |  |  | Not Covered Vendor Only - Biomedical | MHHS-TMC
NO | NO |  |  |  | 069-45579 |  | CARDIOQUIP, LP | MCH-1000(I) |  |  | TMC - HVI - PERFUSION (7HVI) | MHHS-TMC |  | Thermia Unit, Hypo-Hyper |  | 069-45579 |  | TMC |  | TMC - HVI - PERFUSION (7HVI) | [5 empty] | WARMING/COOLING UNITS, PATIENT |  | THERMIAUNITHYPOHYPER-CARDIOQUIP-MCH-1000i | THERMIAUNITHYPOHYPER | MCH-1000i |  |  |  | CARDIOQUIP | Thermia Unit, Hypo-Hyper |  |  | THERMIAUNITHYPOHYPER-CARDIOQUIP-MCH-1000i |  |  |  | Covered PM Repair - Biomedical | MHHS-TMC
NO | NO |  |  |  | 069-04486 |  | CARDIOQUIP, LP | MCH-1000(I) |  |  | TMC - OR - CVOR (7HVI) | MHHS-TMC |  | Thermia Unit, Hypo-Hyper |  | 069-04486 |  | TMC |  | TMC - OR - CVOR (7HVI) | [5 empty] | WARMING/COOLING UNITS, PATIENT |  | THERMIAUNITHYPOHYPER-CARDIOQUIP-MCH-1000i | THERMIAUNITHYPOHYPER | MCH-1000i |  |  |  | CARDIOQUIP | Thermia Unit, Hypo-Hyper |  |  | THERMIAUNITHYPOHYPER-CARDIOQUIP-MCH-1000i |  |  |  | Covered PM Repair - Biomedical | MHHS-TMC
NO | YES |  |  |  | 041-20688 | 041-20688 | CARDIOQUIP, LP | MCH-1000(M) |  |  | MEMORIAL CITY - MOR | MHHS-Mem City |  | Thermia Unit, Hypo-Hyper |  | 041-20688 | 041-20688 | West | Memorial City - Memorial Hermann Hospital | MEMORIAL CITY - MOR | E2 300 Equipment Storage |  |  |  | PM past due | WARMING/COOLING UNITS, PATIENT |  | THERMIAUNITHYPOHYPER-CARDIOQUIP-MCH-1000m | THERMIAUNITHYPOHYPER | MCH-1000m |  |  |  | CARDIOQUIP | Thermia Unit, Hypo-Hyper |  |  | THERMIAUNITHYPOHYPER-CARDIOQUIP-MCH-1000m |  |  |  | Covered PM Repair - Biomedical | MHHS-Mem City
NO | YES |  |  |  | 041-20690 | 041-20690 | CARDIOQUIP, LP | MCH-1000(M) |  |  | MEMORIAL CITY - Surgery | MHHS-Mem City |  | Thermia Unit, Hypo-Hyper |  | 041-20690 | 041-20690 | West | Memorial Hermann Memorial City Medical Center | MEMORIAL CITY - Surgery | Surgery Equipment Storage E2 300 |  |  |  |  | WARMING/COOLING UNITS, PATIENT |  | THERMIAUNITHYPOHYPER-CARDIOQUIP-MCH-1000m | THERMIAUNITHYPOHYPER | MCH-1000m |  |  |  | CARDIOQUIP | Thermia Unit, Hypo-Hyper |  |  | THERMIAUNITHYPOHYPER-CARDIOQUIP-MCH-1000m |  |  |  | Covered PM Repair - Biomedical | MHHS-Mem City
NO | YES |  |  |  | 077-07353 | 077-07353 | CARDIOQUIP, LP | MCH-1000(M) |  |  | TMC-OR-CVOR (7Hvi) | MHHS-TMC |  | Thermia Unit, Hypo-Hyper |  | 077-07353 | 077-07353 | TMC | MHHS-TMC | TMC-OR-CVOR (7Hvi) | Or 11 | 7/1/19 |  | 7/1/20 |  | WARMING/COOLING UNITS, PATIENT |  | THERMIAUNITHYPOHYPER-CARDIOQUIP-MCH-1000m | THERMIAUNITHYPOHYPER | MCH-1000m |  |  |  | CARDIOQUIP | Thermia Unit, Hypo-Hyper |  |  | THERMIAUNITHYPOHYPER-CARDIOQUIP-MCH-1000m |  |  |  | Covered PM Repair - Biomedical | MHHS-TMC
NO | YES |  |  |  | 077-07354 | 077-07354 | CARDIOQUIP, LP | MCH-1000(M) |  |  | TMC-Children's-ECMO (7Hp) | MHHS-TMC |  | Thermia Unit, Hypo-Hyper |  | 077-07354 | 077-07354 | TMC | MHHS-TMC | TMC-Children's-ECMO (7Hp) |  | 7/29/19 |  |  |  | WARMING/COOLING UNITS, PATIENT |  | THERMIAUNITHYPOHYPER-CARDIOQUIP-MCH-1000m | THERMIAUNITHYPOHYPER | MCH-1000m |  |  |  | CARDIOQUIP | Thermia Unit, Hypo-Hyper |  |  | THERMIAUNITHYPOHYPER-CARDIOQUIP-MCH-1000m |  | Verified 3/30/2020 4:07pm (Central) |  | Covered PM Repair - Biomedical | MHHS-TMC
NO | YES |  |  |  | 074-05737 | 074-05737 | CARDIOQUIP, LP | MCH-1000(M) |  |  | TMC-HVI-Perfusion (7Hvi) | MHHS-TMC |  | Thermia Unit, Hypo-Hyper |  | 074-05737 | 074-05737 | TMC | MHHS-TMC | TMC-HVI-Perfusion (7Hvi) | Sterile Core | 7/1/19 |  | 7/1/20 |  | WARMING/COOLING UNITS, PATIENT | Thermia Unit, Hypo-Hyper | THERMIAUNITHYPOHYPER-CARDIOQUIP-MCH-1000m | THERMIAUNITHYPOHYPER | MCH-1000m |  |  |  | CARDIOQUIP | Thermia Unit, Hypo-Hyper |  |  | THERMIAUNITHYPOHYPER-CARDIOQUIP-MCH-1000m | 8/20/17 |  | TUHH-A | Covered PM Repair - Biomedical | MHHS-TMC | [8 empty] | THERMIAUNITHYPOHYPER | Thermia Unit, Hypo-Hyper | CARDIOQUIP
NO | YES |  |  |  | 074-05739 | 074-05739 | CARDIOQUIP, LP | MCH-1000(M) |  |  | TMC-OR-CVOR (7Hvi) | MHHS-TMC |  | Thermia Unit, Hypo-Hyper |  | 074-05739 | 074-05739 | TMC | MHHS-TMC | TMC-OR-CVOR (7Hvi) | Equipment storage | 3/1/19 |  | 3/1/20 |  | WARMING/COOLING UNITS, PATIENT | Thermia Unit, Hypo-Hyper | THERMIAUNITHYPOHYPER-CARDIOQUIP-MCH-1000m | THERMIAUNITHYPOHYPER | MCH-1000m |  |  |  | CARDIOQUIP | Thermia Unit, Hypo-Hyper |  |  | THERMIAUNITHYPOHYPER-CARDIOQUIP-MCH-1000m | 8/20/17 |  | TUHH-A | Covered PM Repair - Biomedical | MHHS-TMC | [8 empty] | THERMIAUNITHYPOHYPER | Thermia Unit, Hypo-Hyper | CARDIOQUIP
NO | YES |  |  |  | 074-05740 | 074-05740 | CARDIOQUIP, LP | MCH-1000(M) |  |  | TMC-OR-CVOR (7Hvi) | MHHS-TMC |  | Thermia Unit, Hypo-Hyper |  | 074-05740 | 074-05740 | TMC | MHHS-TMC | TMC-OR-CVOR (7Hvi) | Sterile Core | 7/1/18 |  | 7/1/19 |  | WARMING/COOLING UNITS, PATIENT | Thermia Unit, Hypo-Hyper | THERMIAUNITHYPOHYPER-CARDIOQUIP-MCH-1000m | THERMIAUNITHYPOHYPER | MCH-1000m |  |  |  | CARDIOQUIP | Thermia Unit, Hypo-Hyper |  |  | THERMIAUNITHYPOHYPER-CARDIOQUIP-MCH-1000m | 11/19/17 |  | TUHH-A | Covered PM Repair - Biomedical | MHHS-TMC | [8 empty] | THERMIAUNITHYPOHYPER | Thermia Unit, Hypo-Hyper | CARDIOQUIP
NO | YES |  |  |  | 074-05743 | 074-05743 | CARDIOQUIP, LP | MCH-1000(M) |  |  | TMC-OR-CVOR (7Hvi) | MHHS-TMC |  | Thermia Unit, Hypo-Hyper |  | 074-05743 | 074-05743 | TMC | MHHS-TMC | TMC-OR-CVOR (7Hvi) | Sterile Core | 7/1/19 |  | 7/1/20 |  | WARMING/COOLING UNITS, PATIENT | Thermia Unit, Hypo-Hyper | THERMIAUNITHYPOHYPER-CARDIOQUIP-MCH-1000m | THERMIAUNITHYPOHYPER | MCH-1000m |  |  |  | CARDIOQUIP | Thermia Unit, Hypo-Hyper |  |  | THERMIAUNITHYPOHYPER-CARDIOQUIP-MCH-1000m | 9/1/18 |  | TUHH-A | Not Covered Vendor Only - Biomedical | MHHS-TMC | [8 empty] | THERMIAUNITHYPOHYPER | Thermia Unit, Hypo-Hyper | CARDIOQUIP
NO | NO |  |  |  | 077-07352 |  | CARDIOQUIP, LP | MCH-1000(M) |  |  | TMC - CHILDRENS - ECMO (7HP) | MHHS-TMC |  | Thermia Unit, Hypo-Hyper |  | 077-07352 |  | TMC |  | TMC - CHILDRENS - ECMO (7HP) | [5 empty] | WARMING/COOLING UNITS, PATIENT |  | THERMIAUNITHYPOHYPER-CARDIOQUIP-MCH-1000m | THERMIAUNITHYPOHYPER | MCH-1000m |  |  |  | CARDIOQUIP | Thermia Unit, Hypo-Hyper |  |  | THERMIAUNITHYPOHYPER-CARDIOQUIP-MCH-1000m |  |  |  | Covered PM Repair - Biomedical | MHHS-TMC
NO | NO | [5 empty] | CARDIOQUIP, LP | MCH-1000(M) |  |  | TMC - CHILDRENS - ECMO (7HP) | MHHS-TMC |  | Thermia Unit, Hypo-Hyper |  |  |  | TMC |  | TMC - CHILDRENS - ECMO (7HP) | [5 empty] | WARMING/COOLING UNITS, PATIENT |  | THERMIAUNITHYPOHYPER-CARDIOQUIP-MCH-1000m | THERMIAUNITHYPOHYPER | MCH-1000m |  |  |  | CARDIOQUIP | Thermia Unit, Hypo-Hyper |  |  | THERMIAUNITHYPOHYPER-CARDIOQUIP-MCH-1000m |  |  |  | Covered PM Repair - Biomedical | MHHS-TMC
NO | NO |  |  |  | 074-05736 |  | CARDIOQUIP, LP | MCH-1000(M) |  |  | TMC - HVI - PERFUSION (7HVI) | MHHS-TMC |  | Thermia Unit, Hypo-Hyper |  | 074-05736 |  | TMC |  | TMC - HVI - PERFUSION (7HVI) | [5 empty] | WARMING/COOLING UNITS, PATIENT |  | THERMIAUNITHYPOHYPER-CARDIOQUIP-MCH-1000m | THERMIAUNITHYPOHYPER | MCH-1000m |  |  |  | CARDIOQUIP | Thermia Unit, Hypo-Hyper |  |  | THERMIAUNITHYPOHYPER-CARDIOQUIP-MCH-1000m |  |  |  | Covered PM Repair - Biomedical | MHHS-TMC
NO | NO |  |  |  | 074-05738 |  | CARDIOQUIP, LP | MCH-1000(M) |  |  | TMC - HVI - PERFUSION (7HVI) | MHHS-TMC |  | Thermia Unit, Hypo-Hyper |  | 074-05738 |  | TMC |  | TMC - HVI - PERFUSION (7HVI) | [5 empty] | WARMING/COOLING UNITS, PATIENT |  | THERMIAUNITHYPOHYPER-CARDIOQUIP-MCH-1000m | THERMIAUNITHYPOHYPER | MCH-1000m |  |  |  | CARDIOQUIP | Thermia Unit, Hypo-Hyper |  |  | THERMIAUNITHYPOHYPER-CARDIOQUIP-MCH-1000m |  |  |  | Covered PM Repair - Biomedical | MHHS-TMC
NO | NO |  |  |  | 074-05741 |  | CARDIOQUIP, LP | MCH-1000(M) |  |  | TMC - HVI - PERFUSION (7HVI) | MHHS-TMC |  | Thermia Unit, Hypo-Hyper |  | 074-05741 |  | TMC |  | TMC - HVI - PERFUSION (7HVI) | [5 empty] | WARMING/COOLING UNITS, PATIENT |  | THERMIAUNITHYPOHYPER-CARDIOQUIP-MCH-1000m | THERMIAUNITHYPOHYPER | MCH-1000m |  |  |  | CARDIOQUIP | Thermia Unit, Hypo-Hyper |  |  | THERMIAUNITHYPOHYPER-CARDIOQUIP-MCH-1000m |  |  |  | Covered PM Repair - Biomedical | MHHS-TMC
NO | NO |  |  |  | 074-05742 |  | CARDIOQUIP, LP | MCH-1000(M) |  |  | TMC - HVI - PERFUSION (7HVI) | MHHS-TMC |  | Thermia Unit, Hypo-Hyper |  | 074-05742 |  | TMC |  | TMC - HVI - PERFUSION (7HVI) | [5 empty] | WARMING/COOLING UNITS, PATIENT |  | THERMIAUNITHYPOHYPER-CARDIOQUIP-MCH-1000m | THERMIAUNITHYPOHYPER | MCH-1000m |  |  |  | CARDIOQUIP | Thermia Unit, Hypo-Hyper |  |  | THERMIAUNITHYPOHYPER-CARDIOQUIP-MCH-1000m |  |  |  | Not Covered Vendor Only - Biomedical | MHHS-TMC
NO | YES |  |  |  | 074-05240 | 074-05240 | CARDIOQUIP, LP | TEC MODULE |  |  | TMC-OR-CVOR (7Hvi) | MHHS-TMC |  |  |  | 074-05240 | 074-05240 | TMC | MHHS-TMC | TMC-OR-CVOR (7Hvi) | Equipment storage | 7/1/19 |  | 7/1/20 |  | WARMING/COOLING UNITS, PATIENT |  | .needs class | [5 empty] | CARDIOQUIP | [7 empty] | Covered PM Repair - Biomedical | MHHS-TMC
NO | YES |  |  |  | 074-05745 | 074-05745 | CARDIOQUIP, LP | TEC MODULE |  |  | TMC-HVI-Perfusion (7Hvi) | MHHS-TMC |  |  |  | 074-05745 | 074-05745 | TMC | MHHS-TMC | TMC-HVI-Perfusion (7Hvi) | Sterile Core | 7/1/19 |  | 7/1/20 |  | WARMING/COOLING UNITS, PATIENT |  | .needs class | [5 empty] | CARDIOQUIP | [7 empty] | Covered PM Repair - Biomedical | MHHS-TMC
NO | YES |  |  |  | 074-05748 | 074-05748 | CARDIOQUIP, LP | TEC MODULE |  |  | TMC-OR-CVOR (7Hvi) | MHHS-TMC |  |  |  | 074-05748 | 074-05748 | TMC | MHHS-TMC | TMC-OR-CVOR (7Hvi) | Sterile Core | 7/1/18 |  |  |  | WARMING/COOLING UNITS, PATIENT |  | .needs class | [5 empty] | CARDIOQUIP | [7 empty] | Covered PM Repair - Biomedical | MHHS-TMC
NO | YES |  |  |  | 074-05751 | 074-05751 | CARDIOQUIP, LP | TEC MODULE |  |  | TMC-HVI-Perfusion (7Hvi) | MHHS-TMC |  |  |  | 074-05751 | 074-05751 | TMC | MHHS-TMC | TMC-HVI-Perfusion (7Hvi) | Sterile Core | 7/1/19 |  | 7/1/20 |  | WARMING/COOLING UNITS, PATIENT |  | .needs class | [5 empty] | CARDIOQUIP |  |  |  |  | 4/29/20 |  |  | Not Covered Vendor Only - Biomedical | MHHS-TMC
NO | NO |  |  |  | 074-05239 |  | CARDIOQUIP, LP | TEC MODULE |  |  | TMC - HVI - PERFUSION (7HVI) | MHHS-TMC |  |  |  | 074-05239 |  | TMC |  | TMC - HVI - PERFUSION (7HVI) | [5 empty] | WARMING/COOLING UNITS, PATIENT |  | .needs class | [5 empty] | CARDIOQUIP | [7 empty] | Covered PM Repair - Biomedical | MHHS-TMC
NO | NO |  |  |  | 074-05746 |  | CARDIOQUIP, LP | TEC MODULE |  |  | TMC - HVI - PERFUSION (7HVI) | MHHS-TMC |  |  |  | 074-05746 |  | TMC |  | TMC - HVI - PERFUSION (7HVI) | [5 empty] | WARMING/COOLING UNITS, PATIENT |  | .needs class | [5 empty] | CARDIOQUIP | [7 empty] | Covered PM Repair - Biomedical | MHHS-TMC
NO | NO |  |  |  | 074-05749 |  | CARDIOQUIP, LP | TEC MODULE |  |  | TMC - HVI - PERFUSION (7HVI) | MHHS-TMC |  |  |  | 074-05749 |  | TMC |  | TMC - HVI - PERFUSION (7HVI) | [5 empty] | WARMING/COOLING UNITS, PATIENT |  | .needs class | [5 empty] | CARDIOQUIP | [7 empty] | Covered PM Repair - Biomedical | MHHS-TMC
NO | NO |  |  |  | 074-05750 |  | CARDIOQUIP, LP | TEC MODULE |  |  | TMC - HVI - PERFUSION (7HVI) | MHHS-TMC |  |  |  | 074-05750 |  | TMC |  | TMC - HVI - PERFUSION (7HVI) | [5 empty] | WARMING/COOLING UNITS, PATIENT |  | .needs class | [5 empty] | CARDIOQUIP | [7 empty] | Covered PM Repair - Biomedical | MHHS-TMC
YES | YES |  |  |  | 099-10913 | 099-10913 | Cardiovascular Systems Inc (CSI) |  |  |  | SW - OR |  |  |  |  | 099-10913 | 099-10913 | Southwest | Memorial Hermann Heart | SW - OR | HVI OR Suite |  |  |  | New Add
YES | YES |  |  |  | 099-04923 | 099-04923 | Cardiovascular Systems Inc (CSI) | Diamondback 360 |  |  | KATY - CATH LAB |  |  |  |  | 099-04923 | 099-04923 | Katy | Memorial Hermann Katy Hospital | KATY - CATH LAB | Cath lab 2 |  | 2/1/20
YES | YES |  |  |  | 005-12086 | 005-12086 | Cardiovascular Systems Inc (CSI) | OAD |  | Nsn | SE - RADIOLOGY |  |  |  |  | 005-12086 | 005-12086 |  | Memorial Hermann- SE - RADIOLOGY | SE - RADIOLOGY | CT1 | 4/1/20 |  |  | No PM Sticker
YES | YES | [5 empty] | Cardiovascular Systems Inc (CSI) | SIP-3000 |  |  | MEMORIAL CITY MOR | [6 empty] | West | Memorial Hermann Memorial City Medical Center | MEMORIAL CITY MOR | MEMORIAL CITY MOR
NO | YES |  |  |  | 142-08323 | 142-08323 | Cardiovascular Systems, Inc. | SIP-3000 |  |  | NE-IMU1 | MHHS-Northeast |  | Pump, Infusion |  | 142-08323 | 142-08323 | Katy | MHHS-Northeast | NE-IMU1 | Cath lab room 1 | 8/1/19 | 8/1/20 |  |  | INFUSION PUMPS | Pump, Infusion | PUMPINFUSION-Cardiovascular Sys-SIP-3000 | PUMPINFUSION | SIP-3000 |  |  |  | Cardiovascular Sys | Pump, Infusion |  | PUMPINFUSION-Cardiovascular Sys-SIP-3000 |  | 11/9/18 |  | PUI-A | Covered PM Repair - Biomedical | MHHS-Northeast | [8 empty] | PUMPINFUSION | Pump, Infusion | Cardiovascular Sys
NO | YES |  |  |  | 142-08270 | 142-08270 | Cardiovascular Systems, Inc. | SIP-3000 |  |  | NE-OR | MHHS-Northeast |  | Pump, Infusion |  | 142-08270 | 142-08270 | Katy | MHHS-Northeast | NE-OR | OR Hybrid Room | 7/1/19 |  |  |  | INFUSION PUMPS | Pump, Infusion | PUMPINFUSION-Cardiovascular Sys-SIP-3000 | PUMPINFUSION | SIP-3000 |  |  |  | Cardiovascular Sys | Pump, Infusion |  | PUMPINFUSION-Cardiovascular Sys-SIP-3000 |  | 11/9/18 |  | PUI-A | Covered PM Repair - Biomedical | MHHS-Northeast | [8 empty] | PUMPINFUSION | Pump, Infusion | Cardiovascular Sys
NO | YES |  |  |  | 145-00932 | 145-00932 | Cardiovascular Systems, Inc. | SIP-3000 |  |  | Pearland-Cardiac Cath Lab | MHHS-Pearland Hospital |  | Pump, Infusion |  | 145-00932 | 145-00932 | Pearland | MHHS-Pearland Hospital | Pearland-Cardiac Cath Lab | Storage 215 | 12/1/17 | 1/1/21 |  |  | INFUSION PUMPS | Pump, Infusion | PUMPINFUSION-Cardiovascular Sys-SIP-3000 | PUMPINFUSION | SIP-3000 |  |  |  | Cardiovascular Sys | Pump, Infusion |  | PUMPINFUSION-Cardiovascular Sys-SIP-3000 |  |  |  | PUI-A | Covered PM Repair - Biomedical | MHHS-Pearland Hospital | [8 empty] | PUMPINFUSION | Pump, Infusion | Cardiovascular Sys
NO | YES |  |  |  | 005-33366 | 005-33366 | Cardiovascular Systems, Inc. | SIP-3000 |  | (01)10852528005138 | Memorial Hermann- South East OR | MHHS-Southeast |  | Pump, Infusion |  | 005-33366 | 005-33366 | Southeast & Bay Area | Memorial Hermann- South East | Memorial Hermann- South East OR | OR3 | 3/1/19 |  | 3/1/20 |  | INFUSION PUMPS |  | PUMPINFUSION-Cardiovascular Sys-SIP-3000 | PUMPINFUSION | SIP-3000 |  |  |  | Cardiovascular Sys | Pump, Infusion |  | PUMPINFUSION-Cardiovascular Sys-SIP-3000 |  | 11/9/18 |  |  | Covered PM Repair - Biomedical | MHHS-Southeast
NO | YES |  |  |  | 129-07589 | 129-07589 | Cardiovascular Systems, Inc. | SIP-3000 |  | SIP3000195618 | SUGAR LAND - CATH LAB | MHHS-Sugarland |  | Pump, Infusion |  | 129-07589 | 129-07589 | Sugar Land | Memorial Hermann Sugar Land Hospital | SUGAR LAND - CATH LAB | Cath Lab Storage | 5/1/19 | 5/1/20 |  |  | INFUSION PUMPS | Pump, Infusion | PUMPINFUSION-Cardiovascular Sys-SIP-3000 | PUMPINFUSION | SIP-3000 |  |  |  | Cardiovascular Sys | Pump, Infusion |  | PUMPINFUSION-Cardiovascular Sys-SIP-3000 |  | 11/9/18 |  | PUI-A | Covered PM Repair - Biomedical | MHHS-Sugarland | [8 empty] | PUMPINFUSION | Pump, Infusion | Cardiovascular Sys
NO | YES |  |  |  | 074-05694 | 074-05694 | Cardiovascular Systems, Inc. | SIP-3000 |  |  | TMC-OR-Hermann (2Hp) | MHHS-TMC |  | Pump, Infusion |  | 074-05694 | 074-05694 | TMC | MHHS-TMC | TMC-OR-Hermann (2Hp) | Equipment room | 1/1/20 |  | 1/1/21 |  | INFUSION PUMPS | Pump, Infusion | PUMPINFUSION-Cardiovascular Sys-SIP-3000 | PUMPINFUSION | SIP-3000 |  |  |  | Cardiovascular Sys | Pump, Infusion |  | PUMPINFUSION-Cardiovascular Sys-SIP-3000 |  |  |  | PUI-A | Covered PM Repair - Biomedical | MHHS-TMC | [8 empty] | PUMPINFUSION | Pump, Infusion | Cardiovascular Sys
NO | NO |  |  |  | 009-10353 |  | Cardiovascular Systems, Inc. | SIP-3000 |  |  | GH - CATH LAB | MHHS-Greater Heights |  | Pump, Infusion |  | 009-10353 |  | Central & Greater Heights |  | GH - CATH LAB | [5 empty] | INFUSION PUMPS |  | PUMPINFUSION-Cardiovascular Sys-SIP-3000 | PUMPINFUSION | SIP-3000 |  |  |  | Cardiovascular Sys | Pump, Infusion |  | PUMPINFUSION-Cardiovascular Sys-SIP-3000 |  |  |  |  | Covered PM Repair - Biomedical | MHHS-Greater Heights
NO | NO |  |  |  | 133-10076 |  | Cardiovascular Systems, Inc. | SIP-3000 |  | None | KATY - CATH LAB | MHHS-Katy |  | Pump, Infusion |  | 133-10076 |  | Katy |  | KATY - CATH LAB | [5 empty] | INFUSION PUMPS |  | PUMPINFUSION-Cardiovascular Sys-SIP-3000 | PUMPINFUSION | SIP-3000 |  |  |  | Cardiovascular Sys | Pump, Infusion |  | PUMPINFUSION-Cardiovascular Sys-SIP-3000 |  |  |  |  | Covered PM Repair - Biomedical | MHHS-Katy
NO | NO |  |  |  | 041-18914 |  | Cardiovascular Systems, Inc. | SIP-3000 |  | N/A | MEMORIAL CITY - CATH LAB | MHHS-Mem City |  | Pump, Infusion |  | 041-18914 |  | West & Memorial City |  | MEMORIAL CITY - CATH LAB | [5 empty] | INFUSION PUMPS |  | PUMPINFUSION-Cardiovascular Sys-SIP-3000 | PUMPINFUSION | SIP-3000 |  |  |  | Cardiovascular Sys | Pump, Infusion |  | PUMPINFUSION-Cardiovascular Sys-SIP-3000 |  |  |  |  | Covered PM Repair - Biomedical | MHHS-Mem City
NO | NO | [5 empty] | Cardiovascular Systems, Inc. | SIP-3000 |  |  | NE - CATH LAB | MHHS-Northeast |  | Pump, Infusion |  |  |  | Katy |  | NE - CATH LAB | [5 empty] | INFUSION PUMPS |  | PUMPINFUSION-Cardiovascular Sys-SIP-3000 | PUMPINFUSION | SIP-3000 |  |  |  | Cardiovascular Sys | Pump, Infusion |  | PUMPINFUSION-Cardiovascular Sys-SIP-3000 |  |  |  |  | Covered PM Repair - Biomedical | MHHS-Northeast
NO | NO |  |  |  | 013-38132 |  | Cardiovascular Systems, Inc. | SIP-3000 |  |  | SW - CATH LAB | MHHS-Southwest |  | Pump, Infusion |  | 013-38132 |  | Southwest |  | SW - CATH LAB | [5 empty] | INFUSION PUMPS |  | PUMPINFUSION-Cardiovascular Sys-SIP-3000 | PUMPINFUSION | SIP-3000 |  |  |  | Cardiovascular Sys | Pump, Infusion |  | PUMPINFUSION-Cardiovascular Sys-SIP-3000 |  |  |  |  | Covered PM Repair - Biomedical | MHHS-Southwest
NO | NO | [5 empty] | Cardiovascular Systems, Inc. | SIP-3000 |  |  | TMC - CATH LAB - ADULT (2HVI) | MHHS-TMC |  | Pump, Infusion |  |  |  | TMC |  | TMC - CATH LAB - ADULT (2HVI) | [5 empty] | INFUSION PUMPS |  | PUMPINFUSION-Cardiovascular Sys-SIP-3000 | PUMPINFUSION | SIP-3000 |  |  |  | Cardiovascular Sys | Pump, Infusion |  | PUMPINFUSION-Cardiovascular Sys-SIP-3000 |  |  |  |  | Covered PM Repair - Biomedical | MHHS-TMC
NO | NO | [5 empty] | Cardiovascular Systems, Inc. | SIP-3000 |  |  | TMC - CATH LAB - ADULT (2HVI) | MHHS-TMC |  | Pump, Infusion |  |  |  | TMC |  | TMC - CATH LAB - ADULT (2HVI) | [5 empty] | INFUSION PUMPS |  | PUMPINFUSION-Cardiovascular Sys-SIP-3000 | PUMPINFUSION | SIP-3000 |  |  |  | Cardiovascular Sys | Pump, Infusion |  | PUMPINFUSION-Cardiovascular Sys-SIP-3000 |  |  |  |  | Covered PM Repair - Biomedical | MHHS-TMC
NO | YES |  |  |  | 241-02597 | 241-02597 | Cardon Rehab | BT-500 |  | 017-04715 | TIRR-Outpatient Clinic | MHHS-TIRR |  |  |  | 241-02597 | 241-02597 | TMC | MHHS-Others | TIRR-Outpatient Clinic | TIRR - OUTPATIENT CLINIC | 12/1/19 |  |  |  | TABLES, EXAMINATION/TREATMENT |  | .needs class | [5 empty] | Cardon Rehab |  |  |  |  | 11/1/20 |  |  | Not Covered Vendor Only - Biomedical | MHHS-TIRR
NO | YES |  |  |  | 241-02982 | 241-02982 | Cardon Rehab | BT-500 |  | 021-19117 | TIRR-Outpatient Clinic | MHHS-TIRR |  |  |  | 241-02982 | 241-02982 | TM | MHHS-Others | TIRR-Outpatient Clinic | TIRR - OUTPATIENT CLINIC |  |  |  |  | TABLES, EXAMINATION/TREATMENT |  | .needs class | [5 empty] | Cardon Rehab |  |  |  |  | 11/1/20 |  |  | Not Covered Vendor Only - Biomedical | MHHS-TIRR
NO | YES |  |  |  | 241-02983 | 241-02983 | Cardon Rehab | BT-500 |  | 020-19117 | TIRR-Outpatient Clinic | MHHS-TIRR |  |  |  | 241-02983 | 241-02983 | TM | MHHS-Others | TIRR-Outpatient Clinic | TIRR - OUTPATIENT CLINIC | 10/1/18 |  |  |  | TABLES, EXAMINATION/TREATMENT |  | .needs class | [5 empty] | Cardon Rehab |  |  |  |  | 11/1/20 |  |  | Not Covered Vendor Only - Biomedical | MHHS-TIRR
NO | YES |  |  |  | 241-02984 | 241-02984 | Cardon Rehab | BT-500 |  | 018-19117 | TIRR-Outpatient Clinic | MHHS-TIRR |  |  |  | 241-02984 | 241-02984 | TMC | MHHS-Others | TIRR-Outpatient Clinic | TIRR - OUTPATIENT CLINIC | 10/1/18 |  |  |  | TABLES, EXAMINATION/TREATMENT |  | .needs class | [5 empty] | Cardon Rehab |  |  |  |  | 11/1/20 |  |  | Not Covered Vendor Only - Biomedical | MHHS-TIRR
NO | YES |  |  |  | 241-02985 | 241-02985 | Cardon Rehab | BT-500 |  | 022-19117 | TIRR-Outpatient Clinic | MHHS-TIRR |  |  |  | 241-02985 | 241-02985 | TM | MHHS-Others | TIRR-Outpatient Clinic | TIRR - OUTPATIENT CLINIC |  |  |  |  | TABLES, EXAMINATION/TREATMENT |  | .needs class | [5 empty] | Cardon Rehab |  |  |  |  | 11/1/20 |  |  | Not Covered Vendor Only - Biomedical | MHHS-TIRR
NO | YES |  |  |  | 241-02986 | 241-02986 | Cardon Rehab | BT-500 |  | 019-19117 | TIRR-Outpatient Clinic | MHHS-TIRR |  |  |  | 241-02986 | 241-02986 | TMC | MHHS-Others | TIRR-Outpatient Clinic | TIRR - OUTPATIENT CLINIC | 10/1/18 |  |  |  | TABLES, EXAMINATION/TREATMENT |  | .needs class | [5 empty] | Cardon Rehab |  |  |  |  | 11/1/20 |  |  | Not Covered Vendor Only - Biomedical | MHHS-TIRR
NO | YES |  |  |  | 241-02987 | 241-02987 | Cardon Rehab | BT-500 |  | 023-19117 | TIRR-Outpatient Clinic | MHHS-TIRR |  |  |  | 241-02987 | 241-02987 | TM | MHHS-Others | TIRR-Outpatient Clinic | TIRR - OUTPATIENT CLINIC |  |  |  |  | TABLES, EXAMINATION/TREATMENT |  | .needs class | [5 empty] | Cardon Rehab |  |  |  |  | 12/19/20 |  |  | No Coverage Specified | MHHS-TIRR
NO | YES |  |  |  | 241-02988 | 241-02988 | Cardon Rehab | BT-500 |  | 017-19117 | TIRR-Outpatient Clinic | MHHS-TIRR |  |  |  | 241-02988 | 241-02988 | TM | MHHS-Others | TIRR-Outpatient Clinic | TIRR - OUTPATIENT CLINIC |  |  |  |  | TABLES, EXAMINATION/TREATMENT |  | .needs class | [5 empty] | Cardon Rehab |  |  |  |  | 12/19/20 |  |  | No Coverage Specified | MHHS-TIRR
YES | YES |  |  |  | 029-10601 | 029-10601 | Cardon Rehab | BT-500 |  | 022-20316 | TIRR - OP - WOODLANDS (MP2, STE 200) |  |  |  |  | 029-10601 | 029-10601 | woodlands |  | TIRR - OP - WOODLANDS (MP2, STE 200) | MP2 suite 270 |  |  | 8/1/20
YES | YES |  |  |  | 029-10602 | 029-10602 | Cardon Rehab | BT-500 |  | 024-20316 | TIRR - OP - WOODLANDS (MP2, STE 200) |  |  |  |  | 029-10602 | 029-10602 | woodlands |  | TIRR - OP - WOODLANDS (MP2, STE 200) | MP2 suite 270 |  |  | 8/1/17
YES | YES |  |  |  | 029-10604 | 029-10604 | Cardon Rehab | BT-500 |  | 023-20216 | TIRR - OP - WOODLANDS (MP2, STE 200) |  |  |  |  | 029-10604 | 029-10604 | woodlands |  | TIRR - OP - WOODLANDS (MP2, STE 200) | MP2 suite 270 |  |  | 8/1/17
YES | YES |  |  |  | 029-10603 | 029-10603 | Cardon Rehab | BT-500 |  | 021-20316 | TIRR - OP - WOODLANDS (MP2, STE 200) |  |  |  |  | 029-10603 | 029-10603 | Woodlands | MHHS-others | TIRR - OP - WOODLANDS (MP2, STE 200) | TIRR-Op-woodlands mp2,ste.
NO | NO |  |  |  | 583-00828 |  | Cardon Rehab | BT-500 |  | 016-04715 | KATY REHAB - OUTPATIENT REHAB 3RD FLOOR | MHHS-Katy Rehab |  |  |  | 583-00828 |  | Katy |  | KATY REHAB - OUTPATIENT REHAB 3RD FLOOR | [5 empty] | TABLES, EXAMINATION/TREATMENT |  | .needs class | [5 empty] | Cardon Rehab | [7 empty] | No Coverage Specified | MHHS-Katy Rehab
NO | YES |  |  |  |  | 241-02333 | Cardon Rehab | MPT |  | 263-35412 | TIRR-Outpatient Clinic | MHHS-TIRR |  |  |  |  | 241-02333 | TM | MHHS-Others | TIRR-Outpatient Clinic | TIRR - OUTPATIENT CLINIC |  |  |  |  | TABLES, EXAMINATION/TREATMENT |  | .needs class | [5 empty] | Cardon Rehab |  |  |  |  | 9/1/17 |  |  | Covered PM Repair - Biomedical | MHHS-TIRR
NO | YES |  |  |  |  | 241-02335 | Cardon Rehab | MPT |  | 265-35412 | TIRR-Outpatient Clinic | MHHS-TIRR |  |  |  |  | 241-02335 | TMC | MHHS-Others | TIRR-Outpatient Clinic | TIRR - OUTPATIENT CLINIC |  |  |  |  | TABLES, EXAMINATION/TREATMENT |  | .needs class | [5 empty] | Cardon Rehab | [7 empty] | Covered PM Repair - Biomedical | MHHS-TIRR
NO | YES |  |  |  |  | 241-02337 | Cardon Rehab | MPT |  | 267-45412 | TIRR-Outpatient Clinic | MHHS-TIRR |  |  |  |  | 241-02337 | TM | MHHS-Others | TIRR-Outpatient Clinic | TIRR - OUTPATIENT CLINIC |  |  |  |  | TABLES, EXAMINATION/TREATMENT |  | .needs class | [5 empty] | Cardon Rehab |  |  |  |  | 3/1/16 |  |  | Covered PM Repair - Biomedical | MHHS-TIRR
NO | YES |  |  |  |  | 241-02338 | Cardon Rehab | MPT |  | 268-35412 | TIRR-Outpatient Clinic | MHHS-TIRR |  |  |  |  | 241-02338 | TMC | MHHS-Others | TIRR-Outpatient Clinic | TIRR - OUTPATIENT CLINIC | 9/1/18 |  |  |  | TABLES, EXAMINATION/TREATMENT |  | .needs class | [5 empty] | Cardon Rehab | [7 empty] | Covered PM Repair - Biomedical | MHHS-TIRR
NO | YES |  |  |  |  | 241-02339 | Cardon Rehab | MPT |  | 269-35412 | TIRR-Outpatient Clinic | MHHS-TIRR |  |  |  |  | 241-02339 | TM | MHHS-Others | TIRR-Outpatient Clinic | TIRR - OUTPATIENT CLINIC | 9/1/18 |  |  |  | TABLES, EXAMINATION/TREATMENT |  | .needs class | [5 empty] | Cardon Rehab | [7 empty] | Covered PM Repair - Biomedical | MHHS-TIRR
NO | YES |  |  |  | 005-01116 | 005-01116 | Cardon Rehab | R27108 |  |  | SMR - (SE) - SOUTHEAST (MP1) | MHHS-SMR |  |  |  | 005-01116 | 005-01116 | Southeast | Memorial Hermann Sports Medicine | SMR - (SE) - SOUTHEAST (MP1) | Main Gym | 11/1/18 |  |  | No PM Required Sticker | TABLES, EXAMINATION/TREATMENT |  | .needs class | [5 empty] | Cardon Rehab | [7 empty] | Not Covered Vendor Only - Biomedical | MHHS-SMR
NO | NO |  |  |  | 069-35086 |  | Care Products, Inc |  |  | L05652923 | TMC - JONES - BURN UNIT (8J) | MHHS-TMC |  | Visual Field Plotters |  | 069-35086 |  | TMC |  | TMC - JONES - BURN UNIT (8J) | [5 empty] | TABLES, EXAMINATION/TREATMENT, NON-ELECTRIC |  | MISCELLANEOUS-Humphrey Inst-750 | MISCELLANEOUS |  |  |  |  | Humphrey Inst | Visual Field Plotters |  |  | MISCELLANEOUS-Humphrey Inst-750 |  |  |  | Covered PM Repair - Biomedical | MHHS-TMC
YES | YES |  |  |  | 099-00347 | 099-00347 | Care Rehab and Orthopaedic Products Inc | Care EMG |  | CEMG013822 | SMR - (KY) - KATY (MP2) |  |  |  |  | 099-00347 | 099-00347 | Katy | Memorial Hermann Sports Medicine | SMR - (KY) - KATY (MP2) | Gym Floor
YES | YES |  |  |  | 099-00348 | 099-00348 | Care Rehab and Orthopaedic Products Inc | Care EMG |  | CEMG115595 | SMR - (KY) - KATY (MP2) |  |  |  |  | 099-00348 | 099-00348 | Katy | Memorial Hermann Sports Medicine | SMR - (KY) - KATY (MP2) | Gym Floor
YES | YES |  |  |  | 099-01940 | 099-01940 | Care Rehab and Orthopaedic Products Inc | Care EMG |  | CEMG11898 | SMR - (TMC) - SHEPHERD SQUARE |  |  |  |  | 099-01940 | 099-01940 | TMC | Ironman Sports Rehab | SMR - (TMC) - SHEPHERD SQUARE | Gym Floor
YES | YES |  |  |  | 099-01941 | 099-01941 | Care Rehab and Orthopaedic Products Inc | Care EMG |  | CEMG115712 | Spearman Square |  |  |  |  | 099-01941 | 099-01941 | TMC | Sports Rehab | Spearman Square | Gym Floor
YES | YES |  |  |  | 099-00402 | 099-00402 | Care Rehab and Orthopaedic Products Inc | Care Emg |  | CEMG 10295 | SMR - (TMC) - SHEPHERD SQUARE |  |  |  |  | 099-00402 | 099-00402 | TMC |  | SMR - (TMC) - SHEPHERD SQUARE |  | 2/1/20
YES | YES |  |  |  | 142-09260 | 142-09260 | Care Rehab and Orthopaedic Products Inc | Care EMG |  | CEMG115141 | SMR - (SL) - WILLIAMS TRACE |  |  |  |  | 142-09260 | 142-09260 | Sugar Land | Memorial Hermann Sports Medicine | SMR - (SL) - WILLIAMS TRACE
YES | YES |  |  |  | 142-09565 | 142-09565 | Care Rehab and Orthopaedic Products Inc | Care Emg |  | N/A | SMR - (WDLS) - STERLING RIDGE |  |  |  |  | 142-09565 | 142-09565 | Woodlands | Sports medicine and rehab | SMR - (WDLS) - STERLING RIDGE | Sports medicine and rehabilitation0@@,?Au
YES | YES |  |  |  | 142-08961 | 142-08961 | Care Rehab and Orthopaedic Products Inc | CareStim |  |  | SMR - (SL) - SL IRONMAN [MP2-STE100] |  |  |  |  | 142-08961 | 142-08961 | Sugar Land | IRONMAN Sports Medicine Institute at Sugar Land (#100) | SMR - (SL) - SL IRONMAN [MP2-STE100] | Gym Floor
YES | YES |  |  |  | 000-02724 | 000-02724 | Care Rehab and Orthopaedic Products Inc | Starr Traction |  | STR26490 | SMR - (STX) - WHARTON |  |  |  |  | 000-02724 | 000-02724 | South | Physical Therapy | SMR - (STX) - WHARTON | Storage
NO | YES | [5 empty] | Care Rehab and Orthopaedic Products, Inc. | CARE STIM |  |  | SMR - (SE) - BEAUMONT | MHHS-SMR |  | Stimulator, Muscle |  |  |  | Southeast & Bay Area |  | SMR - (SE) - BEAUMONT | [5 empty] | STIMULATORS, ELECTRICAL, NEUROMUSCULAR |  | STIMULATORMUSCLE-Care Rehab Ortho-CareStim | STIMULATORMUSCLE | CareStim |  |  |  | Care Rehab Ortho | Stimulator, Muscle |  |  | STIMULATORMUSCLE-Care Rehab Ortho-CareStim | 11/01/2020 |  |  | Not Covered Vendor Only - Biomedical | MHHS-SMR
NO | NO |  |  |  | 000-05035 |  | Care Rehab and Orthopaedic Products, Inc. | CARE STIM |  | CEMG11523 | SMR - (TMC) - IRONMAN [MHMP-16FLR] | MHHS-SMR |  | Stimulator, Muscle |  | 000-05035 |  | TMC |  | SMR - (TMC) - IRONMAN [MHMP-16FLR] | [5 empty] | STIMULATORS, ELECTRICAL, NEUROMUSCULAR |  | STIMULATORMUSCLE-Care Rehab Ortho-CareStim | STIMULATORMUSCLE | CareStim |  |  |  | Care Rehab Ortho | Stimulator, Muscle |  |  | STIMULATORMUSCLE-Care Rehab Ortho-CareStim |  |  |  | Not Covered Vendor Only - Biomedical | MHHS-SMR
NO | YES | [5 empty] | Care Rehab and Orthopaedic Products, Inc. | CARE TENS |  |  | SMR - (SE) - BEAUMONT | MHHS-SMR | [5 empty] | Southeast & Bay Area |  | SMR - (SE) - BEAUMONT | [5 empty] | STIMULATORS, ELECTRICAL, PERIPHERAL NERVE, ANALGES |  | .needs class | [5 empty] | Care Rehab Ortho |  |  |  |  | 11/01/2020 |  |  | Not Covered Vendor Only - Biomedical | MHHS-SMR
NO | NO |  |  |  | 029-12730 |  | CareFusion |  |  |  | WOODLANDS - NICU (NEW) | MHHS-Woodlands |  |  |  | 029-12730 |  | Woodlands |  | WOODLANDS - NICU (NEW) | [5 empty] | AUTOMATION SYSTEMS, MEDICATION DISPENSING |  | .needs class | [5 empty] | CAREFUSION | [7 empty] | Covered PM Repair - Biomedical | MHHS-Woodlands
NO | NO |  |  |  | 013-35032 |  | CareFusion | 03803T |  | BCF03505 | SW - NURSERY | MHHS-Southwest |  |  |  | 013-35032 |  | Southwest |  | SW - NURSERY | [5 empty] | OXYGEN-AIR PROPORTIONERS |  | BLENDEROXYGENAIR-Bird-3803T |  |  |  |  | BLENDEROXYGENAIR-Bird-3803T | CAREFUSION | [7 empty] | Covered PM Repair - Radiology, High End | MHHS-Southwest
NO | YES |  |  |  | BRN2457 |  | CAREFUSION |  |  |  | Rental | MHHS-Pearland Hospital |  |  |  | BRN2457 |  | Pearland |  | Rental | [7 empty] | CONTROLLERINFUSIONPUMP-Alaris-Medley 8015 |  | MEDLEY PROGRAMMING MODULE W/NETWORK CARD |  |  | CONTROLLERINFUSIONPUMP-Alaris-Medley 8015 | [6 empty] | Verified as Rental |  |  | MHHS-Pearland Hospital
NO | YES |  |  |  | EFZ1251 |  | CAREFUSION |  |  |  | Rental | MHHS-Pearland Hospital |  |  |  | EFZ1251 |  | Pearland |  | Rental | [7 empty] | CONTROLLERINFUSIONPUMP-Alaris-Medley 8015 |  | MEDLEY PROGRAMMING MODULE W/NETWORK CARD |  |  | CONTROLLERINFUSIONPUMP-Alaris-Medley 8015 | [6 empty] | Verified as Rental |  |  | MHHS-Pearland Hospital
NO | YES |  |  |  | EFZ9379 |  | CAREFUSION |  |  |  | Rental | MHHS-Pearland Hospital |  |  |  | EFZ9379 |  | Pearland |  | Rental | [7 empty] | CONTROLLERINFUSIONPUMP-Alaris-Medley 8015 |  | MEDLEY PROGRAMMING MODULE W/NETWORK CARD |  |  | CONTROLLERINFUSIONPUMP-Alaris-Medley 8015 | [6 empty] | Verified as Rental |  |  | MHHS-Pearland Hospital
NO | YES |  |  |  | EFZ9420 |  | CAREFUSION |  |  |  | Rental | MHHS-Pearland Hospital |  |  |  | EFZ9420 |  | Pearland |  | Rental | [7 empty] | CONTROLLERINFUSIONPUMP-Alaris-Medley 8015 |  | MEDLEY PROGRAMMING MODULE W/NETWORK CARD |  |  | CONTROLLERINFUSIONPUMP-Alaris-Medley 8015 | [6 empty] | Verified as Rental |  |  | MHHS-Pearland Hospital
NO | YES |  |  |  | BRN4012 |  | CAREFUSION |  |  |  | Rental | MHHS-TMC |  |  |  | BRN4012 |  | TMC |  | Rental | [7 empty] | CONTROLLERINFUSIONPUMP-Alaris-Medley 8015 |  | MEDLEY PROGRAMMING MODULE W/NETWORK CARD |  |  | CONTROLLERINFUSIONPUMP-Alaris-Medley 8015 | [6 empty] | Verified as Rental |  |  | MHHS-TMC
NO | YES |  |  |  | BRN4447 |  | CAREFUSION |  |  |  | Rental | MHHS-TMC |  |  |  | BRN4447 |  | TMC |  | Rental | [7 empty] | CONTROLLERINFUSIONPUMP-Alaris-Medley 8015 |  | MEDLEY PROGRAMMING MODULE W/NETWORK CARD |  |  | CONTROLLERINFUSIONPUMP-Alaris-Medley 8015 | [6 empty] | Verified as Rental |  |  | MHHS-TMC
NO | YES |  |  |  | BRN2840 |  | CAREFUSION |  |  |  | Rental | MHHS-Woodlands |  |  |  | BRN2840 |  | Woodlands |  | Rental | [7 empty] | CONTROLLERINFUSIONPUMP-Alaris-Medley 8015 |  | MEDLEY PROGRAMMING MODULE W/NETWORK CARD |  |  | CONTROLLERINFUSIONPUMP-Alaris-Medley 8015 | [6 empty] | Verified as Rental |  |  | MHHS-Woodlands
NO | YES |  |  |  | BRN2855 |  | CAREFUSION |  |  |  | Rental | MHHS-Woodlands |  |  |  | BRN2855 |  | Woodlands |  | Rental | [7 empty] | CONTROLLERINFUSIONPUMP-Alaris-Medley 8015 |  | MEDLEY PROGRAMMING MODULE W/NETWORK CARD |  |  | CONTROLLERINFUSIONPUMP-Alaris-Medley 8015 | [6 empty] | Verified as Rental |  |  | MHHS-Woodlands
NO | YES |  |  |  | BRN3872 |  | CAREFUSION |  |  |  | Rental | MHHS-Woodlands |  |  |  | BRN3872 |  | Woodlands |  | Rental | [7 empty] | CONTROLLERINFUSIONPUMP-Alaris-Medley 8015 |  | MEDLEY PROGRAMMING MODULE W/NETWORK CARD |  |  | CONTROLLERINFUSIONPUMP-Alaris-Medley 8015 | [6 empty] | Verified as Rental |  |  | MHHS-Woodlands
NO | YES |  |  |  | BRN4344 |  | CAREFUSION |  |  |  | Rental | MHHS-Woodlands |  |  |  | BRN4344 |  | Woodlands |  | Rental | [7 empty] | CONTROLLERINFUSIONPUMP-Alaris-Medley 8015 |  | MEDLEY PROGRAMMING MODULE W/NETWORK CARD |  |  | CONTROLLERINFUSIONPUMP-Alaris-Medley 8015 | [6 empty] | Verified as Rental |  |  | MHHS-Woodlands
NO | YES |  |  |  | FFC169 |  | CAREFUSION | 8015C |  |  | Rental | MHHS-Northeast |  |  |  | FFC169 |  | Katy |  | Rental | [7 empty] | CONTROLLERINFUSIONPUMP-Alaris-Medley 8015 |  | MEDLEY PCU W/NETWORK *MH CHILDRENS* |  |  | CONTROLLERINFUSIONPUMP-Alaris-Medley 8015 | [6 empty] | Verified as Rental |  |  | MHHS-Northeast
NO | YES |  |  |  | FFC104 |  | CAREFUSION | 8015C |  |  | Rental | MHHS-Southeast |  |  |  | FFC104 |  | Southeast & Bay Area |  | Rental | [7 empty] | CONTROLLERINFUSIONPUMP-Alaris-Medley 8015 |  | MEDLEY PCU W/NETWORK *MH CHILDRENS* |  |  | CONTROLLERINFUSIONPUMP-Alaris-Medley 8015 | [6 empty] | Verified as Rental |  |  | MHHS-Southeast
NO | YES |  |  |  | FFC173 |  | CAREFUSION | 8015C |  |  | Rental | MHHS-Sugarland |  |  |  | FFC173 |  | Sugar Land |  | Rental | [7 empty] | CONTROLLERINFUSIONPUMP-Alaris-Medley 8015 |  | MEDLEY PCU W/NETWORK *MH CHILDRENS* |  |  | CONTROLLERINFUSIONPUMP-Alaris-Medley 8015 | [6 empty] | Verified as Rental |  |  | MHHS-Sugarland
NO | YES |  |  |  | FFC336 |  | CAREFUSION | 8015C |  |  | Rental | MHHS-Sugarland |  |  |  | FFC336 |  | Sugar Land |  | Rental | [7 empty] | CONTROLLERINFUSIONPUMP-Alaris-Medley 8015 |  | MEDLEY PCU W/NETWORK *MH CHILDRENS* |  |  | CONTROLLERINFUSIONPUMP-Alaris-Medley 8015 | [6 empty] | Verified as Rental |  |  | MHHS-Sugarland
NO | YES |  |  |  | FFC100 |  | CAREFUSION | 8015C |  |  | Rental | MHHS-TMC |  |  |  | FFC100 |  | TMC |  | Rental | [7 empty] | CONTROLLERINFUSIONPUMP-Alaris-Medley 8015 |  | MEDLEY PCU W/NETWORK *MH CHILDRENS* |  |  | CONTROLLERINFUSIONPUMP-Alaris-Medley 8015 | [6 empty] | Verified as Rental |  |  | MHHS-TMC
NO | YES |  |  |  | FFC101 |  | CAREFUSION | 8015C |  |  | Rental | MHHS-TMC |  |  |  | FFC101 |  | TMC |  | Rental | [7 empty] | CONTROLLERINFUSIONPUMP-Alaris-Medley 8015 |  | MEDLEY PCU W/NETWORK *MH CHILDRENS* |  |  | CONTROLLERINFUSIONPUMP-Alaris-Medley 8015 | [6 empty] | Verified as Rental |  |  | MHHS-TMC
NO | YES |  |  |  | FFC102 |  | CAREFUSION | 8015C |  |  | Rental | MHHS-TMC |  |  |  | FFC102 |  | TMC |  | Rental | [7 empty] | CONTROLLERINFUSIONPUMP-Alaris-Medley 8015 |  | MEDLEY PCU W/NETWORK *MH CHILDRENS* |  |  | CONTROLLERINFUSIONPUMP-Alaris-Medley 8015 | [6 empty] | Verified as Rental |  |  | MHHS-TMC
NO | YES |  |  |  | FFC103 |  | CAREFUSION | 8015C |  |  | Rental | MHHS-TMC |  |  |  | FFC103 |  | TMC |  | Rental | [7 empty] | CONTROLLERINFUSIONPUMP-Alaris-Medley 8015 |  | MEDLEY PCU W/NETWORK *MH CHILDRENS* |  |  | CONTROLLERINFUSIONPUMP-Alaris-Medley 8015 | [6 empty] | Verified as Rental |  |  | MHHS-TMC
NO | YES |  |  |  | FFC105 |  | CAREFUSION | 8015C |  |  | Rental | MHHS-TMC |  |  |  | FFC105 |  | TMC |  | Rental | [7 empty] | CONTROLLERINFUSIONPUMP-Alaris-Medley 8015 |  | MEDLEY PCU W/NETWORK *MH CHILDRENS* |  |  | CONTROLLERINFUSIONPUMP-Alaris-Medley 8015 | [6 empty] | Verified as Rental |  |  | MHHS-TMC
NO | YES |  |  |  | FFC106 |  | CAREFUSION | 8015C |  |  | Rental | MHHS-TMC |  |  |  | FFC106 |  | TMC |  | Rental | [7 empty] | CONTROLLERINFUSIONPUMP-Alaris-Medley 8015 |  | MEDLEY PCU W/NETWORK *MH CHILDRENS* |  |  | CONTROLLERINFUSIONPUMP-Alaris-Medley 8015 | [6 empty] | Verified as Rental |  |  | MHHS-TMC
NO | YES |  |  |  | FFC107 |  | CAREFUSION | 8015C |  |  | Rental | MHHS-TMC |  |  |  | FFC107 |  | TMC |  | Rental | [7 empty] | CONTROLLERINFUSIONPUMP-Alaris-Medley 8015 |  | MEDLEY PCU W/NETWORK *MH CHILDRENS* |  |  | CONTROLLERINFUSIONPUMP-Alaris-Medley 8015 | [6 empty] | Verified as Rental |  |  | MHHS-TMC
NO | YES |  |  |  | FFC108 |  | CAREFUSION | 8015C |  |  | Rental | MHHS-TMC |  |  |  | FFC108 |  | TMC |  | Rental | [7 empty] | CONTROLLERINFUSIONPUMP-Alaris-Medley 8015 |  | MEDLEY PCU W/NETWORK *MH CHILDRENS* |  |  | CONTROLLERINFUSIONPUMP-Alaris-Medley 8015 | [6 empty] | Verified as Rental |  |  | MHHS-TMC
NO | YES |  |  |  | FFC109 |  | CAREFUSION | 8015C |  |  | Rental | MHHS-TMC |  |  |  | FFC109 |  | TMC |  | Rental | [7 empty] | CONTROLLERINFUSIONPUMP-Alaris-Medley 8015 |  | MEDLEY PCU W/NETWORK *MH CHILDRENS* |  |  | CONTROLLERINFUSIONPUMP-Alaris-Medley 8015 | [6 empty] | Verified as Rental |  |  | MHHS-TMC
NO | YES |  |  |  | FFC111 |  | CAREFUSION | 8015C |  |  | Rental | MHHS-TMC |  |  |  | FFC111 |  | TMC |  | Rental | [7 empty] | CONTROLLERINFUSIONPUMP-Alaris-Medley 8015 |  | MEDLEY PCU W/NETWORK *MH CHILDRENS* |  |  | CONTROLLERINFUSIONPUMP-Alaris-Medley 8015 | [6 empty] | Verified as Rental |  |  | MHHS-TMC
NO | YES |  |  |  | FFC112 |  | CAREFUSION | 8015C |  |  | Rental | MHHS-TMC |  |  |  | FFC112 |  | TMC |  | Rental | [7 empty] | CONTROLLERINFUSIONPUMP-Alaris-Medley 8015 |  | MEDLEY PCU W/NETWORK *MH CHILDRENS* |  |  | CONTROLLERINFUSIONPUMP-Alaris-Medley 8015 | [6 empty] | Verified as Rental |  |  | MHHS-TMC
NO | YES |  |  |  | FFC115 |  | CAREFUSION | 8015C |  |  | Rental | MHHS-TMC |  |  |  | FFC115 |  | TMC |  | Rental | [7 empty] | CONTROLLERINFUSIONPUMP-Alaris-Medley 8015 |  | MEDLEY PCU W/NETWORK *MH CHILDRENS* |  |  | CONTROLLERINFUSIONPUMP-Alaris-Medley 8015 | [6 empty] | Verified as Rental |  |  | MHHS-TMC
NO | YES |  |  |  | FFC116 |  | CAREFUSION | 8015C |  |  | Rental | MHHS-TMC |  |  |  | FFC116 |  | TMC |  | Rental | [7 empty] | CONTROLLERINFUSIONPUMP-Alaris-Medley 8015 |  | MEDLEY PCU W/NETWORK *MH CHILDRENS* |  |  | CONTROLLERINFUSIONPUMP-Alaris-Medley 8015 | [6 empty] | Verified as Rental |  |  | MHHS-TMC
NO | YES |  |  |  | FFC117 |  | CAREFUSION | 8015C |  |  | Rental | MHHS-TMC |  |  |  | FFC117 |  | TMC |  | Rental | [7 empty] | CONTROLLERINFUSIONPUMP-Alaris-Medley 8015 |  | MEDLEY PCU W/NETWORK *MH CHILDRENS* |  |  | CONTROLLERINFUSIONPUMP-Alaris-Medley 8015 | [6 empty] | Verified as Rental |  |  | MHHS-TMC
NO | YES |  |  |  | FFC118 |  | CAREFUSION | 8015C |  |  | Rental | MHHS-TMC |  |  |  | FFC118 |  | TMC |  | Rental | [7 empty] | CONTROLLERINFUSIONPUMP-Alaris-Medley 8015 |  | MEDLEY PCU W/NETWORK *MH CHILDRENS* |  |  | CONTROLLERINFUSIONPUMP-Alaris-Medley 8015 | [6 empty] | Verified as Rental |  |  | MHHS-TMC
NO | YES |  |  |  | FFC119 |  | CAREFUSION | 8015C |  |  | Rental | MHHS-TMC |  |  |  | FFC119 |  | TMC |  | Rental | [7 empty] | CONTROLLERINFUSIONPUMP-Alaris-Medley 8015 |  | MEDLEY PCU W/NETWORK *MH CHILDRENS* |  |  | CONTROLLERINFUSIONPUMP-Alaris-Medley 8015 | [6 empty] | Verified as Rental |  |  | MHHS-TMC
NO | YES |  |  |  | FFC122 |  | CAREFUSION | 8015C |  |  | Rental | MHHS-TMC |  |  |  | FFC122 |  | TMC |  | Rental | [7 empty] | CONTROLLERINFUSIONPUMP-Alaris-Medley 8015 |  | MEDLEY PCU W/NETWORK *MH CHILDRENS* |  |  | CONTROLLERINFUSIONPUMP-Alaris-Medley 8015 | [6 empty] | Verified as Rental |  |  | MHHS-TMC
NO | YES |  |  |  | FFC123 |  | CAREFUSION | 8015C |  |  | Rental | MHHS-TMC |  |  |  | FFC123 |  | TMC |  | Rental | [7 empty] | CONTROLLERINFUSIONPUMP-Alaris-Medley 8015 |  | MEDLEY PCU W/NETWORK *MH CHILDRENS* |  |  | CONTROLLERINFUSIONPUMP-Alaris-Medley 8015 | [6 empty] | Verified as Rental |  |  | MHHS-TMC
NO | YES |  |  |  | FFC124 |  | CAREFUSION | 8015C |  |  | Rental | MHHS-TMC |  |  |  | FFC124 |  | TMC |  | Rental | [7 empty] | CONTROLLERINFUSIONPUMP-Alaris-Medley 8015 |  | MEDLEY PCU W/NETWORK *MH CHILDRENS* |  |  | CONTROLLERINFUSIONPUMP-Alaris-Medley 8015 | [6 empty] | Verified as Rental |  |  | MHHS-TMC
NO | YES |  |  |  | FFC125 |  | CAREFUSION | 8015C |  |  | Rental | MHHS-TMC |  |  |  | FFC125 |  | TMC |  | Rental | [7 empty] | CONTROLLERINFUSIONPUMP-Alaris-Medley 8015 |  | MEDLEY PCU W/NETWORK *MH CHILDRENS* |  |  | CONTROLLERINFUSIONPUMP-Alaris-Medley 8015 | [6 empty] | Verified as Rental |  |  | MHHS-TMC
NO | YES |  |  |  | FFC127 |  | CAREFUSION | 8015C |  |  | Rental | MHHS-TMC |  |  |  | FFC127 |  | TMC |  | Rental | [7 empty] | CONTROLLERINFUSIONPUMP-Alaris-Medley 8015 |  | MEDLEY PCU W/NETWORK *MH CHILDRENS* |  |  | CONTROLLERINFUSIONPUMP-Alaris-Medley 8015 | [6 empty] | Verified as Rental |  |  | MHHS-TMC
NO | YES |  |  |  | FFC129 |  | CAREFUSION | 8015C |  |  | Rental | MHHS-TMC |  |  |  | FFC129 |  | TMC |  | Rental | [7 empty] | CONTROLLERINFUSIONPUMP-Alaris-Medley 8015 |  | MEDLEY PCU W/NETWORK *MH CHILDRENS* |  |  | CONTROLLERINFUSIONPUMP-Alaris-Medley 8015 | [6 empty] | Verified as Rental |  |  | MHHS-TMC
NO | YES |  |  |  | FFC130 |  | CAREFUSION | 8015C |  |  | Rental | MHHS-TMC |  |  |  | FFC130 |  | TMC |  | Rental | [7 empty] | CONTROLLERINFUSIONPUMP-Alaris-Medley 8015 |  | MEDLEY PCU W/NETWORK *MH CHILDRENS* |  |  | CONTROLLERINFUSIONPUMP-Alaris-Medley 8015 | [6 empty] | Verified as Rental |  |  | MHHS-TMC
NO | YES |  |  |  | FFC131 |  | CAREFUSION | 8015C |  |  | Rental | MHHS-TMC |  |  |  | FFC131 |  | TMC |  | Rental | [7 empty] | CONTROLLERINFUSIONPUMP-Alaris-Medley 8015 |  | MEDLEY PCU W/NETWORK *MH CHILDRENS* |  |  | CONTROLLERINFUSIONPUMP-Alaris-Medley 8015 | [6 empty] | Verified as Rental |  |  | MHHS-TMC
NO | YES |  |  |  | FFC132 |  | CAREFUSION | 8015C |  |  | Rental | MHHS-TMC |  |  |  | FFC132 |  | TMC |  | Rental | [7 empty] | CONTROLLERINFUSIONPUMP-Alaris-Medley 8015 |  | MEDLEY PCU W/NETWORK *MH CHILDRENS* |  |  | CONTROLLERINFUSIONPUMP-Alaris-Medley 8015 | [6 empty] | Verified as Rental |  |  | MHHS-TMC
NO | YES |  |  |  | FFC133 |  | CAREFUSION | 8015C |  |  | Rental | MHHS-TMC |  |  |  | FFC133 |  | TMC |  | Rental | [7 empty] | CONTROLLERINFUSIONPUMP-Alaris-Medley 8015 |  | MEDLEY PCU W/NETWORK *MH CHILDRENS* |  |  | CONTROLLERINFUSIONPUMP-Alaris-Medley 8015 | [6 empty] | Verified as Rental |  |  | MHHS-TMC
NO | YES |  |  |  | FFC135 |  | CAREFUSION | 8015C |  |  | Rental | MHHS-TMC |  |  |  | FFC135 |  | TMC |  | Rental | [7 empty] | CONTROLLERINFUSIONPUMP-Alaris-Medley 8015 |  | MEDLEY PCU W/NETWORK *MH CHILDRENS* |  |  | CONTROLLERINFUSIONPUMP-Alaris-Medley 8015 | [6 empty] | Verified as Rental |  |  | MHHS-TMC
NO | YES |  |  |  | FFC136 |  | CAREFUSION | 8015C |  |  | Rental | MHHS-TMC |  |  |  | FFC136 |  | TMC |  | Rental | [7 empty] | CONTROLLERINFUSIONPUMP-Alaris-Medley 8015 |  | MEDLEY PCU W/NETWORK *MH CHILDRENS* |  |  | CONTROLLERINFUSIONPUMP-Alaris-Medley 8015 | [6 empty] | Verified as Rental |  |  | MHHS-TMC
NO | YES |  |  |  | FFC137 |  | CAREFUSION | 8015C |  |  | Rental | MHHS-TMC |  |  |  | FFC137 |  | TMC |  | Rental | [7 empty] | CONTROLLERINFUSIONPUMP-Alaris-Medley 8015 |  | MEDLEY PCU W/NETWORK *MH CHILDRENS* |  |  | CONTROLLERINFUSIONPUMP-Alaris-Medley 8015 | [6 empty] | Verified as Rental |  |  | MHHS-TMC
NO | YES |  |  |  | FFC139 |  | CAREFUSION | 8015C |  |  | Rental | MHHS-TMC |  |  |  | FFC139 |  | TMC |  | Rental | [7 empty] | CONTROLLERINFUSIONPUMP-Alaris-Medley 8015 |  | MEDLEY PCU W/NETWORK *MH CHILDRENS* |  |  | CONTROLLERINFUSIONPUMP-Alaris-Medley 8015 | [6 empty] | Verified as Rental |  |  | MHHS-TMC
NO | YES |  |  |  | FFC140 |  | CAREFUSION | 8015C |  |  | Rental | MHHS-TMC |  |  |  | FFC140 |  | TMC |  | Rental | [7 empty] | CONTROLLERINFUSIONPUMP-Alaris-Medley 8015 |  | MEDLEY PCU W/NETWORK *MH CHILDRENS* |  |  | CONTROLLERINFUSIONPUMP-Alaris-Medley 8015 | [6 empty] | Verified as Rental |  |  | MHHS-TMC
NO | YES |  |  |  | FFC141 |  | CAREFUSION | 8015C |  |  | Rental | MHHS-TMC |  |  |  | FFC141 |  | TMC |  | Rental | [7 empty] | CONTROLLERINFUSIONPUMP-Alaris-Medley 8015 |  | MEDLEY PCU W/NETWORK *MH CHILDRENS* |  |  | CONTROLLERINFUSIONPUMP-Alaris-Medley 8015 | [6 empty] | Verified as Rental |  |  | MHHS-TMC
NO | YES |  |  |  | FFC143 |  | CAREFUSION | 8015C |  |  | Rental | MHHS-TMC |  |  |  | FFC143 |  | TMC |  | Rental | [7 empty] | CONTROLLERINFUSIONPUMP-Alaris-Medley 8015 |  | MEDLEY PCU W/NETWORK *MH CHILDRENS* |  |  | CONTROLLERINFUSIONPUMP-Alaris-Medley 8015 | [6 empty] | Verified as Rental |  |  | MHHS-TMC
NO | YES |  |  |  | FFC147 |  | CAREFUSION | 8015C |  |  | Rental | MHHS-TMC |  |  |  | FFC147 |  | TMC |  | Rental | [7 empty] | CONTROLLERINFUSIONPUMP-Alaris-Medley 8015 |  | MEDLEY PCU W/NETWORK *MH CHILDRENS* |  |  | CONTROLLERINFUSIONPUMP-Alaris-Medley 8015 | [6 empty] | Verified as Rental |  |  | MHHS-TMC
NO | YES |  |  |  | FFC148 |  | CAREFUSION | 8015C |  |  | Rental | MHHS-TMC |  |  |  | FFC148 |  | TMC |  | Rental | [7 empty] | CONTROLLERINFUSIONPUMP-Alaris-Medley 8015 |  | MEDLEY PCU W/NETWORK *MH CHILDRENS* |  |  | CONTROLLERINFUSIONPUMP-Alaris-Medley 8015 | [6 empty] | Verified as Rental |  |  | MHHS-TMC
NO | YES |  |  |  | FFC149 |  | CAREFUSION | 8015C |  |  | Rental | MHHS-TMC |  |  |  | FFC149 |  | TMC |  | Rental | [7 empty] | CONTROLLERINFUSIONPUMP-Alaris-Medley 8015 |  | MEDLEY PCU W/NETWORK *MH CHILDRENS* |  |  | CONTROLLERINFUSIONPUMP-Alaris-Medley 8015 | [6 empty] | Verified as Rental |  |  | MHHS-TMC
NO | YES |  |  |  | FFC150 |  | CAREFUSION | 8015C |  |  | Rental | MHHS-TMC |  |  |  | FFC150 |  | TMC |  | Rental | [7 empty] | CONTROLLERINFUSIONPUMP-Alaris-Medley 8015 |  | MEDLEY PCU W/NETWORK *MH CHILDRENS* |  |  | CONTROLLERINFUSIONPUMP-Alaris-Medley 8015 | [6 empty] | Verified as Rental |  |  | MHHS-TMC
NO | YES |  |  |  | FFC151 |  | CAREFUSION | 8015C |  |  | Rental | MHHS-TMC |  |  |  | FFC151 |  | TMC |  | Rental | [7 empty] | CONTROLLERINFUSIONPUMP-Alaris-Medley 8015 |  | MEDLEY PCU W/NETWORK *MH CHILDRENS* |  |  | CONTROLLERINFUSIONPUMP-Alaris-Medley 8015 | [6 empty] | Verified as Rental |  |  | MHHS-TMC
NO | YES |  |  |  | FFC152 |  | CAREFUSION | 8015C |  |  | Rental | MHHS-TMC |  |  |  | FFC152 |  | TMC |  | Rental | [7 empty] | CONTROLLERINFUSIONPUMP-Alaris-Medley 8015 |  | MEDLEY PCU W/NETWORK *MH CHILDRENS* |  |  | CONTROLLERINFUSIONPUMP-Alaris-Medley 8015 | [6 empty] | Verified as Rental |  |  | MHHS-TMC
NO | YES |  |  |  | FFC153 |  | CAREFUSION | 8015C |  |  | Rental | MHHS-TMC |  |  |  | FFC153 |  | TMC |  | Rental | [7 empty] | CONTROLLERINFUSIONPUMP-Alaris-Medley 8015 |  | MEDLEY PCU W/NETWORK *MH CHILDRENS* |  |  | CONTROLLERINFUSIONPUMP-Alaris-Medley 8015 | [6 empty] | Verified as Rental |  |  | MHHS-TMC
NO | YES |  |  |  | FFC154 |  | CAREFUSION | 8015C |  |  | Rental | MHHS-TMC |  |  |  | FFC154 |  | TMC |  | Rental | [7 empty] | CONTROLLERINFUSIONPUMP-Alaris-Medley 8015 |  | MEDLEY PCU W/NETWORK *MH CHILDRENS* |  |  | CONTROLLERINFUSIONPUMP-Alaris-Medley 8015 | [6 empty] | Verified as Rental |  |  | MHHS-TMC
NO | YES |  |  |  | FFC155 |  | CAREFUSION | 8015C |  |  | Rental | MHHS-TMC |  |  |  | FFC155 |  | TMC |  | Rental | [7 empty] | CONTROLLERINFUSIONPUMP-Alaris-Medley 8015 |  | MEDLEY PCU W/NETWORK *MH CHILDRENS* |  |  | CONTROLLERINFUSIONPUMP-Alaris-Medley 8015 | [6 empty] | Verified as Rental |  |  | MHHS-TMC
NO | YES |  |  |  | FFC156 |  | CAREFUSION | 8015C |  |  | Rental | MHHS-TMC |  |  |  | FFC156 |  | TMC |  | Rental | [7 empty] | CONTROLLERINFUSIONPUMP-Alaris-Medley 8015 |  | MEDLEY PCU W/NETWORK *MH CHILDRENS* |  |  | CONTROLLERINFUSIONPUMP-Alaris-Medley 8015 | [6 empty] | Verified as Rental |  |  | MHHS-TMC
NO | YES |  |  |  | FFC157 |  | CAREFUSION | 8015C |  |  | Rental | MHHS-TMC |  |  |  | FFC157 |  | TMC |  | Rental | [7 empty] | CONTROLLERINFUSIONPUMP-Alaris-Medley 8015 |  | MEDLEY PCU W/NETWORK *MH CHILDRENS* |  |  | CONTROLLERINFUSIONPUMP-Alaris-Medley 8015 | [6 empty] | Verified as Rental |  |  | MHHS-TMC
NO | YES |  |  |  | FFC158 |  | CAREFUSION | 8015C |  |  | Rental | MHHS-TMC |  |  |  | FFC158 |  | TMC |  | Rental | [7 empty] | CONTROLLERINFUSIONPUMP-Alaris-Medley 8015 |  | MEDLEY PCU W/NETWORK *MH CHILDRENS* |  |  | CONTROLLERINFUSIONPUMP-Alaris-Medley 8015 | [6 empty] | Verified as Rental |  |  | MHHS-TMC
NO | YES |  |  |  | FFC159 |  | CAREFUSION | 8015C |  |  | Rental | MHHS-TMC |  |  |  | FFC159 |  | TMC |  | Rental | [7 empty] | CONTROLLERINFUSIONPUMP-Alaris-Medley 8015 |  | MEDLEY PCU W/NETWORK *MH CHILDRENS* |  |  | CONTROLLERINFUSIONPUMP-Alaris-Medley 8015 | [6 empty] | Verified as Rental |  |  | MHHS-TMC
NO | YES |  |  |  | FFC161 |  | CAREFUSION | 8015C |  |  | Rental | MHHS-TMC |  |  |  | FFC161 |  | TMC |  | Rental | [7 empty] | CONTROLLERINFUSIONPUMP-Alaris-Medley 8015 |  | MEDLEY PCU W/NETWORK *MH CHILDRENS* |  |  | CONTROLLERINFUSIONPUMP-Alaris-Medley 8015 | [6 empty] | Verified as Rental |  |  | MHHS-TMC
NO | YES |  |  |  | FFC163 |  | CAREFUSION | 8015C |  |  | Rental | MHHS-TMC |  |  |  | FFC163 |  | TMC |  | Rental | [7 empty] | CONTROLLERINFUSIONPUMP-Alaris-Medley 8015 |  | MEDLEY PCU W/NETWORK *MH CHILDRENS* |  |  | CONTROLLERINFUSIONPUMP-Alaris-Medley 8015 | [6 empty] | Verified as Rental |  |  | MHHS-TMC
NO | YES |  |  |  | FFC164 |  | CAREFUSION | 8015C |  |  | Rental | MHHS-TMC |  |  |  | FFC164 |  | TMC |  | Rental | [7 empty] | CONTROLLERINFUSIONPUMP-Alaris-Medley 8015 |  | MEDLEY PCU W/NETWORK *MH CHILDRENS* |  |  | CONTROLLERINFUSIONPUMP-Alaris-Medley 8015 | [6 empty] | Verified as Rental |  |  | MHHS-TMC
NO | YES |  |  |  | FFC165 |  | CAREFUSION | 8015C |  |  | Rental | MHHS-TMC |  |  |  | FFC165 |  | TMC |  | Rental | [7 empty] | CONTROLLERINFUSIONPUMP-Alaris-Medley 8015 |  | MEDLEY PCU W/NETWORK *MH CHILDRENS* |  |  | CONTROLLERINFUSIONPUMP-Alaris-Medley 8015 | [6 empty] | Verified as Rental |  |  | MHHS-TMC
NO | YES |  |  |  | FFC166 |  | CAREFUSION | 8015C |  |  | Rental | MHHS-TMC |  |  |  | FFC166 |  | TMC |  | Rental | [7 empty] | CONTROLLERINFUSIONPUMP-Alaris-Medley 8015 |  | MEDLEY PCU W/NETWORK *MH CHILDRENS* |  |  | CONTROLLERINFUSIONPUMP-Alaris-Medley 8015 | [6 empty] | Verified as Rental |  |  | MHHS-TMC
NO | YES |  |  |  | FFC172 |  | CAREFUSION | 8015C |  |  | Rental | MHHS-TMC |  |  |  | FFC172 |  | TMC |  | Rental | [7 empty] | CONTROLLERINFUSIONPUMP-Alaris-Medley 8015 |  | MEDLEY PCU W/NETWORK *MH CHILDRENS* |  |  | CONTROLLERINFUSIONPUMP-Alaris-Medley 8015 | [6 empty] | Verified as Rental |  |  | MHHS-TMC
NO | YES |  |  |  | FFC174 |  | CAREFUSION | 8015C |  |  | Rental | MHHS-TMC |  |  |  | FFC174 |  | TMC |  | Rental | [7 empty] | CONTROLLERINFUSIONPUMP-Alaris-Medley 8015 |  | MEDLEY PCU W/NETWORK *MH CHILDRENS* |  |  | CONTROLLERINFUSIONPUMP-Alaris-Medley 8015 | [6 empty] | Verified as Rental |  |  | MHHS-TMC
NO | YES |  |  |  | FFC175 |  | CAREFUSION | 8015C |  |  | Rental | MHHS-TMC |  |  |  | FFC175 |  | TMC |  | Rental | [7 empty] | CONTROLLERINFUSIONPUMP-Alaris-Medley 8015 |  | MEDLEY PCU W/NETWORK *MH CHILDRENS* |  |  | CONTROLLERINFUSIONPUMP-Alaris-Medley 8015 | [6 empty] | Verified as Rental |  |  | MHHS-TMC
NO | YES |  |  |  | FFC176 |  | CAREFUSION | 8015C |  |  | Rental | MHHS-TMC |  |  |  | FFC176 |  | TMC |  | Rental | [7 empty] | CONTROLLERINFUSIONPUMP-Alaris-Medley 8015 |  | MEDLEY PCU W/NETWORK *MH CHILDRENS* |  |  | CONTROLLERINFUSIONPUMP-Alaris-Medley 8015 | [6 empty] | Verified as Rental |  |  | MHHS-TMC
NO | YES |  |  |  | FFC177 |  | CAREFUSION | 8015C |  |  | Rental | MHHS-TMC |  |  |  | FFC177 |  | TMC |  | Rental | [7 empty] | CONTROLLERINFUSIONPUMP-Alaris-Medley 8015 |  | MEDLEY PCU W/NETWORK *MH CHILDRENS* |  |  | CONTROLLERINFUSIONPUMP-Alaris-Medley 8015 | [6 empty] | Verified as Rental |  |  | MHHS-TMC
NO | YES |  |  |  | FFC178 |  | CAREFUSION | 8015C |  |  | Rental | MHHS-TMC |  |  |  | FFC178 |  | TMC |  | Rental | [7 empty] | CONTROLLERINFUSIONPUMP-Alaris-Medley 8015 |  | MEDLEY PCU W/NETWORK *MH CHILDRENS* |  |  | CONTROLLERINFUSIONPUMP-Alaris-Medley 8015 | [6 empty] | Verified as Rental |  |  | MHHS-TMC
NO | YES |  |  |  | FFC180 |  | CAREFUSION | 8015C |  |  | Rental | MHHS-TMC |  |  |  | FFC180 |  | TMC |  | Rental | [7 empty] | CONTROLLERINFUSIONPUMP-Alaris-Medley 8015 |  | MEDLEY PCU W/NETWORK *MH CHILDRENS* |  |  | CONTROLLERINFUSIONPUMP-Alaris-Medley 8015 | [6 empty] | Verified as Rental |  |  | MHHS-TMC
NO | YES |  |  |  | FFC182 |  | CAREFUSION | 8015C |  |  | Rental | MHHS-TMC |  |  |  | FFC182 |  | TMC |  | Rental | [7 empty] | CONTROLLERINFUSIONPUMP-Alaris-Medley 8015 |  | MEDLEY PCU W/NETWORK *MH CHILDRENS* |  |  | CONTROLLERINFUSIONPUMP-Alaris-Medley 8015 | [6 empty] | Verified as Rental |  |  | MHHS-TMC
NO | YES |  |  |  | FFC183 |  | CAREFUSION | 8015C |  |  | Rental | MHHS-TMC |  |  |  | FFC183 |  | TMC |  | Rental | [7 empty] | CONTROLLERINFUSIONPUMP-Alaris-Medley 8015 |  | MEDLEY PCU W/NETWORK *MH CHILDRENS* |  |  | CONTROLLERINFUSIONPUMP-Alaris-Medley 8015 | [6 empty] | Verified as Rental |  |  | MHHS-TMC
NO | YES |  |  |  | FFC184 |  | CAREFUSION | 8015C |  |  | Rental | MHHS-TMC |  |  |  | FFC184 |  | TMC |  | Rental | [7 empty] | CONTROLLERINFUSIONPUMP-Alaris-Medley 8015 |  | MEDLEY PCU W/NETWORK *MH CHILDRENS* |  |  | CONTROLLERINFUSIONPUMP-Alaris-Medley 8015 | [6 empty] | Verified as Rental |  |  | MHHS-TMC
NO | YES |  |  |  | FFC185 |  | CAREFUSION | 8015C |  |  | Rental | MHHS-TMC |  |  |  | FFC185 |  | TMC |  | Rental | [7 empty] | CONTROLLERINFUSIONPUMP-Alaris-Medley 8015 |  | MEDLEY PCU W/NETWORK *MH CHILDRENS* |  |  | CONTROLLERINFUSIONPUMP-Alaris-Medley 8015 | [6 empty] | Verified as Rental |  |  | MHHS-TMC
NO | YES |  |  |  | FFC186 |  | CAREFUSION | 8015C |  |  | Rental | MHHS-TMC |  |  |  | FFC186 |  | TMC |  | Rental | [7 empty] | CONTROLLERINFUSIONPUMP-Alaris-Medley 8015 |  | MEDLEY PCU W/NETWORK *MH CHILDRENS* |  |  | CONTROLLERINFUSIONPUMP-Alaris-Medley 8015 | [6 empty] | Verified as Rental |  |  | MHHS-TMC
NO | YES |  |  |  | FFC188 |  | CAREFUSION | 8015C |  |  | Rental | MHHS-TMC |  |  |  | FFC188 |  | TMC |  | Rental | [7 empty] | CONTROLLERINFUSIONPUMP-Alaris-Medley 8015 |  | MEDLEY PCU W/NETWORK *MH CHILDRENS* |  |  | CONTROLLERINFUSIONPUMP-Alaris-Medley 8015 | [6 empty] | Verified as Rental |  |  | MHHS-TMC
NO | YES |  |  |  | FFC189 |  | CAREFUSION | 8015C |  |  | Rental | MHHS-TMC |  |  |  | FFC189 |  | TMC |  | Rental | [7 empty] | CONTROLLERINFUSIONPUMP-Alaris-Medley 8015 |  | MEDLEY PCU W/NETWORK *MH CHILDRENS* |  |  | CONTROLLERINFUSIONPUMP-Alaris-Medley 8015 | [6 empty] | Verified as Rental |  |  | MHHS-TMC
NO | YES |  |  |  | FFC190 |  | CAREFUSION | 8015C |  |  | Rental | MHHS-TMC |  |  |  | FFC190 |  | TMC |  | Rental | [7 empty] | CONTROLLERINFUSIONPUMP-Alaris-Medley 8015 |  | MEDLEY PCU W/NETWORK *MH CHILDRENS* |  |  | CONTROLLERINFUSIONPUMP-Alaris-Medley 8015 | [6 empty] | Verified as Rental |  |  | MHHS-TMC
NO | YES |  |  |  | FFC191 |  | CAREFUSION | 8015C |  |  | Rental | MHHS-TMC |  |  |  | FFC191 |  | TMC |  | Rental | [7 empty] | CONTROLLERINFUSIONPUMP-Alaris-Medley 8015 |  | MEDLEY PCU W/NETWORK *MH CHILDRENS* |  |  | CONTROLLERINFUSIONPUMP-Alaris-Medley 8015 | [6 empty] | Verified as Rental |  |  | MHHS-TMC
NO | YES |  |  |  | FFC193 |  | CAREFUSION | 8015C |  |  | Rental | MHHS-TMC |  |  |  | FFC193 |  | TMC |  | Rental | [7 empty] | CONTROLLERINFUSIONPUMP-Alaris-Medley 8015 |  | MEDLEY PCU W/NETWORK *MH CHILDRENS* |  |  | CONTROLLERINFUSIONPUMP-Alaris-Medley 8015 | [6 empty] | Verified as Rental |  |  | MHHS-TMC
NO | YES |  |  |  | FFC196 |  | CAREFUSION | 8015C |  |  | Rental | MHHS-TMC |  |  |  | FFC196 |  | TMC |  | Rental | [7 empty] | CONTROLLERINFUSIONPUMP-Alaris-Medley 8015 |  | MEDLEY PCU W/NETWORK *MH CHILDRENS* |  |  | CONTROLLERINFUSIONPUMP-Alaris-Medley 8015 | [6 empty] | Verified as Rental |  |  | MHHS-TMC
NO | YES |  |  |  | FFC197 |  | CAREFUSION | 8015C |  |  | Rental | MHHS-TMC |  |  |  | FFC197 |  | TMC |  | Rental | [7 empty] | CONTROLLERINFUSIONPUMP-Alaris-Medley 8015 |  | MEDLEY PCU W/NETWORK *MH CHILDRENS* |  |  | CONTROLLERINFUSIONPUMP-Alaris-Medley 8015 | [6 empty] | Verified as Rental |  |  | MHHS-TMC
NO | YES |  |  |  | FFC198 |  | CAREFUSION | 8015C |  |  | Rental | MHHS-TMC |  |  |  | FFC198 |  | TMC |  | Rental | [7 empty] | CONTROLLERINFUSIONPUMP-Alaris-Medley 8015 |  | MEDLEY PCU W/NETWORK *MH CHILDRENS* |  |  | CONTROLLERINFUSIONPUMP-Alaris-Medley 8015 | [6 empty] | Verified as Rental |  |  | MHHS-TMC
NO | YES |  |  |  | FFC199 |  | CAREFUSION | 8015C |  |  | Rental | MHHS-TMC |  |  |  | FFC199 |  | TMC |  | Rental | [7 empty] | CONTROLLERINFUSIONPUMP-Alaris-Medley 8015 |  | MEDLEY PCU W/NETWORK *MH CHILDRENS* |  |  | CONTROLLERINFUSIONPUMP-Alaris-Medley 8015 | [6 empty] | Verified as Rental |  |  | MHHS-TMC
NO | YES |  |  |  | FFC200 |  | CAREFUSION | 8015C |  |  | Rental | MHHS-TMC |  |  |  | FFC200 |  | TMC |  | Rental | [7 empty] | CONTROLLERINFUSIONPUMP-Alaris-Medley 8015 |  | MEDLEY PCU W/NETWORK *MH CHILDRENS* |  |  | CONTROLLERINFUSIONPUMP-Alaris-Medley 8015 | [6 empty] | Verified as Rental |  |  | MHHS-TMC
NO | YES |  |  |  | FFC201 |  | CAREFUSION | 8015C |  |  | Rental | MHHS-TMC |  |  |  | FFC201 |  | TMC |  | Rental | [7 empty] | CONTROLLERINFUSIONPUMP-Alaris-Medley 8015 |  | MEDLEY PCU W/NETWORK *MH CHILDRENS* |  |  | CONTROLLERINFUSIONPUMP-Alaris-Medley 8015 | [6 empty] | Verified as Rental |  |  | MHHS-TMC
NO | YES |  |  |  | FFC202 |  | CAREFUSION | 8015C |  |  | Rental | MHHS-TMC |  |  |  | FFC202 |  | TMC |  | Rental | [7 empty] | CONTROLLERINFUSIONPUMP-Alaris-Medley 8015 |  | MEDLEY PCU W/NETWORK *MH CHILDRENS* |  |  | CONTROLLERINFUSIONPUMP-Alaris-Medley 8015 | [6 empty] | Verified as Rental |  |  | MHHS-TMC
NO | YES |  |  |  | FFC203 |  | CAREFUSION | 8015C |  |  | Rental | MHHS-TMC |  |  |  | FFC203 |  | TMC |  | Rental | [7 empty] | CONTROLLERINFUSIONPUMP-Alaris-Medley 8015 |  | MEDLEY PCU W/NETWORK *MH CHILDRENS* |  |  | CONTROLLERINFUSIONPUMP-Alaris-Medley 8015 | [6 empty] | Verified as Rental |  |  | MHHS-TMC
NO | YES |  |  |  | FFC204 |  | CAREFUSION | 8015C |  |  | Rental | MHHS-TMC |  |  |  | FFC204 |  | TMC |  | Rental | [7 empty] | CONTROLLERINFUSIONPUMP-Alaris-Medley 8015 |  | MEDLEY PCU W/NETWORK *MH CHILDRENS* |  |  | CONTROLLERINFUSIONPUMP-Alaris-Medley 8015 | [6 empty] | Verified as Rental |  |  | MHHS-TMC
NO | YES |  |  |  | FFC206 |  | CAREFUSION | 8015C |  |  | Rental | MHHS-TMC |  |  |  | FFC206 |  | TMC |  | Rental | [7 empty] | CONTROLLERINFUSIONPUMP-Alaris-Medley 8015 |  | MEDLEY PCU W/NETWORK *MH CHILDRENS* |  |  | CONTROLLERINFUSIONPUMP-Alaris-Medley 8015 | [6 empty] | Verified as Rental |  |  | MHHS-TMC
NO | YES |  |  |  | FFC207 |  | CAREFUSION | 8015C |  |  | Rental | MHHS-TMC |  |  |  | FFC207 |  | TMC |  | Rental | [7 empty] | CONTROLLERINFUSIONPUMP-Alaris-Medley 8015 |  | MEDLEY PCU W/NETWORK *MH CHILDRENS* |  |  | CONTROLLERINFUSIONPUMP-Alaris-Medley 8015 | [6 empty] | Verified as Rental |  |  | MHHS-TMC
NO | YES |  |  |  | FFC211 |  | CAREFUSION | 8015C |  |  | Rental | MHHS-TMC |  |  |  | FFC211 |  | TMC |  | Rental | [7 empty] | CONTROLLERINFUSIONPUMP-Alaris-Medley 8015 |  | MEDLEY PCU W/NETWORK *MH CHILDRENS* |  |  | CONTROLLERINFUSIONPUMP-Alaris-Medley 8015 | [6 empty] | Verified as Rental |  |  | MHHS-TMC
NO | YES |  |  |  | FFC212 |  | CAREFUSION | 8015C |  |  | Rental | MHHS-TMC |  |  |  | FFC212 |  | TMC |  | Rental | [7 empty] | CONTROLLERINFUSIONPUMP-Alaris-Medley 8015 |  | MEDLEY PCU W/NETWORK *MH CHILDRENS* |  |  | CONTROLLERINFUSIONPUMP-Alaris-Medley 8015 | [6 empty] | Verified as Rental |  |  | MHHS-TMC
NO | YES |  |  |  | FFC214 |  | CAREFUSION | 8015C |  |  | Rental | MHHS-TMC |  |  |  | FFC214 |  | TMC |  | Rental | [7 empty] | CONTROLLERINFUSIONPUMP-Alaris-Medley 8015 |  | MEDLEY PCU W/NETWORK *MH CHILDRENS* |  |  | CONTROLLERINFUSIONPUMP-Alaris-Medley 8015 | [6 empty] | Verified as Rental |  |  | MHHS-TMC
NO | YES |  |  |  | FFC216 |  | CAREFUSION | 8015C |  |  | Rental | MHHS-TMC |  |  |  | FFC216 |  | TMC |  | Rental | [7 empty] | CONTROLLERINFUSIONPUMP-Alaris-Medley 8015 |  | MEDLEY PCU W/NETWORK *MH CHILDRENS* |  |  | CONTROLLERINFUSIONPUMP-Alaris-Medley 8015 | [6 empty] | Verified as Rental |  |  | MHHS-TMC
NO | YES |  |  |  | FFC217 |  | CAREFUSION | 8015C |  |  | Rental | MHHS-TMC |  |  |  | FFC217 |  | TMC |  | Rental | [7 empty] | CONTROLLERINFUSIONPUMP-Alaris-Medley 8015 |  | MEDLEY PCU W/NETWORK *MH CHILDRENS* |  |  | CONTROLLERINFUSIONPUMP-Alaris-Medley 8015 | [6 empty] | Verified as Rental |  |  | MHHS-TMC
NO | YES |  |  |  | FFC218 |  | CAREFUSION | 8015C |  |  | Rental | MHHS-TMC |  |  |  | FFC218 |  | TMC |  | Rental | [7 empty] | CONTROLLERINFUSIONPUMP-Alaris-Medley 8015 |  | MEDLEY PCU W/NETWORK *MH CHILDRENS* |  |  | CONTROLLERINFUSIONPUMP-Alaris-Medley 8015 | [6 empty] | Verified as Rental |  |  | MHHS-TMC
NO | YES |  |  |  | FFC219 |  | CAREFUSION | 8015C |  |  | Rental | MHHS-TMC |  |  |  | FFC219 |  | TMC |  | Rental | [7 empty] | CONTROLLERINFUSIONPUMP-Alaris-Medley 8015 |  | MEDLEY PCU W/NETWORK *MH CHILDRENS* |  |  | CONTROLLERINFUSIONPUMP-Alaris-Medley 8015 | [6 empty] | Verified as Rental |  |  | MHHS-TMC
NO | YES |  |  |  | FFC220 |  | CAREFUSION | 8015C |  |  | Rental | MHHS-TMC |  |  |  | FFC220 |  | TMC |  | Rental | [7 empty] | CONTROLLERINFUSIONPUMP-Alaris-Medley 8015 |  | MEDLEY PCU W/NETWORK *MH CHILDRENS* |  |  | CONTROLLERINFUSIONPUMP-Alaris-Medley 8015 | [6 empty] | Verified as Rental |  |  | MHHS-TMC
NO | YES |  |  |  | FFC221 |  | CAREFUSION | 8015C |  |  | Rental | MHHS-TMC |  |  |  | FFC221 |  | TMC |  | Rental | [7 empty] | CONTROLLERINFUSIONPUMP-Alaris-Medley 8015 |  | MEDLEY PCU W/NETWORK *MH CHILDRENS* |  |  | CONTROLLERINFUSIONPUMP-Alaris-Medley 8015 | [6 empty] | Verified as Rental |  |  | MHHS-TMC
NO | YES |  |  |  | FFC223 |  | CAREFUSION | 8015C |  |  | Rental | MHHS-TMC |  |  |  | FFC223 |  | TMC |  | Rental | [7 empty] | CONTROLLERINFUSIONPUMP-Alaris-Medley 8015 |  | MEDLEY PCU W/NETWORK *MH CHILDRENS* |  |  | CONTROLLERINFUSIONPUMP-Alaris-Medley 8015 | [6 empty] | Verified as Rental |  |  | MHHS-TMC
NO | YES |  |  |  | FFC224 |  | CAREFUSION | 8015C |  |  | Rental | MHHS-TMC |  |  |  | FFC224 |  | TMC |  | Rental | [7 empty] | CONTROLLERINFUSIONPUMP-Alaris-Medley 8015 |  | MEDLEY PCU W/NETWORK *MH CHILDRENS* |  |  | CONTROLLERINFUSIONPUMP-Alaris-Medley 8015 | [6 empty] | Verified as Rental |  |  | MHHS-TMC
NO | YES |  |  |  | FFC228 |  | CAREFUSION | 8015C |  |  | Rental | MHHS-TMC |  |  |  | FFC228 |  | TMC |  | Rental | [7 empty] | CONTROLLERINFUSIONPUMP-Alaris-Medley 8015 |  | MEDLEY PCU W/NETWORK *MH CHILDRENS* |  |  | CONTROLLERINFUSIONPUMP-Alaris-Medley 8015 | [6 empty] | Verified as Rental |  |  | MHHS-TMC
NO | YES |  |  |  | FFC229 |  | CAREFUSION | 8015C |  |  | Rental | MHHS-TMC |  |  |  | FFC229 |  | TMC |  | Rental | [7 empty] | CONTROLLERINFUSIONPUMP-Alaris-Medley 8015 |  | MEDLEY PCU W/NETWORK *MH CHILDRENS* |  |  | CONTROLLERINFUSIONPUMP-Alaris-Medley 8015 | [6 empty] | Verified as Rental |  |  | MHHS-TMC
NO | YES |  |  |  | FFC230 |  | CAREFUSION | 8015C |  |  | Rental | MHHS-TMC |  |  |  | FFC230 |  | TMC |  | Rental | [7 empty] | CONTROLLERINFUSIONPUMP-Alaris-Medley 8015 |  | MEDLEY PCU W/NETWORK *MH CHILDRENS* |  |  | CONTROLLERINFUSIONPUMP-Alaris-Medley 8015 | [6 empty] | Verified as Rental |  |  | MHHS-TMC
NO | YES |  |  |  | FFC231 |  | CAREFUSION | 8015C |  |  | Rental | MHHS-TMC |  |  |  | FFC231 |  | TMC |  | Rental | [7 empty] | CONTROLLERINFUSIONPUMP-Alaris-Medley 8015 |  | MEDLEY PCU W/NETWORK *MH CHILDRENS* |  |  | CONTROLLERINFUSIONPUMP-Alaris-Medley 8015 | [6 empty] | Verified as Rental |  |  | MHHS-TMC
NO | YES |  |  |  | FFC232 |  | CAREFUSION | 8015C |  |  | Rental | MHHS-TMC |  |  |  | FFC232 |  | TMC |  | Rental | [7 empty] | CONTROLLERINFUSIONPUMP-Alaris-Medley 8015 |  | MEDLEY PCU W/NETWORK *MH CHILDRENS* |  |  | CONTROLLERINFUSIONPUMP-Alaris-Medley 8015 | [6 empty] | Verified as Rental |  |  | MHHS-TMC
NO | YES |  |  |  | FFC233 |  | CAREFUSION | 8015C |  |  | Rental | MHHS-TMC |  |  |  | FFC233 |  | TMC |  | Rental | [7 empty] | CONTROLLERINFUSIONPUMP-Alaris-Medley 8015 |  | MEDLEY PCU W/NETWORK *MH CHILDRENS* |  |  | CONTROLLERINFUSIONPUMP-Alaris-Medley 8015 | [6 empty] | Verified as Rental |  |  | MHHS-TMC
NO | YES |  |  |  | FFC234 |  | CAREFUSION | 8015C |  |  | Rental | MHHS-TMC |  |  |  | FFC234 |  | TMC |  | Rental | [7 empty] | CONTROLLERINFUSIONPUMP-Alaris-Medley 8015 |  | MEDLEY PCU W/NETWORK *MH CHILDRENS* |  |  | CONTROLLERINFUSIONPUMP-Alaris-Medley 8015 | [6 empty] | Verified as Rental |  |  | MHHS-TMC
NO | YES |  |  |  | FFC235 |  | CAREFUSION | 8015C |  |  | Rental | MHHS-TMC |  |  |  | FFC235 |  | TMC |  | Rental | [7 empty] | CONTROLLERINFUSIONPUMP-Alaris-Medley 8015 |  | MEDLEY PCU W/NETWORK *MH CHILDRENS* |  |  | CONTROLLERINFUSIONPUMP-Alaris-Medley 8015 | [6 empty] | Verified as Rental |  |  | MHHS-TMC
NO | YES |  |  |  | FFC240 |  | CAREFUSION | 8015C |  |  | Rental | MHHS-TMC |  |  |  | FFC240 |  | TMC |  | Rental | [7 empty] | CONTROLLERINFUSIONPUMP-Alaris-Medley 8015 |  | MEDLEY PCU W/NETWORK *MH CHILDRENS* |  |  | CONTROLLERINFUSIONPUMP-Alaris-Medley 8015 | [6 empty] | Verified as Rental |  |  | MHHS-TMC
NO | YES |  |  |  | FFC241 |  | CAREFUSION | 8015C |  |  | Rental | MHHS-TMC |  |  |  | FFC241 |  | TMC |  | Rental | [7 empty] | CONTROLLERINFUSIONPUMP-Alaris-Medley 8015 |  | MEDLEY PCU W/NETWORK *MH CHILDRENS* |  |  | CONTROLLERINFUSIONPUMP-Alaris-Medley 8015 | [6 empty] | Verified as Rental |  |  | MHHS-TMC
NO | YES |  |  |  | FFC242 |  | CAREFUSION | 8015C |  |  | Rental | MHHS-TMC |  |  |  | FFC242 |  | TMC |  | Rental | [7 empty] | CONTROLLERINFUSIONPUMP-Alaris-Medley 8015 |  | MEDLEY PCU W/NETWORK *MH CHILDRENS* |  |  | CONTROLLERINFUSIONPUMP-Alaris-Medley 8015 | [6 empty] | Verified as Rental |  |  | MHHS-TMC
NO | YES |  |  |  | FFC243 |  | CAREFUSION | 8015C |  |  | Rental | MHHS-TMC |  |  |  | FFC243 |  | TMC |  | Rental | [7 empty] | CONTROLLERINFUSIONPUMP-Alaris-Medley 8015 |  | MEDLEY PCU W/NETWORK *MH CHILDRENS* |  |  | CONTROLLERINFUSIONPUMP-Alaris-Medley 8015 | [6 empty] | Verified as Rental |  |  | MHHS-TMC
NO | YES |  |  |  | FFC244 |  | CAREFUSION | 8015C |  |  | Rental | MHHS-TMC |  |  |  | FFC244 |  | TMC |  | Rental | [7 empty] | CONTROLLERINFUSIONPUMP-Alaris-Medley 8015 |  | MEDLEY PCU W/NETWORK *MH CHILDRENS* |  |  | CONTROLLERINFUSIONPUMP-Alaris-Medley 8015 | [6 empty] | Verified as Rental |  |  | MHHS-TMC
NO | YES |  |  |  | FFC246 |  | CAREFUSION | 8015C |  |  | Rental | MHHS-TMC |  |  |  | FFC246 |  | TMC |  | Rental | [7 empty] | CONTROLLERINFUSIONPUMP-Alaris-Medley 8015 |  | MEDLEY PCU W/NETWORK *MH CHILDRENS* |  |  | CONTROLLERINFUSIONPUMP-Alaris-Medley 8015 | [6 empty] | Verified as Rental |  |  | MHHS-TMC
NO | YES |  |  |  | FFC247 |  | CAREFUSION | 8015C |  |  | Rental | MHHS-TMC |  |  |  | FFC247 |  | TMC |  | Rental | [7 empty] | CONTROLLERINFUSIONPUMP-Alaris-Medley 8015 |  | MEDLEY PCU W/NETWORK *MH CHILDRENS* |  |  | CONTROLLERINFUSIONPUMP-Alaris-Medley 8015 | [6 empty] | Verified as Rental |  |  | MHHS-TMC
NO | YES |  |  |  | FFC248 |  | CAREFUSION | 8015C |  |  | Rental | MHHS-TMC |  |  |  | FFC248 |  | TMC |  | Rental | [7 empty] | CONTROLLERINFUSIONPUMP-Alaris-Medley 8015 |  | MEDLEY PCU W/NETWORK *MH CHILDRENS* |  |  | CONTROLLERINFUSIONPUMP-Alaris-Medley 8015 | [6 empty] | Verified as Rental |  |  | MHHS-TMC
NO | YES |  |  |  | FFC249 |  | CAREFUSION | 8015C |  |  | Rental | MHHS-TMC |  |  |  | FFC249 |  | TMC |  | Rental | [7 empty] | CONTROLLERINFUSIONPUMP-Alaris-Medley 8015 |  | MEDLEY PCU W/NETWORK *MH CHILDRENS* |  |  | CONTROLLERINFUSIONPUMP-Alaris-Medley 8015 | [6 empty] | Verified as Rental |  |  | MHHS-TMC
NO | YES |  |  |  | FFC250 |  | CAREFUSION | 8015C |  |  | Rental | MHHS-TMC |  |  |  | FFC250 |  | TMC |  | Rental | [7 empty] | CONTROLLERINFUSIONPUMP-Alaris-Medley 8015 |  | MEDLEY PCU W/NETWORK *MH CHILDRENS* |  |  | CONTROLLERINFUSIONPUMP-Alaris-Medley 8015 | [6 empty] | Verified as Rental |  |  | MHHS-TMC
NO | YES |  |  |  | FFC253 |  | CAREFUSION | 8015C |  |  | Rental | MHHS-TMC |  |  |  | FFC253 |  | TMC |  | Rental | [7 empty] | CONTROLLERINFUSIONPUMP-Alaris-Medley 8015 |  | MEDLEY PCU W/NETWORK *MH CHILDRENS* |  |  | CONTROLLERINFUSIONPUMP-Alaris-Medley 8015 | [6 empty] | Verified as Rental |  |  | MHHS-TMC
NO | YES |  |  |  | FFC255 |  | CAREFUSION | 8015C |  |  | Rental | MHHS-TMC |  |  |  | FFC255 |  | TMC |  | Rental | [7 empty] | CONTROLLERINFUSIONPUMP-Alaris-Medley 8015 |  | MEDLEY PCU W/NETWORK *MH CHILDRENS* |  |  | CONTROLLERINFUSIONPUMP-Alaris-Medley 8015 | [6 empty] | Verified as Rental |  |  | MHHS-TMC
NO | YES |  |  |  | FFC257 |  | CAREFUSION | 8015C |  |  | Rental | MHHS-TMC |  |  |  | FFC257 |  | TMC |  | Rental | [7 empty] | CONTROLLERINFUSIONPUMP-Alaris-Medley 8015 |  | MEDLEY PCU W/NETWORK *MH CHILDRENS* |  |  | CONTROLLERINFUSIONPUMP-Alaris-Medley 8015 | [6 empty] | Verified as Rental |  |  | MHHS-TMC
NO | YES |  |  |  | FFC258 |  | CAREFUSION | 8015C |  |  | Rental | MHHS-TMC |  |  |  | FFC258 |  | TMC |  | Rental | [7 empty] | CONTROLLERINFUSIONPUMP-Alaris-Medley 8015 |  | MEDLEY PCU W/NETWORK *MH CHILDRENS* |  |  | CONTROLLERINFUSIONPUMP-Alaris-Medley 8015 | [6 empty] | Verified as Rental |  |  | MHHS-TMC
NO | YES |  |  |  | FFC260 |  | CAREFUSION | 8015C |  |  | Rental | MHHS-TMC |  |  |  | FFC260 |  | TMC |  | Rental | [7 empty] | CONTROLLERINFUSIONPUMP-Alaris-Medley 8015 |  | MEDLEY PCU W/NETWORK *MH CHILDRENS* |  |  | CONTROLLERINFUSIONPUMP-Alaris-Medley 8015 | [6 empty] | Verified as Rental |  |  | MHHS-TMC
NO | YES |  |  |  | FFC261 |  | CAREFUSION | 8015C |  |  | Rental | MHHS-TMC |  |  |  | FFC261 |  | TMC |  | Rental | [7 empty] | CONTROLLERINFUSIONPUMP-Alaris-Medley 8015 |  | MEDLEY PCU W/NETWORK *MH CHILDRENS* |  |  | CONTROLLERINFUSIONPUMP-Alaris-Medley 8015 | [6 empty] | Verified as Rental |  |  | MHHS-TMC
NO | YES |  |  |  | FFC262 |  | CAREFUSION | 8015C |  |  | Rental | MHHS-TMC |  |  |  | FFC262 |  | TMC |  | Rental | [7 empty] | CONTROLLERINFUSIONPUMP-Alaris-Medley 8015 |  | MEDLEY PCU W/NETWORK *MH CHILDRENS* |  |  | CONTROLLERINFUSIONPUMP-Alaris-Medley 8015 | [6 empty] | Verified as Rental |  |  | MHHS-TMC
NO | YES |  |  |  | FFC263 |  | CAREFUSION | 8015C |  |  | Rental | MHHS-TMC |  |  |  | FFC263 |  | TMC |  | Rental | [7 empty] | CONTROLLERINFUSIONPUMP-Alaris-Medley 8015 |  | MEDLEY PCU W/NETWORK *MH CHILDRENS* |  |  | CONTROLLERINFUSIONPUMP-Alaris-Medley 8015 | [6 empty] | Verified as Rental |  |  | MHHS-TMC
NO | YES |  |  |  | FFC264 |  | CAREFUSION | 8015C |  |  | Rental | MHHS-TMC |  |  |  | FFC264 |  | TMC |  | Rental | [7 empty] | CONTROLLERINFUSIONPUMP-Alaris-Medley 8015 |  | MEDLEY PCU W/NETWORK *MH CHILDRENS* |  |  | CONTROLLERINFUSIONPUMP-Alaris-Medley 8015 | [6 empty] | Verified as Rental |  |  | MHHS-TMC
NO | YES |  |  |  | FFC265 |  | CAREFUSION | 8015C |  |  | Rental | MHHS-TMC |  |  |  | FFC265 |  | TMC |  | Rental | [7 empty] | CONTROLLERINFUSIONPUMP-Alaris-Medley 8015 |  | MEDLEY PCU W/NETWORK *MH CHILDRENS* |  |  | CONTROLLERINFUSIONPUMP-Alaris-Medley 8015 | [6 empty] | Verified as Rental |  |  | MHHS-TMC
NO | YES |  |  |  | FFC266 |  | CAREFUSION | 8015C |  |  | Rental | MHHS-TMC |  |  |  | FFC266 |  | TMC |  | Rental | [7 empty] | CONTROLLERINFUSIONPUMP-Alaris-Medley 8015 |  | MEDLEY PCU W/NETWORK *MH CHILDRENS* |  |  | CONTROLLERINFUSIONPUMP-Alaris-Medley 8015 | [6 empty] | Verified as Rental |  |  | MHHS-TMC
NO | YES |  |  |  | FFC267 |  | CAREFUSION | 8015C |  |  | Rental | MHHS-TMC |  |  |  | FFC267 |  | TMC |  | Rental | [7 empty] | CONTROLLERINFUSIONPUMP-Alaris-Medley 8015 |  | MEDLEY PCU W/NETWORK *MH CHILDRENS* |  |  | CONTROLLERINFUSIONPUMP-Alaris-Medley 8015 | [6 empty] | Verified as Rental |  |  | MHHS-TMC
NO | YES |  |  |  | FFC269 |  | CAREFUSION | 8015C |  |  | Rental | MHHS-TMC |  |  |  | FFC269 |  | TMC |  | Rental | [7 empty] | CONTROLLERINFUSIONPUMP-Alaris-Medley 8015 |  | MEDLEY PCU W/NETWORK *MH CHILDRENS* |  |  | CONTROLLERINFUSIONPUMP-Alaris-Medley 8015 | [6 empty] | Verified as Rental |  |  | MHHS-TMC
NO | YES |  |  |  | FFC271 |  | CAREFUSION | 8015C |  |  | Rental | MHHS-TMC |  |  |  | FFC271 |  | TMC |  | Rental | [7 empty] | CONTROLLERINFUSIONPUMP-Alaris-Medley 8015 |  | MEDLEY PCU W/NETWORK *MH CHILDRENS* |  |  | CONTROLLERINFUSIONPUMP-Alaris-Medley 8015 | [6 empty] | Verified as Rental |  |  | MHHS-TMC
NO | YES |  |  |  | FFC272 |  | CAREFUSION | 8015C |  |  | Rental | MHHS-TMC |  |  |  | FFC272 |  | TMC |  | Rental | [7 empty] | CONTROLLERINFUSIONPUMP-Alaris-Medley 8015 |  | MEDLEY PCU W/NETWORK *MH CHILDRENS* |  |  | CONTROLLERINFUSIONPUMP-Alaris-Medley 8015 | [6 empty] | Verified as Rental |  |  | MHHS-TMC
NO | YES |  |  |  | FFC274 |  | CAREFUSION | 8015C |  |  | Rental | MHHS-TMC |  |  |  | FFC274 |  | TMC |  | Rental | [7 empty] | CONTROLLERINFUSIONPUMP-Alaris-Medley 8015 |  | MEDLEY PCU W/NETWORK *MH CHILDRENS* |  |  | CONTROLLERINFUSIONPUMP-Alaris-Medley 8015 | [6 empty] | Verified as Rental |  |  | MHHS-TMC
NO | YES |  |  |  | FFC277 |  | CAREFUSION | 8015C |  |  | Rental | MHHS-TMC |  |  |  | FFC277 |  | TMC |  | Rental | [7 empty] | CONTROLLERINFUSIONPUMP-Alaris-Medley 8015 |  | MEDLEY PCU W/NETWORK *MH CHILDRENS* |  |  | CONTROLLERINFUSIONPUMP-Alaris-Medley 8015 | [6 empty] | Verified as Rental |  |  | MHHS-TMC
NO | YES |  |  |  | FFC279 |  | CAREFUSION | 8015C |  |  | Rental | MHHS-TMC |  |  |  | FFC279 |  | TMC |  | Rental | [7 empty] | CONTROLLERINFUSIONPUMP-Alaris-Medley 8015 |  | MEDLEY PCU W/NETWORK *MH CHILDRENS* |  |  | CONTROLLERINFUSIONPUMP-Alaris-Medley 8015 | [6 empty] | Verified as Rental |  |  | MHHS-TMC
NO | YES |  |  |  | FFC282 |  | CAREFUSION | 8015C |  |  | Rental | MHHS-TMC |  |  |  | FFC282 |  | TMC |  | Rental | [7 empty] | CONTROLLERINFUSIONPUMP-Alaris-Medley 8015 |  | MEDLEY PCU W/NETWORK *MH CHILDRENS* |  |  | CONTROLLERINFUSIONPUMP-Alaris-Medley 8015 | [6 empty] | Verified as Rental |  |  | MHHS-TMC
NO | YES |  |  |  | FFC283 |  | CAREFUSION | 8015C |  |  | Rental | MHHS-TMC |  |  |  | FFC283 |  | TMC |  | Rental | [7 empty] | CONTROLLERINFUSIONPUMP-Alaris-Medley 8015 |  | MEDLEY PCU W/NETWORK *MH CHILDRENS* |  |  | CONTROLLERINFUSIONPUMP-Alaris-Medley 8015 | [6 empty] | Verified as Rental |  |  | MHHS-TMC
NO | YES |  |  |  | FFC284 |  | CAREFUSION | 8015C |  |  | Rental | MHHS-TMC |  |  |  | FFC284 |  | TMC |  | Rental | [7 empty] | CONTROLLERINFUSIONPUMP-Alaris-Medley 8015 |  | MEDLEY PCU W/NETWORK *MH CHILDRENS* |  |  | CONTROLLERINFUSIONPUMP-Alaris-Medley 8015 | [6 empty] | Verified as Rental |  |  | MHHS-TMC
NO | YES |  |  |  | FFC285 |  | CAREFUSION | 8015C |  |  | Rental | MHHS-TMC |  |  |  | FFC285 |  | TMC |  | Rental | [7 empty] | CONTROLLERINFUSIONPUMP-Alaris-Medley 8015 |  | MEDLEY PCU W/NETWORK *MH CHILDRENS* |  |  | CONTROLLERINFUSIONPUMP-Alaris-Medley 8015 | [6 empty] | Verified as Rental |  |  | MHHS-TMC
NO | YES |  |  |  | FFC286 |  | CAREFUSION | 8015C |  |  | Rental | MHHS-TMC |  |  |  | FFC286 |  | TMC |  | Rental | [7 empty] | CONTROLLERINFUSIONPUMP-Alaris-Medley 8015 |  | MEDLEY PCU W/NETWORK *MH CHILDRENS* |  |  | CONTROLLERINFUSIONPUMP-Alaris-Medley 8015 | [6 empty] | Verified as Rental |  |  | MHHS-TMC
NO | YES |  |  |  | FFC287 |  | CAREFUSION | 8015C |  |  | Rental | MHHS-TMC |  |  |  | FFC287 |  | TMC |  | Rental | [7 empty] | CONTROLLERINFUSIONPUMP-Alaris-Medley 8015 |  | MEDLEY PCU W/NETWORK *MH CHILDRENS* |  |  | CONTROLLERINFUSIONPUMP-Alaris-Medley 8015 | [6 empty] | Verified as Rental |  |  | MHHS-TMC
NO | YES |  |  |  | FFC288 |  | CAREFUSION | 8015C |  |  | Rental | MHHS-TMC |  |  |  | FFC288 |  | TMC |  | Rental | [7 empty] | CONTROLLERINFUSIONPUMP-Alaris-Medley 8015 |  | MEDLEY PCU W/NETWORK *MH CHILDRENS* |  |  | CONTROLLERINFUSIONPUMP-Alaris-Medley 8015 | [6 empty] | Verified as Rental |  |  | MHHS-TMC
NO | YES |  |  |  | FFC289 |  | CAREFUSION | 8015C |  |  | Rental | MHHS-TMC |  |  |  | FFC289 |  | TMC |  | Rental | [7 empty] | CONTROLLERINFUSIONPUMP-Alaris-Medley 8015 |  | MEDLEY PCU W/NETWORK *MH CHILDRENS* |  |  | CONTROLLERINFUSIONPUMP-Alaris-Medley 8015 | [6 empty] | Verified as Rental |  |  | MHHS-TMC
NO | YES |  |  |  | FFC290 |  | CAREFUSION | 8015C |  |  | Rental | MHHS-TMC |  |  |  | FFC290 |  | TMC |  | Rental | [7 empty] | CONTROLLERINFUSIONPUMP-Alaris-Medley 8015 |  | MEDLEY PCU W/NETWORK *MH CHILDRENS* |  |  | CONTROLLERINFUSIONPUMP-Alaris-Medley 8015 | [6 empty] | Verified as Rental |  |  | MHHS-TMC
NO | YES |  |  |  | FFC292 |  | CAREFUSION | 8015C |  |  | Rental | MHHS-TMC |  |  |  | FFC292 |  | TMC |  | Rental | [7 empty] | CONTROLLERINFUSIONPUMP-Alaris-Medley 8015 |  | MEDLEY PCU W/NETWORK *MH CHILDRENS* |  |  | CONTROLLERINFUSIONPUMP-Alaris-Medley 8015 | [6 empty] | Verified as Rental |  |  | MHHS-TMC
NO | YES |  |  |  | FFC293 |  | CAREFUSION | 8015C |  |  | Rental | MHHS-TMC |  |  |  | FFC293 |  | TMC |  | Rental | [7 empty] | CONTROLLERINFUSIONPUMP-Alaris-Medley 8015 |  | MEDLEY PCU W/NETWORK *MH CHILDRENS* |  |  | CONTROLLERINFUSIONPUMP-Alaris-Medley 8015 | [6 empty] | Verified as Rental |  |  | MHHS-TMC
NO | YES |  |  |  | FFC294 |  | CAREFUSION | 8015C |  |  | Rental | MHHS-TMC |  |  |  | FFC294 |  | TMC |  | Rental | [7 empty] | CONTROLLERINFUSIONPUMP-Alaris-Medley 8015 |  | MEDLEY PCU W/NETWORK *MH CHILDRENS* |  |  | CONTROLLERINFUSIONPUMP-Alaris-Medley 8015 | [6 empty] | Verified as Rental |  |  | MHHS-TMC
NO | YES |  |  |  | FFC297 |  | CAREFUSION | 8015C |  |  | Rental | MHHS-TMC |  |  |  | FFC297 |  | TMC |  | Rental | [7 empty] | CONTROLLERINFUSIONPUMP-Alaris-Medley 8015 |  | MEDLEY PCU W/NETWORK *MH CHILDRENS* |  |  | CONTROLLERINFUSIONPUMP-Alaris-Medley 8015 | [6 empty] | Verified as Rental |  |  | MHHS-TMC
NO | YES |  |  |  | FFC298 |  | CAREFUSION | 8015C |  |  | Rental | MHHS-TMC |  |  |  | FFC298 |  | TMC |  | Rental | [7 empty] | CONTROLLERINFUSIONPUMP-Alaris-Medley 8015 |  | MEDLEY PCU W/NETWORK *MH CHILDRENS* |  |  | CONTROLLERINFUSIONPUMP-Alaris-Medley 8015 | [6 empty] | Verified as Rental |  |  | MHHS-TMC
NO | YES |  |  |  | FFC299 |  | CAREFUSION | 8015C |  |  | Rental | MHHS-TMC |  |  |  | FFC299 |  | TMC |  | Rental | [7 empty] | CONTROLLERINFUSIONPUMP-Alaris-Medley 8015 |  | MEDLEY PCU W/NETWORK *MH CHILDRENS* |  |  | CONTROLLERINFUSIONPUMP-Alaris-Medley 8015 | [6 empty] | Verified as Rental |  |  | MHHS-TMC
NO | YES |  |  |  | FFC300 |  | CAREFUSION | 8015C |  |  | Rental | MHHS-TMC |  |  |  | FFC300 |  | TMC |  | Rental | [7 empty] | CONTROLLERINFUSIONPUMP-Alaris-Medley 8015 |  | MEDLEY PCU W/NETWORK *MH CHILDRENS* |  |  | CONTROLLERINFUSIONPUMP-Alaris-Medley 8015 | [6 empty] | Verified as Rental |  |  | MHHS-TMC
NO | YES |  |  |  | FFC302 |  | CAREFUSION | 8015C |  |  | Rental | MHHS-TMC |  |  |  | FFC302 |  | TMC |  | Rental | [7 empty] | CONTROLLERINFUSIONPUMP-Alaris-Medley 8015 |  | MEDLEY PCU W/NETWORK *MH CHILDRENS* |  |  | CONTROLLERINFUSIONPUMP-Alaris-Medley 8015 | [6 empty] | Verified as Rental |  |  | MHHS-TMC
NO | YES |  |  |  | FFC304 |  | CAREFUSION | 8015C |  |  | Rental | MHHS-TMC |  |  |  | FFC304 |  | TMC |  | Rental | [7 empty] | CONTROLLERINFUSIONPUMP-Alaris-Medley 8015 |  | MEDLEY PCU W/NETWORK *MH CHILDRENS* |  |  | CONTROLLERINFUSIONPUMP-Alaris-Medley 8015 | [6 empty] | Verified as Rental |  |  | MHHS-TMC
NO | YES |  |  |  | FFC305 |  | CAREFUSION | 8015C |  |  | Rental | MHHS-TMC |  |  |  | FFC305 |  | TMC |  | Rental | [7 empty] | CONTROLLERINFUSIONPUMP-Alaris-Medley 8015 |  | MEDLEY PCU W/NETWORK *MH CHILDRENS* |  |  | CONTROLLERINFUSIONPUMP-Alaris-Medley 8015 | [6 empty] | Verified as Rental |  |  | MHHS-TMC
NO | YES |  |  |  | FFC309 |  | CAREFUSION | 8015C |  |  | Rental | MHHS-TMC |  |  |  | FFC309 |  | TMC |  | Rental | [7 empty] | CONTROLLERINFUSIONPUMP-Alaris-Medley 8015 |  | MEDLEY PCU W/NETWORK *MH CHILDRENS* |  |  | CONTROLLERINFUSIONPUMP-Alaris-Medley 8015 | [6 empty] | Verified as Rental |  |  | MHHS-TMC
NO | YES |  |  |  | FFC310 |  | CAREFUSION | 8015C |  |  | Rental | MHHS-TMC |  |  |  | FFC310 |  | TMC |  | Rental | [7 empty] | CONTROLLERINFUSIONPUMP-Alaris-Medley 8015 |  | MEDLEY PCU W/NETWORK *MH CHILDRENS* |  |  | CONTROLLERINFUSIONPUMP-Alaris-Medley 8015 | [6 empty] | Verified as Rental |  |  | MHHS-TMC
NO | YES |  |  |  | FFC311 |  | CAREFUSION | 8015C |  |  | Rental | MHHS-TMC |  |  |  | FFC311 |  | TMC |  | Rental | [7 empty] | CONTROLLERINFUSIONPUMP-Alaris-Medley 8015 |  | MEDLEY PCU W/NETWORK *MH CHILDRENS* |  |  | CONTROLLERINFUSIONPUMP-Alaris-Medley 8015 | [6 empty] | Verified as Rental |  |  | MHHS-TMC
NO | YES |  |  |  | FFC312 |  | CAREFUSION | 8015C |  |  | Rental | MHHS-TMC |  |  |  | FFC312 |  | TMC |  | Rental | [7 empty] | CONTROLLERINFUSIONPUMP-Alaris-Medley 8015 |  | MEDLEY PCU W/NETWORK *MH CHILDRENS* |  |  | CONTROLLERINFUSIONPUMP-Alaris-Medley 8015 | [6 empty] | Verified as Rental |  |  | MHHS-TMC
NO | YES |  |  |  | FFC313 |  | CAREFUSION | 8015C |  |  | Rental | MHHS-TMC |  |  |  | FFC313 |  | TMC |  | Rental | [7 empty] | CONTROLLERINFUSIONPUMP-Alaris-Medley 8015 |  | MEDLEY PCU W/NETWORK *MH CHILDRENS* |  |  | CONTROLLERINFUSIONPUMP-Alaris-Medley 8015 | [6 empty] | Verified as Rental |  |  | MHHS-TMC
NO | YES |  |  |  | FFC314 |  | CAREFUSION | 8015C |  |  | Rental | MHHS-TMC |  |  |  | FFC314 |  | TMC |  | Rental | [7 empty] | CONTROLLERINFUSIONPUMP-Alaris-Medley 8015 |  | MEDLEY PCU W/NETWORK *MH CHILDRENS* |  |  | CONTROLLERINFUSIONPUMP-Alaris-Medley 8015 | [6 empty] | Verified as Rental |  |  | MHHS-TMC
NO | YES |  |  |  | FFC315 |  | CAREFUSION | 8015C |  |  | Rental | MHHS-TMC |  |  |  | FFC315 |  | TMC |  | Rental | [7 empty] | CONTROLLERINFUSIONPUMP-Alaris-Medley 8015 |  | MEDLEY PCU W/NETWORK *MH CHILDRENS* |  |  | CONTROLLERINFUSIONPUMP-Alaris-Medley 8015 | [6 empty] | Verified as Rental |  |  | MHHS-TMC
NO | YES |  |  |  | FFC316 |  | CAREFUSION | 8015C |  |  | Rental | MHHS-TMC |  |  |  | FFC316 |  | TMC |  | Rental | [7 empty] | CONTROLLERINFUSIONPUMP-Alaris-Medley 8015 |  | MEDLEY PCU W/NETWORK *MH CHILDRENS* |  |  | CONTROLLERINFUSIONPUMP-Alaris-Medley 8015 | [6 empty] | Verified as Rental |  |  | MHHS-TMC
NO | YES |  |  |  | FFC317 |  | CAREFUSION | 8015C |  |  | Rental | MHHS-TMC |  |  |  | FFC317 |  | TMC |  | Rental | [7 empty] | CONTROLLERINFUSIONPUMP-Alaris-Medley 8015 |  | MEDLEY PCU W/NETWORK *MH CHILDRENS* |  |  | CONTROLLERINFUSIONPUMP-Alaris-Medley 8015 | [6 empty] | Verified as Rental |  |  | MHHS-TMC
NO | YES |  |  |  | FFC318 |  | CAREFUSION | 8015C |  |  | Rental | MHHS-TMC |  |  |  | FFC318 |  | TMC |  | Rental | [7 empty] | CONTROLLERINFUSIONPUMP-Alaris-Medley 8015 |  | MEDLEY PCU W/NETWORK *MH CHILDRENS* |  |  | CONTROLLERINFUSIONPUMP-Alaris-Medley 8015 | [6 empty] | Verified as Rental |  |  | MHHS-TMC
NO | YES |  |  |  | FFC319 |  | CAREFUSION | 8015C |  |  | Rental | MHHS-TMC |  |  |  | FFC319 |  | TMC |  | Rental | [7 empty] | CONTROLLERINFUSIONPUMP-Alaris-Medley 8015 |  | MEDLEY PCU W/NETWORK *MH CHILDRENS* |  |  | CONTROLLERINFUSIONPUMP-Alaris-Medley 8015 | [6 empty] | Verified as Rental |  |  | MHHS-TMC
NO | YES |  |  |  | FFC320 |  | CAREFUSION | 8015C |  |  | Rental | MHHS-TMC |  |  |  | FFC320 |  | TMC |  | Rental | [7 empty] | CONTROLLERINFUSIONPUMP-Alaris-Medley 8015 |  | MEDLEY PCU W/NETWORK *MH CHILDRENS* |  |  | CONTROLLERINFUSIONPUMP-Alaris-Medley 8015 | [6 empty] | Verified as Rental |  |  | MHHS-TMC
NO | YES |  |  |  | FFC322 |  | CAREFUSION | 8015C |  |  | Rental | MHHS-TMC |  |  |  | FFC322 |  | TMC |  | Rental | [7 empty] | CONTROLLERINFUSIONPUMP-Alaris-Medley 8015 |  | MEDLEY PCU W/NETWORK *MH CHILDRENS* |  |  | CONTROLLERINFUSIONPUMP-Alaris-Medley 8015 | [6 empty] | Verified as Rental |  |  | MHHS-TMC
NO | YES |  |  |  | FFC324 |  | CAREFUSION | 8015C |  |  | Rental | MHHS-TMC |  |  |  | FFC324 |  | TMC |  | Rental | [7 empty] | CONTROLLERINFUSIONPUMP-Alaris-Medley 8015 |  | MEDLEY PCU W/NETWORK *MH CHILDRENS* |  |  | CONTROLLERINFUSIONPUMP-Alaris-Medley 8015 | [6 empty] | Verified as Rental |  |  | MHHS-TMC
NO | YES |  |  |  | FFC326 |  | CAREFUSION | 8015C |  |  | Rental | MHHS-TMC |  |  |  | FFC326 |  | TMC |  | Rental | [7 empty] | CONTROLLERINFUSIONPUMP-Alaris-Medley 8015 |  | MEDLEY PCU W/NETWORK *MH CHILDRENS* |  |  | CONTROLLERINFUSIONPUMP-Alaris-Medley 8015 | [6 empty] | Verified as Rental |  |  | MHHS-TMC
NO | YES |  |  |  | FFC327 |  | CAREFUSION | 8015C |  |  | Rental | MHHS-TMC |  |  |  | FFC327 |  | TMC |  | Rental | [7 empty] | CONTROLLERINFUSIONPUMP-Alaris-Medley 8015 |  | MEDLEY PCU W/NETWORK *MH CHILDRENS* |  |  | CONTROLLERINFUSIONPUMP-Alaris-Medley 8015 | [6 empty] | Verified as Rental |  |  | MHHS-TMC
NO | YES |  |  |  | FFC328 |  | CAREFUSION | 8015C |  |  | Rental | MHHS-TMC |  |  |  | FFC328 |  | TMC |  | Rental | [7 empty] | CONTROLLERINFUSIONPUMP-Alaris-Medley 8015 |  | MEDLEY PCU W/NETWORK *MH CHILDRENS* |  |  | CONTROLLERINFUSIONPUMP-Alaris-Medley 8015 | [6 empty] | Verified as Rental |  |  | MHHS-TMC
NO | YES |  |  |  | FFC329 |  | CAREFUSION | 8015C |  |  | Rental | MHHS-TMC |  |  |  | FFC329 |  | TMC |  | Rental | [7 empty] | CONTROLLERINFUSIONPUMP-Alaris-Medley 8015 |  | MEDLEY PCU W/NETWORK *MH CHILDRENS* |  |  | CONTROLLERINFUSIONPUMP-Alaris-Medley 8015 | [6 empty] | Verified as Rental |  |  | MHHS-TMC
NO | YES |  |  |  | FFC332 |  | CAREFUSION | 8015C |  |  | Rental | MHHS-TMC |  |  |  | FFC332 |  | TMC |  | Rental | [7 empty] | CONTROLLERINFUSIONPUMP-Alaris-Medley 8015 |  | MEDLEY PCU W/NETWORK *MH CHILDRENS* |  |  | CONTROLLERINFUSIONPUMP-Alaris-Medley 8015 | [6 empty] | Verified as Rental |  |  | MHHS-TMC
NO | YES |  |  |  | FFC334 |  | CAREFUSION | 8015C |  |  | Rental | MHHS-TMC |  |  |  | FFC334 |  | TMC |  | Rental | [7 empty] | CONTROLLERINFUSIONPUMP-Alaris-Medley 8015 |  | MEDLEY PCU W/NETWORK *MH CHILDRENS* |  |  | CONTROLLERINFUSIONPUMP-Alaris-Medley 8015 | [6 empty] | Verified as Rental |  |  | MHHS-TMC
NO | YES |  |  |  | FFC335 |  | CAREFUSION | 8015C |  |  | Rental | MHHS-TMC |  |  |  | FFC335 |  | TMC |  | Rental | [7 empty] | CONTROLLERINFUSIONPUMP-Alaris-Medley 8015 |  | MEDLEY PCU W/NETWORK *MH CHILDRENS* |  |  | CONTROLLERINFUSIONPUMP-Alaris-Medley 8015 | [6 empty] | Verified as Rental |  |  | MHHS-TMC
NO | YES |  |  |  | FFC337 |  | CAREFUSION | 8015C |  |  | Rental | MHHS-TMC |  |  |  | FFC337 |  | TMC |  | Rental | [7 empty] | CONTROLLERINFUSIONPUMP-Alaris-Medley 8015 |  | MEDLEY PCU W/NETWORK *MH CHILDRENS* |  |  | CONTROLLERINFUSIONPUMP-Alaris-Medley 8015 | [6 empty] | Verified as Rental |  |  | MHHS-TMC
NO | YES |  |  |  | FFC338 |  | CAREFUSION | 8015C |  |  | Rental | MHHS-TMC |  |  |  | FFC338 |  | TMC |  | Rental | [7 empty] | CONTROLLERINFUSIONPUMP-Alaris-Medley 8015 |  | MEDLEY PCU W/NETWORK *MH CHILDRENS* |  |  | CONTROLLERINFUSIONPUMP-Alaris-Medley 8015 | [6 empty] | Verified as Rental |  |  | MHHS-TMC
NO | YES |  |  |  | FFC339 |  | CAREFUSION | 8015C |  |  | Rental | MHHS-TMC |  |  |  | FFC339 |  | TMC |  | Rental | [7 empty] | CONTROLLERINFUSIONPUMP-Alaris-Medley 8015 |  | MEDLEY PCU W/NETWORK *MH CHILDRENS* |  |  | CONTROLLERINFUSIONPUMP-Alaris-Medley 8015 | [6 empty] | Verified as Rental |  |  | MHHS-TMC
NO | YES |  |  |  | FFC340 |  | CAREFUSION | 8015C |  |  | Rental | MHHS-TMC |  |  |  | FFC340 |  | TMC |  | Rental | [7 empty] | CONTROLLERINFUSIONPUMP-Alaris-Medley 8015 |  | MEDLEY PCU W/NETWORK *MH CHILDRENS* |  |  | CONTROLLERINFUSIONPUMP-Alaris-Medley 8015 | [6 empty] | Verified as Rental |  |  | MHHS-TMC
NO | YES |  |  |  | FFC342 |  | CAREFUSION | 8015C |  |  | Rental | MHHS-TMC |  |  |  | FFC342 |  | TMC |  | Rental | [7 empty] | CONTROLLERINFUSIONPUMP-Alaris-Medley 8015 |  | MEDLEY PCU W/NETWORK *MH CHILDRENS* |  |  | CONTROLLERINFUSIONPUMP-Alaris-Medley 8015 | [6 empty] | Verified as Rental |  |  | MHHS-TMC
NO | YES |  |  |  | FFC343 |  | CAREFUSION | 8015C |  |  | Rental | MHHS-TMC |  |  |  | FFC343 |  | TMC |  | Rental | [7 empty] | CONTROLLERINFUSIONPUMP-Alaris-Medley 8015 |  | MEDLEY PCU W/NETWORK *MH CHILDRENS* |  |  | CONTROLLERINFUSIONPUMP-Alaris-Medley 8015 | [6 empty] | Verified as Rental |  |  | MHHS-TMC
NO | YES |  |  |  | FFC345 |  | CAREFUSION | 8015C |  |  | Rental | MHHS-TMC |  |  |  | FFC345 |  | TMC |  | Rental | [7 empty] | CONTROLLERINFUSIONPUMP-Alaris-Medley 8015 |  | MEDLEY PCU W/NETWORK *MH CHILDRENS* |  |  | CONTROLLERINFUSIONPUMP-Alaris-Medley 8015 | [6 empty] | Verified as Rental |  |  | MHHS-TMC
NO | YES |  |  |  | FFC346 |  | CAREFUSION | 8015C |  |  | Rental | MHHS-TMC |  |  |  | FFC346 |  | TMC |  | Rental | [7 empty] | CONTROLLERINFUSIONPUMP-Alaris-Medley 8015 |  | MEDLEY PCU W/NETWORK *MH CHILDRENS* |  |  | CONTROLLERINFUSIONPUMP-Alaris-Medley 8015 | [6 empty] | Verified as Rental |  |  | MHHS-TMC
NO | YES |  |  |  | FFC424 |  | CAREFUSION | 8015C |  |  | Rental | MHHS-TMC |  |  |  | FFC424 |  | TMC |  | Rental | [7 empty] | CONTROLLERINFUSIONPUMP-Alaris-Medley 8015 |  | MEDLEY PCU W/NETWORK *MH CHILDRENS* |  |  | CONTROLLERINFUSIONPUMP-Alaris-Medley 8015 | [6 empty] | Verified as Rental |  |  | MHHS-TMC
NO | YES |  |  |  | FFC425 |  | CAREFUSION | 8015C |  |  | Rental | MHHS-TMC |  |  |  | FFC425 |  | TMC |  | Rental | [7 empty] | CONTROLLERINFUSIONPUMP-Alaris-Medley 8015 |  | MEDLEY PCU W/NETWORK *MH CHILDRENS* |  |  | CONTROLLERINFUSIONPUMP-Alaris-Medley 8015 | [6 empty] | Verified as Rental |  |  | MHHS-TMC
NO | YES |  |  |  | FFC426 |  | CAREFUSION | 8015C |  |  | Rental | MHHS-TMC |  |  |  | FFC426 |  | TMC |  | Rental | [7 empty] | CONTROLLERINFUSIONPUMP-Alaris-Medley 8015 |  | MEDLEY PCU W/NETWORK *MH CHILDRENS* |  |  | CONTROLLERINFUSIONPUMP-Alaris-Medley 8015 | [6 empty] | Verified as Rental |  |  | MHHS-TMC
NO | YES |  |  |  | FFC429 |  | CAREFUSION | 8015C |  |  | Rental | MHHS-TMC |  |  |  | FFC429 |  | TMC |  | Rental | [7 empty] | CONTROLLERINFUSIONPUMP-Alaris-Medley 8015 |  | MEDLEY PCU W/NETWORK *MH CHILDRENS* |  |  | CONTROLLERINFUSIONPUMP-Alaris-Medley 8015 | [6 empty] | Verified as Rental |  |  | MHHS-TMC
NO | YES |  |  |  | FFC430 |  | CAREFUSION | 8015C |  |  | Rental | MHHS-TMC |  |  |  | FFC430 |  | TMC |  | Rental | [7 empty] | CONTROLLERINFUSIONPUMP-Alaris-Medley 8015 |  | MEDLEY PCU W/NETWORK *MH CHILDRENS* |  |  | CONTROLLERINFUSIONPUMP-Alaris-Medley 8015 | [6 empty] | Verified as Rental |  |  | MHHS-TMC
NO | YES |  |  |  | FFC431 |  | CAREFUSION | 8015C |  |  | Rental | MHHS-TMC |  |  |  | FFC431 |  | TMC |  | Rental | [7 empty] | CONTROLLERINFUSIONPUMP-Alaris-Medley 8015 |  | MEDLEY PCU W/NETWORK *MH CHILDRENS* |  |  | CONTROLLERINFUSIONPUMP-Alaris-Medley 8015 | [6 empty] | Verified as Rental |  |  | MHHS-TMC
NO | YES |  |  |  | FFC432 |  | CAREFUSION | 8015C |  |  | Rental | MHHS-TMC |  |  |  | FFC432 |  | TMC |  | Rental | [7 empty] | CONTROLLERINFUSIONPUMP-Alaris-Medley 8015 |  | MEDLEY PCU W/NETWORK *MH CHILDRENS* |  |  | CONTROLLERINFUSIONPUMP-Alaris-Medley 8015 | [6 empty] | Verified as Rental |  |  | MHHS-TMC
NO | YES |  |  |  | FFC433 |  | CAREFUSION | 8015C |  |  | Rental | MHHS-TMC |  |  |  | FFC433 |  | TMC |  | Rental | [7 empty] | CONTROLLERINFUSIONPUMP-Alaris-Medley 8015 |  | MEDLEY PCU W/NETWORK *MH CHILDRENS* |  |  | CONTROLLERINFUSIONPUMP-Alaris-Medley 8015 | [6 empty] | Verified as Rental |  |  | MHHS-TMC
NO | YES |  |  |  | FFC434 |  | CAREFUSION | 8015C |  |  | Rental | MHHS-TMC |  |  |  | FFC434 |  | TMC |  | Rental | [7 empty] | CONTROLLERINFUSIONPUMP-Alaris-Medley 8015 |  | MEDLEY PCU W/NETWORK *MH CHILDRENS* |  |  | CONTROLLERINFUSIONPUMP-Alaris-Medley 8015 | [6 empty] | Verified as Rental |  |  | MHHS-TMC
NO | YES |  |  |  | FFC435 |  | CAREFUSION | 8015C |  |  | Rental | MHHS-TMC |  |  |  | FFC435 |  | TMC |  | Rental | [7 empty] | CONTROLLERINFUSIONPUMP-Alaris-Medley 8015 |  | MEDLEY PCU W/NETWORK *MH CHILDRENS* |  |  | CONTROLLERINFUSIONPUMP-Alaris-Medley 8015 | [6 empty] | Verified as Rental |  |  | MHHS-TMC
NO | YES |  |  |  | FFC436 |  | CAREFUSION | 8015C |  |  | Rental | MHHS-TMC |  |  |  | FFC436 |  | TMC |  | Rental | [7 empty] | CONTROLLERINFUSIONPUMP-Alaris-Medley 8015 |  | MEDLEY PCU W/NETWORK *MH CHILDRENS* |  |  | CONTROLLERINFUSIONPUMP-Alaris-Medley 8015 | [6 empty] | Verified as Rental |  |  | MHHS-TMC
NO | YES |  |  |  | FFC437 |  | CAREFUSION | 8015C |  |  | Rental | MHHS-TMC |  |  |  | FFC437 |  | TMC |  | Rental | [7 empty] | CONTROLLERINFUSIONPUMP-Alaris-Medley 8015 |  | MEDLEY PCU W/NETWORK *MH CHILDRENS* |  |  | CONTROLLERINFUSIONPUMP-Alaris-Medley 8015 | [6 empty] | Verified as Rental |  |  | MHHS-TMC
NO | YES |  |  |  | FFC438 |  | CAREFUSION | 8015C |  |  | Rental | MHHS-TMC |  |  |  | FFC438 |  | TMC |  | Rental | [7 empty] | CONTROLLERINFUSIONPUMP-Alaris-Medley 8015 |  | MEDLEY PCU W/NETWORK *MH CHILDRENS* |  |  | CONTROLLERINFUSIONPUMP-Alaris-Medley 8015 | [6 empty] | Verified as Rental |  |  | MHHS-TMC
NO | YES |  |  |  | FFC441 |  | CAREFUSION | 8015C |  |  | Rental | MHHS-TMC |  |  |  | FFC441 |  | TMC |  | Rental | [7 empty] | CONTROLLERINFUSIONPUMP-Alaris-Medley 8015 |  | MEDLEY PCU W/NETWORK *MH CHILDRENS* |  |  | CONTROLLERINFUSIONPUMP-Alaris-Medley 8015 | [6 empty] | Verified as Rental |  |  | MHHS-TMC
NO | YES |  |  |  | FFC443 |  | CAREFUSION | 8015C |  |  | Rental | MHHS-TMC |  |  |  | FFC443 |  | TMC |  | Rental | [7 empty] | CONTROLLERINFUSIONPUMP-Alaris-Medley 8015 |  | MEDLEY PCU W/NETWORK *MH CHILDRENS* |  |  | CONTROLLERINFUSIONPUMP-Alaris-Medley 8015 | [6 empty] | Verified as Rental |  |  | MHHS-TMC
NO | YES |  |  |  | FFC444 |  | CAREFUSION | 8015C |  |  | Rental | MHHS-TMC |  |  |  | FFC444 |  | TMC |  | Rental | [7 empty] | CONTROLLERINFUSIONPUMP-Alaris-Medley 8015 |  | MEDLEY PCU W/NETWORK *MH CHILDRENS* |  |  | CONTROLLERINFUSIONPUMP-Alaris-Medley 8015 | [6 empty] | Verified as Rental |  |  | MHHS-TMC
NO | YES |  |  |  | FFC446 |  | CAREFUSION | 8015C |  |  | Rental | MHHS-TMC |  |  |  | FFC446 |  | TMC |  | Rental | [7 empty] | CONTROLLERINFUSIONPUMP-Alaris-Medley 8015 |  | MEDLEY PCU W/NETWORK *MH CHILDRENS* |  |  | CONTROLLERINFUSIONPUMP-Alaris-Medley 8015 | [6 empty] | Verified as Rental |  |  | MHHS-TMC
NO | YES |  |  |  | FFC447 |  | CAREFUSION | 8015C |  |  | Rental | MHHS-TMC |  |  |  | FFC447 |  | TMC |  | Rental | [7 empty] | CONTROLLERINFUSIONPUMP-Alaris-Medley 8015 |  | MEDLEY PCU W/NETWORK *MH CHILDRENS* |  |  | CONTROLLERINFUSIONPUMP-Alaris-Medley 8015 | [6 empty] | Verified as Rental |  |  | MHHS-TMC
NO | YES |  |  |  | FFC449 |  | CAREFUSION | 8015C |  |  | Rental | MHHS-TMC |  |  |  | FFC449 |  | TMC |  | Rental | [7 empty] | CONTROLLERINFUSIONPUMP-Alaris-Medley 8015 |  | MEDLEY PCU W/NETWORK *MH CHILDRENS* |  |  | CONTROLLERINFUSIONPUMP-Alaris-Medley 8015 | [6 empty] | Verified as Rental |  |  | MHHS-TMC
NO | YES |  |  |  | FFC451 |  | CAREFUSION | 8015C |  |  | Rental | MHHS-TMC |  |  |  | FFC451 |  | TMC |  | Rental | [7 empty] | CONTROLLERINFUSIONPUMP-Alaris-Medley 8015 |  | MEDLEY PCU W/NETWORK *MH CHILDRENS* |  |  | CONTROLLERINFUSIONPUMP-Alaris-Medley 8015 | [6 empty] | Verified as Rental |  |  | MHHS-TMC
NO | YES |  |  |  | FFC454 |  | CAREFUSION | 8015C |  |  | Rental | MHHS-TMC |  |  |  | FFC454 |  | TMC |  | Rental | [7 empty] | CONTROLLERINFUSIONPUMP-Alaris-Medley 8015 |  | MEDLEY PCU W/NETWORK *MH CHILDRENS* |  |  | CONTROLLERINFUSIONPUMP-Alaris-Medley 8015 | [6 empty] | Verified as Rental |  |  | MHHS-TMC
NO | YES |  |  |  | FFC455 |  | CAREFUSION | 8015C |  |  | Rental | MHHS-TMC |  |  |  | FFC455 |  | TMC |  | Rental | [7 empty] | CONTROLLERINFUSIONPUMP-Alaris-Medley 8015 |  | MEDLEY PCU W/NETWORK *MH CHILDRENS* |  |  | CONTROLLERINFUSIONPUMP-Alaris-Medley 8015 | [6 empty] | Verified as Rental |  |  | MHHS-TMC
NO | YES |  |  |  | FFC456 |  | CAREFUSION | 8015C |  |  | Rental | MHHS-TMC |  |  |  | FFC456 |  | TMC |  | Rental | [7 empty] | CONTROLLERINFUSIONPUMP-Alaris-Medley 8015 |  | MEDLEY PCU W/NETWORK *MH CHILDRENS* |  |  | CONTROLLERINFUSIONPUMP-Alaris-Medley 8015 | [6 empty] | Verified as Rental |  |  | MHHS-TMC
NO | YES |  |  |  | FFC457 |  | CAREFUSION | 8015C |  |  | Rental | MHHS-TMC |  |  |  | FFC457 |  | TMC |  | Rental | [7 empty] | CONTROLLERINFUSIONPUMP-Alaris-Medley 8015 |  | MEDLEY PCU W/NETWORK *MH CHILDRENS* |  |  | CONTROLLERINFUSIONPUMP-Alaris-Medley 8015 | [6 empty] | Verified as Rental |  |  | MHHS-TMC
NO | YES |  |  |  | FFC458 |  | CAREFUSION | 8015C |  |  | Rental | MHHS-TMC |  |  |  | FFC458 |  | TMC |  | Rental | [7 empty] | CONTROLLERINFUSIONPUMP-Alaris-Medley 8015 |  | MEDLEY PCU W/NETWORK *MH CHILDRENS* |  |  | CONTROLLERINFUSIONPUMP-Alaris-Medley 8015 | [6 empty] | Verified as Rental |  |  | MHHS-TMC
NO | YES |  |  |  | FFC459 |  | CAREFUSION | 8015C |  |  | Rental | MHHS-TMC |  |  |  | FFC459 |  | TMC |  | Rental | [7 empty] | CONTROLLERINFUSIONPUMP-Alaris-Medley 8015 |  | MEDLEY PCU W/NETWORK *MH CHILDRENS* |  |  | CONTROLLERINFUSIONPUMP-Alaris-Medley 8015 | [6 empty] | Verified as Rental |  |  | MHHS-TMC
NO | YES |  |  |  | FFC461 |  | CAREFUSION | 8015C |  |  | Rental | MHHS-TMC |  |  |  | FFC461 |  | TMC |  | Rental | [7 empty] | CONTROLLERINFUSIONPUMP-Alaris-Medley 8015 |  | MEDLEY PCU W/NETWORK *MH CHILDRENS* |  |  | CONTROLLERINFUSIONPUMP-Alaris-Medley 8015 | [6 empty] | Verified as Rental |  |  | MHHS-TMC
NO | YES |  |  |  | FFC462 |  | CAREFUSION | 8015C |  |  | Rental | MHHS-TMC |  |  |  | FFC462 |  | TMC |  | Rental | [7 empty] | CONTROLLERINFUSIONPUMP-Alaris-Medley 8015 |  | MEDLEY PCU W/NETWORK *MH CHILDRENS* |  |  | CONTROLLERINFUSIONPUMP-Alaris-Medley 8015 | [6 empty] | Verified as Rental |  |  | MHHS-TMC
NO | YES |  |  |  | FFC464 |  | CAREFUSION | 8015C |  |  | Rental | MHHS-TMC |  |  |  | FFC464 |  | TMC |  | Rental | [7 empty] | CONTROLLERINFUSIONPUMP-Alaris-Medley 8015 |  | MEDLEY PCU W/NETWORK *MH CHILDRENS* |  |  | CONTROLLERINFUSIONPUMP-Alaris-Medley 8015 | [6 empty] | Verified as Rental |  |  | MHHS-TMC
NO | YES |  |  |  | FFC465 |  | CAREFUSION | 8015C |  |  | Rental | MHHS-TMC |  |  |  | FFC465 |  | TMC |  | Rental | [7 empty] | CONTROLLERINFUSIONPUMP-Alaris-Medley 8015 |  | MEDLEY PCU W/NETWORK *MH CHILDRENS* |  |  | CONTROLLERINFUSIONPUMP-Alaris-Medley 8015 | [6 empty] | Verified as Rental |  |  | MHHS-TMC
NO | YES |  |  |  | FFC466 |  | CAREFUSION | 8015C |  |  | Rental | MHHS-TMC |  |  |  | FFC466 |  | TMC |  | Rental | [7 empty] | CONTROLLERINFUSIONPUMP-Alaris-Medley 8015 |  | MEDLEY PCU W/NETWORK *MH CHILDRENS* |  |  | CONTROLLERINFUSIONPUMP-Alaris-Medley 8015 | [6 empty] | Verified as Rental |  |  | MHHS-TMC
NO | YES |  |  |  | FFC468 |  | CAREFUSION | 8015C |  |  | Rental | MHHS-TMC |  |  |  | FFC468 |  | TMC |  | Rental | [7 empty] | CONTROLLERINFUSIONPUMP-Alaris-Medley 8015 |  | MEDLEY PCU W/NETWORK *MH CHILDRENS* |  |  | CONTROLLERINFUSIONPUMP-Alaris-Medley 8015 | [6 empty] | Verified as Rental |  |  | MHHS-TMC
NO | YES |  |  |  | FFC471 |  | CAREFUSION | 8015C |  |  | Rental | MHHS-TMC |  |  |  | FFC471 |  | TMC |  | Rental | [7 empty] | CONTROLLERINFUSIONPUMP-Alaris-Medley 8015 |  | MEDLEY PCU W/NETWORK *MH CHILDRENS* |  |  | CONTROLLERINFUSIONPUMP-Alaris-Medley 8015 | [6 empty] | Verified as Rental |  |  | MHHS-TMC
NO | YES |  |  |  | FFC472 |  | CAREFUSION | 8015C |  |  | Rental | MHHS-TMC |  |  |  | FFC472 |  | TMC |  | Rental | [7 empty] | CONTROLLERINFUSIONPUMP-Alaris-Medley 8015 |  | MEDLEY PCU W/NETWORK *MH CHILDRENS* |  |  | CONTROLLERINFUSIONPUMP-Alaris-Medley 8015 | [6 empty] | Verified as Rental |  |  | MHHS-TMC
NO | YES |  |  |  | FFC3524 |  | CAREFUSION | 8015C |  |  | Rental | MHHS-TMC |  |  |  | FFC3524 |  | TMC |  | Rental | [7 empty] | CONTROLLERINFUSIONPUMP-Alaris-Medley 8015 |  | MEDLEY PCU W/NETWORK *MH CHILDRENS* |  |  | CONTROLLERINFUSIONPUMP-Alaris-Medley 8015 | [6 empty] | Verified as Rental |  |  | MHHS-TMC
NO | YES |  |  |  | FFC3525 |  | CAREFUSION | 8015C |  |  | Rental | MHHS-TMC |  |  |  | FFC3525 |  | TMC |  | Rental | [7 empty] | CONTROLLERINFUSIONPUMP-Alaris-Medley 8015 |  | MEDLEY PCU W/NETWORK *MH CHILDRENS* |  |  | CONTROLLERINFUSIONPUMP-Alaris-Medley 8015 | [6 empty] | Verified as Rental |  |  | MHHS-TMC
NO | YES |  |  |  | FFC3526 |  | CAREFUSION | 8015C |  |  | Rental | MHHS-TMC |  |  |  | FFC3526 |  | TMC |  | Rental | [7 empty] | CONTROLLERINFUSIONPUMP-Alaris-Medley 8015 |  | MEDLEY PCU W/NETWORK *MH CHILDRENS* |  |  | CONTROLLERINFUSIONPUMP-Alaris-Medley 8015 | [6 empty] | Verified as Rental |  |  | MHHS-TMC
NO | YES |  |  |  | FFC3528 |  | CAREFUSION | 8015C |  |  | Rental | MHHS-TMC |  |  |  | FFC3528 |  | TMC |  | Rental | [7 empty] | CONTROLLERINFUSIONPUMP-Alaris-Medley 8015 |  | MEDLEY PCU W/NETWORK *MH CHILDRENS* |  |  | CONTROLLERINFUSIONPUMP-Alaris-Medley 8015 | [6 empty] | Verified as Rental |  |  | MHHS-TMC
NO | YES |  |  |  | FFC3529 |  | CAREFUSION | 8015C |  |  | Rental | MHHS-TMC |  |  |  | FFC3529 |  | TMC |  | Rental | [7 empty] | CONTROLLERINFUSIONPUMP-Alaris-Medley 8015 |  | MEDLEY PCU W/NETWORK *MH CHILDRENS* |  |  | CONTROLLERINFUSIONPUMP-Alaris-Medley 8015 | [6 empty] | Verified as Rental |  |  | MHHS-TMC
NO | YES |  |  |  | FFC3531 |  | CAREFUSION | 8015C |  |  | Rental | MHHS-TMC |  |  |  | FFC3531 |  | TMC |  | Rental | [7 empty] | CONTROLLERINFUSIONPUMP-Alaris-Medley 8015 |  | MEDLEY PCU W/NETWORK *MH CHILDRENS* |  |  | CONTROLLERINFUSIONPUMP-Alaris-Medley 8015 | [6 empty] | Verified as Rental |  |  | MHHS-TMC
NO | YES |  |  |  | FFC3533 |  | CAREFUSION | 8015C |  |  | Rental | MHHS-TMC |  |  |  | FFC3533 |  | TMC |  | Rental | [7 empty] | CONTROLLERINFUSIONPUMP-Alaris-Medley 8015 |  | MEDLEY PCU W/NETWORK *MH CHILDRENS* |  |  | CONTROLLERINFUSIONPUMP-Alaris-Medley 8015 | [6 empty] | Verified as Rental |  |  | MHHS-TMC
NO | YES |  |  |  | FFC3534 |  | CAREFUSION | 8015C |  |  | Rental | MHHS-TMC |  |  |  | FFC3534 |  | TMC |  | Rental | [7 empty] | CONTROLLERINFUSIONPUMP-Alaris-Medley 8015 |  | MEDLEY PCU W/NETWORK *MH CHILDRENS* |  |  | CONTROLLERINFUSIONPUMP-Alaris-Medley 8015 | [6 empty] | Verified as Rental |  |  | MHHS-TMC
NO | YES |  |  |  | FFC3535 |  | CAREFUSION | 8015C |  |  | Rental | MHHS-TMC |  |  |  | FFC3535 |  | TMC |  | Rental | [7 empty] | CONTROLLERINFUSIONPUMP-Alaris-Medley 8015 |  | MEDLEY PCU W/NETWORK *MH CHILDRENS* |  |  | CONTROLLERINFUSIONPUMP-Alaris-Medley 8015 | [6 empty] | Verified as Rental |  |  | MHHS-TMC
NO | YES |  |  |  | FFC3536 |  | CAREFUSION | 8015C |  |  | Rental | MHHS-TMC |  |  |  | FFC3536 |  | TMC |  | Rental | [7 empty] | CONTROLLERINFUSIONPUMP-Alaris-Medley 8015 |  | MEDLEY PCU W/NETWORK *MH CHILDRENS* |  |  | CONTROLLERINFUSIONPUMP-Alaris-Medley 8015 | [6 empty] | Verified as Rental |  |  | MHHS-TMC
NO | YES |  |  |  | FFC3538 |  | CAREFUSION | 8015C |  |  | Rental | MHHS-TMC |  |  |  | FFC3538 |  | TMC |  | Rental | [7 empty] | CONTROLLERINFUSIONPUMP-Alaris-Medley 8015 |  | MEDLEY PCU W/NETWORK *MH CHILDRENS* |  |  | CONTROLLERINFUSIONPUMP-Alaris-Medley 8015 | [6 empty] | Verified as Rental |  |  | MHHS-TMC
NO | YES |  |  |  | FFC3539 |  | CAREFUSION | 8015C |  |  | Rental | MHHS-TMC |  |  |  | FFC3539 |  | TMC |  | Rental | [7 empty] | CONTROLLERINFUSIONPUMP-Alaris-Medley 8015 |  | MEDLEY PCU W/NETWORK *MH CHILDRENS* |  |  | CONTROLLERINFUSIONPUMP-Alaris-Medley 8015 | [6 empty] | Verified as Rental |  |  | MHHS-TMC
NO | YES |  |  |  | FFC3540 |  | CAREFUSION | 8015C |  |  | Rental | MHHS-TMC |  |  |  | FFC3540 |  | TMC |  | Rental | [7 empty] | CONTROLLERINFUSIONPUMP-Alaris-Medley 8015 |  | MEDLEY PCU W/NETWORK *MH CHILDRENS* |  |  | CONTROLLERINFUSIONPUMP-Alaris-Medley 8015 | [6 empty] | Verified as Rental |  |  | MHHS-TMC
NO | YES |  |  |  | FFC3541 |  | CAREFUSION | 8015C |  |  | Rental | MHHS-TMC |  |  |  | FFC3541 |  | TMC |  | Rental | [7 empty] | CONTROLLERINFUSIONPUMP-Alaris-Medley 8015 |  | MEDLEY PCU W/NETWORK *MH CHILDRENS* |  |  | CONTROLLERINFUSIONPUMP-Alaris-Medley 8015 | [6 empty] | Verified as Rental |  |  | MHHS-TMC
NO | YES |  |  |  | FFC3542 |  | CAREFUSION | 8015C |  |  | Rental | MHHS-TMC |  |  |  | FFC3542 |  | TMC |  | Rental | [7 empty] | CONTROLLERINFUSIONPUMP-Alaris-Medley 8015 |  | MEDLEY PCU W/NETWORK *MH CHILDRENS* |  |  | CONTROLLERINFUSIONPUMP-Alaris-Medley 8015 | [6 empty] | Verified as Rental |  |  | MHHS-TMC
NO | YES |  |  |  | FFC3543 |  | CAREFUSION | 8015C |  |  | Rental | MHHS-TMC |  |  |  | FFC3543 |  | TMC |  | Rental | [7 empty] | CONTROLLERINFUSIONPUMP-Alaris-Medley 8015 |  | MEDLEY PCU W/NETWORK *MH CHILDRENS* |  |  | CONTROLLERINFUSIONPUMP-Alaris-Medley 8015 | [6 empty] | Verified as Rental |  |  | MHHS-TMC
NO | YES |  |  |  | EGF2588 |  | CAREFUSION | 8015D |  |  | Rental Equipment | MHHS-Cypress |  |  |  | EGF2588 |  | Northwest & Cypress |  | Rental Equipment | [7 empty] | CONTROLLERINFUSIONPUMP-Alaris-Medley 8015 |  | MEDLEY PROGRAMMING MODULE W/NETWORK CARD |  |  | CONTROLLERINFUSIONPUMP-Alaris-Medley 8015 | [6 empty] | Verified as Rental |  |  | MHHS-Cypress
NO | YES |  |  |  | EGF2679 |  | CAREFUSION | 8015D |  |  | Rental Equipment | MHHS-Cypress |  |  |  | EGF2679 |  | Northwest & Cypress |  | Rental Equipment | [7 empty] | CONTROLLERINFUSIONPUMP-Alaris-Medley 8015 |  | MEDLEY PROGRAMMING MODULE W/NETWORK CARD |  |  | CONTROLLERINFUSIONPUMP-Alaris-Medley 8015 | [6 empty] | Verified as Rental |  |  | MHHS-Cypress
NO | YES |  |  |  | EGF3312 |  | CAREFUSION | 8015D |  |  | Rental Equipment | MHHS-Cypress |  |  |  | EGF3312 |  | Northwest & Cypress |  | Rental Equipment | [7 empty] | CONTROLLERINFUSIONPUMP-Alaris-Medley 8015 |  | MEDLEY PROGRAMMING MODULE W/NETWORK CARD |  |  | CONTROLLERINFUSIONPUMP-Alaris-Medley 8015 | [6 empty] | Verified as Rental |  |  | MHHS-Cypress
NO | YES |  |  |  | EGF3324 |  | CAREFUSION | 8015D |  |  | Rental Equipment | MHHS-Cypress |  |  |  | EGF3324 |  | Northwest & Cypress |  | Rental Equipment | [7 empty] | CONTROLLERINFUSIONPUMP-Alaris-Medley 8015 |  | MEDLEY PROGRAMMING MODULE W/NETWORK CARD |  |  | CONTROLLERINFUSIONPUMP-Alaris-Medley 8015 | [6 empty] | Verified as Rental |  |  | MHHS-Cypress
NO | YES |  |  |  | EGF7287 |  | CAREFUSION | 8015D |  |  | Rental Equipment | MHHS-Cypress |  |  |  | EGF7287 |  | Northwest & Cypress |  | Rental Equipment | [7 empty] | CONTROLLERINFUSIONPUMP-Alaris-Medley 8015 |  | MEDLEY PROGRAMMING MODULE W/NETWORK CARD |  |  | CONTROLLERINFUSIONPUMP-Alaris-Medley 8015 | [6 empty] | Verified as Rental |  |  | MHHS-Cypress
NO | YES |  |  |  | EGF9383 |  | CAREFUSION | 8015D |  |  | Rental Equipment | MHHS-Cypress |  |  |  | EGF9383 |  | Northwest & Cypress |  | Rental Equipment | [7 empty] | CONTROLLERINFUSIONPUMP-Alaris-Medley 8015 |  | MEDLEY PROGRAMMING MODULE W/NETWORK CARD |  |  | CONTROLLERINFUSIONPUMP-Alaris-Medley 8015 | [6 empty] | Verified as Rental |  |  | MHHS-Cypress
NO | YES |  |  |  | EGF738 |  | CAREFUSION | 8015D |  |  | Rental Equipment | MHHS-Greater Heights |  |  |  | EGF738 |  | Central & Greater Heights |  | Rental Equipment | [7 empty] | CONTROLLERINFUSIONPUMP-Alaris-Medley 8015 |  | MEDLEY PROGRAMMING MODULE W/NETWORK CARD |  |  | CONTROLLERINFUSIONPUMP-Alaris-Medley 8015 | [6 empty] | Verified as Rental |  |  | MHHS-Greater Heights
NO | YES |  |  |  | EGF2496 |  | CAREFUSION | 8015D |  |  | Rental Equipment | MHHS-Greater Heights |  |  |  | EGF2496 |  | Central & Greater Heights |  | Rental Equipment | [7 empty] | CONTROLLERINFUSIONPUMP-Alaris-Medley 8015 |  | MEDLEY PROGRAMMING MODULE W/NETWORK CARD |  |  | CONTROLLERINFUSIONPUMP-Alaris-Medley 8015 | [6 empty] | Verified as Rental |  |  | MHHS-Greater Heights
NO | YES |  |  |  | EGF3262 |  | CAREFUSION | 8015D |  |  | Rental Equipment | MHHS-Greater Heights |  |  |  | EGF3262 |  | Central & Greater Heights |  | Rental Equipment | [7 empty] | CONTROLLERINFUSIONPUMP-Alaris-Medley 8015 |  | MEDLEY PROGRAMMING MODULE W/NETWORK CARD |  |  | CONTROLLERINFUSIONPUMP-Alaris-Medley 8015 | [6 empty] | Verified as Rental |  |  | MHHS-Greater Heights
NO | YES |  |  |  | EGF7276 |  | CAREFUSION | 8015D |  |  | Rental Equipment | MHHS-Greater Heights |  |  |  | EGF7276 |  | Central & Greater Heights |  | Rental Equipment | [7 empty] | CONTROLLERINFUSIONPUMP-Alaris-Medley 8015 |  | MEDLEY PROGRAMMING MODULE W/NETWORK CARD |  |  | CONTROLLERINFUSIONPUMP-Alaris-Medley 8015 | [6 empty] | Verified as Rental |  |  | MHHS-Greater Heights
NO | YES |  |  |  | EGF9355 |  | CAREFUSION | 8015D |  |  | Rental Equipment | MHHS-Greater Heights |  |  |  | EGF9355 |  | Central & Greater Heights |  | Rental Equipment | [7 empty] | CONTROLLERINFUSIONPUMP-Alaris-Medley 8015 |  | MEDLEY PROGRAMMING MODULE W/NETWORK CARD |  |  | CONTROLLERINFUSIONPUMP-Alaris-Medley 8015 | [6 empty] | Verified as Rental |  |  | MHHS-Greater Heights
NO | YES |  |  |  | EGF3294 |  | CAREFUSION | 8015D |  |  | Rental | MHHS-Katy |  |  |  | EGF3294 |  | Katy |  | Rental | [7 empty] | CONTROLLERINFUSIONPUMP-Alaris-Medley 8015 |  | MEDLEY PROGRAMMING MODULE W/NETWORK CARD |  |  | CONTROLLERINFUSIONPUMP-Alaris-Medley 8015 | [6 empty] | Verified as Rental |  |  | MHHS-Katy
NO | YES |  |  |  | EGF9424 |  | CAREFUSION | 8015D |  |  | Rental | MHHS-Katy |  |  |  | EGF9424 |  | Katy |  | Rental | [7 empty] | CONTROLLERINFUSIONPUMP-Alaris-Medley 8015 |  | MEDLEY PROGRAMMING MODULE W/NETWORK CARD |  |  | CONTROLLERINFUSIONPUMP-Alaris-Medley 8015 | [6 empty] | Verified as Rental |  |  | MHHS-Katy
NO | YES |  |  |  | EGF9401 |  | CAREFUSION | 8015D |  |  | Rental | MHHS-Katy Rehab |  |  |  | EGF9401 |  | Katy |  | Rental | [7 empty] | CONTROLLERINFUSIONPUMP-Alaris-Medley 8015 |  | MEDLEY PROGRAMMING MODULE W/NETWORK CARD |  |  | CONTROLLERINFUSIONPUMP-Alaris-Medley 8015 | [6 empty] | Verified as Rental |  |  | MHHS-Katy Rehab
NO | YES |  |  |  | EGF9415 |  | CAREFUSION | 8015D |  |  | Rental | MHHS-Katy Rehab |  |  |  | EGF9415 |  | Katy |  | Rental | [7 empty] | CONTROLLERINFUSIONPUMP-Alaris-Medley 8015 |  | MEDLEY PROGRAMMING MODULE W/NETWORK CARD |  |  | CONTROLLERINFUSIONPUMP-Alaris-Medley 8015 | [6 empty] | Verified as Rental |  |  | MHHS-Katy Rehab
NO | YES |  |  |  | EGF9422 |  | CAREFUSION | 8015D |  |  | Rental | MHHS-Katy Rehab |  |  |  | EGF9422 |  | Katy |  | Rental | [7 empty] | CONTROLLERINFUSIONPUMP-Alaris-Medley 8015 |  | MEDLEY PROGRAMMING MODULE W/NETWORK CARD |  |  | CONTROLLERINFUSIONPUMP-Alaris-Medley 8015 | [6 empty] | Verified as Rental |  |  | MHHS-Katy Rehab
NO | YES |  |  |  | EGF9435 |  | CAREFUSION | 8015D |  |  | Rental | MHHS-Katy Rehab |  |  |  | EGF9435 |  | Katy |  | Rental | [7 empty] | CONTROLLERINFUSIONPUMP-Alaris-Medley 8015 |  | MEDLEY PROGRAMMING MODULE W/NETWORK CARD |  |  | CONTROLLERINFUSIONPUMP-Alaris-Medley 8015 | [6 empty] | Verified as Rental |  |  | MHHS-Katy Rehab
NO | YES |  |  |  | EGF9434 |  | CAREFUSION | 8015D |  |  | Rental | MHHS-Kingwood CCC |  |  |  | EGF9434 |  | Katy |  | Rental | [7 empty] | CONTROLLERINFUSIONPUMP-Alaris-Medley 8015 |  | MEDLEY PROGRAMMING MODULE W/NETWORK CARD |  |  | CONTROLLERINFUSIONPUMP-Alaris-Medley 8015 | [6 empty] | Verified as Rental |  |  | MHHS-Kingwood CCC
NO | YES |  |  |  | EGF2288 |  | CAREFUSION | 8015D |  |  | Rental | MHHS-Mem City |  |  |  | EGF2288 |  | West & Memorial City |  | Rental | [7 empty] | CONTROLLERINFUSIONPUMP-Alaris-Medley 8015 |  | MEDLEY PROGRAMMING MODULE W/NETWORK CARD |  |  | CONTROLLERINFUSIONPUMP-Alaris-Medley 8015 | [6 empty] | Verified as Rental |  |  | MHHS-Mem City
NO | YES |  |  |  | EGF2437 |  | CAREFUSION | 8015D |  |  | Rental | MHHS-Mem City |  |  |  | EGF2437 |  | West & Memorial City |  | Rental | [7 empty] | CONTROLLERINFUSIONPUMP-Alaris-Medley 8015 |  | MEDLEY PROGRAMMING MODULE W/NETWORK CARD |  |  | CONTROLLERINFUSIONPUMP-Alaris-Medley 8015 | [6 empty] | Verified as Rental |  |  | MHHS-Mem City
NO | YES |  |  |  | EGF2570 |  | CAREFUSION | 8015D |  |  | Rental | MHHS-Mem City |  |  |  | EGF2570 |  | West & Memorial City |  | Rental | [7 empty] | CONTROLLERINFUSIONPUMP-Alaris-Medley 8015 |  | MEDLEY PROGRAMMING MODULE W/NETWORK CARD |  |  | CONTROLLERINFUSIONPUMP-Alaris-Medley 8015 | [6 empty] | Verified as Rental |  |  | MHHS-Mem City
NO | YES |  |  |  | EGF2625 |  | CAREFUSION | 8015D |  |  | Rental | MHHS-Mem City |  |  |  | EGF2625 |  | West & Memorial City |  | Rental | [7 empty] | CONTROLLERINFUSIONPUMP-Alaris-Medley 8015 |  | MEDLEY PROGRAMMING MODULE W/NETWORK CARD |  |  | CONTROLLERINFUSIONPUMP-Alaris-Medley 8015 | [6 empty] | Verified as Rental |  |  | MHHS-Mem City
NO | YES |  |  |  | EGF2716 |  | CAREFUSION | 8015D |  |  | Rental | MHHS-Mem City |  |  |  | EGF2716 |  | West & Memorial City |  | Rental | [7 empty] | CONTROLLERINFUSIONPUMP-Alaris-Medley 8015 |  | MEDLEY PROGRAMMING MODULE W/NETWORK CARD |  |  | CONTROLLERINFUSIONPUMP-Alaris-Medley 8015 | [6 empty] | Verified as Rental |  |  | MHHS-Mem City
NO | YES |  |  |  | EGF729 |  | CAREFUSION | 8015D |  |  | Rental | MHHS-Northeast |  |  |  | EGF729 |  | Katy |  | Rental | [7 empty] | CONTROLLERINFUSIONPUMP-Alaris-Medley 8015 |  | MEDLEY PROGRAMMING MODULE W/NETWORK CARD |  |  | CONTROLLERINFUSIONPUMP-Alaris-Medley 8015 | [6 empty] | Verified as Rental |  |  | MHHS-Northeast
NO | YES |  |  |  | EGF2272 |  | CAREFUSION | 8015D |  |  | Rental | MHHS-Northeast |  |  |  | EGF2272 |  | Katy |  | Rental | [7 empty] | CONTROLLERINFUSIONPUMP-Alaris-Medley 8015 |  | MEDLEY PROGRAMMING MODULE W/NETWORK CARD |  |  | CONTROLLERINFUSIONPUMP-Alaris-Medley 8015 | [6 empty] | Verified as Rental |  |  | MHHS-Northeast
NO | YES |  |  |  | EGF2371 |  | CAREFUSION | 8015D |  |  | Rental | MHHS-Northeast |  |  |  | EGF2371 |  | Katy |  | Rental | [7 empty] | CONTROLLERINFUSIONPUMP-Alaris-Medley 8015 |  | MEDLEY PROGRAMMING MODULE W/NETWORK CARD |  |  | CONTROLLERINFUSIONPUMP-Alaris-Medley 8015 | [6 empty] | Verified as Rental |  |  | MHHS-Northeast
NO | YES |  |  |  | EGF2448 |  | CAREFUSION | 8015D |  |  | Rental | MHHS-Northeast |  |  |  | EGF2448 |  | Katy |  | Rental | [7 empty] | CONTROLLERINFUSIONPUMP-Alaris-Medley 8015 |  | MEDLEY PROGRAMMING MODULE W/NETWORK CARD |  |  | CONTROLLERINFUSIONPUMP-Alaris-Medley 8015 | [6 empty] | Verified as Rental |  |  | MHHS-Northeast
NO | YES |  |  |  | EGF7208 |  | CAREFUSION | 8015D |  |  | Rental | MHHS-Northeast |  |  |  | EGF7208 |  | Katy |  | Rental | [7 empty] | CONTROLLERINFUSIONPUMP-Alaris-Medley 8015 |  | MEDLEY PROGRAMMING MODULE W/NETWORK CARD |  |  | CONTROLLERINFUSIONPUMP-Alaris-Medley 8015 | [6 empty] | Verified as Rental |  |  | MHHS-Northeast
NO | YES |  |  |  | EGF7250 |  | CAREFUSION | 8015D |  |  | Rental | MHHS-Northeast |  |  |  | EGF7250 |  | Katy |  | Rental | [7 empty] | CONTROLLERINFUSIONPUMP-Alaris-Medley 8015 |  | MEDLEY PROGRAMMING MODULE W/NETWORK CARD |  |  | CONTROLLERINFUSIONPUMP-Alaris-Medley 8015 | [6 empty] | Verified as Rental |  |  | MHHS-Northeast
NO | YES |  |  |  | EGF9368 |  | CAREFUSION | 8015D |  |  | Rental | MHHS-Northeast |  |  |  | EGF9368 |  | Katy |  | Rental | [7 empty] | CONTROLLERINFUSIONPUMP-Alaris-Medley 8015 |  | MEDLEY PROGRAMMING MODULE W/NETWORK CARD |  |  | CONTROLLERINFUSIONPUMP-Alaris-Medley 8015 | [6 empty] | Verified as Rental |  |  | MHHS-Northeast
NO | YES |  |  |  | EGF2933 |  | CAREFUSION | 8015D |  |  | Rental | MHHS-Pearland Hospital |  |  |  | EGF2933 |  | Pearland |  | Rental | [7 empty] | CONTROLLERINFUSIONPUMP-Alaris-Medley 8015 |  | MEDLEY PROGRAMMING MODULE W/NETWORK CARD |  |  | CONTROLLERINFUSIONPUMP-Alaris-Medley 8015 | [6 empty] | Verified as Rental |  |  | MHHS-Pearland Hospital
NO | YES |  |  |  | EGF9334 |  | CAREFUSION | 8015D |  |  | Rental | MHHS-Spring CCC |  |  |  | EGF9334 |  | Woodlands |  | Rental | [7 empty] | CONTROLLERINFUSIONPUMP-Alaris-Medley 8015 |  | MEDLEY PROGRAMMING MODULE W/NETWORK CARD |  |  | CONTROLLERINFUSIONPUMP-Alaris-Medley 8015 | [6 empty] | Verified as Rental |  |  | MHHS-Spring CCC
NO | YES |  |  |  | EGF2230 |  | CAREFUSION | 8015D |  |  | Rental | MHHS-TIRR |  |  |  | EGF2230 |  | TMC |  | Rental | [7 empty] | CONTROLLERINFUSIONPUMP-Alaris-Medley 8015 |  | MEDLEY PROGRAMMING MODULE W/NETWORK CARD |  |  | CONTROLLERINFUSIONPUMP-Alaris-Medley 8015 | [6 empty] | Verified as Rental |  |  | MHHS-TIRR
NO | YES |  |  |  | EGF2458 |  | CAREFUSION | 8015D |  |  | Rental | MHHS-TIRR |  |  |  | EGF2458 |  | TMC |  | Rental | [7 empty] | CONTROLLERINFUSIONPUMP-Alaris-Medley 8015 |  | MEDLEY PROGRAMMING MODULE W/NETWORK CARD |  |  | CONTROLLERINFUSIONPUMP-Alaris-Medley 8015 | [6 empty] | Verified as Rental |  |  | MHHS-TIRR
NO | YES |  |  |  | EGF2685 |  | CAREFUSION | 8015D |  |  | Rental | MHHS-TIRR |  |  |  | EGF2685 |  | TMC |  | Rental | [7 empty] | CONTROLLERINFUSIONPUMP-Alaris-Medley 8015 |  | MEDLEY PROGRAMMING MODULE W/NETWORK CARD |  |  | CONTROLLERINFUSIONPUMP-Alaris-Medley 8015 | [6 empty] | Verified as Rental |  |  | MHHS-TIRR
NO | YES |  |  |  | EGF7249 |  | CAREFUSION | 8015D |  |  | Rental | MHHS-TIRR |  |  |  | EGF7249 |  | TMC |  | Rental | [7 empty] | CONTROLLERINFUSIONPUMP-Alaris-Medley 8015 |  | MEDLEY PROGRAMMING MODULE W/NETWORK CARD |  |  | CONTROLLERINFUSIONPUMP-Alaris-Medley 8015 | [6 empty] | Verified as Rental |  |  | MHHS-TIRR
NO | YES |  |  |  | EGF7253 |  | CAREFUSION | 8015D |  |  | Rental | MHHS-TIRR |  |  |  | EGF7253 |  | TMC |  | Rental | [7 empty] | CONTROLLERINFUSIONPUMP-Alaris-Medley 8015 |  | MEDLEY PROGRAMMING MODULE W/NETWORK CARD |  |  | CONTROLLERINFUSIONPUMP-Alaris-Medley 8015 | [6 empty] | Verified as Rental |  |  | MHHS-TIRR
NO | YES |  |  |  | EGF7270 |  | CAREFUSION | 8015D |  |  | Rental | MHHS-TIRR |  |  |  | EGF7270 |  | TMC |  | Rental | [7 empty] | CONTROLLERINFUSIONPUMP-Alaris-Medley 8015 |  | MEDLEY PROGRAMMING MODULE W/NETWORK CARD |  |  | CONTROLLERINFUSIONPUMP-Alaris-Medley 8015 | [6 empty] | Verified as Rental |  |  | MHHS-TIRR
NO | YES |  |  |  | EGF7277 |  | CAREFUSION | 8015D |  |  | Rental | MHHS-TIRR |  |  |  | EGF7277 |  | TMC |  | Rental | [7 empty] | CONTROLLERINFUSIONPUMP-Alaris-Medley 8015 |  | MEDLEY PROGRAMMING MODULE W/NETWORK CARD |  |  | CONTROLLERINFUSIONPUMP-Alaris-Medley 8015 | [6 empty] | Verified as Rental |  |  | MHHS-TIRR
NO | YES |  |  |  | EGF7284 |  | CAREFUSION | 8015D |  |  | Rental | MHHS-TIRR |  |  |  | EGF7284 |  | TMC |  | Rental | [7 empty] | CONTROLLERINFUSIONPUMP-Alaris-Medley 8015 |  | MEDLEY PROGRAMMING MODULE W/NETWORK CARD |  |  | CONTROLLERINFUSIONPUMP-Alaris-Medley 8015 | [6 empty] | Verified as Rental |  |  | MHHS-TIRR
NO | YES |  |  |  | EGF9392 |  | CAREFUSION | 8015D |  |  | Rental | MHHS-TIRR |  |  |  | EGF9392 |  | TMC |  | Rental | [7 empty] | CONTROLLERINFUSIONPUMP-Alaris-Medley 8015 |  | MEDLEY PROGRAMMING MODULE W/NETWORK CARD |  |  | CONTROLLERINFUSIONPUMP-Alaris-Medley 8015 | [6 empty] | Verified as Rental |  |  | MHHS-TIRR
NO | YES |  |  |  | EGF9437 |  | CAREFUSION | 8015D |  |  | Rental | MHHS-TIRR |  |  |  | EGF9437 |  | TMC |  | Rental | [7 empty] | CONTROLLERINFUSIONPUMP-Alaris-Medley 8015 |  | MEDLEY PROGRAMMING MODULE W/NETWORK CARD |  |  | CONTROLLERINFUSIONPUMP-Alaris-Medley 8015 | [6 empty] | Verified as Rental |  |  | MHHS-TIRR
NO | YES |  |  |  | EGF2713 |  | CAREFUSION | 8015D |  |  | Rental | MHHS-Southeast |  |  |  | EGF2713 |  | Southeast & Bay Area |  | Rental | [7 empty] | CONTROLLERINFUSIONPUMP-Alaris-Medley 8015 |  | MEDLEY PROGRAMMING MODULE W/NETWORK CARD |  |  | CONTROLLERINFUSIONPUMP-Alaris-Medley 8015 | [6 empty] | Verified as Rental |  |  | MHHS-Southeast
NO | YES |  |  |  | EGF7286 |  | CAREFUSION | 8015D |  |  | Rental | MHHS-Southeast |  |  |  | EGF7286 |  | Southeast & Bay Area |  | Rental | [7 empty] | CONTROLLERINFUSIONPUMP-Alaris-Medley 8015 |  | MEDLEY PROGRAMMING MODULE W/NETWORK CARD |  |  | CONTROLLERINFUSIONPUMP-Alaris-Medley 8015 | [6 empty] | Verified as Rental |  |  | MHHS-Southeast
NO | YES |  |  |  | EGF2936 |  | CAREFUSION | 8015D |  |  | Rental | MHHS-Southwest |  |  |  | EGF2936 |  | Southwest |  | Rental | [7 empty] | CONTROLLERINFUSIONPUMP-Alaris-Medley 8015 |  | MEDLEY PROGRAMMING MODULE W/NETWORK CARD |  |  | CONTROLLERINFUSIONPUMP-Alaris-Medley 8015 | [6 empty] | Verified as Rental |  |  | MHHS-Southwest
NO | YES |  |  |  | EGF2954 |  | CAREFUSION | 8015D |  |  | Rental | MHHS-Southwest |  |  |  | EGF2954 |  | Southwest |  | Rental | [7 empty] | CONTROLLERINFUSIONPUMP-Alaris-Medley 8015 |  | MEDLEY PROGRAMMING MODULE W/NETWORK CARD |  |  | CONTROLLERINFUSIONPUMP-Alaris-Medley 8015 | [6 empty] | Verified as Rental |  |  | MHHS-Southwest
NO | YES |  |  |  | EGF9364 |  | CAREFUSION | 8015D |  |  | Rental | MHHS-Southwest |  |  |  | EGF9364 |  | Southwest |  | Rental | [7 empty] | CONTROLLERINFUSIONPUMP-Alaris-Medley 8015 |  | MEDLEY PROGRAMMING MODULE W/NETWORK CARD |  |  | CONTROLLERINFUSIONPUMP-Alaris-Medley 8015 | [6 empty] | Verified as Rental |  |  | MHHS-Southwest
NO | YES |  |  |  | EGF9446 |  | CAREFUSION | 8015D |  |  | Rental | MHHS-Southwest |  |  |  | EGF9446 |  | Southwest |  | Rental | [7 empty] | CONTROLLERINFUSIONPUMP-Alaris-Medley 8015 |  | MEDLEY PROGRAMMING MODULE W/NETWORK CARD |  |  | CONTROLLERINFUSIONPUMP-Alaris-Medley 8015 | [6 empty] | Verified as Rental |  |  | MHHS-Southwest
NO | YES |  |  |  | EGF2244 |  | CAREFUSION | 8015D |  |  | Rental | MHHS-Sugarland |  |  |  | EGF2244 |  | Sugar Land |  | Rental | [7 empty] | CONTROLLERINFUSIONPUMP-Alaris-Medley 8015 |  | MEDLEY PROGRAMMING MODULE W/NETWORK CARD |  |  | CONTROLLERINFUSIONPUMP-Alaris-Medley 8015 | [6 empty] | Verified as Rental |  |  | MHHS-Sugarland
NO | YES |  |  |  | EGF2487 |  | CAREFUSION | 8015D |  |  | Rental | MHHS-Sugarland |  |  |  | EGF2487 |  | Sugar Land |  | Rental | [7 empty] | CONTROLLERINFUSIONPUMP-Alaris-Medley 8015 |  | MEDLEY PROGRAMMING MODULE W/NETWORK CARD |  |  | CONTROLLERINFUSIONPUMP-Alaris-Medley 8015 | [6 empty] | Verified as Rental |  |  | MHHS-Sugarland
NO | YES |  |  |  | EGF2610 |  | CAREFUSION | 8015D |  |  | Rental | MHHS-Sugarland |  |  |  | EGF2610 |  | Sugar Land |  | Rental | [7 empty] | CONTROLLERINFUSIONPUMP-Alaris-Medley 8015 |  | MEDLEY PROGRAMMING MODULE W/NETWORK CARD |  |  | CONTROLLERINFUSIONPUMP-Alaris-Medley 8015 | [6 empty] | Verified as Rental |  |  | MHHS-Sugarland
NO | YES |  |  |  | EGF2978 |  | CAREFUSION | 8015D |  |  | Rental | MHHS-Sugarland |  |  |  | EGF2978 |  | Sugar Land |  | Rental | [7 empty] | CONTROLLERINFUSIONPUMP-Alaris-Medley 8015 |  | MEDLEY PROGRAMMING MODULE W/NETWORK CARD |  |  | CONTROLLERINFUSIONPUMP-Alaris-Medley 8015 | [6 empty] | Verified as Rental |  |  | MHHS-Sugarland
NO | YES |  |  |  | EGF7122 |  | CAREFUSION | 8015D |  |  | Rental | MHHS-Sugarland |  |  |  | EGF7122 |  | Sugar Land |  | Rental | [7 empty] | CONTROLLERINFUSIONPUMP-Alaris-Medley 8015 |  | MEDLEY PROGRAMMING MODULE W/NETWORK CARD |  |  | CONTROLLERINFUSIONPUMP-Alaris-Medley 8015 | [6 empty] | Verified as Rental |  |  | MHHS-Sugarland
NO | YES |  |  |  | EGF7205 |  | CAREFUSION | 8015D |  |  | Rental | MHHS-Sugarland |  |  |  | EGF7205 |  | Sugar Land |  | Rental | [7 empty] | CONTROLLERINFUSIONPUMP-Alaris-Medley 8015 |  | MEDLEY PROGRAMMING MODULE W/NETWORK CARD |  |  | CONTROLLERINFUSIONPUMP-Alaris-Medley 8015 | [6 empty] | Verified as Rental |  |  | MHHS-Sugarland
NO | YES |  |  |  | EGF9352 |  | CAREFUSION | 8015D |  |  | Rental | MHHS-Sugarland |  |  |  | EGF9352 |  | Sugar Land |  | Rental | [7 empty] | CONTROLLERINFUSIONPUMP-Alaris-Medley 8015 |  | MEDLEY PROGRAMMING MODULE W/NETWORK CARD |  |  | CONTROLLERINFUSIONPUMP-Alaris-Medley 8015 | [6 empty] | Verified as Rental |  |  | MHHS-Sugarland
NO | YES |  |  |  | EGF9353 |  | CAREFUSION | 8015D |  |  | Rental | MHHS-Sugarland |  |  |  | EGF9353 |  | Sugar Land |  | Rental | [7 empty] | CONTROLLERINFUSIONPUMP-Alaris-Medley 8015 |  | MEDLEY PROGRAMMING MODULE W/NETWORK CARD |  |  | CONTROLLERINFUSIONPUMP-Alaris-Medley 8015 | [6 empty] | Verified as Rental |  |  | MHHS-Sugarland
NO | YES |  |  |  | EGF442 |  | CAREFUSION | 8015D |  |  | Rental | MHHS-Woodlands |  |  |  | EGF442 |  | Woodlands |  | Rental | [7 empty] | CONTROLLERINFUSIONPUMP-Alaris-Medley 8015 |  | MEDLEY PROGRAMMING MODULE W/NETWORK CARD |  |  | CONTROLLERINFUSIONPUMP-Alaris-Medley 8015 | [6 empty] | Verified as Rental |  |  | MHHS-Woodlands
NO | YES |  |  |  | EGF695 |  | CAREFUSION | 8015D |  |  | Rental | MHHS-Woodlands |  |  |  | EGF695 |  | Woodlands |  | Rental | [7 empty] | CONTROLLERINFUSIONPUMP-Alaris-Medley 8015 |  | MEDLEY PROGRAMMING MODULE W/NETWORK CARD |  |  | CONTROLLERINFUSIONPUMP-Alaris-Medley 8015 | [6 empty] | Verified as Rental |  |  | MHHS-Woodlands
NO | YES |  |  |  | EGF2226 |  | CAREFUSION | 8015D |  |  | Rental | MHHS-Woodlands |  |  |  | EGF2226 |  | Woodlands |  | Rental | [7 empty] | CONTROLLERINFUSIONPUMP-Alaris-Medley 8015 |  | MEDLEY PROGRAMMING MODULE W/NETWORK CARD |  |  | CONTROLLERINFUSIONPUMP-Alaris-Medley 8015 | [6 empty] | Verified as Rental |  |  | MHHS-Woodlands
NO | YES |  |  |  | EGF2235 |  | CAREFUSION | 8015D |  |  | Rental | MHHS-Woodlands |  |  |  | EGF2235 |  | Woodlands |  | Rental | [7 empty] | CONTROLLERINFUSIONPUMP-Alaris-Medley 8015 |  | MEDLEY PROGRAMMING MODULE W/NETWORK CARD |  |  | CONTROLLERINFUSIONPUMP-Alaris-Medley 8015 | [6 empty] | Verified as Rental |  |  | MHHS-Woodlands
NO | YES |  |  |  | EGF2239 |  | CAREFUSION | 8015D |  |  | Rental | MHHS-Woodlands |  |  |  | EGF2239 |  | Woodlands |  | Rental | [7 empty] | CONTROLLERINFUSIONPUMP-Alaris-Medley 8015 |  | MEDLEY PROGRAMMING MODULE W/NETWORK CARD |  |  | CONTROLLERINFUSIONPUMP-Alaris-Medley 8015 | [6 empty] | Verified as Rental |  |  | MHHS-Woodlands
NO | YES |  |  |  | EGF2240 |  | CAREFUSION | 8015D |  |  | Rental | MHHS-Woodlands |  |  |  | EGF2240 |  | Woodlands |  | Rental | [7 empty] | CONTROLLERINFUSIONPUMP-Alaris-Medley 8015 |  | MEDLEY PROGRAMMING MODULE W/NETWORK CARD |  |  | CONTROLLERINFUSIONPUMP-Alaris-Medley 8015 | [6 empty] | Verified as Rental |  |  | MHHS-Woodlands
NO | YES |  |  |  | EGF2345 |  | CAREFUSION | 8015D |  |  | Rental | MHHS-Woodlands |  |  |  | EGF2345 |  | Woodlands |  | Rental | [7 empty] | CONTROLLERINFUSIONPUMP-Alaris-Medley 8015 |  | MEDLEY PROGRAMMING MODULE W/NETWORK CARD |  |  | CONTROLLERINFUSIONPUMP-Alaris-Medley 8015 | [6 empty] | Verified as Rental |  |  | MHHS-Woodlands
NO | YES |  |  |  | EGF2351 |  | CAREFUSION | 8015D |  |  | Rental | MHHS-Woodlands |  |  |  | EGF2351 |  | Woodlands |  | Rental | [7 empty] | CONTROLLERINFUSIONPUMP-Alaris-Medley 8015 |  | MEDLEY PROGRAMMING MODULE W/NETWORK CARD |  |  | CONTROLLERINFUSIONPUMP-Alaris-Medley 8015 | [6 empty] | Verified as Rental |  |  | MHHS-Woodlands
NO | YES |  |  |  | EGF2460 |  | CAREFUSION | 8015D |  |  | Rental | MHHS-Woodlands |  |  |  | EGF2460 |  | Woodlands |  | Rental | [7 empty] | CONTROLLERINFUSIONPUMP-Alaris-Medley 8015 |  | MEDLEY PROGRAMMING MODULE W/NETWORK CARD |  |  | CONTROLLERINFUSIONPUMP-Alaris-Medley 8015 | [6 empty] | Verified as Rental |  |  | MHHS-Woodlands
NO | YES |  |  |  | EGF2595 |  | CAREFUSION | 8015D |  |  | Rental | MHHS-Woodlands |  |  |  | EGF2595 |  | Woodlands |  | Rental | [7 empty] | CONTROLLERINFUSIONPUMP-Alaris-Medley 8015 |  | MEDLEY PROGRAMMING MODULE W/NETWORK CARD |  |  | CONTROLLERINFUSIONPUMP-Alaris-Medley 8015 | [6 empty] | Verified as Rental |  |  | MHHS-Woodlands
NO | YES |  |  |  | EGF2725 |  | CAREFUSION | 8015D |  |  | Rental | MHHS-Woodlands |  |  |  | EGF2725 |  | Woodlands |  | Rental | [7 empty] | CONTROLLERINFUSIONPUMP-Alaris-Medley 8015 |  | MEDLEY PROGRAMMING MODULE W/NETWORK CARD |  |  | CONTROLLERINFUSIONPUMP-Alaris-Medley 8015 | [6 empty] | Verified as Rental |  |  | MHHS-Woodlands
NO | YES |  |  |  | EGF2931 |  | CAREFUSION | 8015D |  |  | Rental | MHHS-Woodlands |  |  |  | EGF2931 |  | Woodlands |  | Rental | [7 empty] | CONTROLLERINFUSIONPUMP-Alaris-Medley 8015 |  | MEDLEY PROGRAMMING MODULE W/NETWORK CARD |  |  | CONTROLLERINFUSIONPUMP-Alaris-Medley 8015 | [6 empty] | Verified as Rental |  |  | MHHS-Woodlands
NO | YES |  |  |  | EGF2935 |  | CAREFUSION | 8015D |  |  | Rental | MHHS-Woodlands |  |  |  | EGF2935 |  | Woodlands |  | Rental | [7 empty] | CONTROLLERINFUSIONPUMP-Alaris-Medley 8015 |  | MEDLEY PROGRAMMING MODULE W/NETWORK CARD |  |  | CONTROLLERINFUSIONPUMP-Alaris-Medley 8015 | [6 empty] | Verified as Rental |  |  | MHHS-Woodlands
NO | YES |  |  |  | EGF2969 |  | CAREFUSION | 8015D |  |  | Rental | MHHS-Woodlands |  |  |  | EGF2969 |  | Woodlands |  | Rental | [7 empty] | CONTROLLERINFUSIONPUMP-Alaris-Medley 8015 |  | MEDLEY PROGRAMMING MODULE W/NETWORK CARD |  |  | CONTROLLERINFUSIONPUMP-Alaris-Medley 8015 | [6 empty] | Verified as Rental |  |  | MHHS-Woodlands
NO | YES |  |  |  | EGF2974 |  | CAREFUSION | 8015D |  |  | Rental | MHHS-Woodlands |  |  |  | EGF2974 |  | Woodlands |  | Rental | [7 empty] | CONTROLLERINFUSIONPUMP-Alaris-Medley 8015 |  | MEDLEY PROGRAMMING MODULE W/NETWORK CARD |  |  | CONTROLLERINFUSIONPUMP-Alaris-Medley 8015 | [6 empty] | Verified as Rental |  |  | MHHS-Woodlands
NO | YES |  |  |  | EGF3299 |  | CAREFUSION | 8015D |  |  | Rental | MHHS-Woodlands |  |  |  | EGF3299 |  | Woodlands |  | Rental | [7 empty] | CONTROLLERINFUSIONPUMP-Alaris-Medley 8015 |  | MEDLEY PROGRAMMING MODULE W/NETWORK CARD |  |  | CONTROLLERINFUSIONPUMP-Alaris-Medley 8015 | [6 empty] | Verified as Rental |  |  | MHHS-Woodlands
NO | YES |  |  |  | EGF3307 |  | CAREFUSION | 8015D |  |  | Rental | MHHS-Woodlands |  |  |  | EGF3307 |  | Woodlands |  | Rental | [7 empty] | CONTROLLERINFUSIONPUMP-Alaris-Medley 8015 |  | MEDLEY PROGRAMMING MODULE W/NETWORK CARD |  |  | CONTROLLERINFUSIONPUMP-Alaris-Medley 8015 | [6 empty] | Verified as Rental |  |  | MHHS-Woodlands
NO | YES |  |  |  | EGF3318 |  | CAREFUSION | 8015D |  |  | Rental | MHHS-Woodlands |  |  |  | EGF3318 |  | Woodlands |  | Rental | [7 empty] | CONTROLLERINFUSIONPUMP-Alaris-Medley 8015 |  | MEDLEY PROGRAMMING MODULE W/NETWORK CARD |  |  | CONTROLLERINFUSIONPUMP-Alaris-Medley 8015 | [6 empty] | Verified as Rental |  |  | MHHS-Woodlands
NO | YES |  |  |  | EGF3322 |  | CAREFUSION | 8015D |  |  | Rental | MHHS-Woodlands |  |  |  | EGF3322 |  | Woodlands |  | Rental | [7 empty] | CONTROLLERINFUSIONPUMP-Alaris-Medley 8015 |  | MEDLEY PROGRAMMING MODULE W/NETWORK CARD |  |  | CONTROLLERINFUSIONPUMP-Alaris-Medley 8015 | [6 empty] | Verified as Rental |  |  | MHHS-Woodlands
NO | YES |  |  |  | EGF7232 |  | CAREFUSION | 8015D |  |  | Rental | MHHS-Woodlands |  |  |  | EGF7232 |  | Woodlands |  | Rental | [7 empty] | CONTROLLERINFUSIONPUMP-Alaris-Medley 8015 |  | MEDLEY PROGRAMMING MODULE W/NETWORK CARD |  |  | CONTROLLERINFUSIONPUMP-Alaris-Medley 8015 | [6 empty] | Verified as Rental |  |  | MHHS-Woodlands
NO | YES |  |  |  | EGF7243 |  | CAREFUSION | 8015D |  |  | Rental | MHHS-Woodlands |  |  |  | EGF7243 |  | Woodlands |  | Rental | [7 empty] | CONTROLLERINFUSIONPUMP-Alaris-Medley 8015 |  | MEDLEY PROGRAMMING MODULE W/NETWORK CARD |  |  | CONTROLLERINFUSIONPUMP-Alaris-Medley 8015 | [6 empty] | Verified as Rental |  |  | MHHS-Woodlands
NO | YES |  |  |  | EGF7246 |  | CAREFUSION | 8015D |  |  | Rental | MHHS-Woodlands |  |  |  | EGF7246 |  | Woodlands |  | Rental | [7 empty] | CONTROLLERINFUSIONPUMP-Alaris-Medley 8015 |  | MEDLEY PROGRAMMING MODULE W/NETWORK CARD |  |  | CONTROLLERINFUSIONPUMP-Alaris-Medley 8015 | [6 empty] | Verified as Rental |  |  | MHHS-Woodlands
NO | YES |  |  |  | EGF7251 |  | CAREFUSION | 8015D |  |  | Rental | MHHS-Woodlands |  |  |  | EGF7251 |  | Woodlands |  | Rental | [7 empty] | CONTROLLERINFUSIONPUMP-Alaris-Medley 8015 |  | MEDLEY PROGRAMMING MODULE W/NETWORK CARD |  |  | CONTROLLERINFUSIONPUMP-Alaris-Medley 8015 | [6 empty] | Verified as Rental |  |  | MHHS-Woodlands
NO | YES |  |  |  | EGF7261 |  | CAREFUSION | 8015D |  |  | Rental | MHHS-Woodlands |  |  |  | EGF7261 |  | Woodlands |  | Rental | [7 empty] | CONTROLLERINFUSIONPUMP-Alaris-Medley 8015 |  | MEDLEY PROGRAMMING MODULE W/NETWORK CARD |  |  | CONTROLLERINFUSIONPUMP-Alaris-Medley 8015 | [6 empty] | Verified as Rental |  |  | MHHS-Woodlands
NO | YES |  |  |  | EGF7267 |  | CAREFUSION | 8015D |  |  | Rental | MHHS-Woodlands |  |  |  | EGF7267 |  | Woodlands |  | Rental | [7 empty] | CONTROLLERINFUSIONPUMP-Alaris-Medley 8015 |  | MEDLEY PROGRAMMING MODULE W/NETWORK CARD |  |  | CONTROLLERINFUSIONPUMP-Alaris-Medley 8015 | [6 empty] | Verified as Rental |  |  | MHHS-Woodlands
NO | YES |  |  |  | EGF7282 |  | CAREFUSION | 8015D |  |  | Rental | MHHS-Woodlands |  |  |  | EGF7282 |  | Woodlands |  | Rental | [7 empty] | CONTROLLERINFUSIONPUMP-Alaris-Medley 8015 |  | MEDLEY PROGRAMMING MODULE W/NETWORK CARD |  |  | CONTROLLERINFUSIONPUMP-Alaris-Medley 8015 | [6 empty] | Verified as Rental |  |  | MHHS-Woodlands
NO | YES |  |  |  | EGF8542 |  | CAREFUSION | 8015D |  |  | Rental | MHHS-Woodlands |  |  |  | EGF8542 |  | Woodlands |  | Rental | [7 empty] | CONTROLLERINFUSIONPUMP-Alaris-Medley 8015 |  | MEDLEY PROGRAMMING MODULE W/NETWORK CARD |  |  | CONTROLLERINFUSIONPUMP-Alaris-Medley 8015 | [6 empty] | Verified as Rental |  |  | MHHS-Woodlands
NO | YES |  |  |  | EGF9339 |  | CAREFUSION | 8015D |  |  | Rental | MHHS-Woodlands |  |  |  | EGF9339 |  | Woodlands |  | Rental | [7 empty] | CONTROLLERINFUSIONPUMP-Alaris-Medley 8015 |  | MEDLEY PROGRAMMING MODULE W/NETWORK CARD |  |  | CONTROLLERINFUSIONPUMP-Alaris-Medley 8015 | [6 empty] | Verified as Rental |  |  | MHHS-Woodlands
NO | YES |  |  |  | EGF9346 |  | CAREFUSION | 8015D |  |  | Rental | MHHS-Woodlands |  |  |  | EGF9346 |  | Woodlands |  | Rental | [7 empty] | CONTROLLERINFUSIONPUMP-Alaris-Medley 8015 |  | MEDLEY PROGRAMMING MODULE W/NETWORK CARD |  |  | CONTROLLERINFUSIONPUMP-Alaris-Medley 8015 | [6 empty] | Verified as Rental |  |  | MHHS-Woodlands
NO | YES |  |  |  | EGF9347 |  | CAREFUSION | 8015D |  |  | Rental | MHHS-Woodlands |  |  |  | EGF9347 |  | Woodlands |  | Rental | [7 empty] | CONTROLLERINFUSIONPUMP-Alaris-Medley 8015 |  | MEDLEY PROGRAMMING MODULE W/NETWORK CARD |  |  | CONTROLLERINFUSIONPUMP-Alaris-Medley 8015 | [6 empty] | Verified as Rental |  |  | MHHS-Woodlands
NO | YES |  |  |  | EGF9350 |  | CAREFUSION | 8015D |  |  | Rental | MHHS-Woodlands |  |  |  | EGF9350 |  | Woodlands |  | Rental | [7 empty] | CONTROLLERINFUSIONPUMP-Alaris-Medley 8015 |  | MEDLEY PROGRAMMING MODULE W/NETWORK CARD |  |  | CONTROLLERINFUSIONPUMP-Alaris-Medley 8015 | [6 empty] | Verified as Rental |  |  | MHHS-Woodlands
NO | YES |  |  |  | EGF9362 |  | CAREFUSION | 8015D |  |  | Rental | MHHS-Woodlands |  |  |  | EGF9362 |  | Woodlands |  | Rental | [7 empty] | CONTROLLERINFUSIONPUMP-Alaris-Medley 8015 |  | MEDLEY PROGRAMMING MODULE W/NETWORK CARD |  |  | CONTROLLERINFUSIONPUMP-Alaris-Medley 8015 | [6 empty] | Verified as Rental |  |  | MHHS-Woodlands
NO | YES |  |  |  | EGF9365 |  | CAREFUSION | 8015D |  |  | Rental | MHHS-Woodlands |  |  |  | EGF9365 |  | Woodlands |  | Rental | [7 empty] | CONTROLLERINFUSIONPUMP-Alaris-Medley 8015 |  | MEDLEY PROGRAMMING MODULE W/NETWORK CARD |  |  | CONTROLLERINFUSIONPUMP-Alaris-Medley 8015 | [6 empty] | Verified as Rental |  |  | MHHS-Woodlands
NO | YES |  |  |  | EGF9370 |  | CAREFUSION | 8015D |  |  | Rental | MHHS-Woodlands |  |  |  | EGF9370 |  | Woodlands |  | Rental | [7 empty] | CONTROLLERINFUSIONPUMP-Alaris-Medley 8015 |  | MEDLEY PROGRAMMING MODULE W/NETWORK CARD |  |  | CONTROLLERINFUSIONPUMP-Alaris-Medley 8015 | [6 empty] | Verified as Rental |  |  | MHHS-Woodlands
NO | YES |  |  |  | EGF9371 |  | CAREFUSION | 8015D |  |  | Rental | MHHS-Woodlands |  |  |  | EGF9371 |  | Woodlands |  | Rental | [7 empty] | CONTROLLERINFUSIONPUMP-Alaris-Medley 8015 |  | MEDLEY PROGRAMMING MODULE W/NETWORK CARD |  |  | CONTROLLERINFUSIONPUMP-Alaris-Medley 8015 | [6 empty] | Verified as Rental |  |  | MHHS-Woodlands
NO | YES |  |  |  | EGF9372 |  | CAREFUSION | 8015D |  |  | Rental | MHHS-Woodlands |  |  |  | EGF9372 |  | Woodlands |  | Rental | [7 empty] | CONTROLLERINFUSIONPUMP-Alaris-Medley 8015 |  | MEDLEY PROGRAMMING MODULE W/NETWORK CARD |  |  | CONTROLLERINFUSIONPUMP-Alaris-Medley 8015 | [6 empty] | Verified as Rental |  |  | MHHS-Woodlands
NO | YES |  |  |  | EGF9384 |  | CAREFUSION | 8015D |  |  | Rental | MHHS-Woodlands |  |  |  | EGF9384 |  | Woodlands |  | Rental | [7 empty] | CONTROLLERINFUSIONPUMP-Alaris-Medley 8015 |  | MEDLEY PROGRAMMING MODULE W/NETWORK CARD |  |  | CONTROLLERINFUSIONPUMP-Alaris-Medley 8015 | [6 empty] | Verified as Rental |  |  | MHHS-Woodlands
NO | YES |  |  |  | EGF9385 |  | CAREFUSION | 8015D |  |  | Rental | MHHS-Woodlands |  |  |  | EGF9385 |  | Woodlands |  | Rental | [7 empty] | CONTROLLERINFUSIONPUMP-Alaris-Medley 8015 |  | MEDLEY PROGRAMMING MODULE W/NETWORK CARD |  |  | CONTROLLERINFUSIONPUMP-Alaris-Medley 8015 | [6 empty] | Verified as Rental |  |  | MHHS-Woodlands
NO | YES |  |  |  | EGF9389 |  | CAREFUSION | 8015D |  |  | Rental | MHHS-Woodlands |  |  |  | EGF9389 |  | Woodlands |  | Rental | [7 empty] | CONTROLLERINFUSIONPUMP-Alaris-Medley 8015 |  | MEDLEY PROGRAMMING MODULE W/NETWORK CARD |  |  | CONTROLLERINFUSIONPUMP-Alaris-Medley 8015 | [6 empty] | Verified as Rental |  |  | MHHS-Woodlands
NO | YES |  |  |  | EGF9393 |  | CAREFUSION | 8015D |  |  | Rental | MHHS-Woodlands |  |  |  | EGF9393 |  | Woodlands |  | Rental | [7 empty] | CONTROLLERINFUSIONPUMP-Alaris-Medley 8015 |  | MEDLEY PROGRAMMING MODULE W/NETWORK CARD |  |  | CONTROLLERINFUSIONPUMP-Alaris-Medley 8015 | [6 empty] | Verified as Rental |  |  | MHHS-Woodlands
NO | YES |  |  |  | EGF9394 |  | CAREFUSION | 8015D |  |  | Rental | MHHS-Woodlands |  |  |  | EGF9394 |  | Woodlands |  | Rental | [7 empty] | CONTROLLERINFUSIONPUMP-Alaris-Medley 8015 |  | MEDLEY PROGRAMMING MODULE W/NETWORK CARD |  |  | CONTROLLERINFUSIONPUMP-Alaris-Medley 8015 | [6 empty] | Verified as Rental |  |  | MHHS-Woodlands
NO | YES |  |  |  | EGF9417 |  | CAREFUSION | 8015D |  |  | Rental | MHHS-Woodlands |  |  |  | EGF9417 |  | Woodlands |  | Rental | [7 empty] | CONTROLLERINFUSIONPUMP-Alaris-Medley 8015 |  | MEDLEY PROGRAMMING MODULE W/NETWORK CARD |  |  | CONTROLLERINFUSIONPUMP-Alaris-Medley 8015 | [6 empty] | Verified as Rental |  |  | MHHS-Woodlands
NO | YES |  |  |  | EGF9419 |  | CAREFUSION | 8015D |  |  | Rental | MHHS-Woodlands |  |  |  | EGF9419 |  | Woodlands |  | Rental | [7 empty] | CONTROLLERINFUSIONPUMP-Alaris-Medley 8015 |  | MEDLEY PROGRAMMING MODULE W/NETWORK CARD |  |  | CONTROLLERINFUSIONPUMP-Alaris-Medley 8015 | [6 empty] | Verified as Rental |  |  | MHHS-Woodlands
NO | YES |  |  |  | EGF9421 |  | CAREFUSION | 8015D |  |  | Rental | MHHS-Woodlands |  |  |  | EGF9421 |  | Woodlands |  | Rental | [7 empty] | CONTROLLERINFUSIONPUMP-Alaris-Medley 8015 |  | MEDLEY PROGRAMMING MODULE W/NETWORK CARD |  |  | CONTROLLERINFUSIONPUMP-Alaris-Medley 8015 | [6 empty] | Verified as Rental |  |  | MHHS-Woodlands
NO | YES |  |  |  | EGF9426 |  | CAREFUSION | 8015D |  |  | Rental | MHHS-Woodlands |  |  |  | EGF9426 |  | Woodlands |  | Rental | [7 empty] | CONTROLLERINFUSIONPUMP-Alaris-Medley 8015 |  | MEDLEY PROGRAMMING MODULE W/NETWORK CARD |  |  | CONTROLLERINFUSIONPUMP-Alaris-Medley 8015 | [6 empty] | Verified as Rental |  |  | MHHS-Woodlands
NO | YES |  |  |  | EGF9427 |  | CAREFUSION | 8015D |  |  | Rental | MHHS-Woodlands |  |  |  | EGF9427 |  | Woodlands |  | Rental | [7 empty] | CONTROLLERINFUSIONPUMP-Alaris-Medley 8015 |  | MEDLEY PROGRAMMING MODULE W/NETWORK CARD |  |  | CONTROLLERINFUSIONPUMP-Alaris-Medley 8015 | [6 empty] | Verified as Rental |  |  | MHHS-Woodlands
NO | YES |  |  |  | EGF9429 |  | CAREFUSION | 8015D |  |  | Rental | MHHS-Woodlands |  |  |  | EGF9429 |  | Woodlands |  | Rental | [7 empty] | CONTROLLERINFUSIONPUMP-Alaris-Medley 8015 |  | MEDLEY PROGRAMMING MODULE W/NETWORK CARD |  |  | CONTROLLERINFUSIONPUMP-Alaris-Medley 8015 | [6 empty] | Verified as Rental |  |  | MHHS-Woodlands
NO | YES |  |  |  | EGF9430 |  | CAREFUSION | 8015D |  |  | Rental | MHHS-Woodlands |  |  |  | EGF9430 |  | Woodlands |  | Rental | [7 empty] | CONTROLLERINFUSIONPUMP-Alaris-Medley 8015 |  | MEDLEY PROGRAMMING MODULE W/NETWORK CARD |  |  | CONTROLLERINFUSIONPUMP-Alaris-Medley 8015 | [6 empty] | Verified as Rental |  |  | MHHS-Woodlands
NO | YES |  |  |  | EGF9432 |  | CAREFUSION | 8015D |  |  | Rental | MHHS-Woodlands |  |  |  | EGF9432 |  | Woodlands |  | Rental | [7 empty] | CONTROLLERINFUSIONPUMP-Alaris-Medley 8015 |  | MEDLEY PROGRAMMING MODULE W/NETWORK CARD |  |  | CONTROLLERINFUSIONPUMP-Alaris-Medley 8015 | [6 empty] | Verified as Rental |  |  | MHHS-Woodlands
NO | YES |  |  |  | EGF9433 |  | CAREFUSION | 8015D |  |  | Rental | MHHS-Woodlands |  |  |  | EGF9433 |  | Woodlands |  | Rental | [7 empty] | CONTROLLERINFUSIONPUMP-Alaris-Medley 8015 |  | MEDLEY PROGRAMMING MODULE W/NETWORK CARD |  |  | CONTROLLERINFUSIONPUMP-Alaris-Medley 8015 | [6 empty] | Verified as Rental |  |  | MHHS-Woodlands
NO | YES |  |  |  | EGF9438 |  | CAREFUSION | 8015D |  |  | Rental | MHHS-Woodlands |  |  |  | EGF9438 |  | Woodlands |  | Rental | [7 empty] | CONTROLLERINFUSIONPUMP-Alaris-Medley 8015 |  | MEDLEY PROGRAMMING MODULE W/NETWORK CARD |  |  | CONTROLLERINFUSIONPUMP-Alaris-Medley 8015 | [6 empty] | Verified as Rental |  |  | MHHS-Woodlands
NO | YES |  |  |  | EGF9439 |  | CAREFUSION | 8015D |  |  | Rental | MHHS-Woodlands |  |  |  | EGF9439 |  | Woodlands |  | Rental | [7 empty] | CONTROLLERINFUSIONPUMP-Alaris-Medley 8015 |  | MEDLEY PROGRAMMING MODULE W/NETWORK CARD |  |  | CONTROLLERINFUSIONPUMP-Alaris-Medley 8015 | [6 empty] | Verified as Rental |  |  | MHHS-Woodlands
NO | YES |  |  |  | EGF9440 |  | CAREFUSION | 8015D |  |  | Rental | MHHS-Woodlands |  |  |  | EGF9440 |  | Woodlands |  | Rental | [7 empty] | CONTROLLERINFUSIONPUMP-Alaris-Medley 8015 |  | MEDLEY PROGRAMMING MODULE W/NETWORK CARD |  |  | CONTROLLERINFUSIONPUMP-Alaris-Medley 8015 | [6 empty] | Verified as Rental |  |  | MHHS-Woodlands
NO | YES |  |  |  | EGF9441 |  | CAREFUSION | 8015D |  |  | Rental | MHHS-Woodlands |  |  |  | EGF9441 |  | Woodlands |  | Rental | [7 empty] | CONTROLLERINFUSIONPUMP-Alaris-Medley 8015 |  | MEDLEY PROGRAMMING MODULE W/NETWORK CARD |  |  | CONTROLLERINFUSIONPUMP-Alaris-Medley 8015 | [6 empty] | Verified as Rental |  |  | MHHS-Woodlands
NO | YES |  |  |  | EGF9442 |  | CAREFUSION | 8015D |  |  | Rental | MHHS-Woodlands |  |  |  | EGF9442 |  | Woodlands |  | Rental | [7 empty] | CONTROLLERINFUSIONPUMP-Alaris-Medley 8015 |  | MEDLEY PROGRAMMING MODULE W/NETWORK CARD |  |  | CONTROLLERINFUSIONPUMP-Alaris-Medley 8015 | [6 empty] | Verified as Rental |  |  | MHHS-Woodlands
NO | YES |  |  |  | EGF9444 |  | CAREFUSION | 8015D |  |  | Rental | MHHS-Woodlands |  |  |  | EGF9444 |  | Woodlands |  | Rental | [7 empty] | CONTROLLERINFUSIONPUMP-Alaris-Medley 8015 |  | MEDLEY PROGRAMMING MODULE W/NETWORK CARD |  |  | CONTROLLERINFUSIONPUMP-Alaris-Medley 8015 | [6 empty] | Verified as Rental |  |  | MHHS-Woodlands
NO | YES |  |  |  | EGF9445 |  | CAREFUSION | 8015D |  |  | Rental | MHHS-Woodlands |  |  |  | EGF9445 |  | Woodlands |  | Rental | [7 empty] | CONTROLLERINFUSIONPUMP-Alaris-Medley 8015 |  | MEDLEY PROGRAMMING MODULE W/NETWORK CARD |  |  | CONTROLLERINFUSIONPUMP-Alaris-Medley 8015 | [6 empty] | Verified as Rental |  |  | MHHS-Woodlands
NO | YES |  |  |  | EGF9447 |  | CAREFUSION | 8015D |  |  | Rental | MHHS-Woodlands |  |  |  | EGF9447 |  | Woodlands |  | Rental | [7 empty] | CONTROLLERINFUSIONPUMP-Alaris-Medley 8015 |  | MEDLEY PROGRAMMING MODULE W/NETWORK CARD |  |  | CONTROLLERINFUSIONPUMP-Alaris-Medley 8015 | [6 empty] | Verified as Rental |  |  | MHHS-Woodlands
NO | YES |  |  |  | EGF9448 |  | CAREFUSION | 8015D |  |  | Rental | MHHS-Woodlands |  |  |  | EGF9448 |  | Woodlands |  | Rental | [7 empty] | CONTROLLERINFUSIONPUMP-Alaris-Medley 8015 |  | MEDLEY PROGRAMMING MODULE W/NETWORK CARD |  |  | CONTROLLERINFUSIONPUMP-Alaris-Medley 8015 | [6 empty] | Verified as Rental |  |  | MHHS-Woodlands
NO | YES |  |  |  | EGF9449 |  | CAREFUSION | 8015D |  |  | Rental | MHHS-Woodlands |  |  |  | EGF9449 |  | Woodlands |  | Rental | [7 empty] | CONTROLLERINFUSIONPUMP-Alaris-Medley 8015 |  | MEDLEY PROGRAMMING MODULE W/NETWORK CARD |  |  | CONTROLLERINFUSIONPUMP-Alaris-Medley 8015 | [6 empty] | Verified as Rental |  |  | MHHS-Woodlands
NO | YES |  |  |  | FFP102 |  | CAREFUSION | 8015M |  |  | Rental Equipment | MHHS-Cypress |  |  |  | FFP102 |  | Northwest & Cypress |  | Rental Equipment | [7 empty] | CONTROLLERINFUSIONPUMP-Alaris-Medley 8015 |  | MEDLEY PCU W/NETWORK *MEMORIAL HERMANN* |  |  | CONTROLLERINFUSIONPUMP-Alaris-Medley 8015 | [6 empty] | Verified as Rental |  |  | MHHS-Cypress
NO | YES |  |  |  | FFP104 |  | CAREFUSION | 8015M |  |  | Rental Equipment | MHHS-Cypress |  |  |  | FFP104 |  | Northwest & Cypress |  | Rental Equipment | [7 empty] | CONTROLLERINFUSIONPUMP-Alaris-Medley 8015 |  | MEDLEY PCU W/NETWORK *MEMORIAL HERMANN* |  |  | CONTROLLERINFUSIONPUMP-Alaris-Medley 8015 | [6 empty] | Verified as Rental |  |  | MHHS-Cypress
NO | YES |  |  |  | FFP232 |  | CAREFUSION | 8015M |  |  | Rental Equipment | MHHS-Cypress |  |  |  | FFP232 |  | Northwest & Cypress |  | Rental Equipment | [7 empty] | CONTROLLERINFUSIONPUMP-Alaris-Medley 8015 |  | MEDLEY PCU W/NETWORK *MEMORIAL HERMANN* |  |  | CONTROLLERINFUSIONPUMP-Alaris-Medley 8015 | [6 empty] | Verified as Rental |  |  | MHHS-Cypress
NO | YES |  |  |  | FFP266 |  | CAREFUSION | 8015M |  |  | Rental Equipment | MHHS-Cypress |  |  |  | FFP266 |  | Northwest & Cypress |  | Rental Equipment | [7 empty] | CONTROLLERINFUSIONPUMP-Alaris-Medley 8015 |  | MEDLEY PCU W/NETWORK *MEMORIAL HERMANN* |  |  | CONTROLLERINFUSIONPUMP-Alaris-Medley 8015 | [6 empty] | Verified as Rental |  |  | MHHS-Cypress
NO | YES |  |  |  | FFP350 |  | CAREFUSION | 8015M |  |  | Rental Equipment | MHHS-Cypress |  |  |  | FFP350 |  | Northwest & Cypress |  | Rental Equipment | [7 empty] | CONTROLLERINFUSIONPUMP-Alaris-Medley 8015 |  | MEDLEY PCU W/NETWORK *MEMORIAL HERMANN* |  |  | CONTROLLERINFUSIONPUMP-Alaris-Medley 8015 | [6 empty] | Verified as Rental |  |  | MHHS-Cypress
NO | YES |  |  |  | FFP382 |  | CAREFUSION | 8015M |  |  | Rental Equipment | MHHS-Cypress |  |  |  | FFP382 |  | Northwest & Cypress |  | Rental Equipment | [7 empty] | CONTROLLERINFUSIONPUMP-Alaris-Medley 8015 |  | MEDLEY PCU W/NETWORK *MEMORIAL HERMANN* |  |  | CONTROLLERINFUSIONPUMP-Alaris-Medley 8015 | [6 empty] | Verified as Rental |  |  | MHHS-Cypress
NO | YES |  |  |  | FFP412 |  | CAREFUSION | 8015M |  |  | Rental Equipment | MHHS-Cypress |  |  |  | FFP412 |  | Northwest & Cypress |  | Rental Equipment | [7 empty] | CONTROLLERINFUSIONPUMP-Alaris-Medley 8015 |  | MEDLEY PCU W/NETWORK *MEMORIAL HERMANN* |  |  | CONTROLLERINFUSIONPUMP-Alaris-Medley 8015 | [6 empty] | Verified as Rental |  |  | MHHS-Cypress
NO | YES |  |  |  | FFP481 |  | CAREFUSION | 8015M |  |  | Rental Equipment | MHHS-Cypress |  |  |  | FFP481 |  | Northwest & Cypress |  | Rental Equipment | [7 empty] | CONTROLLERINFUSIONPUMP-Alaris-Medley 8015 |  | MEDLEY PCU W/NETWORK *MEMORIAL HERMANN* |  |  | CONTROLLERINFUSIONPUMP-Alaris-Medley 8015 | [6 empty] | Verified as Rental |  |  | MHHS-Cypress
NO | YES |  |  |  | FFP482 |  | CAREFUSION | 8015M |  |  | Rental Equipment | MHHS-Cypress |  |  |  | FFP482 |  | Northwest & Cypress |  | Rental Equipment | [7 empty] | CONTROLLERINFUSIONPUMP-Alaris-Medley 8015 |  | MEDLEY PCU W/NETWORK *MEMORIAL HERMANN* |  |  | CONTROLLERINFUSIONPUMP-Alaris-Medley 8015 | [6 empty] | Verified as Rental |  |  | MHHS-Cypress
NO | YES |  |  |  | FFP500 |  | CAREFUSION | 8015M |  |  | Rental Equipment | MHHS-Cypress |  |  |  | FFP500 |  | Northwest & Cypress |  | Rental Equipment | [7 empty] | CONTROLLERINFUSIONPUMP-Alaris-Medley 8015 |  | MEDLEY PCU W/NETWORK *MEMORIAL HERMANN* |  |  | CONTROLLERINFUSIONPUMP-Alaris-Medley 8015 | [6 empty] | Verified as Rental |  |  | MHHS-Cypress
NO | YES |  |  |  | FFP601 |  | CAREFUSION | 8015M |  |  | Rental Equipment | MHHS-Cypress |  |  |  | FFP601 |  | Northwest & Cypress |  | Rental Equipment | [7 empty] | CONTROLLERINFUSIONPUMP-Alaris-Medley 8015 |  | MEDLEY PCU W/NETWORK *MEMORIAL HERMANN* |  |  | CONTROLLERINFUSIONPUMP-Alaris-Medley 8015 | [6 empty] | Verified as Rental |  |  | MHHS-Cypress
NO | YES |  |  |  | FFP685 |  | CAREFUSION | 8015M |  |  | Rental Equipment | MHHS-Cypress |  |  |  | FFP685 |  | Northwest & Cypress |  | Rental Equipment | [7 empty] | CONTROLLERINFUSIONPUMP-Alaris-Medley 8015 |  | MEDLEY PCU W/NETWORK *MEMORIAL HERMANN* |  |  | CONTROLLERINFUSIONPUMP-Alaris-Medley 8015 | [6 empty] | Verified as Rental |  |  | MHHS-Cypress
NO | YES |  |  |  | FFP711 |  | CAREFUSION | 8015M |  |  | Rental Equipment | MHHS-Cypress |  |  |  | FFP711 |  | Northwest & Cypress |  | Rental Equipment | [7 empty] | CONTROLLERINFUSIONPUMP-Alaris-Medley 8015 |  | MEDLEY PCU W/NETWORK *MEMORIAL HERMANN* |  |  | CONTROLLERINFUSIONPUMP-Alaris-Medley 8015 | [6 empty] | Verified as Rental |  |  | MHHS-Cypress
NO | YES |  |  |  | FFP751 |  | CAREFUSION | 8015M |  |  | Rental Equipment | MHHS-Cypress |  |  |  | FFP751 |  | Northwest & Cypress |  | Rental Equipment | [7 empty] | CONTROLLERINFUSIONPUMP-Alaris-Medley 8015 |  | MEDLEY PCU W/NETWORK *MEMORIAL HERMANN* |  |  | CONTROLLERINFUSIONPUMP-Alaris-Medley 8015 | [6 empty] | Verified as Rental |  |  | MHHS-Cypress
NO | YES |  |  |  | FFP760 |  | CAREFUSION | 8015M |  |  | Rental Equipment | MHHS-Cypress |  |  |  | FFP760 |  | Northwest & Cypress |  | Rental Equipment | [7 empty] | CONTROLLERINFUSIONPUMP-Alaris-Medley 8015 |  | MEDLEY PCU W/NETWORK *MEMORIAL HERMANN* |  |  | CONTROLLERINFUSIONPUMP-Alaris-Medley 8015 | [6 empty] | Verified as Rental |  |  | MHHS-Cypress
NO | YES |  |  |  | FFP864 |  | CAREFUSION | 8015M |  |  | Rental Equipment | MHHS-Cypress |  |  |  | FFP864 |  | Northwest & Cypress |  | Rental Equipment | [7 empty] | CONTROLLERINFUSIONPUMP-Alaris-Medley 8015 |  | MEDLEY PCU W/NETWORK *MEMORIAL HERMANN* |  |  | CONTROLLERINFUSIONPUMP-Alaris-Medley 8015 | [6 empty] | Verified as Rental |  |  | MHHS-Cypress
NO | YES |  |  |  | FFP963 |  | CAREFUSION | 8015M |  |  | Rental Equipment | MHHS-Cypress |  |  |  | FFP963 |  | Northwest & Cypress |  | Rental Equipment | [7 empty] | CONTROLLERINFUSIONPUMP-Alaris-Medley 8015 |  | MEDLEY PCU W/NETWORK *MEMORIAL HERMANN* |  |  | CONTROLLERINFUSIONPUMP-Alaris-Medley 8015 | [6 empty] | Verified as Rental |  |  | MHHS-Cypress
NO | YES |  |  |  | FFP980 |  | CAREFUSION | 8015M |  |  | Rental Equipment | MHHS-Cypress |  |  |  | FFP980 |  | Northwest & Cypress |  | Rental Equipment | [7 empty] | CONTROLLERINFUSIONPUMP-Alaris-Medley 8015 |  | MEDLEY PCU W/NETWORK *MEMORIAL HERMANN* |  |  | CONTROLLERINFUSIONPUMP-Alaris-Medley 8015 | [6 empty] | Verified as Rental |  |  | MHHS-Cypress
NO | YES |  |  |  | FFP1132 |  | CAREFUSION | 8015M |  |  | Rental Equipment | MHHS-Cypress |  |  |  | FFP1132 |  | Northwest & Cypress |  | Rental Equipment | [7 empty] | CONTROLLERINFUSIONPUMP-Alaris-Medley 8015 |  | MEDLEY PCU W/NETWORK *MEMORIAL HERMANN* |  |  | CONTROLLERINFUSIONPUMP-Alaris-Medley 8015 | [6 empty] | Verified as Rental |  |  | MHHS-Cypress
NO | YES |  |  |  | FFP1176 |  | CAREFUSION | 8015M |  |  | Rental Equipment | MHHS-Cypress |  |  |  | FFP1176 |  | Northwest & Cypress |  | Rental Equipment | [7 empty] | CONTROLLERINFUSIONPUMP-Alaris-Medley 8015 |  | MEDLEY PCU W/NETWORK *MEMORIAL HERMANN* |  |  | CONTROLLERINFUSIONPUMP-Alaris-Medley 8015 | [6 empty] | Verified as Rental |  |  | MHHS-Cypress
NO | YES |  |  |  | FFP1182 |  | CAREFUSION | 8015M |  |  | Rental Equipment | MHHS-Cypress |  |  |  | FFP1182 |  | Northwest & Cypress |  | Rental Equipment | [7 empty] | CONTROLLERINFUSIONPUMP-Alaris-Medley 8015 |  | MEDLEY PCU W/NETWORK *MEMORIAL HERMANN* |  |  | CONTROLLERINFUSIONPUMP-Alaris-Medley 8015 | [6 empty] | Verified as Rental |  |  | MHHS-Cypress
NO | YES |  |  |  | FFP1284 |  | CAREFUSION | 8015M |  |  | Rental Equipment | MHHS-Cypress |  |  |  | FFP1284 |  | Northwest & Cypress |  | Rental Equipment | [7 empty] | CONTROLLERINFUSIONPUMP-Alaris-Medley 8015 |  | MEDLEY PCU W/NETWORK *MEMORIAL HERMANN* |  |  | CONTROLLERINFUSIONPUMP-Alaris-Medley 8015 | [6 empty] | Verified as Rental |  |  | MHHS-Cypress
NO | YES |  |  |  | FFP1373 |  | CAREFUSION | 8015M |  |  | Rental Equipment | MHHS-Cypress |  |  |  | FFP1373 |  | Northwest & Cypress |  | Rental Equipment | [7 empty] | CONTROLLERINFUSIONPUMP-Alaris-Medley 8015 |  | MEDLEY PCU W/NETWORK *MEMORIAL HERMANN* |  |  | CONTROLLERINFUSIONPUMP-Alaris-Medley 8015 | [6 empty] | Verified as Rental |  |  | MHHS-Cypress
NO | YES |  |  |  | FFP1452 |  | CAREFUSION | 8015M |  |  | Rental Equipment | MHHS-Cypress |  |  |  | FFP1452 |  | Northwest & Cypress |  | Rental Equipment | [7 empty] | CONTROLLERINFUSIONPUMP-Alaris-Medley 8015 |  | MEDLEY PCU W/NETWORK *MEMORIAL HERMANN* |  |  | CONTROLLERINFUSIONPUMP-Alaris-Medley 8015 | [6 empty] | Verified as Rental |  |  | MHHS-Cypress
NO | YES |  |  |  | FFP1632 |  | CAREFUSION | 8015M |  |  | Rental Equipment | MHHS-Cypress |  |  |  | FFP1632 |  | Northwest & Cypress |  | Rental Equipment | [7 empty] | CONTROLLERINFUSIONPUMP-Alaris-Medley 8015 |  | MEDLEY PCU W/NETWORK *MEMORIAL HERMANN* |  |  | CONTROLLERINFUSIONPUMP-Alaris-Medley 8015 | [6 empty] | Verified as Rental |  |  | MHHS-Cypress
NO | YES |  |  |  | FFP1647 |  | CAREFUSION | 8015M |  |  | Rental Equipment | MHHS-Cypress |  |  |  | FFP1647 |  | Northwest & Cypress |  | Rental Equipment | [7 empty] | CONTROLLERINFUSIONPUMP-Alaris-Medley 8015 |  | MEDLEY PCU W/NETWORK *MEMORIAL HERMANN* |  |  | CONTROLLERINFUSIONPUMP-Alaris-Medley 8015 | [6 empty] | Verified as Rental |  |  | MHHS-Cypress
NO | YES |  |  |  | FFP1652 |  | CAREFUSION | 8015M |  |  | Rental Equipment | MHHS-Cypress |  |  |  | FFP1652 |  | Northwest & Cypress |  | Rental Equipment | [7 empty] | CONTROLLERINFUSIONPUMP-Alaris-Medley 8015 |  | MEDLEY PCU W/NETWORK *MEMORIAL HERMANN* |  |  | CONTROLLERINFUSIONPUMP-Alaris-Medley 8015 | [6 empty] | Verified as Rental |  |  | MHHS-Cypress
NO | YES |  |  |  | FFP1660 |  | CAREFUSION | 8015M |  |  | Rental Equipment | MHHS-Cypress |  |  |  | FFP1660 |  | Northwest & Cypress |  | Rental Equipment | [7 empty] | CONTROLLERINFUSIONPUMP-Alaris-Medley 8015 |  | MEDLEY PCU W/NETWORK *MEMORIAL HERMANN* |  |  | CONTROLLERINFUSIONPUMP-Alaris-Medley 8015 | [6 empty] | Verified as Rental |  |  | MHHS-Cypress
NO | YES |  |  |  | FFP1814 |  | CAREFUSION | 8015M |  |  | Rental Equipment | MHHS-Cypress |  |  |  | FFP1814 |  | Northwest & Cypress |  | Rental Equipment | [7 empty] | CONTROLLERINFUSIONPUMP-Alaris-Medley 8015 |  | MEDLEY PCU W/NETWORK *MEMORIAL HERMANN* |  |  | CONTROLLERINFUSIONPUMP-Alaris-Medley 8015 | [6 empty] | Verified as Rental |  |  | MHHS-Cypress
NO | YES |  |  |  | FFP1973 |  | CAREFUSION | 8015M |  |  | Rental Equipment | MHHS-Cypress |  |  |  | FFP1973 |  | Northwest & Cypress |  | Rental Equipment | [7 empty] | CONTROLLERINFUSIONPUMP-Alaris-Medley 8015 |  | MEDLEY PCU W/NETWORK *MEMORIAL HERMANN* |  |  | CONTROLLERINFUSIONPUMP-Alaris-Medley 8015 | [6 empty] | Verified as Rental |  |  | MHHS-Cypress
NO | YES |  |  |  | FFP2004 |  | CAREFUSION | 8015M |  |  | Rental Equipment | MHHS-Cypress |  |  |  | FFP2004 |  | Northwest & Cypress |  | Rental Equipment | [7 empty] | CONTROLLERINFUSIONPUMP-Alaris-Medley 8015 |  | MEDLEY PCU W/NETWORK *MEMORIAL HERMANN* |  |  | CONTROLLERINFUSIONPUMP-Alaris-Medley 8015 | [6 empty] | Verified as Rental |  |  | MHHS-Cypress
NO | YES |  |  |  | FFP2030 |  | CAREFUSION | 8015M |  |  | Rental Equipment | MHHS-Cypress |  |  |  | FFP2030 |  | Northwest & Cypress |  | Rental Equipment | [7 empty] | CONTROLLERINFUSIONPUMP-Alaris-Medley 8015 |  | MEDLEY PCU W/NETWORK *MEMORIAL HERMANN* |  |  | CONTROLLERINFUSIONPUMP-Alaris-Medley 8015 | [6 empty] | Verified as Rental |  |  | MHHS-Cypress
NO | YES |  |  |  | FFP2063 |  | CAREFUSION | 8015M |  |  | Rental Equipment | MHHS-Cypress |  |  |  | FFP2063 |  | Northwest & Cypress |  | Rental Equipment | [7 empty] | CONTROLLERINFUSIONPUMP-Alaris-Medley 8015 |  | MEDLEY PCU W/NETWORK *MEMORIAL HERMANN* |  |  | CONTROLLERINFUSIONPUMP-Alaris-Medley 8015 | [6 empty] | Verified as Rental |  |  | MHHS-Cypress
NO | YES |  |  |  | FFP2072 |  | CAREFUSION | 8015M |  |  | Rental Equipment | MHHS-Cypress |  |  |  | FFP2072 |  | Northwest & Cypress |  | Rental Equipment | [7 empty] | CONTROLLERINFUSIONPUMP-Alaris-Medley 8015 |  | MEDLEY PCU W/NETWORK *MEMORIAL HERMANN* |  |  | CONTROLLERINFUSIONPUMP-Alaris-Medley 8015 | [6 empty] | Verified as Rental |  |  | MHHS-Cypress
NO | YES |  |  |  | FFP2076 |  | CAREFUSION | 8015M |  |  | Rental Equipment | MHHS-Cypress |  |  |  | FFP2076 |  | Northwest & Cypress |  | Rental Equipment | [7 empty] | CONTROLLERINFUSIONPUMP-Alaris-Medley 8015 |  | MEDLEY PCU W/NETWORK *MEMORIAL HERMANN* |  |  | CONTROLLERINFUSIONPUMP-Alaris-Medley 8015 | [6 empty] | Verified as Rental |  |  | MHHS-Cypress
NO | YES |  |  |  | FFP2082 |  | CAREFUSION | 8015M |  |  | Rental Equipment | MHHS-Cypress |  |  |  | FFP2082 |  | Northwest & Cypress |  | Rental Equipment | [7 empty] | CONTROLLERINFUSIONPUMP-Alaris-Medley 8015 |  | MEDLEY PCU W/NETWORK *MEMORIAL HERMANN* |  |  | CONTROLLERINFUSIONPUMP-Alaris-Medley 8015 | [6 empty] | Verified as Rental |  |  | MHHS-Cypress
NO | YES |  |  |  | FFP2162 |  | CAREFUSION | 8015M |  |  | Rental Equipment | MHHS-Cypress |  |  |  | FFP2162 |  | Northwest & Cypress |  | Rental Equipment | [7 empty] | CONTROLLERINFUSIONPUMP-Alaris-Medley 8015 |  | MEDLEY PCU W/NETWORK *MEMORIAL HERMANN* |  |  | CONTROLLERINFUSIONPUMP-Alaris-Medley 8015 | [6 empty] | Verified as Rental |  |  | MHHS-Cypress
NO | YES |  |  |  | FFP2176 |  | CAREFUSION | 8015M |  |  | Rental Equipment | MHHS-Cypress |  |  |  | FFP2176 |  | Northwest & Cypress |  | Rental Equipment | [7 empty] | CONTROLLERINFUSIONPUMP-Alaris-Medley 8015 |  | MEDLEY PCU W/NETWORK *MEMORIAL HERMANN* |  |  | CONTROLLERINFUSIONPUMP-Alaris-Medley 8015 | [6 empty] | Verified as Rental |  |  | MHHS-Cypress
NO | YES |  |  |  | FFP2177 |  | CAREFUSION | 8015M |  |  | Rental Equipment | MHHS-Cypress |  |  |  | FFP2177 |  | Northwest & Cypress |  | Rental Equipment | [7 empty] | CONTROLLERINFUSIONPUMP-Alaris-Medley 8015 |  | MEDLEY PCU W/NETWORK *MEMORIAL HERMANN* |  |  | CONTROLLERINFUSIONPUMP-Alaris-Medley 8015 | [6 empty] | Verified as Rental |  |  | MHHS-Cypress
NO | YES |  |  |  | FFP2184 |  | CAREFUSION | 8015M |  |  | Rental Equipment | MHHS-Cypress |  |  |  | FFP2184 |  | Northwest & Cypress |  | Rental Equipment | [7 empty] | CONTROLLERINFUSIONPUMP-Alaris-Medley 8015 |  | MEDLEY PCU W/NETWORK *MEMORIAL HERMANN* |  |  | CONTROLLERINFUSIONPUMP-Alaris-Medley 8015 | [6 empty] | Verified as Rental |  |  | MHHS-Cypress
NO | YES |  |  |  | FFP2241 |  | CAREFUSION | 8015M |  |  | Rental Equipment | MHHS-Cypress |  |  |  | FFP2241 |  | Northwest & Cypress |  | Rental Equipment | [7 empty] | CONTROLLERINFUSIONPUMP-Alaris-Medley 8015 |  | MEDLEY PCU W/NETWORK *MEMORIAL HERMANN* |  |  | CONTROLLERINFUSIONPUMP-Alaris-Medley 8015 | [6 empty] | Verified as Rental |  |  | MHHS-Cypress
NO | YES |  |  |  | FFP2293 |  | CAREFUSION | 8015M |  |  | Rental Equipment | MHHS-Cypress |  |  |  | FFP2293 |  | Northwest & Cypress |  | Rental Equipment | [7 empty] | CONTROLLERINFUSIONPUMP-Alaris-Medley 8015 |  | MEDLEY PCU W/NETWORK *MEMORIAL HERMANN* |  |  | CONTROLLERINFUSIONPUMP-Alaris-Medley 8015 | [6 empty] | Verified as Rental |  |  | MHHS-Cypress
NO | YES |  |  |  | FFP2304 |  | CAREFUSION | 8015M |  |  | Rental Equipment | MHHS-Cypress |  |  |  | FFP2304 |  | Northwest & Cypress |  | Rental Equipment | [7 empty] | CONTROLLERINFUSIONPUMP-Alaris-Medley 8015 |  | MEDLEY PCU W/NETWORK *MEMORIAL HERMANN* |  |  | CONTROLLERINFUSIONPUMP-Alaris-Medley 8015 | [6 empty] | Verified as Rental |  |  | MHHS-Cypress
NO | YES |  |  |  | FFP2321 |  | CAREFUSION | 8015M |  |  | Rental Equipment | MHHS-Cypress |  |  |  | FFP2321 |  | Northwest & Cypress |  | Rental Equipment | [7 empty] | CONTROLLERINFUSIONPUMP-Alaris-Medley 8015 |  | MEDLEY PCU W/NETWORK *MEMORIAL HERMANN* |  |  | CONTROLLERINFUSIONPUMP-Alaris-Medley 8015 | [6 empty] | Verified as Rental |  |  | MHHS-Cypress
NO | YES |  |  |  | FFP2407 |  | CAREFUSION | 8015M |  |  | Rental Equipment | MHHS-Cypress |  |  |  | FFP2407 |  | Northwest & Cypress |  | Rental Equipment | [7 empty] | CONTROLLERINFUSIONPUMP-Alaris-Medley 8015 |  | MEDLEY PCU W/NETWORK *MEMORIAL HERMANN* |  |  | CONTROLLERINFUSIONPUMP-Alaris-Medley 8015 | [6 empty] | Verified as Rental |  |  | MHHS-Cypress
NO | YES |  |  |  | FFP2495 |  | CAREFUSION | 8015M |  |  | Rental Equipment | MHHS-Cypress |  |  |  | FFP2495 |  | Northwest & Cypress |  | Rental Equipment | [7 empty] | CONTROLLERINFUSIONPUMP-Alaris-Medley 8015 |  | MEDLEY PCU W/NETWORK *MEMORIAL HERMANN* |  |  | CONTROLLERINFUSIONPUMP-Alaris-Medley 8015 | [6 empty] | Verified as Rental |  |  | MHHS-Cypress
NO | YES |  |  |  | FFP2514 |  | CAREFUSION | 8015M |  |  | Rental Equipment | MHHS-Cypress |  |  |  | FFP2514 |  | Northwest & Cypress |  | Rental Equipment | [7 empty] | CONTROLLERINFUSIONPUMP-Alaris-Medley 8015 |  | MEDLEY PCU W/NETWORK *MEMORIAL HERMANN* |  |  | CONTROLLERINFUSIONPUMP-Alaris-Medley 8015 | [6 empty] | Verified as Rental |  |  | MHHS-Cypress
NO | YES |  |  |  | FFP2550 |  | CAREFUSION | 8015M |  |  | Rental Equipment | MHHS-Cypress |  |  |  | FFP2550 |  | Northwest & Cypress |  | Rental Equipment | [7 empty] | CONTROLLERINFUSIONPUMP-Alaris-Medley 8015 |  | MEDLEY PCU W/NETWORK *MEMORIAL HERMANN* |  |  | CONTROLLERINFUSIONPUMP-Alaris-Medley 8015 | [6 empty] | Verified as Rental |  |  | MHHS-Cypress
NO | YES |  |  |  | FFP2607 |  | CAREFUSION | 8015M |  |  | Rental Equipment | MHHS-Cypress |  |  |  | FFP2607 |  | Northwest & Cypress |  | Rental Equipment | [7 empty] | CONTROLLERINFUSIONPUMP-Alaris-Medley 8015 |  | MEDLEY PCU W/NETWORK *MEMORIAL HERMANN* |  |  | CONTROLLERINFUSIONPUMP-Alaris-Medley 8015 | [6 empty] | Verified as Rental |  |  | MHHS-Cypress
NO | YES |  |  |  | FFP2621 |  | CAREFUSION | 8015M |  |  | Rental Equipment | MHHS-Cypress |  |  |  | FFP2621 |  | Northwest & Cypress |  | Rental Equipment | [7 empty] | CONTROLLERINFUSIONPUMP-Alaris-Medley 8015 |  | MEDLEY PCU W/NETWORK *MEMORIAL HERMANN* |  |  | CONTROLLERINFUSIONPUMP-Alaris-Medley 8015 | [6 empty] | Verified as Rental |  |  | MHHS-Cypress
NO | YES |  |  |  | FFP2624 |  | CAREFUSION | 8015M |  |  | Rental Equipment | MHHS-Cypress |  |  |  | FFP2624 |  | Northwest & Cypress |  | Rental Equipment | [7 empty] | CONTROLLERINFUSIONPUMP-Alaris-Medley 8015 |  | MEDLEY PCU W/NETWORK *MEMORIAL HERMANN* |  |  | CONTROLLERINFUSIONPUMP-Alaris-Medley 8015 | [6 empty] | Verified as Rental |  |  | MHHS-Cypress
NO | YES |  |  |  | FFP2660 |  | CAREFUSION | 8015M |  |  | Rental Equipment | MHHS-Cypress |  |  |  | FFP2660 |  | Northwest & Cypress |  | Rental Equipment | [7 empty] | CONTROLLERINFUSIONPUMP-Alaris-Medley 8015 |  | MEDLEY PCU W/NETWORK *MEMORIAL HERMANN* |  |  | CONTROLLERINFUSIONPUMP-Alaris-Medley 8015 | [6 empty] | Verified as Rental |  |  | MHHS-Cypress
NO | YES |  |  |  | FFP2678 |  | CAREFUSION | 8015M |  |  | Rental Equipment | MHHS-Cypress |  |  |  | FFP2678 |  | Northwest & Cypress |  | Rental Equipment | [7 empty] | CONTROLLERINFUSIONPUMP-Alaris-Medley 8015 |  | MEDLEY PCU W/NETWORK *MEMORIAL HERMANN* |  |  | CONTROLLERINFUSIONPUMP-Alaris-Medley 8015 | [6 empty] | Verified as Rental |  |  | MHHS-Cypress
NO | YES |  |  |  | FFP2741 |  | CAREFUSION | 8015M |  |  | Rental Equipment | MHHS-Cypress |  |  |  | FFP2741 |  | Northwest & Cypress |  | Rental Equipment | [7 empty] | CONTROLLERINFUSIONPUMP-Alaris-Medley 8015 |  | MEDLEY PCU W/NETWORK *MEMORIAL HERMANN* |  |  | CONTROLLERINFUSIONPUMP-Alaris-Medley 8015 | [6 empty] | Verified as Rental |  |  | MHHS-Cypress
NO | YES |  |  |  | FFP2764 |  | CAREFUSION | 8015M |  |  | Rental Equipment | MHHS-Cypress |  |  |  | FFP2764 |  | Northwest & Cypress |  | Rental Equipment | [7 empty] | CONTROLLERINFUSIONPUMP-Alaris-Medley 8015 |  | MEDLEY PCU W/NETWORK *MEMORIAL HERMANN* |  |  | CONTROLLERINFUSIONPUMP-Alaris-Medley 8015 | [6 empty] | Verified as Rental |  |  | MHHS-Cypress
NO | YES |  |  |  | FFP2788 |  | CAREFUSION | 8015M |  |  | Rental Equipment | MHHS-Cypress |  |  |  | FFP2788 |  | Northwest & Cypress |  | Rental Equipment | [7 empty] | CONTROLLERINFUSIONPUMP-Alaris-Medley 8015 |  | MEDLEY PCU W/NETWORK *MEMORIAL HERMANN* |  |  | CONTROLLERINFUSIONPUMP-Alaris-Medley 8015 | [6 empty] | Verified as Rental |  |  | MHHS-Cypress
NO | YES |  |  |  | FFP2791 |  | CAREFUSION | 8015M |  |  | Rental Equipment | MHHS-Cypress |  |  |  | FFP2791 |  | Northwest & Cypress |  | Rental Equipment | [7 empty] | CONTROLLERINFUSIONPUMP-Alaris-Medley 8015 |  | MEDLEY PCU W/NETWORK *MEMORIAL HERMANN* |  |  | CONTROLLERINFUSIONPUMP-Alaris-Medley 8015 | [6 empty] | Verified as Rental |  |  | MHHS-Cypress
NO | YES |  |  |  | FFP2849 |  | CAREFUSION | 8015M |  |  | Rental Equipment | MHHS-Cypress |  |  |  | FFP2849 |  | Northwest & Cypress |  | Rental Equipment | [7 empty] | CONTROLLERINFUSIONPUMP-Alaris-Medley 8015 |  | MEDLEY PCU W/NETWORK *MEMORIAL HERMANN* |  |  | CONTROLLERINFUSIONPUMP-Alaris-Medley 8015 | [6 empty] | Verified as Rental |  |  | MHHS-Cypress
NO | YES |  |  |  | FFP2916 |  | CAREFUSION | 8015M |  |  | Rental Equipment | MHHS-Cypress |  |  |  | FFP2916 |  | Northwest & Cypress |  | Rental Equipment | [7 empty] | CONTROLLERINFUSIONPUMP-Alaris-Medley 8015 |  | MEDLEY PCU W/NETWORK *MEMORIAL HERMANN* |  |  | CONTROLLERINFUSIONPUMP-Alaris-Medley 8015 | [6 empty] | Verified as Rental |  |  | MHHS-Cypress
NO | YES |  |  |  | FFP2942 |  | CAREFUSION | 8015M |  |  | Rental Equipment | MHHS-Cypress |  |  |  | FFP2942 |  | Northwest & Cypress |  | Rental Equipment | [7 empty] | CONTROLLERINFUSIONPUMP-Alaris-Medley 8015 |  | MEDLEY PCU W/NETWORK *MEMORIAL HERMANN* |  |  | CONTROLLERINFUSIONPUMP-Alaris-Medley 8015 | [6 empty] | Verified as Rental |  |  | MHHS-Cypress
NO | YES |  |  |  | FFP2947 |  | CAREFUSION | 8015M |  |  | Rental Equipment | MHHS-Cypress |  |  |  | FFP2947 |  | Northwest & Cypress |  | Rental Equipment | [7 empty] | CONTROLLERINFUSIONPUMP-Alaris-Medley 8015 |  | MEDLEY PCU W/NETWORK *MEMORIAL HERMANN* |  |  | CONTROLLERINFUSIONPUMP-Alaris-Medley 8015 | [6 empty] | Verified as Rental |  |  | MHHS-Cypress
NO | YES |  |  |  | FFP2988 |  | CAREFUSION | 8015M |  |  | Rental Equipment | MHHS-Cypress |  |  |  | FFP2988 |  | Northwest & Cypress |  | Rental Equipment | [7 empty] | CONTROLLERINFUSIONPUMP-Alaris-Medley 8015 |  | MEDLEY PCU W/NETWORK *MEMORIAL HERMANN* |  |  | CONTROLLERINFUSIONPUMP-Alaris-Medley 8015 | [6 empty] | Verified as Rental |  |  | MHHS-Cypress
NO | YES |  |  |  | FFP3043 |  | CAREFUSION | 8015M |  |  | Rental Equipment | MHHS-Cypress |  |  |  | FFP3043 |  | Northwest & Cypress |  | Rental Equipment | [7 empty] | CONTROLLERINFUSIONPUMP-Alaris-Medley 8015 |  | MEDLEY PCU W/NETWORK *MEMORIAL HERMANN* |  |  | CONTROLLERINFUSIONPUMP-Alaris-Medley 8015 | [6 empty] | Verified as Rental |  |  | MHHS-Cypress
NO | YES |  |  |  | FFP3078 |  | CAREFUSION | 8015M |  |  | Rental Equipment | MHHS-Cypress |  |  |  | FFP3078 |  | Northwest & Cypress |  | Rental Equipment | [7 empty] | CONTROLLERINFUSIONPUMP-Alaris-Medley 8015 |  | MEDLEY PCU W/NETWORK *MEMORIAL HERMANN* |  |  | CONTROLLERINFUSIONPUMP-Alaris-Medley 8015 | [6 empty] | Verified as Rental |  |  | MHHS-Cypress
NO | YES |  |  |  | FFP3132 |  | CAREFUSION | 8015M |  |  | Rental Equipment | MHHS-Cypress |  |  |  | FFP3132 |  | Northwest & Cypress |  | Rental Equipment | [7 empty] | CONTROLLERINFUSIONPUMP-Alaris-Medley 8015 |  | MEDLEY PCU W/NETWORK *MEMORIAL HERMANN* |  |  | CONTROLLERINFUSIONPUMP-Alaris-Medley 8015 | [6 empty] | Verified as Rental |  |  | MHHS-Cypress
NO | YES |  |  |  | FFP3265 |  | CAREFUSION | 8015M |  |  | Rental Equipment | MHHS-Cypress |  |  |  | FFP3265 |  | Northwest & Cypress |  | Rental Equipment | [7 empty] | CONTROLLERINFUSIONPUMP-Alaris-Medley 8015 |  | MEDLEY PCU W/NETWORK *MEMORIAL HERMANN* |  |  | CONTROLLERINFUSIONPUMP-Alaris-Medley 8015 | [6 empty] | Verified as Rental |  |  | MHHS-Cypress
NO | YES |  |  |  | FFP3301 |  | CAREFUSION | 8015M |  |  | Rental Equipment | MHHS-Cypress |  |  |  | FFP3301 |  | Northwest & Cypress |  | Rental Equipment | [7 empty] | CONTROLLERINFUSIONPUMP-Alaris-Medley 8015 |  | MEDLEY PCU W/NETWORK *MEMORIAL HERMANN* |  |  | CONTROLLERINFUSIONPUMP-Alaris-Medley 8015 | [6 empty] | Verified as Rental |  |  | MHHS-Cypress
NO | YES |  |  |  | FFP3421 |  | CAREFUSION | 8015M |  |  | Rental Equipment | MHHS-Cypress |  |  |  | FFP3421 |  | Northwest & Cypress |  | Rental Equipment | [7 empty] | CONTROLLERINFUSIONPUMP-Alaris-Medley 8015 |  | MEDLEY PCU W/NETWORK *MEMORIAL HERMANN* |  |  | CONTROLLERINFUSIONPUMP-Alaris-Medley 8015 | [6 empty] | Verified as Rental |  |  | MHHS-Cypress
NO | YES |  |  |  | FFP3431 |  | CAREFUSION | 8015M |  |  | Rental Equipment | MHHS-Cypress |  |  |  | FFP3431 |  | Northwest & Cypress |  | Rental Equipment | [7 empty] | CONTROLLERINFUSIONPUMP-Alaris-Medley 8015 |  | MEDLEY PCU W/NETWORK *MEMORIAL HERMANN* |  |  | CONTROLLERINFUSIONPUMP-Alaris-Medley 8015 | [6 empty] | Verified as Rental |  |  | MHHS-Cypress
NO | YES |  |  |  | FFP3467 |  | CAREFUSION | 8015M |  |  | Rental Equipment | MHHS-Cypress |  |  |  | FFP3467 |  | Northwest & Cypress |  | Rental Equipment | [7 empty] | CONTROLLERINFUSIONPUMP-Alaris-Medley 8015 |  | MEDLEY PCU W/NETWORK *MEMORIAL HERMANN* |  |  | CONTROLLERINFUSIONPUMP-Alaris-Medley 8015 | [6 empty] | Verified as Rental |  |  | MHHS-Cypress
NO | YES |  |  |  | FFP3538 |  | CAREFUSION | 8015M |  |  | Rental Equipment | MHHS-Cypress |  |  |  | FFP3538 |  | Northwest & Cypress |  | Rental Equipment | [7 empty] | CONTROLLERINFUSIONPUMP-Alaris-Medley 8015 |  | MEDLEY PCU W/NETWORK *MEMORIAL HERMANN* |  |  | CONTROLLERINFUSIONPUMP-Alaris-Medley 8015 | [6 empty] | Verified as Rental |  |  | MHHS-Cypress
NO | YES |  |  |  | FFP3635 |  | CAREFUSION | 8015M |  |  | Rental Equipment | MHHS-Cypress |  |  |  | FFP3635 |  | Northwest & Cypress |  | Rental Equipment | [7 empty] | CONTROLLERINFUSIONPUMP-Alaris-Medley 8015 |  | MEDLEY PCU W/NETWORK *MEMORIAL HERMANN* |  |  | CONTROLLERINFUSIONPUMP-Alaris-Medley 8015 | [6 empty] | Verified as Rental |  |  | MHHS-Cypress
NO | YES |  |  |  | FFP3637 |  | CAREFUSION | 8015M |  |  | Rental Equipment | MHHS-Cypress |  |  |  | FFP3637 |  | Northwest & Cypress |  | Rental Equipment | [7 empty] | CONTROLLERINFUSIONPUMP-Alaris-Medley 8015 |  | MEDLEY PCU W/NETWORK *MEMORIAL HERMANN* |  |  | CONTROLLERINFUSIONPUMP-Alaris-Medley 8015 | [6 empty] | Verified as Rental |  |  | MHHS-Cypress
NO | YES |  |  |  | FFP3643 |  | CAREFUSION | 8015M |  |  | Rental Equipment | MHHS-Cypress |  |  |  | FFP3643 |  | Northwest & Cypress |  | Rental Equipment | [7 empty] | CONTROLLERINFUSIONPUMP-Alaris-Medley 8015 |  | MEDLEY PCU W/NETWORK *MEMORIAL HERMANN* |  |  | CONTROLLERINFUSIONPUMP-Alaris-Medley 8015 | [6 empty] | Verified as Rental |  |  | MHHS-Cypress
NO | YES |  |  |  | FFP3650 |  | CAREFUSION | 8015M |  |  | Rental Equipment | MHHS-Cypress |  |  |  | FFP3650 |  | Northwest & Cypress |  | Rental Equipment | [7 empty] | CONTROLLERINFUSIONPUMP-Alaris-Medley 8015 |  | MEDLEY PCU W/NETWORK *MEMORIAL HERMANN* |  |  | CONTROLLERINFUSIONPUMP-Alaris-Medley 8015 | [6 empty] | Verified as Rental |  |  | MHHS-Cypress
NO | YES |  |  |  | FFP3663 |  | CAREFUSION | 8015M |  |  | Rental Equipment | MHHS-Cypress |  |  |  | FFP3663 |  | Northwest & Cypress |  | Rental Equipment | [7 empty] | CONTROLLERINFUSIONPUMP-Alaris-Medley 8015 |  | MEDLEY PCU W/NETWORK *MEMORIAL HERMANN* |  |  | CONTROLLERINFUSIONPUMP-Alaris-Medley 8015 | [6 empty] | Verified as Rental |  |  | MHHS-Cypress
NO | YES |  |  |  | FFP3666 |  | CAREFUSION | 8015M |  |  | Rental Equipment | MHHS-Cypress |  |  |  | FFP3666 |  | Northwest & Cypress |  | Rental Equipment | [7 empty] | CONTROLLERINFUSIONPUMP-Alaris-Medley 8015 |  | MEDLEY PCU W/NETWORK *MEMORIAL HERMANN* |  |  | CONTROLLERINFUSIONPUMP-Alaris-Medley 8015 | [6 empty] | Verified as Rental |  |  | MHHS-Cypress
NO | YES |  |  |  | FFP3761 |  | CAREFUSION | 8015M |  |  | Rental Equipment | MHHS-Cypress |  |  |  | FFP3761 |  | Northwest & Cypress |  | Rental Equipment | [7 empty] | CONTROLLERINFUSIONPUMP-Alaris-Medley 8015 |  | MEDLEY PCU W/NETWORK *MEMORIAL HERMANN* |  |  | CONTROLLERINFUSIONPUMP-Alaris-Medley 8015 | [6 empty] | Verified as Rental |  |  | MHHS-Cypress
NO | YES |  |  |  | FFP3778 |  | CAREFUSION | 8015M |  |  | Rental Equipment | MHHS-Cypress |  |  |  | FFP3778 |  | Northwest & Cypress |  | Rental Equipment | [7 empty] | CONTROLLERINFUSIONPUMP-Alaris-Medley 8015 |  | MEDLEY PCU W/NETWORK *MEMORIAL HERMANN* |  |  | CONTROLLERINFUSIONPUMP-Alaris-Medley 8015 | [6 empty] | Verified as Rental |  |  | MHHS-Cypress
NO | YES |  |  |  | FFP3816 |  | CAREFUSION | 8015M |  |  | Rental Equipment | MHHS-Cypress |  |  |  | FFP3816 |  | Northwest & Cypress |  | Rental Equipment | [7 empty] | CONTROLLERINFUSIONPUMP-Alaris-Medley 8015 |  | MEDLEY PCU W/NETWORK *MEMORIAL HERMANN* |  |  | CONTROLLERINFUSIONPUMP-Alaris-Medley 8015 | [6 empty] | Verified as Rental |  |  | MHHS-Cypress
NO | YES |  |  |  | FFP3860 |  | CAREFUSION | 8015M |  |  | Rental Equipment | MHHS-Cypress |  |  |  | FFP3860 |  | Northwest & Cypress |  | Rental Equipment | [7 empty] | CONTROLLERINFUSIONPUMP-Alaris-Medley 8015 |  | MEDLEY PCU W/NETWORK *MEMORIAL HERMANN* |  |  | CONTROLLERINFUSIONPUMP-Alaris-Medley 8015 | [6 empty] | Verified as Rental |  |  | MHHS-Cypress
NO | YES |  |  |  | FFP3975 |  | CAREFUSION | 8015M |  |  | Rental Equipment | MHHS-Cypress |  |  |  | FFP3975 |  | Northwest & Cypress |  | Rental Equipment | [7 empty] | CONTROLLERINFUSIONPUMP-Alaris-Medley 8015 |  | MEDLEY PCU W/NETWORK *MEMORIAL HERMANN* |  |  | CONTROLLERINFUSIONPUMP-Alaris-Medley 8015 | [6 empty] | Verified as Rental |  |  | MHHS-Cypress
NO | YES |  |  |  | FFP6538 |  | CAREFUSION | 8015M |  |  | Rental Equipment | MHHS-Cypress |  |  |  | FFP6538 |  | Northwest & Cypress |  | Rental Equipment | [7 empty] | CONTROLLERINFUSIONPUMP-Alaris-Medley 8015 |  | MEDLEY PCU W/NETWORK *MEMORIAL HERMANN* |  |  | CONTROLLERINFUSIONPUMP-Alaris-Medley 8015 | [6 empty] | Verified as Rental |  |  | MHHS-Cypress
NO | YES |  |  |  | FFP6544 |  | CAREFUSION | 8015M |  |  | Rental Equipment | MHHS-Cypress |  |  |  | FFP6544 |  | Northwest & Cypress |  | Rental Equipment | [7 empty] | CONTROLLERINFUSIONPUMP-Alaris-Medley 8015 |  | MEDLEY PCU W/NETWORK *MEMORIAL HERMANN* |  |  | CONTROLLERINFUSIONPUMP-Alaris-Medley 8015 | [6 empty] | Verified as Rental |  |  | MHHS-Cypress
NO | YES |  |  |  | FFP6546 |  | CAREFUSION | 8015M |  |  | Rental Equipment | MHHS-Cypress |  |  |  | FFP6546 |  | Northwest & Cypress |  | Rental Equipment | [7 empty] | CONTROLLERINFUSIONPUMP-Alaris-Medley 8015 |  | MEDLEY PCU W/NETWORK *MEMORIAL HERMANN* |  |  | CONTROLLERINFUSIONPUMP-Alaris-Medley 8015 | [6 empty] | Verified as Rental |  |  | MHHS-Cypress
NO | YES |  |  |  | FFP6549 |  | CAREFUSION | 8015M |  |  | Rental Equipment | MHHS-Cypress |  |  |  | FFP6549 |  | Northwest & Cypress |  | Rental Equipment | [7 empty] | CONTROLLERINFUSIONPUMP-Alaris-Medley 8015 |  | MEDLEY PCU W/NETWORK *MEMORIAL HERMANN* |  |  | CONTROLLERINFUSIONPUMP-Alaris-Medley 8015 | [6 empty] | Verified as Rental |  |  | MHHS-Cypress
NO | YES |  |  |  | FFP6556 |  | CAREFUSION | 8015M |  |  | Rental Equipment | MHHS-Cypress |  |  |  | FFP6556 |  | Northwest & Cypress |  | Rental Equipment | [7 empty] | CONTROLLERINFUSIONPUMP-Alaris-Medley 8015 |  | MEDLEY PCU W/NETWORK *MEMORIAL HERMANN* |  |  | CONTROLLERINFUSIONPUMP-Alaris-Medley 8015 | [6 empty] | Verified as Rental |  |  | MHHS-Cypress
NO | YES |  |  |  | FFP6558 |  | CAREFUSION | 8015M |  |  | Rental Equipment | MHHS-Cypress |  |  |  | FFP6558 |  | Northwest & Cypress |  | Rental Equipment | [7 empty] | CONTROLLERINFUSIONPUMP-Alaris-Medley 8015 |  | MEDLEY PCU W/NETWORK *MEMORIAL HERMANN* |  |  | CONTROLLERINFUSIONPUMP-Alaris-Medley 8015 | [6 empty] | Verified as Rental |  |  | MHHS-Cypress
NO | YES |  |  |  | FFP6566 |  | CAREFUSION | 8015M |  |  | Rental Equipment | MHHS-Cypress |  |  |  | FFP6566 |  | Northwest & Cypress |  | Rental Equipment | [7 empty] | CONTROLLERINFUSIONPUMP-Alaris-Medley 8015 |  | MEDLEY PCU W/NETWORK *MEMORIAL HERMANN* |  |  | CONTROLLERINFUSIONPUMP-Alaris-Medley 8015 | [6 empty] | Verified as Rental |  |  | MHHS-Cypress
NO | YES |  |  |  | FFP6580 |  | CAREFUSION | 8015M |  |  | Rental Equipment | MHHS-Cypress |  |  |  | FFP6580 |  | Northwest & Cypress |  | Rental Equipment | [7 empty] | CONTROLLERINFUSIONPUMP-Alaris-Medley 8015 |  | MEDLEY PCU W/NETWORK *MEMORIAL HERMANN* |  |  | CONTROLLERINFUSIONPUMP-Alaris-Medley 8015 | [6 empty] | Verified as Rental |  |  | MHHS-Cypress
NO | YES |  |  |  | FFP6595 |  | CAREFUSION | 8015M |  |  | Rental Equipment | MHHS-Cypress |  |  |  | FFP6595 |  | Northwest & Cypress |  | Rental Equipment | [7 empty] | CONTROLLERINFUSIONPUMP-Alaris-Medley 8015 |  | MEDLEY PCU W/NETWORK *MEMORIAL HERMANN* |  |  | CONTROLLERINFUSIONPUMP-Alaris-Medley 8015 | [6 empty] | Verified as Rental |  |  | MHHS-Cypress
NO | YES |  |  |  | FFP6624 |  | CAREFUSION | 8015M |  |  | Rental Equipment | MHHS-Cypress |  |  |  | FFP6624 |  | Northwest & Cypress |  | Rental Equipment | [7 empty] | CONTROLLERINFUSIONPUMP-Alaris-Medley 8015 |  | MEDLEY PCU W/NETWORK *MEMORIAL HERMANN* |  |  | CONTROLLERINFUSIONPUMP-Alaris-Medley 8015 | [6 empty] | Verified as Rental |  |  | MHHS-Cypress
NO | YES |  |  |  | FFP6626 |  | CAREFUSION | 8015M |  |  | Rental Equipment | MHHS-Cypress |  |  |  | FFP6626 |  | Northwest & Cypress |  | Rental Equipment | [7 empty] | CONTROLLERINFUSIONPUMP-Alaris-Medley 8015 |  | MEDLEY PCU W/NETWORK *MEMORIAL HERMANN* |  |  | CONTROLLERINFUSIONPUMP-Alaris-Medley 8015 | [6 empty] | Verified as Rental |  |  | MHHS-Cypress
NO | YES |  |  |  | FFP6639 |  | CAREFUSION | 8015M |  |  | Rental Equipment | MHHS-Cypress |  |  |  | FFP6639 |  | Northwest & Cypress |  | Rental Equipment | [7 empty] | CONTROLLERINFUSIONPUMP-Alaris-Medley 8015 |  | MEDLEY PCU W/NETWORK *MEMORIAL HERMANN* |  |  | CONTROLLERINFUSIONPUMP-Alaris-Medley 8015 | [6 empty] | Verified as Rental |  |  | MHHS-Cypress
NO | YES |  |  |  | FFP6646 |  | CAREFUSION | 8015M |  |  | Rental Equipment | MHHS-Cypress |  |  |  | FFP6646 |  | Northwest & Cypress |  | Rental Equipment | [7 empty] | CONTROLLERINFUSIONPUMP-Alaris-Medley 8015 |  | MEDLEY PCU W/NETWORK *MEMORIAL HERMANN* |  |  | CONTROLLERINFUSIONPUMP-Alaris-Medley 8015 | [6 empty] | Verified as Rental |  |  | MHHS-Cypress
NO | YES |  |  |  | FFP6683 |  | CAREFUSION | 8015M |  |  | Rental Equipment | MHHS-Cypress |  |  |  | FFP6683 |  | Northwest & Cypress |  | Rental Equipment | [7 empty] | CONTROLLERINFUSIONPUMP-Alaris-Medley 8015 |  | MEDLEY PCU W/NETWORK *MEMORIAL HERMANN* |  |  | CONTROLLERINFUSIONPUMP-Alaris-Medley 8015 | [6 empty] | Verified as Rental |  |  | MHHS-Cypress
NO | YES |  |  |  | FFP6729 |  | CAREFUSION | 8015M |  |  | Rental Equipment | MHHS-Cypress |  |  |  | FFP6729 |  | Northwest & Cypress |  | Rental Equipment | [7 empty] | CONTROLLERINFUSIONPUMP-Alaris-Medley 8015 |  | MEDLEY PCU W/NETWORK *MEMORIAL HERMANN* |  |  | CONTROLLERINFUSIONPUMP-Alaris-Medley 8015 | [6 empty] | Verified as Rental |  |  | MHHS-Cypress
NO | YES |  |  |  | FFP6776 |  | CAREFUSION | 8015M |  |  | Rental Equipment | MHHS-Cypress |  |  |  | FFP6776 |  | Northwest & Cypress |  | Rental Equipment | [7 empty] | CONTROLLERINFUSIONPUMP-Alaris-Medley 8015 |  | MEDLEY PCU W/NETWORK *MEMORIAL HERMANN* |  |  | CONTROLLERINFUSIONPUMP-Alaris-Medley 8015 | [6 empty] | Verified as Rental |  |  | MHHS-Cypress
NO | YES |  |  |  | FFP6831 |  | CAREFUSION | 8015M |  |  | Rental Equipment | MHHS-Cypress |  |  |  | FFP6831 |  | Northwest & Cypress |  | Rental Equipment | [7 empty] | CONTROLLERINFUSIONPUMP-Alaris-Medley 8015 |  | MEDLEY PCU W/NETWORK *MEMORIAL HERMANN* |  |  | CONTROLLERINFUSIONPUMP-Alaris-Medley 8015 | [6 empty] | Verified as Rental |  |  | MHHS-Cypress
NO | YES |  |  |  | FFP7098 |  | CAREFUSION | 8015M |  |  | Rental Equipment | MHHS-Cypress |  |  |  | FFP7098 |  | Northwest & Cypress |  | Rental Equipment | [7 empty] | CONTROLLERINFUSIONPUMP-Alaris-Medley 8015 |  | MEDLEY PCU W/NETWORK *MEMORIAL HERMANN* |  |  | CONTROLLERINFUSIONPUMP-Alaris-Medley 8015 | [6 empty] | Verified as Rental |  |  | MHHS-Cypress
NO | YES |  |  |  | FFP7118 |  | CAREFUSION | 8015M |  |  | Rental Equipment | MHHS-Cypress |  |  |  | FFP7118 |  | Northwest & Cypress |  | Rental Equipment | [7 empty] | CONTROLLERINFUSIONPUMP-Alaris-Medley 8015 |  | MEDLEY PCU W/NETWORK *MEMORIAL HERMANN* |  |  | CONTROLLERINFUSIONPUMP-Alaris-Medley 8015 | [6 empty] | Verified as Rental |  |  | MHHS-Cypress
NO | YES |  |  |  | FFP139 |  | CAREFUSION | 8015M |  |  | Rental Equipment | MHHS-Greater Heights |  |  |  | FFP139 |  | Central & Greater Heights |  | Rental Equipment | [7 empty] | CONTROLLERINFUSIONPUMP-Alaris-Medley 8015 |  | MEDLEY PCU W/NETWORK *MEMORIAL HERMANN* |  |  | CONTROLLERINFUSIONPUMP-Alaris-Medley 8015 | [6 empty] | Verified as Rental |  |  | MHHS-Greater Heights
NO | YES |  |  |  | FFP149 |  | CAREFUSION | 8015M |  |  | Rental Equipment | MHHS-Greater Heights |  |  |  | FFP149 |  | Central & Greater Heights |  | Rental Equipment | [7 empty] | CONTROLLERINFUSIONPUMP-Alaris-Medley 8015 |  | MEDLEY PCU W/NETWORK *MEMORIAL HERMANN* |  |  | CONTROLLERINFUSIONPUMP-Alaris-Medley 8015 | [6 empty] | Verified as Rental |  |  | MHHS-Greater Heights
NO | YES |  |  |  | FFP163 |  | CAREFUSION | 8015M |  |  | Rental Equipment | MHHS-Greater Heights |  |  |  | FFP163 |  | Central & Greater Heights |  | Rental Equipment | [7 empty] | CONTROLLERINFUSIONPUMP-Alaris-Medley 8015 |  | MEDLEY PCU W/NETWORK *MEMORIAL HERMANN* |  |  | CONTROLLERINFUSIONPUMP-Alaris-Medley 8015 | [6 empty] | Verified as Rental |  |  | MHHS-Greater Heights
NO | YES |  |  |  | FFP172 |  | CAREFUSION | 8015M |  |  | Rental Equipment | MHHS-Greater Heights |  |  |  | FFP172 |  | Central & Greater Heights |  | Rental Equipment | [7 empty] | CONTROLLERINFUSIONPUMP-Alaris-Medley 8015 |  | MEDLEY PCU W/NETWORK *MEMORIAL HERMANN* |  |  | CONTROLLERINFUSIONPUMP-Alaris-Medley 8015 | [6 empty] | Verified as Rental |  |  | MHHS-Greater Heights
NO | YES |  |  |  | FFP177 |  | CAREFUSION | 8015M |  |  | Rental Equipment | MHHS-Greater Heights |  |  |  | FFP177 |  | Central & Greater Heights |  | Rental Equipment | [7 empty] | CONTROLLERINFUSIONPUMP-Alaris-Medley 8015 |  | MEDLEY PCU W/NETWORK *MEMORIAL HERMANN* |  |  | CONTROLLERINFUSIONPUMP-Alaris-Medley 8015 | [6 empty] | Verified as Rental |  |  | MHHS-Greater Heights
NO | YES |  |  |  | FFP193 |  | CAREFUSION | 8015M |  |  | Rental Equipment | MHHS-Greater Heights |  |  |  | FFP193 |  | Central & Greater Heights |  | Rental Equipment | [7 empty] | CONTROLLERINFUSIONPUMP-Alaris-Medley 8015 |  | MEDLEY PCU W/NETWORK *MEMORIAL HERMANN* |  |  | CONTROLLERINFUSIONPUMP-Alaris-Medley 8015 | [6 empty] | Verified as Rental |  |  | MHHS-Greater Heights
NO | YES |  |  |  | FFP217 |  | CAREFUSION | 8015M |  |  | Rental Equipment | MHHS-Greater Heights |  |  |  | FFP217 |  | Central & Greater Heights |  | Rental Equipment | [7 empty] | CONTROLLERINFUSIONPUMP-Alaris-Medley 8015 |  | MEDLEY PCU W/NETWORK *MEMORIAL HERMANN* |  |  | CONTROLLERINFUSIONPUMP-Alaris-Medley 8015 | [6 empty] | Verified as Rental |  |  | MHHS-Greater Heights
NO | YES |  |  |  | FFP224 |  | CAREFUSION | 8015M |  |  | Rental Equipment | MHHS-Greater Heights |  |  |  | FFP224 |  | Central & Greater Heights |  | Rental Equipment | [7 empty] | CONTROLLERINFUSIONPUMP-Alaris-Medley 8015 |  | MEDLEY PCU W/NETWORK *MEMORIAL HERMANN* |  |  | CONTROLLERINFUSIONPUMP-Alaris-Medley 8015 | [6 empty] | Verified as Rental |  |  | MHHS-Greater Heights
NO | YES |  |  |  | FFP242 |  | CAREFUSION | 8015M |  |  | Rental Equipment | MHHS-Greater Heights |  |  |  | FFP242 |  | Central & Greater Heights |  | Rental Equipment | [7 empty] | CONTROLLERINFUSIONPUMP-Alaris-Medley 8015 |  | MEDLEY PCU W/NETWORK *MEMORIAL HERMANN* |  |  | CONTROLLERINFUSIONPUMP-Alaris-Medley 8015 | [6 empty] | Verified as Rental |  |  | MHHS-Greater Heights
NO | YES |  |  |  | FFP259 |  | CAREFUSION | 8015M |  |  | Rental Equipment | MHHS-Greater Heights |  |  |  | FFP259 |  | Central & Greater Heights |  | Rental Equipment | [7 empty] | CONTROLLERINFUSIONPUMP-Alaris-Medley 8015 |  | MEDLEY PCU W/NETWORK *MEMORIAL HERMANN* |  |  | CONTROLLERINFUSIONPUMP-Alaris-Medley 8015 | [6 empty] | Verified as Rental |  |  | MHHS-Greater Heights
NO | YES |  |  |  | FFP283 |  | CAREFUSION | 8015M |  |  | Rental Equipment | MHHS-Greater Heights |  |  |  | FFP283 |  | Central & Greater Heights |  | Rental Equipment | [7 empty] | CONTROLLERINFUSIONPUMP-Alaris-Medley 8015 |  | MEDLEY PCU W/NETWORK *MEMORIAL HERMANN* |  |  | CONTROLLERINFUSIONPUMP-Alaris-Medley 8015 | [6 empty] | Verified as Rental |  |  | MHHS-Greater Heights
NO | YES |  |  |  | FFP291 |  | CAREFUSION | 8015M |  |  | Rental Equipment | MHHS-Greater Heights |  |  |  | FFP291 |  | Central & Greater Heights |  | Rental Equipment | [7 empty] | CONTROLLERINFUSIONPUMP-Alaris-Medley 8015 |  | MEDLEY PCU W/NETWORK *MEMORIAL HERMANN* |  |  | CONTROLLERINFUSIONPUMP-Alaris-Medley 8015 | [6 empty] | Verified as Rental |  |  | MHHS-Greater Heights
NO | YES |  |  |  | FFP312 |  | CAREFUSION | 8015M |  |  | Rental Equipment | MHHS-Greater Heights |  |  |  | FFP312 |  | Central & Greater Heights |  | Rental Equipment | [7 empty] | CONTROLLERINFUSIONPUMP-Alaris-Medley 8015 |  | MEDLEY PCU W/NETWORK *MEMORIAL HERMANN* |  |  | CONTROLLERINFUSIONPUMP-Alaris-Medley 8015 | [6 empty] | Verified as Rental |  |  | MHHS-Greater Heights
NO | YES |  |  |  | FFP370 |  | CAREFUSION | 8015M |  |  | Rental Equipment | MHHS-Greater Heights |  |  |  | FFP370 |  | Central & Greater Heights |  | Rental Equipment | [7 empty] | CONTROLLERINFUSIONPUMP-Alaris-Medley 8015 |  | MEDLEY PCU W/NETWORK *MEMORIAL HERMANN* |  |  | CONTROLLERINFUSIONPUMP-Alaris-Medley 8015 | [6 empty] | Verified as Rental |  |  | MHHS-Greater Heights
NO | YES |  |  |  | FFP372 |  | CAREFUSION | 8015M |  |  | Rental Equipment | MHHS-Greater Heights |  |  |  | FFP372 |  | Central & Greater Heights |  | Rental Equipment | [7 empty] | CONTROLLERINFUSIONPUMP-Alaris-Medley 8015 |  | MEDLEY PCU W/NETWORK *MEMORIAL HERMANN* |  |  | CONTROLLERINFUSIONPUMP-Alaris-Medley 8015 | [6 empty] | Verified as Rental |  |  | MHHS-Greater Heights
NO | YES |  |  |  | FFP402 |  | CAREFUSION | 8015M |  |  | Rental Equipment | MHHS-Greater Heights |  |  |  | FFP402 |  | Central & Greater Heights |  | Rental Equipment | [7 empty] | CONTROLLERINFUSIONPUMP-Alaris-Medley 8015 |  | MEDLEY PCU W/NETWORK *MEMORIAL HERMANN* |  |  | CONTROLLERINFUSIONPUMP-Alaris-Medley 8015 | [6 empty] | Verified as Rental |  |  | MHHS-Greater Heights
NO | YES |  |  |  | FFP403 |  | CAREFUSION | 8015M |  |  | Rental Equipment | MHHS-Greater Heights |  |  |  | FFP403 |  | Central & Greater Heights |  | Rental Equipment | [7 empty] | CONTROLLERINFUSIONPUMP-Alaris-Medley 8015 |  | MEDLEY PCU W/NETWORK *MEMORIAL HERMANN* |  |  | CONTROLLERINFUSIONPUMP-Alaris-Medley 8015 | [6 empty] | Verified as Rental |  |  | MHHS-Greater Heights
NO | YES |  |  |  | FFP427 |  | CAREFUSION | 8015M |  |  | Rental Equipment | MHHS-Greater Heights |  |  |  | FFP427 |  | Central & Greater Heights |  | Rental Equipment | [7 empty] | CONTROLLERINFUSIONPUMP-Alaris-Medley 8015 |  | MEDLEY PCU W/NETWORK *MEMORIAL HERMANN* |  |  | CONTROLLERINFUSIONPUMP-Alaris-Medley 8015 | [6 empty] | Verified as Rental |  |  | MHHS-Greater Heights
NO | YES |  |  |  | FFP435 |  | CAREFUSION | 8015M |  |  | Rental Equipment | MHHS-Greater Heights |  |  |  | FFP435 |  | Central & Greater Heights |  | Rental Equipment | [7 empty] | CONTROLLERINFUSIONPUMP-Alaris-Medley 8015 |  | MEDLEY PCU W/NETWORK *MEMORIAL HERMANN* |  |  | CONTROLLERINFUSIONPUMP-Alaris-Medley 8015 | [6 empty] | Verified as Rental |  |  | MHHS-Greater Heights
NO | YES |  |  |  | FFP489 |  | CAREFUSION | 8015M |  |  | Rental Equipment | MHHS-Greater Heights |  |  |  | FFP489 |  | Central & Greater Heights |  | Rental Equipment | [7 empty] | CONTROLLERINFUSIONPUMP-Alaris-Medley 8015 |  | MEDLEY PCU W/NETWORK *MEMORIAL HERMANN* |  |  | CONTROLLERINFUSIONPUMP-Alaris-Medley 8015 | [6 empty] | Verified as Rental |  |  | MHHS-Greater Heights
NO | YES |  |  |  | FFP512 |  | CAREFUSION | 8015M |  |  | Rental Equipment | MHHS-Greater Heights |  |  |  | FFP512 |  | Central & Greater Heights |  | Rental Equipment | [7 empty] | CONTROLLERINFUSIONPUMP-Alaris-Medley 8015 |  | MEDLEY PCU W/NETWORK *MEMORIAL HERMANN* |  |  | CONTROLLERINFUSIONPUMP-Alaris-Medley 8015 | [6 empty] | Verified as Rental |  |  | MHHS-Greater Heights
NO | YES |  |  |  | FFP528 |  | CAREFUSION | 8015M |  |  | Rental Equipment | MHHS-Greater Heights |  |  |  | FFP528 |  | Central & Greater Heights |  | Rental Equipment | [7 empty] | CONTROLLERINFUSIONPUMP-Alaris-Medley 8015 |  | MEDLEY PCU W/NETWORK *MEMORIAL HERMANN* |  |  | CONTROLLERINFUSIONPUMP-Alaris-Medley 8015 | [6 empty] | Verified as Rental |  |  | MHHS-Greater Heights
NO | YES |  |  |  | FFP530 |  | CAREFUSION | 8015M |  |  | Rental Equipment | MHHS-Greater Heights |  |  |  | FFP530 |  | Central & Greater Heights |  | Rental Equipment | [7 empty] | CONTROLLERINFUSIONPUMP-Alaris-Medley 8015 |  | MEDLEY PCU W/NETWORK *MEMORIAL HERMANN* |  |  | CONTROLLERINFUSIONPUMP-Alaris-Medley 8015 | [6 empty] | Verified as Rental |  |  | MHHS-Greater Heights
NO | YES |  |  |  | FFP552 |  | CAREFUSION | 8015M |  |  | Rental Equipment | MHHS-Greater Heights |  |  |  | FFP552 |  | Central & Greater Heights |  | Rental Equipment | [7 empty] | CONTROLLERINFUSIONPUMP-Alaris-Medley 8015 |  | MEDLEY PCU W/NETWORK *MEMORIAL HERMANN* |  |  | CONTROLLERINFUSIONPUMP-Alaris-Medley 8015 | [6 empty] | Verified as Rental |  |  | MHHS-Greater Heights
NO | YES |  |  |  | FFP600 |  | CAREFUSION | 8015M |  |  | Rental Equipment | MHHS-Greater Heights |  |  |  | FFP600 |  | Central & Greater Heights |  | Rental Equipment | [7 empty] | CONTROLLERINFUSIONPUMP-Alaris-Medley 8015 |  | MEDLEY PCU W/NETWORK *MEMORIAL HERMANN* |  |  | CONTROLLERINFUSIONPUMP-Alaris-Medley 8015 | [6 empty] | Verified as Rental |  |  | MHHS-Greater Heights
NO | YES |  |  |  | FFP624 |  | CAREFUSION | 8015M |  |  | Rental Equipment | MHHS-Greater Heights |  |  |  | FFP624 |  | Central & Greater Heights |  | Rental Equipment | [7 empty] | CONTROLLERINFUSIONPUMP-Alaris-Medley 8015 |  | MEDLEY PCU W/NETWORK *MEMORIAL HERMANN* |  |  | CONTROLLERINFUSIONPUMP-Alaris-Medley 8015 | [6 empty] | Verified as Rental |  |  | MHHS-Greater Heights
NO | YES |  |  |  | FFP629 |  | CAREFUSION | 8015M |  |  | Rental Equipment | MHHS-Greater Heights |  |  |  | FFP629 |  | Central & Greater Heights |  | Rental Equipment | [7 empty] | CONTROLLERINFUSIONPUMP-Alaris-Medley 8015 |  | MEDLEY PCU W/NETWORK *MEMORIAL HERMANN* |  |  | CONTROLLERINFUSIONPUMP-Alaris-Medley 8015 | [6 empty] | Verified as Rental |  |  | MHHS-Greater Heights
NO | YES |  |  |  | FFP633 |  | CAREFUSION | 8015M |  |  | Rental Equipment | MHHS-Greater Heights |  |  |  | FFP633 |  | Central & Greater Heights |  | Rental Equipment | [7 empty] | CONTROLLERINFUSIONPUMP-Alaris-Medley 8015 |  | MEDLEY PCU W/NETWORK *MEMORIAL HERMANN* |  |  | CONTROLLERINFUSIONPUMP-Alaris-Medley 8015 | [6 empty] | Verified as Rental |  |  | MHHS-Greater Heights
NO | YES |  |  |  | FFP695 |  | CAREFUSION | 8015M |  |  | Rental Equipment | MHHS-Greater Heights |  |  |  | FFP695 |  | Central & Greater Heights |  | Rental Equipment | [7 empty] | CONTROLLERINFUSIONPUMP-Alaris-Medley 8015 |  | MEDLEY PCU W/NETWORK *MEMORIAL HERMANN* |  |  | CONTROLLERINFUSIONPUMP-Alaris-Medley 8015 | [6 empty] | Verified as Rental |  |  | MHHS-Greater Heights
NO | YES |  |  |  | FFP700 |  | CAREFUSION | 8015M |  |  | Rental Equipment | MHHS-Greater Heights |  |  |  | FFP700 |  | Central & Greater Heights |  | Rental Equipment | [7 empty] | CONTROLLERINFUSIONPUMP-Alaris-Medley 8015 |  | MEDLEY PCU W/NETWORK *MEMORIAL HERMANN* |  |  | CONTROLLERINFUSIONPUMP-Alaris-Medley 8015 | [6 empty] | Verified as Rental |  |  | MHHS-Greater Heights
NO | YES |  |  |  | FFP728 |  | CAREFUSION | 8015M |  |  | Rental Equipment | MHHS-Greater Heights |  |  |  | FFP728 |  | Central & Greater Heights |  | Rental Equipment | [7 empty] | CONTROLLERINFUSIONPUMP-Alaris-Medley 8015 |  | MEDLEY PCU W/NETWORK *MEMORIAL HERMANN* |  |  | CONTROLLERINFUSIONPUMP-Alaris-Medley 8015 | [6 empty] | Verified as Rental |  |  | MHHS-Greater Heights
NO | YES |  |  |  | FFP741 |  | CAREFUSION | 8015M |  |  | Rental Equipment | MHHS-Greater Heights |  |  |  | FFP741 |  | Central & Greater Heights |  | Rental Equipment | [7 empty] | CONTROLLERINFUSIONPUMP-Alaris-Medley 8015 |  | MEDLEY PCU W/NETWORK *MEMORIAL HERMANN* |  |  | CONTROLLERINFUSIONPUMP-Alaris-Medley 8015 | [6 empty] | Verified as Rental |  |  | MHHS-Greater Heights
NO | YES |  |  |  | FFP745 |  | CAREFUSION | 8015M |  |  | Rental Equipment | MHHS-Greater Heights |  |  |  | FFP745 |  | Central & Greater Heights |  | Rental Equipment | [7 empty] | CONTROLLERINFUSIONPUMP-Alaris-Medley 8015 |  | MEDLEY PCU W/NETWORK *MEMORIAL HERMANN* |  |  | CONTROLLERINFUSIONPUMP-Alaris-Medley 8015 | [6 empty] | Verified as Rental |  |  | MHHS-Greater Heights
NO | YES |  |  |  | FFP755 |  | CAREFUSION | 8015M |  |  | Rental Equipment | MHHS-Greater Heights |  |  |  | FFP755 |  | Central & Greater Heights |  | Rental Equipment | [7 empty] | CONTROLLERINFUSIONPUMP-Alaris-Medley 8015 |  | MEDLEY PCU W/NETWORK *MEMORIAL HERMANN* |  |  | CONTROLLERINFUSIONPUMP-Alaris-Medley 8015 | [6 empty] | Verified as Rental |  |  | MHHS-Greater Heights
NO | YES |  |  |  | FFP777 |  | CAREFUSION | 8015M |  |  | Rental Equipment | MHHS-Greater Heights |  |  |  | FFP777 |  | Central & Greater Heights |  | Rental Equipment | [7 empty] | CONTROLLERINFUSIONPUMP-Alaris-Medley 8015 |  | MEDLEY PCU W/NETWORK *MEMORIAL HERMANN* |  |  | CONTROLLERINFUSIONPUMP-Alaris-Medley 8015 | [6 empty] | Verified as Rental |  |  | MHHS-Greater Heights
NO | YES |  |  |  | FFP799 |  | CAREFUSION | 8015M |  |  | Rental Equipment | MHHS-Greater Heights |  |  |  | FFP799 |  | Central & Greater Heights |  | Rental Equipment | [7 empty] | CONTROLLERINFUSIONPUMP-Alaris-Medley 8015 |  | MEDLEY PCU W/NETWORK *MEMORIAL HERMANN* |  |  | CONTROLLERINFUSIONPUMP-Alaris-Medley 8015 | [6 empty] | Verified as Rental |  |  | MHHS-Greater Heights
NO | YES |  |  |  | FFP809 |  | CAREFUSION | 8015M |  |  | Rental Equipment | MHHS-Greater Heights |  |  |  | FFP809 |  | Central & Greater Heights |  | Rental Equipment | [7 empty] | CONTROLLERINFUSIONPUMP-Alaris-Medley 8015 |  | MEDLEY PCU W/NETWORK *MEMORIAL HERMANN* |  |  | CONTROLLERINFUSIONPUMP-Alaris-Medley 8015 | [6 empty] | Verified as Rental |  |  | MHHS-Greater Heights
NO | YES |  |  |  | FFP820 |  | CAREFUSION | 8015M |  |  | Rental Equipment | MHHS-Greater Heights |  |  |  | FFP820 |  | Central & Greater Heights |  | Rental Equipment | [7 empty] | CONTROLLERINFUSIONPUMP-Alaris-Medley 8015 |  | MEDLEY PCU W/NETWORK *MEMORIAL HERMANN* |  |  | CONTROLLERINFUSIONPUMP-Alaris-Medley 8015 | [6 empty] | Verified as Rental |  |  | MHHS-Greater Heights
NO | YES |  |  |  | FFP823 |  | CAREFUSION | 8015M |  |  | Rental Equipment | MHHS-Greater Heights |  |  |  | FFP823 |  | Central & Greater Heights |  | Rental Equipment | [7 empty] | CONTROLLERINFUSIONPUMP-Alaris-Medley 8015 |  | MEDLEY PCU W/NETWORK *MEMORIAL HERMANN* |  |  | CONTROLLERINFUSIONPUMP-Alaris-Medley 8015 | [6 empty] | Verified as Rental |  |  | MHHS-Greater Heights
NO | YES |  |  |  | FFP835 |  | CAREFUSION | 8015M |  |  | Rental Equipment | MHHS-Greater Heights |  |  |  | FFP835 |  | Central & Greater Heights |  | Rental Equipment | [7 empty] | CONTROLLERINFUSIONPUMP-Alaris-Medley 8015 |  | MEDLEY PCU W/NETWORK *MEMORIAL HERMANN* |  |  | CONTROLLERINFUSIONPUMP-Alaris-Medley 8015 | [6 empty] | Verified as Rental |  |  | MHHS-Greater Heights
NO | YES |  |  |  | FFP841 |  | CAREFUSION | 8015M |  |  | Rental Equipment | MHHS-Greater Heights |  |  |  | FFP841 |  | Central & Greater Heights |  | Rental Equipment | [7 empty] | CONTROLLERINFUSIONPUMP-Alaris-Medley 8015 |  | MEDLEY PCU W/NETWORK *MEMORIAL HERMANN* |  |  | CONTROLLERINFUSIONPUMP-Alaris-Medley 8015 | [6 empty] | Verified as Rental |  |  | MHHS-Greater Heights
NO | YES |  |  |  | FFP847 |  | CAREFUSION | 8015M |  |  | Rental Equipment | MHHS-Greater Heights |  |  |  | FFP847 |  | Central & Greater Heights |  | Rental Equipment | [7 empty] | CONTROLLERINFUSIONPUMP-Alaris-Medley 8015 |  | MEDLEY PCU W/NETWORK *MEMORIAL HERMANN* |  |  | CONTROLLERINFUSIONPUMP-Alaris-Medley 8015 | [6 empty] | Verified as Rental |  |  | MHHS-Greater Heights
NO | YES |  |  |  | FFP856 |  | CAREFUSION | 8015M |  |  | Rental Equipment | MHHS-Greater Heights |  |  |  | FFP856 |  | Central & Greater Heights |  | Rental Equipment | [7 empty] | CONTROLLERINFUSIONPUMP-Alaris-Medley 8015 |  | MEDLEY PCU W/NETWORK *MEMORIAL HERMANN* |  |  | CONTROLLERINFUSIONPUMP-Alaris-Medley 8015 | [6 empty] | Verified as Rental |  |  | MHHS-Greater Heights
NO | YES |  |  |  | FFP871 |  | CAREFUSION | 8015M |  |  | Rental Equipment | MHHS-Greater Heights |  |  |  | FFP871 |  | Central & Greater Heights |  | Rental Equipment | [7 empty] | CONTROLLERINFUSIONPUMP-Alaris-Medley 8015 |  | MEDLEY PCU W/NETWORK *MEMORIAL HERMANN* |  |  | CONTROLLERINFUSIONPUMP-Alaris-Medley 8015 | [6 empty] | Verified as Rental |  |  | MHHS-Greater Heights
NO | YES |  |  |  | FFP872 |  | CAREFUSION | 8015M |  |  | Rental Equipment | MHHS-Greater Heights |  |  |  | FFP872 |  | Central & Greater Heights |  | Rental Equipment | [7 empty] | CONTROLLERINFUSIONPUMP-Alaris-Medley 8015 |  | MEDLEY PCU W/NETWORK *MEMORIAL HERMANN* |  |  | CONTROLLERINFUSIONPUMP-Alaris-Medley 8015 | [6 empty] | Verified as Rental |  |  | MHHS-Greater Heights
NO | YES |  |  |  | FFP896 |  | CAREFUSION | 8015M |  |  | Rental Equipment | MHHS-Greater Heights |  |  |  | FFP896 |  | Central & Greater Heights |  | Rental Equipment | [7 empty] | CONTROLLERINFUSIONPUMP-Alaris-Medley 8015 |  | MEDLEY PCU W/NETWORK *MEMORIAL HERMANN* |  |  | CONTROLLERINFUSIONPUMP-Alaris-Medley 8015 | [6 empty] | Verified as Rental |  |  | MHHS-Greater Heights
NO | YES |  |  |  | FFP909 |  | CAREFUSION | 8015M |  |  | Rental Equipment | MHHS-Greater Heights |  |  |  | FFP909 |  | Central & Greater Heights |  | Rental Equipment | [7 empty] | CONTROLLERINFUSIONPUMP-Alaris-Medley 8015 |  | MEDLEY PCU W/NETWORK *MEMORIAL HERMANN* |  |  | CONTROLLERINFUSIONPUMP-Alaris-Medley 8015 | [6 empty] | Verified as Rental |  |  | MHHS-Greater Heights
NO | YES |  |  |  | FFP947 |  | CAREFUSION | 8015M |  |  | Rental Equipment | MHHS-Greater Heights |  |  |  | FFP947 |  | Central & Greater Heights |  | Rental Equipment | [7 empty] | CONTROLLERINFUSIONPUMP-Alaris-Medley 8015 |  | MEDLEY PCU W/NETWORK *MEMORIAL HERMANN* |  |  | CONTROLLERINFUSIONPUMP-Alaris-Medley 8015 | [6 empty] | Verified as Rental |  |  | MHHS-Greater Heights
NO | YES |  |  |  | FFP950 |  | CAREFUSION | 8015M |  |  | Rental Equipment | MHHS-Greater Heights |  |  |  | FFP950 |  | Central & Greater Heights |  | Rental Equipment | [7 empty] | CONTROLLERINFUSIONPUMP-Alaris-Medley 8015 |  | MEDLEY PCU W/NETWORK *MEMORIAL HERMANN* |  |  | CONTROLLERINFUSIONPUMP-Alaris-Medley 8015 | [6 empty] | Verified as Rental |  |  | MHHS-Greater Heights
NO | YES |  |  |  | FFP998 |  | CAREFUSION | 8015M |  |  | Rental Equipment | MHHS-Greater Heights |  |  |  | FFP998 |  | Central & Greater Heights |  | Rental Equipment | [7 empty] | CONTROLLERINFUSIONPUMP-Alaris-Medley 8015 |  | MEDLEY PCU W/NETWORK *MEMORIAL HERMANN* |  |  | CONTROLLERINFUSIONPUMP-Alaris-Medley 8015 | [6 empty] | Verified as Rental |  |  | MHHS-Greater Heights
NO | YES |  |  |  | FFP1002 |  | CAREFUSION | 8015M |  |  | Rental Equipment | MHHS-Greater Heights |  |  |  | FFP1002 |  | Central & Greater Heights |  | Rental Equipment | [7 empty] | CONTROLLERINFUSIONPUMP-Alaris-Medley 8015 |  | MEDLEY PCU W/NETWORK *MEMORIAL HERMANN* |  |  | CONTROLLERINFUSIONPUMP-Alaris-Medley 8015 | [6 empty] | Verified as Rental |  |  | MHHS-Greater Heights
NO | YES |  |  |  | FFP1079 |  | CAREFUSION | 8015M |  |  | Rental Equipment | MHHS-Greater Heights |  |  |  | FFP1079 |  | Central & Greater Heights |  | Rental Equipment | [7 empty] | CONTROLLERINFUSIONPUMP-Alaris-Medley 8015 |  | MEDLEY PCU W/NETWORK *MEMORIAL HERMANN* |  |  | CONTROLLERINFUSIONPUMP-Alaris-Medley 8015 | [6 empty] | Verified as Rental |  |  | MHHS-Greater Heights
NO | YES |  |  |  | FFP1107 |  | CAREFUSION | 8015M |  |  | Rental Equipment | MHHS-Greater Heights |  |  |  | FFP1107 |  | Central & Greater Heights |  | Rental Equipment | [7 empty] | CONTROLLERINFUSIONPUMP-Alaris-Medley 8015 |  | MEDLEY PCU W/NETWORK *MEMORIAL HERMANN* |  |  | CONTROLLERINFUSIONPUMP-Alaris-Medley 8015 | [6 empty] | Verified as Rental |  |  | MHHS-Greater Heights
NO | YES |  |  |  | FFP1150 |  | CAREFUSION | 8015M |  |  | Rental Equipment | MHHS-Greater Heights |  |  |  | FFP1150 |  | Central & Greater Heights |  | Rental Equipment | [7 empty] | CONTROLLERINFUSIONPUMP-Alaris-Medley 8015 |  | MEDLEY PCU W/NETWORK *MEMORIAL HERMANN* |  |  | CONTROLLERINFUSIONPUMP-Alaris-Medley 8015 | [6 empty] | Verified as Rental |  |  | MHHS-Greater Heights
NO | YES |  |  |  | FFP1202 |  | CAREFUSION | 8015M |  |  | Rental Equipment | MHHS-Greater Heights |  |  |  | FFP1202 |  | Central & Greater Heights |  | Rental Equipment | [7 empty] | CONTROLLERINFUSIONPUMP-Alaris-Medley 8015 |  | MEDLEY PCU W/NETWORK *MEMORIAL HERMANN* |  |  | CONTROLLERINFUSIONPUMP-Alaris-Medley 8015 | [6 empty] | Verified as Rental |  |  | MHHS-Greater Heights
NO | YES |  |  |  | FFP1228 |  | CAREFUSION | 8015M |  |  | Rental Equipment | MHHS-Greater Heights |  |  |  | FFP1228 |  | Central & Greater Heights |  | Rental Equipment | [7 empty] | CONTROLLERINFUSIONPUMP-Alaris-Medley 8015 |  | MEDLEY PCU W/NETWORK *MEMORIAL HERMANN* |  |  | CONTROLLERINFUSIONPUMP-Alaris-Medley 8015 | [6 empty] | Verified as Rental |  |  | MHHS-Greater Heights
NO | YES |  |  |  | FFP1248 |  | CAREFUSION | 8015M |  |  | Rental Equipment | MHHS-Greater Heights |  |  |  | FFP1248 |  | Central & Greater Heights |  | Rental Equipment | [7 empty] | CONTROLLERINFUSIONPUMP-Alaris-Medley 8015 |  | MEDLEY PCU W/NETWORK *MEMORIAL HERMANN* |  |  | CONTROLLERINFUSIONPUMP-Alaris-Medley 8015 | [6 empty] | Verified as Rental |  |  | MHHS-Greater Heights
NO | YES |  |  |  | FFP1265 |  | CAREFUSION | 8015M |  |  | Rental Equipment | MHHS-Greater Heights |  |  |  | FFP1265 |  | Central & Greater Heights |  | Rental Equipment | [7 empty] | CONTROLLERINFUSIONPUMP-Alaris-Medley 8015 |  | MEDLEY PCU W/NETWORK *MEMORIAL HERMANN* |  |  | CONTROLLERINFUSIONPUMP-Alaris-Medley 8015 | [6 empty] | Verified as Rental |  |  | MHHS-Greater Heights
NO | YES |  |  |  | FFP1276 |  | CAREFUSION | 8015M |  |  | Rental Equipment | MHHS-Greater Heights |  |  |  | FFP1276 |  | Central & Greater Heights |  | Rental Equipment | [7 empty] | CONTROLLERINFUSIONPUMP-Alaris-Medley 8015 |  | MEDLEY PCU W/NETWORK *MEMORIAL HERMANN* |  |  | CONTROLLERINFUSIONPUMP-Alaris-Medley 8015 | [6 empty] | Verified as Rental |  |  | MHHS-Greater Heights
NO | YES |  |  |  | FFP1313 |  | CAREFUSION | 8015M |  |  | Rental Equipment | MHHS-Greater Heights |  |  |  | FFP1313 |  | Central & Greater Heights |  | Rental Equipment | [7 empty] | CONTROLLERINFUSIONPUMP-Alaris-Medley 8015 |  | MEDLEY PCU W/NETWORK *MEMORIAL HERMANN* |  |  | CONTROLLERINFUSIONPUMP-Alaris-Medley 8015 | [6 empty] | Verified as Rental |  |  | MHHS-Greater Heights
NO | YES |  |  |  | FFP1339 |  | CAREFUSION | 8015M |  |  | Rental Equipment | MHHS-Greater Heights |  |  |  | FFP1339 |  | Central & Greater Heights |  | Rental Equipment | [7 empty] | CONTROLLERINFUSIONPUMP-Alaris-Medley 8015 |  | MEDLEY PCU W/NETWORK *MEMORIAL HERMANN* |  |  | CONTROLLERINFUSIONPUMP-Alaris-Medley 8015 | [6 empty] | Verified as Rental |  |  | MHHS-Greater Heights
NO | YES |  |  |  | FFP1352 |  | CAREFUSION | 8015M |  |  | Rental Equipment | MHHS-Greater Heights |  |  |  | FFP1352 |  | Central & Greater Heights |  | Rental Equipment | [7 empty] | CONTROLLERINFUSIONPUMP-Alaris-Medley 8015 |  | MEDLEY PCU W/NETWORK *MEMORIAL HERMANN* |  |  | CONTROLLERINFUSIONPUMP-Alaris-Medley 8015 | [6 empty] | Verified as Rental |  |  | MHHS-Greater Heights
NO | YES |  |  |  | FFP1365 |  | CAREFUSION | 8015M |  |  | Rental Equipment | MHHS-Greater Heights |  |  |  | FFP1365 |  | Central & Greater Heights |  | Rental Equipment | [7 empty] | CONTROLLERINFUSIONPUMP-Alaris-Medley 8015 |  | MEDLEY PCU W/NETWORK *MEMORIAL HERMANN* |  |  | CONTROLLERINFUSIONPUMP-Alaris-Medley 8015 | [6 empty] | Verified as Rental |  |  | MHHS-Greater Heights
NO | YES |  |  |  | FFP1368 |  | CAREFUSION | 8015M |  |  | Rental Equipment | MHHS-Greater Heights |  |  |  | FFP1368 |  | Central & Greater Heights |  | Rental Equipment | [7 empty] | CONTROLLERINFUSIONPUMP-Alaris-Medley 8015 |  | MEDLEY PCU W/NETWORK *MEMORIAL HERMANN* |  |  | CONTROLLERINFUSIONPUMP-Alaris-Medley 8015 | [6 empty] | Verified as Rental |  |  | MHHS-Greater Heights
NO | YES |  |  |  | FFP1397 |  | CAREFUSION | 8015M |  |  | Rental Equipment | MHHS-Greater Heights |  |  |  | FFP1397 |  | Central & Greater Heights |  | Rental Equipment | [7 empty] | CONTROLLERINFUSIONPUMP-Alaris-Medley 8015 |  | MEDLEY PCU W/NETWORK *MEMORIAL HERMANN* |  |  | CONTROLLERINFUSIONPUMP-Alaris-Medley 8015 | [6 empty] | Verified as Rental |  |  | MHHS-Greater Heights
NO | YES |  |  |  | FFP1418 |  | CAREFUSION | 8015M |  |  | Rental Equipment | MHHS-Greater Heights |  |  |  | FFP1418 |  | Central & Greater Heights |  | Rental Equipment | [7 empty] | CONTROLLERINFUSIONPUMP-Alaris-Medley 8015 |  | MEDLEY PCU W/NETWORK *MEMORIAL HERMANN* |  |  | CONTROLLERINFUSIONPUMP-Alaris-Medley 8015 | [6 empty] | Verified as Rental |  |  | MHHS-Greater Heights
NO | YES |  |  |  | FFP1479 |  | CAREFUSION | 8015M |  |  | Rental Equipment | MHHS-Greater Heights |  |  |  | FFP1479 |  | Central & Greater Heights |  | Rental Equipment | [7 empty] | CONTROLLERINFUSIONPUMP-Alaris-Medley 8015 |  | MEDLEY PCU W/NETWORK *MEMORIAL HERMANN* |  |  | CONTROLLERINFUSIONPUMP-Alaris-Medley 8015 | [6 empty] | Verified as Rental |  |  | MHHS-Greater Heights
NO | YES |  |  |  | FFP1515 |  | CAREFUSION | 8015M |  |  | Rental Equipment | MHHS-Greater Heights |  |  |  | FFP1515 |  | Central & Greater Heights |  | Rental Equipment | [7 empty] | CONTROLLERINFUSIONPUMP-Alaris-Medley 8015 |  | MEDLEY PCU W/NETWORK *MEMORIAL HERMANN* |  |  | CONTROLLERINFUSIONPUMP-Alaris-Medley 8015 | [6 empty] | Verified as Rental |  |  | MHHS-Greater Heights
NO | YES |  |  |  | FFP1523 |  | CAREFUSION | 8015M |  |  | Rental Equipment | MHHS-Greater Heights |  |  |  | FFP1523 |  | Central & Greater Heights |  | Rental Equipment | [7 empty] | CONTROLLERINFUSIONPUMP-Alaris-Medley 8015 |  | MEDLEY PCU W/NETWORK *MEMORIAL HERMANN* |  |  | CONTROLLERINFUSIONPUMP-Alaris-Medley 8015 | [6 empty] | Verified as Rental |  |  | MHHS-Greater Heights
NO | YES |  |  |  | FFP1527 |  | CAREFUSION | 8015M |  |  | Rental Equipment | MHHS-Greater Heights |  |  |  | FFP1527 |  | Central & Greater Heights |  | Rental Equipment | [7 empty] | CONTROLLERINFUSIONPUMP-Alaris-Medley 8015 |  | MEDLEY PCU W/NETWORK *MEMORIAL HERMANN* |  |  | CONTROLLERINFUSIONPUMP-Alaris-Medley 8015 | [6 empty] | Verified as Rental |  |  | MHHS-Greater Heights
NO | YES |  |  |  | FFP1539 |  | CAREFUSION | 8015M |  |  | Rental Equipment | MHHS-Greater Heights |  |  |  | FFP1539 |  | Central & Greater Heights |  | Rental Equipment | [7 empty] | CONTROLLERINFUSIONPUMP-Alaris-Medley 8015 |  | MEDLEY PCU W/NETWORK *MEMORIAL HERMANN* |  |  | CONTROLLERINFUSIONPUMP-Alaris-Medley 8015 | [6 empty] | Verified as Rental |  |  | MHHS-Greater Heights
NO | YES |  |  |  | FFP1550 |  | CAREFUSION | 8015M |  |  | Rental Equipment | MHHS-Greater Heights |  |  |  | FFP1550 |  | Central & Greater Heights |  | Rental Equipment | [7 empty] | CONTROLLERINFUSIONPUMP-Alaris-Medley 8015 |  | MEDLEY PCU W/NETWORK *MEMORIAL HERMANN* |  |  | CONTROLLERINFUSIONPUMP-Alaris-Medley 8015 | [6 empty] | Verified as Rental |  |  | MHHS-Greater Heights
NO | YES |  |  |  | FFP1551 |  | CAREFUSION | 8015M |  |  | Rental Equipment | MHHS-Greater Heights |  |  |  | FFP1551 |  | Central & Greater Heights |  | Rental Equipment | [7 empty] | CONTROLLERINFUSIONPUMP-Alaris-Medley 8015 |  | MEDLEY PCU W/NETWORK *MEMORIAL HERMANN* |  |  | CONTROLLERINFUSIONPUMP-Alaris-Medley 8015 | [6 empty] | Verified as Rental |  |  | MHHS-Greater Heights
NO | YES |  |  |  | FFP1565 |  | CAREFUSION | 8015M |  |  | Rental Equipment | MHHS-Greater Heights |  |  |  | FFP1565 |  | Central & Greater Heights |  | Rental Equipment | [7 empty] | CONTROLLERINFUSIONPUMP-Alaris-Medley 8015 |  | MEDLEY PCU W/NETWORK *MEMORIAL HERMANN* |  |  | CONTROLLERINFUSIONPUMP-Alaris-Medley 8015 | [6 empty] | Verified as Rental |  |  | MHHS-Greater Heights
NO | YES |  |  |  | FFP1580 |  | CAREFUSION | 8015M |  |  | Rental Equipment | MHHS-Greater Heights |  |  |  | FFP1580 |  | Central & Greater Heights |  | Rental Equipment | [7 empty] | CONTROLLERINFUSIONPUMP-Alaris-Medley 8015 |  | MEDLEY PCU W/NETWORK *MEMORIAL HERMANN* |  |  | CONTROLLERINFUSIONPUMP-Alaris-Medley 8015 | [6 empty] | Verified as Rental |  |  | MHHS-Greater Heights
NO | YES |  |  |  | FFP1592 |  | CAREFUSION | 8015M |  |  | Rental Equipment | MHHS-Greater Heights |  |  |  | FFP1592 |  | Central & Greater Heights |  | Rental Equipment | [7 empty] | CONTROLLERINFUSIONPUMP-Alaris-Medley 8015 |  | MEDLEY PCU W/NETWORK *MEMORIAL HERMANN* |  |  | CONTROLLERINFUSIONPUMP-Alaris-Medley 8015 | [6 empty] | Verified as Rental |  |  | MHHS-Greater Heights
NO | YES |  |  |  | FFP1657 |  | CAREFUSION | 8015M |  |  | Rental Equipment | MHHS-Greater Heights |  |  |  | FFP1657 |  | Central & Greater Heights |  | Rental Equipment | [7 empty] | CONTROLLERINFUSIONPUMP-Alaris-Medley 8015 |  | MEDLEY PCU W/NETWORK *MEMORIAL HERMANN* |  |  | CONTROLLERINFUSIONPUMP-Alaris-Medley 8015 | [6 empty] | Verified as Rental |  |  | MHHS-Greater Heights
NO | YES |  |  |  | FFP1661 |  | CAREFUSION | 8015M |  |  | Rental Equipment | MHHS-Greater Heights |  |  |  | FFP1661 |  | Central & Greater Heights |  | Rental Equipment | [7 empty] | CONTROLLERINFUSIONPUMP-Alaris-Medley 8015 |  | MEDLEY PCU W/NETWORK *MEMORIAL HERMANN* |  |  | CONTROLLERINFUSIONPUMP-Alaris-Medley 8015 | [6 empty] | Verified as Rental |  |  | MHHS-Greater Heights
NO | YES |  |  |  | FFP1662 |  | CAREFUSION | 8015M |  |  | Rental Equipment | MHHS-Greater Heights |  |  |  | FFP1662 |  | Central & Greater Heights |  | Rental Equipment | [7 empty] | CONTROLLERINFUSIONPUMP-Alaris-Medley 8015 |  | MEDLEY PCU W/NETWORK *MEMORIAL HERMANN* |  |  | CONTROLLERINFUSIONPUMP-Alaris-Medley 8015 | [6 empty] | Verified as Rental |  |  | MHHS-Greater Heights
NO | YES |  |  |  | FFP1670 |  | CAREFUSION | 8015M |  |  | Rental Equipment | MHHS-Greater Heights |  |  |  | FFP1670 |  | Central & Greater Heights |  | Rental Equipment | [7 empty] | CONTROLLERINFUSIONPUMP-Alaris-Medley 8015 |  | MEDLEY PCU W/NETWORK *MEMORIAL HERMANN* |  |  | CONTROLLERINFUSIONPUMP-Alaris-Medley 8015 | [6 empty] | Verified as Rental |  |  | MHHS-Greater Heights
NO | YES |  |  |  | FFP1686 |  | CAREFUSION | 8015M |  |  | Rental Equipment | MHHS-Greater Heights |  |  |  | FFP1686 |  | Central & Greater Heights |  | Rental Equipment | [7 empty] | CONTROLLERINFUSIONPUMP-Alaris-Medley 8015 |  | MEDLEY PCU W/NETWORK *MEMORIAL HERMANN* |  |  | CONTROLLERINFUSIONPUMP-Alaris-Medley 8015 | [6 empty] | Verified as Rental |  |  | MHHS-Greater Heights
NO | YES |  |  |  | FFP1690 |  | CAREFUSION | 8015M |  |  | Rental Equipment | MHHS-Greater Heights |  |  |  | FFP1690 |  | Central & Greater Heights |  | Rental Equipment | [7 empty] | CONTROLLERINFUSIONPUMP-Alaris-Medley 8015 |  | MEDLEY PCU W/NETWORK *MEMORIAL HERMANN* |  |  | CONTROLLERINFUSIONPUMP-Alaris-Medley 8015 | [6 empty] | Verified as Rental |  |  | MHHS-Greater Heights
NO | YES |  |  |  | FFP1702 |  | CAREFUSION | 8015M |  |  | Rental Equipment | MHHS-Greater Heights |  |  |  | FFP1702 |  | Central & Greater Heights |  | Rental Equipment | [7 empty] | CONTROLLERINFUSIONPUMP-Alaris-Medley 8015 |  | MEDLEY PCU W/NETWORK *MEMORIAL HERMANN* |  |  | CONTROLLERINFUSIONPUMP-Alaris-Medley 8015 | [6 empty] | Verified as Rental |  |  | MHHS-Greater Heights
NO | YES |  |  |  | FFP1710 |  | CAREFUSION | 8015M |  |  | Rental Equipment | MHHS-Greater Heights |  |  |  | FFP1710 |  | Central & Greater Heights |  | Rental Equipment | [7 empty] | CONTROLLERINFUSIONPUMP-Alaris-Medley 8015 |  | MEDLEY PCU W/NETWORK *MEMORIAL HERMANN* |  |  | CONTROLLERINFUSIONPUMP-Alaris-Medley 8015 | [6 empty] | Verified as Rental |  |  | MHHS-Greater Heights
NO | YES |  |  |  | FFP1716 |  | CAREFUSION | 8015M |  |  | Rental Equipment | MHHS-Greater Heights |  |  |  | FFP1716 |  | Central & Greater Heights |  | Rental Equipment | [7 empty] | CONTROLLERINFUSIONPUMP-Alaris-Medley 8015 |  | MEDLEY PCU W/NETWORK *MEMORIAL HERMANN* |  |  | CONTROLLERINFUSIONPUMP-Alaris-Medley 8015 | [6 empty] | Verified as Rental |  |  | MHHS-Greater Heights
NO | YES |  |  |  | FFP1720 |  | CAREFUSION | 8015M |  |  | Rental Equipment | MHHS-Greater Heights |  |  |  | FFP1720 |  | Central & Greater Heights |  | Rental Equipment | [7 empty] | CONTROLLERINFUSIONPUMP-Alaris-Medley 8015 |  | MEDLEY PCU W/NETWORK *MEMORIAL HERMANN* |  |  | CONTROLLERINFUSIONPUMP-Alaris-Medley 8015 | [6 empty] | Verified as Rental |  |  | MHHS-Greater Heights
NO | YES |  |  |  | FFP1738 |  | CAREFUSION | 8015M |  |  | Rental Equipment | MHHS-Greater Heights |  |  |  | FFP1738 |  | Central & Greater Heights |  | Rental Equipment | [7 empty] | CONTROLLERINFUSIONPUMP-Alaris-Medley 8015 |  | MEDLEY PCU W/NETWORK *MEMORIAL HERMANN* |  |  | CONTROLLERINFUSIONPUMP-Alaris-Medley 8015 | [6 empty] | Verified as Rental |  |  | MHHS-Greater Heights
NO | YES |  |  |  | FFP1755 |  | CAREFUSION | 8015M |  |  | Rental Equipment | MHHS-Greater Heights |  |  |  | FFP1755 |  | Central & Greater Heights |  | Rental Equipment | [7 empty] | CONTROLLERINFUSIONPUMP-Alaris-Medley 8015 |  | MEDLEY PCU W/NETWORK *MEMORIAL HERMANN* |  |  | CONTROLLERINFUSIONPUMP-Alaris-Medley 8015 | [6 empty] | Verified as Rental |  |  | MHHS-Greater Heights
NO | YES |  |  |  | FFP1769 |  | CAREFUSION | 8015M |  |  | Rental Equipment | MHHS-Greater Heights |  |  |  | FFP1769 |  | Central & Greater Heights |  | Rental Equipment | [7 empty] | CONTROLLERINFUSIONPUMP-Alaris-Medley 8015 |  | MEDLEY PCU W/NETWORK *MEMORIAL HERMANN* |  |  | CONTROLLERINFUSIONPUMP-Alaris-Medley 8015 | [6 empty] | Verified as Rental |  |  | MHHS-Greater Heights
NO | YES |  |  |  | FFP1782 |  | CAREFUSION | 8015M |  |  | Rental Equipment | MHHS-Greater Heights |  |  |  | FFP1782 |  | Central & Greater Heights |  | Rental Equipment | [7 empty] | CONTROLLERINFUSIONPUMP-Alaris-Medley 8015 |  | MEDLEY PCU W/NETWORK *MEMORIAL HERMANN* |  |  | CONTROLLERINFUSIONPUMP-Alaris-Medley 8015 | [6 empty] | Verified as Rental |  |  | MHHS-Greater Heights
NO | YES |  |  |  | FFP1809 |  | CAREFUSION | 8015M |  |  | Rental Equipment | MHHS-Greater Heights |  |  |  | FFP1809 |  | Central & Greater Heights |  | Rental Equipment | [7 empty] | CONTROLLERINFUSIONPUMP-Alaris-Medley 8015 |  | MEDLEY PCU W/NETWORK *MEMORIAL HERMANN* |  |  | CONTROLLERINFUSIONPUMP-Alaris-Medley 8015 | [6 empty] | Verified as Rental |  |  | MHHS-Greater Heights
NO | YES |  |  |  | FFP1826 |  | CAREFUSION | 8015M |  |  | Rental Equipment | MHHS-Greater Heights |  |  |  | FFP1826 |  | Central & Greater Heights |  | Rental Equipment | [7 empty] | CONTROLLERINFUSIONPUMP-Alaris-Medley 8015 |  | MEDLEY PCU W/NETWORK *MEMORIAL HERMANN* |  |  | CONTROLLERINFUSIONPUMP-Alaris-Medley 8015 | [6 empty] | Verified as Rental |  |  | MHHS-Greater Heights
NO | YES |  |  |  | FFP1847 |  | CAREFUSION | 8015M |  |  | Rental Equipment | MHHS-Greater Heights |  |  |  | FFP1847 |  | Central & Greater Heights |  | Rental Equipment | [7 empty] | CONTROLLERINFUSIONPUMP-Alaris-Medley 8015 |  | MEDLEY PCU W/NETWORK *MEMORIAL HERMANN* |  |  | CONTROLLERINFUSIONPUMP-Alaris-Medley 8015 | [6 empty] | Verified as Rental |  |  | MHHS-Greater Heights
NO | YES |  |  |  | FFP1873 |  | CAREFUSION | 8015M |  |  | Rental Equipment | MHHS-Greater Heights |  |  |  | FFP1873 |  | Central & Greater Heights |  | Rental Equipment | [7 empty] | CONTROLLERINFUSIONPUMP-Alaris-Medley 8015 |  | MEDLEY PCU W/NETWORK *MEMORIAL HERMANN* |  |  | CONTROLLERINFUSIONPUMP-Alaris-Medley 8015 | [6 empty] | Verified as Rental |  |  | MHHS-Greater Heights
NO | YES |  |  |  | FFP1875 |  | CAREFUSION | 8015M |  |  | Rental Equipment | MHHS-Greater Heights |  |  |  | FFP1875 |  | Central & Greater Heights |  | Rental Equipment | [7 empty] | CONTROLLERINFUSIONPUMP-Alaris-Medley 8015 |  | MEDLEY PCU W/NETWORK *MEMORIAL HERMANN* |  |  | CONTROLLERINFUSIONPUMP-Alaris-Medley 8015 | [6 empty] | Verified as Rental |  |  | MHHS-Greater Heights
NO | YES |  |  |  | FFP1898 |  | CAREFUSION | 8015M |  |  | Rental Equipment | MHHS-Greater Heights |  |  |  | FFP1898 |  | Central & Greater Heights |  | Rental Equipment | [7 empty] | CONTROLLERINFUSIONPUMP-Alaris-Medley 8015 |  | MEDLEY PCU W/NETWORK *MEMORIAL HERMANN* |  |  | CONTROLLERINFUSIONPUMP-Alaris-Medley 8015 | [6 empty] | Verified as Rental |  |  | MHHS-Greater Heights
NO | YES |  |  |  | FFP1903 |  | CAREFUSION | 8015M |  |  | Rental Equipment | MHHS-Greater Heights |  |  |  | FFP1903 |  | Central & Greater Heights |  | Rental Equipment | [7 empty] | CONTROLLERINFUSIONPUMP-Alaris-Medley 8015 |  | MEDLEY PCU W/NETWORK *MEMORIAL HERMANN* |  |  | CONTROLLERINFUSIONPUMP-Alaris-Medley 8015 | [6 empty] | Verified as Rental |  |  | MHHS-Greater Heights
NO | YES |  |  |  | FFP1911 |  | CAREFUSION | 8015M |  |  | Rental Equipment | MHHS-Greater Heights |  |  |  | FFP1911 |  | Central & Greater Heights |  | Rental Equipment | [7 empty] | CONTROLLERINFUSIONPUMP-Alaris-Medley 8015 |  | MEDLEY PCU W/NETWORK *MEMORIAL HERMANN* |  |  | CONTROLLERINFUSIONPUMP-Alaris-Medley 8015 | [6 empty] | Verified as Rental |  |  | MHHS-Greater Heights
NO | YES |  |  |  | FFP1932 |  | CAREFUSION | 8015M |  |  | Rental Equipment | MHHS-Greater Heights |  |  |  | FFP1932 |  | Central & Greater Heights |  | Rental Equipment | [7 empty] | CONTROLLERINFUSIONPUMP-Alaris-Medley 8015 |  | MEDLEY PCU W/NETWORK *MEMORIAL HERMANN* |  |  | CONTROLLERINFUSIONPUMP-Alaris-Medley 8015 | [6 empty] | Verified as Rental |  |  | MHHS-Greater Heights
NO | YES |  |  |  | FFP1954 |  | CAREFUSION | 8015M |  |  | Rental Equipment | MHHS-Greater Heights |  |  |  | FFP1954 |  | Central & Greater Heights |  | Rental Equipment | [7 empty] | CONTROLLERINFUSIONPUMP-Alaris-Medley 8015 |  | MEDLEY PCU W/NETWORK *MEMORIAL HERMANN* |  |  | CONTROLLERINFUSIONPUMP-Alaris-Medley 8015 | [6 empty] | Verified as Rental |  |  | MHHS-Greater Heights
NO | YES |  |  |  | FFP1966 |  | CAREFUSION | 8015M |  |  | Rental Equipment | MHHS-Greater Heights |  |  |  | FFP1966 |  | Central & Greater Heights |  | Rental Equipment | [7 empty] | CONTROLLERINFUSIONPUMP-Alaris-Medley 8015 |  | MEDLEY PCU W/NETWORK *MEMORIAL HERMANN* |  |  | CONTROLLERINFUSIONPUMP-Alaris-Medley 8015 | [6 empty] | Verified as Rental |  |  | MHHS-Greater Heights
NO | YES |  |  |  | FFP1976 |  | CAREFUSION | 8015M |  |  | Rental Equipment | MHHS-Greater Heights |  |  |  | FFP1976 |  | Central & Greater Heights |  | Rental Equipment | [7 empty] | CONTROLLERINFUSIONPUMP-Alaris-Medley 8015 |  | MEDLEY PCU W/NETWORK *MEMORIAL HERMANN* |  |  | CONTROLLERINFUSIONPUMP-Alaris-Medley 8015 | [6 empty] | Verified as Rental |  |  | MHHS-Greater Heights
NO | YES |  |  |  | FFP2016 |  | CAREFUSION | 8015M |  |  | Rental Equipment | MHHS-Greater Heights |  |  |  | FFP2016 |  | Central & Greater Heights |  | Rental Equipment | [7 empty] | CONTROLLERINFUSIONPUMP-Alaris-Medley 8015 |  | MEDLEY PCU W/NETWORK *MEMORIAL HERMANN* |  |  | CONTROLLERINFUSIONPUMP-Alaris-Medley 8015 | [6 empty] | Verified as Rental |  |  | MHHS-Greater Heights
NO | YES |  |  |  | FFP2018 |  | CAREFUSION | 8015M |  |  | Rental Equipment | MHHS-Greater Heights |  |  |  | FFP2018 |  | Central & Greater Heights |  | Rental Equipment | [7 empty] | CONTROLLERINFUSIONPUMP-Alaris-Medley 8015 |  | MEDLEY PCU W/NETWORK *MEMORIAL HERMANN* |  |  | CONTROLLERINFUSIONPUMP-Alaris-Medley 8015 | [6 empty] | Verified as Rental |  |  | MHHS-Greater Heights
NO | YES |  |  |  | FFP2054 |  | CAREFUSION | 8015M |  |  | Rental Equipment | MHHS-Greater Heights |  |  |  | FFP2054 |  | Central & Greater Heights |  | Rental Equipment | [7 empty] | CONTROLLERINFUSIONPUMP-Alaris-Medley 8015 |  | MEDLEY PCU W/NETWORK *MEMORIAL HERMANN* |  |  | CONTROLLERINFUSIONPUMP-Alaris-Medley 8015 | [6 empty] | Verified as Rental |  |  | MHHS-Greater Heights
NO | YES |  |  |  | FFP2080 |  | CAREFUSION | 8015M |  |  | Rental Equipment | MHHS-Greater Heights |  |  |  | FFP2080 |  | Central & Greater Heights |  | Rental Equipment | [7 empty] | CONTROLLERINFUSIONPUMP-Alaris-Medley 8015 |  | MEDLEY PCU W/NETWORK *MEMORIAL HERMANN* |  |  | CONTROLLERINFUSIONPUMP-Alaris-Medley 8015 | [6 empty] | Verified as Rental |  |  | MHHS-Greater Heights
NO | YES |  |  |  | FFP2090 |  | CAREFUSION | 8015M |  |  | Rental Equipment | MHHS-Greater Heights |  |  |  | FFP2090 |  | Central & Greater Heights |  | Rental Equipment | [7 empty] | CONTROLLERINFUSIONPUMP-Alaris-Medley 8015 |  | MEDLEY PCU W/NETWORK *MEMORIAL HERMANN* |  |  | CONTROLLERINFUSIONPUMP-Alaris-Medley 8015 | [6 empty] | Verified as Rental |  |  | MHHS-Greater Heights
NO | YES |  |  |  | FFP2097 |  | CAREFUSION | 8015M |  |  | Rental Equipment | MHHS-Greater Heights |  |  |  | FFP2097 |  | Central & Greater Heights |  | Rental Equipment | [7 empty] | CONTROLLERINFUSIONPUMP-Alaris-Medley 8015 |  | MEDLEY PCU W/NETWORK *MEMORIAL HERMANN* |  |  | CONTROLLERINFUSIONPUMP-Alaris-Medley 8015 | [6 empty] | Verified as Rental |  |  | MHHS-Greater Heights
NO | YES |  |  |  | FFP2114 |  | CAREFUSION | 8015M |  |  | Rental Equipment | MHHS-Greater Heights |  |  |  | FFP2114 |  | Central & Greater Heights |  | Rental Equipment | [7 empty] | CONTROLLERINFUSIONPUMP-Alaris-Medley 8015 |  | MEDLEY PCU W/NETWORK *MEMORIAL HERMANN* |  |  | CONTROLLERINFUSIONPUMP-Alaris-Medley 8015 | [6 empty] | Verified as Rental |  |  | MHHS-Greater Heights
NO | YES |  |  |  | FFP2120 |  | CAREFUSION | 8015M |  |  | Rental Equipment | MHHS-Greater Heights |  |  |  | FFP2120 |  | Central & Greater Heights |  | Rental Equipment | [7 empty] | CONTROLLERINFUSIONPUMP-Alaris-Medley 8015 |  | MEDLEY PCU W/NETWORK *MEMORIAL HERMANN* |  |  | CONTROLLERINFUSIONPUMP-Alaris-Medley 8015 | [6 empty] | Verified as Rental |  |  | MHHS-Greater Heights
NO | YES |  |  |  | FFP2150 |  | CAREFUSION | 8015M |  |  | Rental Equipment | MHHS-Greater Heights |  |  |  | FFP2150 |  | Central & Greater Heights |  | Rental Equipment | [7 empty] | CONTROLLERINFUSIONPUMP-Alaris-Medley 8015 |  | MEDLEY PCU W/NETWORK *MEMORIAL HERMANN* |  |  | CONTROLLERINFUSIONPUMP-Alaris-Medley 8015 | [6 empty] | Verified as Rental |  |  | MHHS-Greater Heights
NO | YES |  |  |  | FFP2166 |  | CAREFUSION | 8015M |  |  | Rental Equipment | MHHS-Greater Heights |  |  |  | FFP2166 |  | Central & Greater Heights |  | Rental Equipment | [7 empty] | CONTROLLERINFUSIONPUMP-Alaris-Medley 8015 |  | MEDLEY PCU W/NETWORK *MEMORIAL HERMANN* |  |  | CONTROLLERINFUSIONPUMP-Alaris-Medley 8015 | [6 empty] | Verified as Rental |  |  | MHHS-Greater Heights
NO | YES |  |  |  | FFP2195 |  | CAREFUSION | 8015M |  |  | Rental Equipment | MHHS-Greater Heights |  |  |  | FFP2195 |  | Central & Greater Heights |  | Rental Equipment | [7 empty] | CONTROLLERINFUSIONPUMP-Alaris-Medley 8015 |  | MEDLEY PCU W/NETWORK *MEMORIAL HERMANN* |  |  | CONTROLLERINFUSIONPUMP-Alaris-Medley 8015 | [6 empty] | Verified as Rental |  |  | MHHS-Greater Heights
NO | YES |  |  |  | FFP2201 |  | CAREFUSION | 8015M |  |  | Rental Equipment | MHHS-Greater Heights |  |  |  | FFP2201 |  | Central & Greater Heights |  | Rental Equipment | [7 empty] | CONTROLLERINFUSIONPUMP-Alaris-Medley 8015 |  | MEDLEY PCU W/NETWORK *MEMORIAL HERMANN* |  |  | CONTROLLERINFUSIONPUMP-Alaris-Medley 8015 | [6 empty] | Verified as Rental |  |  | MHHS-Greater Heights
NO | YES |  |  |  | FFP2205 |  | CAREFUSION | 8015M |  |  | Rental Equipment | MHHS-Greater Heights |  |  |  | FFP2205 |  | Central & Greater Heights |  | Rental Equipment | [7 empty] | CONTROLLERINFUSIONPUMP-Alaris-Medley 8015 |  | MEDLEY PCU W/NETWORK *MEMORIAL HERMANN* |  |  | CONTROLLERINFUSIONPUMP-Alaris-Medley 8015 | [6 empty] | Verified as Rental |  |  | MHHS-Greater Heights
NO | YES |  |  |  | FFP2221 |  | CAREFUSION | 8015M |  |  | Rental Equipment | MHHS-Greater Heights |  |  |  | FFP2221 |  | Central & Greater Heights |  | Rental Equipment | [7 empty] | CONTROLLERINFUSIONPUMP-Alaris-Medley 8015 |  | MEDLEY PCU W/NETWORK *MEMORIAL HERMANN* |  |  | CONTROLLERINFUSIONPUMP-Alaris-Medley 8015 | [6 empty] | Verified as Rental |  |  | MHHS-Greater Heights
NO | YES |  |  |  | FFP2256 |  | CAREFUSION | 8015M |  |  | Rental Equipment | MHHS-Greater Heights |  |  |  | FFP2256 |  | Central & Greater Heights |  | Rental Equipment | [7 empty] | CONTROLLERINFUSIONPUMP-Alaris-Medley 8015 |  | MEDLEY PCU W/NETWORK *MEMORIAL HERMANN* |  |  | CONTROLLERINFUSIONPUMP-Alaris-Medley 8015 | [6 empty] | Verified as Rental |  |  | MHHS-Greater Heights
NO | YES |  |  |  | FFP2264 |  | CAREFUSION | 8015M |  |  | Rental Equipment | MHHS-Greater Heights |  |  |  | FFP2264 |  | Central & Greater Heights |  | Rental Equipment | [7 empty] | CONTROLLERINFUSIONPUMP-Alaris-Medley 8015 |  | MEDLEY PCU W/NETWORK *MEMORIAL HERMANN* |  |  | CONTROLLERINFUSIONPUMP-Alaris-Medley 8015 | [6 empty] | Verified as Rental |  |  | MHHS-Greater Heights
NO | YES |  |  |  | FFP2271 |  | CAREFUSION | 8015M |  |  | Rental Equipment | MHHS-Greater Heights |  |  |  | FFP2271 |  | Central & Greater Heights |  | Rental Equipment | [7 empty] | CONTROLLERINFUSIONPUMP-Alaris-Medley 8015 |  | MEDLEY PCU W/NETWORK *MEMORIAL HERMANN* |  |  | CONTROLLERINFUSIONPUMP-Alaris-Medley 8015 | [6 empty] | Verified as Rental |  |  | MHHS-Greater Heights
NO | YES |  |  |  | FFP2277 |  | CAREFUSION | 8015M |  |  | Rental Equipment | MHHS-Greater Heights |  |  |  | FFP2277 |  | Central & Greater Heights |  | Rental Equipment | [7 empty] | CONTROLLERINFUSIONPUMP-Alaris-Medley 8015 |  | MEDLEY PCU W/NETWORK *MEMORIAL HERMANN* |  |  | CONTROLLERINFUSIONPUMP-Alaris-Medley 8015 | [6 empty] | Verified as Rental |  |  | MHHS-Greater Heights
NO | YES |  |  |  | FFP2315 |  | CAREFUSION | 8015M |  |  | Rental Equipment | MHHS-Greater Heights |  |  |  | FFP2315 |  | Central & Greater Heights |  | Rental Equipment | [7 empty] | CONTROLLERINFUSIONPUMP-Alaris-Medley 8015 |  | MEDLEY PCU W/NETWORK *MEMORIAL HERMANN* |  |  | CONTROLLERINFUSIONPUMP-Alaris-Medley 8015 | [6 empty] | Verified as Rental |  |  | MHHS-Greater Heights
NO | YES |  |  |  | FFP2319 |  | CAREFUSION | 8015M |  |  | Rental Equipment | MHHS-Greater Heights |  |  |  | FFP2319 |  | Central & Greater Heights |  | Rental Equipment | [7 empty] | CONTROLLERINFUSIONPUMP-Alaris-Medley 8015 |  | MEDLEY PCU W/NETWORK *MEMORIAL HERMANN* |  |  | CONTROLLERINFUSIONPUMP-Alaris-Medley 8015 | [6 empty] | Verified as Rental |  |  | MHHS-Greater Heights
NO | YES |  |  |  | FFP2325 |  | CAREFUSION | 8015M |  |  | Rental Equipment | MHHS-Greater Heights |  |  |  | FFP2325 |  | Central & Greater Heights |  | Rental Equipment | [7 empty] | CONTROLLERINFUSIONPUMP-Alaris-Medley 8015 |  | MEDLEY PCU W/NETWORK *MEMORIAL HERMANN* |  |  | CONTROLLERINFUSIONPUMP-Alaris-Medley 8015 | [6 empty] | Verified as Rental |  |  | MHHS-Greater Heights
NO | YES |  |  |  | FFP2347 |  | CAREFUSION | 8015M |  |  | Rental Equipment | MHHS-Greater Heights |  |  |  | FFP2347 |  | Central & Greater Heights |  | Rental Equipment | [7 empty] | CONTROLLERINFUSIONPUMP-Alaris-Medley 8015 |  | MEDLEY PCU W/NETWORK *MEMORIAL HERMANN* |  |  | CONTROLLERINFUSIONPUMP-Alaris-Medley 8015 | [6 empty] | Verified as Rental |  |  | MHHS-Greater Heights
NO | YES |  |  |  | FFP2370 |  | CAREFUSION | 8015M |  |  | Rental Equipment | MHHS-Greater Heights |  |  |  | FFP2370 |  | Central & Greater Heights |  | Rental Equipment | [7 empty] | CONTROLLERINFUSIONPUMP-Alaris-Medley 8015 |  | MEDLEY PCU W/NETWORK *MEMORIAL HERMANN* |  |  | CONTROLLERINFUSIONPUMP-Alaris-Medley 8015 | [6 empty] | Verified as Rental |  |  | MHHS-Greater Heights
NO | YES |  |  |  | FFP2382 |  | CAREFUSION | 8015M |  |  | Rental Equipment | MHHS-Greater Heights |  |  |  | FFP2382 |  | Central & Greater Heights |  | Rental Equipment | [7 empty] | CONTROLLERINFUSIONPUMP-Alaris-Medley 8015 |  | MEDLEY PCU W/NETWORK *MEMORIAL HERMANN* |  |  | CONTROLLERINFUSIONPUMP-Alaris-Medley 8015 | [6 empty] | Verified as Rental |  |  | MHHS-Greater Heights
NO | YES |  |  |  | FFP2419 |  | CAREFUSION | 8015M |  |  | Rental Equipment | MHHS-Greater Heights |  |  |  | FFP2419 |  | Central & Greater Heights |  | Rental Equipment | [7 empty] | CONTROLLERINFUSIONPUMP-Alaris-Medley 8015 |  | MEDLEY PCU W/NETWORK *MEMORIAL HERMANN* |  |  | CONTROLLERINFUSIONPUMP-Alaris-Medley 8015 | [6 empty] | Verified as Rental |  |  | MHHS-Greater Heights
NO | YES |  |  |  | FFP2434 |  | CAREFUSION | 8015M |  |  | Rental Equipment | MHHS-Greater Heights |  |  |  | FFP2434 |  | Central & Greater Heights |  | Rental Equipment | [7 empty] | CONTROLLERINFUSIONPUMP-Alaris-Medley 8015 |  | MEDLEY PCU W/NETWORK *MEMORIAL HERMANN* |  |  | CONTROLLERINFUSIONPUMP-Alaris-Medley 8015 | [6 empty] | Verified as Rental |  |  | MHHS-Greater Heights
NO | YES |  |  |  | FFP2454 |  | CAREFUSION | 8015M |  |  | Rental Equipment | MHHS-Greater Heights |  |  |  | FFP2454 |  | Central & Greater Heights |  | Rental Equipment | [7 empty] | CONTROLLERINFUSIONPUMP-Alaris-Medley 8015 |  | MEDLEY PCU W/NETWORK *MEMORIAL HERMANN* |  |  | CONTROLLERINFUSIONPUMP-Alaris-Medley 8015 | [6 empty] | Verified as Rental |  |  | MHHS-Greater Heights
NO | YES |  |  |  | FFP2508 |  | CAREFUSION | 8015M |  |  | Rental Equipment | MHHS-Greater Heights |  |  |  | FFP2508 |  | Central & Greater Heights |  | Rental Equipment | [7 empty] | CONTROLLERINFUSIONPUMP-Alaris-Medley 8015 |  | MEDLEY PCU W/NETWORK *MEMORIAL HERMANN* |  |  | CONTROLLERINFUSIONPUMP-Alaris-Medley 8015 | [6 empty] | Verified as Rental |  |  | MHHS-Greater Heights
NO | YES |  |  |  | FFP2572 |  | CAREFUSION | 8015M |  |  | Rental Equipment | MHHS-Greater Heights |  |  |  | FFP2572 |  | Central & Greater Heights |  | Rental Equipment | [7 empty] | CONTROLLERINFUSIONPUMP-Alaris-Medley 8015 |  | MEDLEY PCU W/NETWORK *MEMORIAL HERMANN* |  |  | CONTROLLERINFUSIONPUMP-Alaris-Medley 8015 | [6 empty] | Verified as Rental |  |  | MHHS-Greater Heights
NO | YES |  |  |  | FFP2573 |  | CAREFUSION | 8015M |  |  | Rental Equipment | MHHS-Greater Heights |  |  |  | FFP2573 |  | Central & Greater Heights |  | Rental Equipment | [7 empty] | CONTROLLERINFUSIONPUMP-Alaris-Medley 8015 |  | MEDLEY PCU W/NETWORK *MEMORIAL HERMANN* |  |  | CONTROLLERINFUSIONPUMP-Alaris-Medley 8015 | [6 empty] | Verified as Rental |  |  | MHHS-Greater Heights
NO | YES |  |  |  | FFP2598 |  | CAREFUSION | 8015M |  |  | Rental Equipment | MHHS-Greater Heights |  |  |  | FFP2598 |  | Central & Greater Heights |  | Rental Equipment | [7 empty] | CONTROLLERINFUSIONPUMP-Alaris-Medley 8015 |  | MEDLEY PCU W/NETWORK *MEMORIAL HERMANN* |  |  | CONTROLLERINFUSIONPUMP-Alaris-Medley 8015 | [6 empty] | Verified as Rental |  |  | MHHS-Greater Heights
NO | YES |  |  |  | FFP2600 |  | CAREFUSION | 8015M |  |  | Rental Equipment | MHHS-Greater Heights |  |  |  | FFP2600 |  | Central & Greater Heights |  | Rental Equipment | [7 empty] | CONTROLLERINFUSIONPUMP-Alaris-Medley 8015 |  | MEDLEY PCU W/NETWORK *MEMORIAL HERMANN* |  |  | CONTROLLERINFUSIONPUMP-Alaris-Medley 8015 | [6 empty] | Verified as Rental |  |  | MHHS-Greater Heights
NO | YES |  |  |  | FFP2620 |  | CAREFUSION | 8015M |  |  | Rental Equipment | MHHS-Greater Heights |  |  |  | FFP2620 |  | Central & Greater Heights |  | Rental Equipment | [7 empty] | CONTROLLERINFUSIONPUMP-Alaris-Medley 8015 |  | MEDLEY PCU W/NETWORK *MEMORIAL HERMANN* |  |  | CONTROLLERINFUSIONPUMP-Alaris-Medley 8015 | [6 empty] | Verified as Rental |  |  | MHHS-Greater Heights
NO | YES |  |  |  | FFP2655 |  | CAREFUSION | 8015M |  |  | Rental Equipment | MHHS-Greater Heights |  |  |  | FFP2655 |  | Central & Greater Heights |  | Rental Equipment | [7 empty] | CONTROLLERINFUSIONPUMP-Alaris-Medley 8015 |  | MEDLEY PCU W/NETWORK *MEMORIAL HERMANN* |  |  | CONTROLLERINFUSIONPUMP-Alaris-Medley 8015 | [6 empty] | Verified as Rental |  |  | MHHS-Greater Heights
NO | YES |  |  |  | FFP2692 |  | CAREFUSION | 8015M |  |  | Rental Equipment | MHHS-Greater Heights |  |  |  | FFP2692 |  | Central & Greater Heights |  | Rental Equipment | [7 empty] | CONTROLLERINFUSIONPUMP-Alaris-Medley 8015 |  | MEDLEY PCU W/NETWORK *MEMORIAL HERMANN* |  |  | CONTROLLERINFUSIONPUMP-Alaris-Medley 8015 | [6 empty] | Verified as Rental |  |  | MHHS-Greater Heights
NO | YES |  |  |  | FFP2703 |  | CAREFUSION | 8015M |  |  | Rental Equipment | MHHS-Greater Heights |  |  |  | FFP2703 |  | Central & Greater Heights |  | Rental Equipment | [7 empty] | CONTROLLERINFUSIONPUMP-Alaris-Medley 8015 |  | MEDLEY PCU W/NETWORK *MEMORIAL HERMANN* |  |  | CONTROLLERINFUSIONPUMP-Alaris-Medley 8015 | [6 empty] | Verified as Rental |  |  | MHHS-Greater Heights
NO | YES |  |  |  | FFP2726 |  | CAREFUSION | 8015M |  |  | Rental Equipment | MHHS-Greater Heights |  |  |  | FFP2726 |  | Central & Greater Heights |  | Rental Equipment | [7 empty] | CONTROLLERINFUSIONPUMP-Alaris-Medley 8015 |  | MEDLEY PCU W/NETWORK *MEMORIAL HERMANN* |  |  | CONTROLLERINFUSIONPUMP-Alaris-Medley 8015 | [6 empty] | Verified as Rental |  |  | MHHS-Greater Heights
NO | YES |  |  |  | FFP2777 |  | CAREFUSION | 8015M |  |  | Rental Equipment | MHHS-Greater Heights |  |  |  | FFP2777 |  | Central & Greater Heights |  | Rental Equipment | [7 empty] | CONTROLLERINFUSIONPUMP-Alaris-Medley 8015 |  | MEDLEY PCU W/NETWORK *MEMORIAL HERMANN* |  |  | CONTROLLERINFUSIONPUMP-Alaris-Medley 8015 | [6 empty] | Verified as Rental |  |  | MHHS-Greater Heights
NO | YES |  |  |  | FFP2804 |  | CAREFUSION | 8015M |  |  | Rental Equipment | MHHS-Greater Heights |  |  |  | FFP2804 |  | Central & Greater Heights |  | Rental Equipment | [7 empty] | CONTROLLERINFUSIONPUMP-Alaris-Medley 8015 |  | MEDLEY PCU W/NETWORK *MEMORIAL HERMANN* |  |  | CONTROLLERINFUSIONPUMP-Alaris-Medley 8015 | [6 empty] | Verified as Rental |  |  | MHHS-Greater Heights
NO | YES |  |  |  | FFP2807 |  | CAREFUSION | 8015M |  |  | Rental Equipment | MHHS-Greater Heights |  |  |  | FFP2807 |  | Central & Greater Heights |  | Rental Equipment | [7 empty] | CONTROLLERINFUSIONPUMP-Alaris-Medley 8015 |  | MEDLEY PCU W/NETWORK *MEMORIAL HERMANN* |  |  | CONTROLLERINFUSIONPUMP-Alaris-Medley 8015 | [6 empty] | Verified as Rental |  |  | MHHS-Greater Heights
NO | YES |  |  |  | FFP2859 |  | CAREFUSION | 8015M |  |  | Rental Equipment | MHHS-Greater Heights |  |  |  | FFP2859 |  | Central & Greater Heights |  | Rental Equipment | [7 empty] | CONTROLLERINFUSIONPUMP-Alaris-Medley 8015 |  | MEDLEY PCU W/NETWORK *MEMORIAL HERMANN* |  |  | CONTROLLERINFUSIONPUMP-Alaris-Medley 8015 | [6 empty] | Verified as Rental |  |  | MHHS-Greater Heights
NO | YES |  |  |  | FFP2868 |  | CAREFUSION | 8015M |  |  | Rental Equipment | MHHS-Greater Heights |  |  |  | FFP2868 |  | Central & Greater Heights |  | Rental Equipment | [7 empty] | CONTROLLERINFUSIONPUMP-Alaris-Medley 8015 |  | MEDLEY PCU W/NETWORK *MEMORIAL HERMANN* |  |  | CONTROLLERINFUSIONPUMP-Alaris-Medley 8015 | [6 empty] | Verified as Rental |  |  | MHHS-Greater Heights
NO | YES |  |  |  | FFP2873 |  | CAREFUSION | 8015M |  |  | Rental Equipment | MHHS-Greater Heights |  |  |  | FFP2873 |  | Central & Greater Heights |  | Rental Equipment | [7 empty] | CONTROLLERINFUSIONPUMP-Alaris-Medley 8015 |  | MEDLEY PCU W/NETWORK *MEMORIAL HERMANN* |  |  | CONTROLLERINFUSIONPUMP-Alaris-Medley 8015 | [6 empty] | Verified as Rental |  |  | MHHS-Greater Heights
NO | YES |  |  |  | FFP2888 |  | CAREFUSION | 8015M |  |  | Rental Equipment | MHHS-Greater Heights |  |  |  | FFP2888 |  | Central & Greater Heights |  | Rental Equipment | [7 empty] | CONTROLLERINFUSIONPUMP-Alaris-Medley 8015 |  | MEDLEY PCU W/NETWORK *MEMORIAL HERMANN* |  |  | CONTROLLERINFUSIONPUMP-Alaris-Medley 8015 | [6 empty] | Verified as Rental |  |  | MHHS-Greater Heights
NO | YES |  |  |  | FFP2896 |  | CAREFUSION | 8015M |  |  | Rental Equipment | MHHS-Greater Heights |  |  |  | FFP2896 |  | Central & Greater Heights |  | Rental Equipment | [7 empty] | CONTROLLERINFUSIONPUMP-Alaris-Medley 8015 |  | MEDLEY PCU W/NETWORK *MEMORIAL HERMANN* |  |  | CONTROLLERINFUSIONPUMP-Alaris-Medley 8015 | [6 empty] | Verified as Rental |  |  | MHHS-Greater Heights
NO | YES |  |  |  | FFP2899 |  | CAREFUSION | 8015M |  |  | Rental Equipment | MHHS-Greater Heights |  |  |  | FFP2899 |  | Central & Greater Heights |  | Rental Equipment | [7 empty] | CONTROLLERINFUSIONPUMP-Alaris-Medley 8015 |  | MEDLEY PCU W/NETWORK *MEMORIAL HERMANN* |  |  | CONTROLLERINFUSIONPUMP-Alaris-Medley 8015 | [6 empty] | Verified as Rental |  |  | MHHS-Greater Heights
NO | YES |  |  |  | FFP2929 |  | CAREFUSION | 8015M |  |  | Rental Equipment | MHHS-Greater Heights |  |  |  | FFP2929 |  | Central & Greater Heights |  | Rental Equipment | [7 empty] | CONTROLLERINFUSIONPUMP-Alaris-Medley 8015 |  | MEDLEY PCU W/NETWORK *MEMORIAL HERMANN* |  |  | CONTROLLERINFUSIONPUMP-Alaris-Medley 8015 | [6 empty] | Verified as Rental |  |  | MHHS-Greater Heights
NO | YES |  |  |  | FFP2962 |  | CAREFUSION | 8015M |  |  | Rental Equipment | MHHS-Greater Heights |  |  |  | FFP2962 |  | Central & Greater Heights |  | Rental Equipment | [7 empty] | CONTROLLERINFUSIONPUMP-Alaris-Medley 8015 |  | MEDLEY PCU W/NETWORK *MEMORIAL HERMANN* |  |  | CONTROLLERINFUSIONPUMP-Alaris-Medley 8015 | [6 empty] | Verified as Rental |  |  | MHHS-Greater Heights
NO | YES |  |  |  | FFP2996 |  | CAREFUSION | 8015M |  |  | Rental Equipment | MHHS-Greater Heights |  |  |  | FFP2996 |  | Central & Greater Heights |  | Rental Equipment | [7 empty] | CONTROLLERINFUSIONPUMP-Alaris-Medley 8015 |  | MEDLEY PCU W/NETWORK *MEMORIAL HERMANN* |  |  | CONTROLLERINFUSIONPUMP-Alaris-Medley 8015 | [6 empty] | Verified as Rental |  |  | MHHS-Greater Heights
NO | YES |  |  |  | FFP2999 |  | CAREFUSION | 8015M |  |  | Rental Equipment | MHHS-Greater Heights |  |  |  | FFP2999 |  | Central & Greater Heights |  | Rental Equipment | [7 empty] | CONTROLLERINFUSIONPUMP-Alaris-Medley 8015 |  | MEDLEY PCU W/NETWORK *MEMORIAL HERMANN* |  |  | CONTROLLERINFUSIONPUMP-Alaris-Medley 8015 | [6 empty] | Verified as Rental |  |  | MHHS-Greater Heights
NO | YES |  |  |  | FFP3017 |  | CAREFUSION | 8015M |  |  | Rental Equipment | MHHS-Greater Heights |  |  |  | FFP3017 |  | Central & Greater Heights |  | Rental Equipment | [7 empty] | CONTROLLERINFUSIONPUMP-Alaris-Medley 8015 |  | MEDLEY PCU W/NETWORK *MEMORIAL HERMANN* |  |  | CONTROLLERINFUSIONPUMP-Alaris-Medley 8015 | [6 empty] | Verified as Rental |  |  | MHHS-Greater Heights
NO | YES |  |  |  | FFP3024 |  | CAREFUSION | 8015M |  |  | Rental Equipment | MHHS-Greater Heights |  |  |  | FFP3024 |  | Central & Greater Heights |  | Rental Equipment | [7 empty] | CONTROLLERINFUSIONPUMP-Alaris-Medley 8015 |  | MEDLEY PCU W/NETWORK *MEMORIAL HERMANN* |  |  | CONTROLLERINFUSIONPUMP-Alaris-Medley 8015 | [6 empty] | Verified as Rental |  |  | MHHS-Greater Heights
NO | YES |  |  |  | FFP3051 |  | CAREFUSION | 8015M |  |  | Rental Equipment | MHHS-Greater Heights |  |  |  | FFP3051 |  | Central & Greater Heights |  | Rental Equipment | [7 empty] | CONTROLLERINFUSIONPUMP-Alaris-Medley 8015 |  | MEDLEY PCU W/NETWORK *MEMORIAL HERMANN* |  |  | CONTROLLERINFUSIONPUMP-Alaris-Medley 8015 | [6 empty] | Verified as Rental |  |  | MHHS-Greater Heights
NO | YES |  |  |  | FFP3070 |  | CAREFUSION | 8015M |  |  | Rental Equipment | MHHS-Greater Heights |  |  |  | FFP3070 |  | Central & Greater Heights |  | Rental Equipment | [7 empty] | CONTROLLERINFUSIONPUMP-Alaris-Medley 8015 |  | MEDLEY PCU W/NETWORK *MEMORIAL HERMANN* |  |  | CONTROLLERINFUSIONPUMP-Alaris-Medley 8015 | [6 empty] | Verified as Rental |  |  | MHHS-Greater Heights
NO | YES |  |  |  | FFP3073 |  | CAREFUSION | 8015M |  |  | Rental Equipment | MHHS-Greater Heights |  |  |  | FFP3073 |  | Central & Greater Heights |  | Rental Equipment | [7 empty] | CONTROLLERINFUSIONPUMP-Alaris-Medley 8015 |  | MEDLEY PCU W/NETWORK *MEMORIAL HERMANN* |  |  | CONTROLLERINFUSIONPUMP-Alaris-Medley 8015 | [6 empty] | Verified as Rental |  |  | MHHS-Greater Heights
NO | YES |  |  |  | FFP3075 |  | CAREFUSION | 8015M |  |  | Rental Equipment | MHHS-Greater Heights |  |  |  | FFP3075 |  | Central & Greater Heights |  | Rental Equipment | [7 empty] | CONTROLLERINFUSIONPUMP-Alaris-Medley 8015 |  | MEDLEY PCU W/NETWORK *MEMORIAL HERMANN* |  |  | CONTROLLERINFUSIONPUMP-Alaris-Medley 8015 | [6 empty] | Verified as Rental |  |  | MHHS-Greater Heights
NO | YES |  |  |  | FFP3098 |  | CAREFUSION | 8015M |  |  | Rental Equipment | MHHS-Greater Heights |  |  |  | FFP3098 |  | Central & Greater Heights |  | Rental Equipment | [7 empty] | CONTROLLERINFUSIONPUMP-Alaris-Medley 8015 |  | MEDLEY PCU W/NETWORK *MEMORIAL HERMANN* |  |  | CONTROLLERINFUSIONPUMP-Alaris-Medley 8015 | [6 empty] | Verified as Rental |  |  | MHHS-Greater Heights
NO | YES |  |  |  | FFP3100 |  | CAREFUSION | 8015M |  |  | Rental Equipment | MHHS-Greater Heights |  |  |  | FFP3100 |  | Central & Greater Heights |  | Rental Equipment | [7 empty] | CONTROLLERINFUSIONPUMP-Alaris-Medley 8015 |  | MEDLEY PCU W/NETWORK *MEMORIAL HERMANN* |  |  | CONTROLLERINFUSIONPUMP-Alaris-Medley 8015 | [6 empty] | Verified as Rental |  |  | MHHS-Greater Heights
NO | YES |  |  |  | FFP3106 |  | CAREFUSION | 8015M |  |  | Rental Equipment | MHHS-Greater Heights |  |  |  | FFP3106 |  | Central & Greater Heights |  | Rental Equipment | [7 empty] | CONTROLLERINFUSIONPUMP-Alaris-Medley 8015 |  | MEDLEY PCU W/NETWORK *MEMORIAL HERMANN* |  |  | CONTROLLERINFUSIONPUMP-Alaris-Medley 8015 | [6 empty] | Verified as Rental |  |  | MHHS-Greater Heights
NO | YES |  |  |  | FFP3115 |  | CAREFUSION | 8015M |  |  | Rental Equipment | MHHS-Greater Heights |  |  |  | FFP3115 |  | Central & Greater Heights |  | Rental Equipment | [7 empty] | CONTROLLERINFUSIONPUMP-Alaris-Medley 8015 |  | MEDLEY PCU W/NETWORK *MEMORIAL HERMANN* |  |  | CONTROLLERINFUSIONPUMP-Alaris-Medley 8015 | [6 empty] | Verified as Rental |  |  | MHHS-Greater Heights
NO | YES |  |  |  | FFP3128 |  | CAREFUSION | 8015M |  |  | Rental Equipment | MHHS-Greater Heights |  |  |  | FFP3128 |  | Central & Greater Heights |  | Rental Equipment | [7 empty] | CONTROLLERINFUSIONPUMP-Alaris-Medley 8015 |  | MEDLEY PCU W/NETWORK *MEMORIAL HERMANN* |  |  | CONTROLLERINFUSIONPUMP-Alaris-Medley 8015 | [6 empty] | Verified as Rental |  |  | MHHS-Greater Heights
NO | YES |  |  |  | FFP3129 |  | CAREFUSION | 8015M |  |  | Rental Equipment | MHHS-Greater Heights |  |  |  | FFP3129 |  | Central & Greater Heights |  | Rental Equipment | [7 empty] | CONTROLLERINFUSIONPUMP-Alaris-Medley 8015 |  | MEDLEY PCU W/NETWORK *MEMORIAL HERMANN* |  |  | CONTROLLERINFUSIONPUMP-Alaris-Medley 8015 | [6 empty] | Verified as Rental |  |  | MHHS-Greater Heights
NO | YES |  |  |  | FFP3183 |  | CAREFUSION | 8015M |  |  | Rental Equipment | MHHS-Greater Heights |  |  |  | FFP3183 |  | Central & Greater Heights |  | Rental Equipment | [7 empty] | CONTROLLERINFUSIONPUMP-Alaris-Medley 8015 |  | MEDLEY PCU W/NETWORK *MEMORIAL HERMANN* |  |  | CONTROLLERINFUSIONPUMP-Alaris-Medley 8015 | [6 empty] | Verified as Rental |  |  | MHHS-Greater Heights
NO | YES |  |  |  | FFP3207 |  | CAREFUSION | 8015M |  |  | Rental Equipment | MHHS-Greater Heights |  |  |  | FFP3207 |  | Central & Greater Heights |  | Rental Equipment | [7 empty] | CONTROLLERINFUSIONPUMP-Alaris-Medley 8015 |  | MEDLEY PCU W/NETWORK *MEMORIAL HERMANN* |  |  | CONTROLLERINFUSIONPUMP-Alaris-Medley 8015 | [6 empty] | Verified as Rental |  |  | MHHS-Greater Heights
NO | YES |  |  |  | FFP3219 |  | CAREFUSION | 8015M |  |  | Rental Equipment | MHHS-Greater Heights |  |  |  | FFP3219 |  | Central & Greater Heights |  | Rental Equipment | [7 empty] | CONTROLLERINFUSIONPUMP-Alaris-Medley 8015 |  | MEDLEY PCU W/NETWORK *MEMORIAL HERMANN* |  |  | CONTROLLERINFUSIONPUMP-Alaris-Medley 8015 | [6 empty] | Verified as Rental |  |  | MHHS-Greater Heights
NO | YES |  |  |  | FFP3222 |  | CAREFUSION | 8015M |  |  | Rental Equipment | MHHS-Greater Heights |  |  |  | FFP3222 |  | Central & Greater Heights |  | Rental Equipment | [7 empty] | CONTROLLERINFUSIONPUMP-Alaris-Medley 8015 |  | MEDLEY PCU W/NETWORK *MEMORIAL HERMANN* |  |  | CONTROLLERINFUSIONPUMP-Alaris-Medley 8015 | [6 empty] | Verified as Rental |  |  | MHHS-Greater Heights
NO | YES |  |  |  | FFP3226 |  | CAREFUSION | 8015M |  |  | Rental Equipment | MHHS-Greater Heights |  |  |  | FFP3226 |  | Central & Greater Heights |  | Rental Equipment | [7 empty] | CONTROLLERINFUSIONPUMP-Alaris-Medley 8015 |  | MEDLEY PCU W/NETWORK *MEMORIAL HERMANN* |  |  | CONTROLLERINFUSIONPUMP-Alaris-Medley 8015 | [6 empty] | Verified as Rental |  |  | MHHS-Greater Heights
NO | YES |  |  |  | FFP3239 |  | CAREFUSION | 8015M |  |  | Rental Equipment | MHHS-Greater Heights |  |  |  | FFP3239 |  | Central & Greater Heights |  | Rental Equipment | [7 empty] | CONTROLLERINFUSIONPUMP-Alaris-Medley 8015 |  | MEDLEY PCU W/NETWORK *MEMORIAL HERMANN* |  |  | CONTROLLERINFUSIONPUMP-Alaris-Medley 8015 | [6 empty] | Verified as Rental |  |  | MHHS-Greater Heights
NO | YES |  |  |  | FFP3241 |  | CAREFUSION | 8015M |  |  | Rental Equipment | MHHS-Greater Heights |  |  |  | FFP3241 |  | Central & Greater Heights |  | Rental Equipment | [7 empty] | CONTROLLERINFUSIONPUMP-Alaris-Medley 8015 |  | MEDLEY PCU W/NETWORK *MEMORIAL HERMANN* |  |  | CONTROLLERINFUSIONPUMP-Alaris-Medley 8015 | [6 empty] | Verified as Rental |  |  | MHHS-Greater Heights
NO | YES |  |  |  | FFP3249 |  | CAREFUSION | 8015M |  |  | Rental Equipment | MHHS-Greater Heights |  |  |  | FFP3249 |  | Central & Greater Heights |  | Rental Equipment | [7 empty] | CONTROLLERINFUSIONPUMP-Alaris-Medley 8015 |  | MEDLEY PCU W/NETWORK *MEMORIAL HERMANN* |  |  | CONTROLLERINFUSIONPUMP-Alaris-Medley 8015 | [6 empty] | Verified as Rental |  |  | MHHS-Greater Heights
NO | YES |  |  |  | FFP3256 |  | CAREFUSION | 8015M |  |  | Rental Equipment | MHHS-Greater Heights |  |  |  | FFP3256 |  | Central & Greater Heights |  | Rental Equipment | [7 empty] | CONTROLLERINFUSIONPUMP-Alaris-Medley 8015 |  | MEDLEY PCU W/NETWORK *MEMORIAL HERMANN* |  |  | CONTROLLERINFUSIONPUMP-Alaris-Medley 8015 | [6 empty] | Verified as Rental |  |  | MHHS-Greater Heights
NO | YES |  |  |  | FFP3270 |  | CAREFUSION | 8015M |  |  | Rental Equipment | MHHS-Greater Heights |  |  |  | FFP3270 |  | Central & Greater Heights |  | Rental Equipment | [7 empty] | CONTROLLERINFUSIONPUMP-Alaris-Medley 8015 |  | MEDLEY PCU W/NETWORK *MEMORIAL HERMANN* |  |  | CONTROLLERINFUSIONPUMP-Alaris-Medley 8015 | [6 empty] | Verified as Rental |  |  | MHHS-Greater Heights
NO | YES |  |  |  | FFP3277 |  | CAREFUSION | 8015M |  |  | Rental Equipment | MHHS-Greater Heights |  |  |  | FFP3277 |  | Central & Greater Heights |  | Rental Equipment | [7 empty] | CONTROLLERINFUSIONPUMP-Alaris-Medley 8015 |  | MEDLEY PCU W/NETWORK *MEMORIAL HERMANN* |  |  | CONTROLLERINFUSIONPUMP-Alaris-Medley 8015 | [6 empty] | Verified as Rental |  |  | MHHS-Greater Heights
NO | YES |  |  |  | FFP3285 |  | CAREFUSION | 8015M |  |  | Rental Equipment | MHHS-Greater Heights |  |  |  | FFP3285 |  | Central & Greater Heights |  | Rental Equipment | [7 empty] | CONTROLLERINFUSIONPUMP-Alaris-Medley 8015 |  | MEDLEY PCU W/NETWORK *MEMORIAL HERMANN* |  |  | CONTROLLERINFUSIONPUMP-Alaris-Medley 8015 | [6 empty] | Verified as Rental |  |  | MHHS-Greater Heights
NO | YES |  |  |  | FFP3309 |  | CAREFUSION | 8015M |  |  | Rental Equipment | MHHS-Greater Heights |  |  |  | FFP3309 |  | Central & Greater Heights |  | Rental Equipment | [7 empty] | CONTROLLERINFUSIONPUMP-Alaris-Medley 8015 |  | MEDLEY PCU W/NETWORK *MEMORIAL HERMANN* |  |  | CONTROLLERINFUSIONPUMP-Alaris-Medley 8015 | [6 empty] | Verified as Rental |  |  | MHHS-Greater Heights
NO | YES |  |  |  | FFP3342 |  | CAREFUSION | 8015M |  |  | Rental Equipment | MHHS-Greater Heights |  |  |  | FFP3342 |  | Central & Greater Heights |  | Rental Equipment | [7 empty] | CONTROLLERINFUSIONPUMP-Alaris-Medley 8015 |  | MEDLEY PCU W/NETWORK *MEMORIAL HERMANN* |  |  | CONTROLLERINFUSIONPUMP-Alaris-Medley 8015 | [6 empty] | Verified as Rental |  |  | MHHS-Greater Heights
NO | YES |  |  |  | FFP3345 |  | CAREFUSION | 8015M |  |  | Rental Equipment | MHHS-Greater Heights |  |  |  | FFP3345 |  | Central & Greater Heights |  | Rental Equipment | [7 empty] | CONTROLLERINFUSIONPUMP-Alaris-Medley 8015 |  | MEDLEY PCU W/NETWORK *MEMORIAL HERMANN* |  |  | CONTROLLERINFUSIONPUMP-Alaris-Medley 8015 | [6 empty] | Verified as Rental |  |  | MHHS-Greater Heights
NO | YES |  |  |  | FFP3355 |  | CAREFUSION | 8015M |  |  | Rental Equipment | MHHS-Greater Heights |  |  |  | FFP3355 |  | Central & Greater Heights |  | Rental Equipment | [7 empty] | CONTROLLERINFUSIONPUMP-Alaris-Medley 8015 |  | MEDLEY PCU W/NETWORK *MEMORIAL HERMANN* |  |  | CONTROLLERINFUSIONPUMP-Alaris-Medley 8015 | [6 empty] | Verified as Rental |  |  | MHHS-Greater Heights
NO | YES |  |  |  | FFP3356 |  | CAREFUSION | 8015M |  |  | Rental Equipment | MHHS-Greater Heights |  |  |  | FFP3356 |  | Central & Greater Heights |  | Rental Equipment | [7 empty] | CONTROLLERINFUSIONPUMP-Alaris-Medley 8015 |  | MEDLEY PCU W/NETWORK *MEMORIAL HERMANN* |  |  | CONTROLLERINFUSIONPUMP-Alaris-Medley 8015 | [6 empty] | Verified as Rental |  |  | MHHS-Greater Heights
NO | YES |  |  |  | FFP3363 |  | CAREFUSION | 8015M |  |  | Rental Equipment | MHHS-Greater Heights |  |  |  | FFP3363 |  | Central & Greater Heights |  | Rental Equipment | [7 empty] | CONTROLLERINFUSIONPUMP-Alaris-Medley 8015 |  | MEDLEY PCU W/NETWORK *MEMORIAL HERMANN* |  |  | CONTROLLERINFUSIONPUMP-Alaris-Medley 8015 | [6 empty] | Verified as Rental |  |  | MHHS-Greater Heights
NO | YES |  |  |  | FFP3364 |  | CAREFUSION | 8015M |  |  | Rental Equipment | MHHS-Greater Heights |  |  |  | FFP3364 |  | Central & Greater Heights |  | Rental Equipment | [7 empty] | CONTROLLERINFUSIONPUMP-Alaris-Medley 8015 |  | MEDLEY PCU W/NETWORK *MEMORIAL HERMANN* |  |  | CONTROLLERINFUSIONPUMP-Alaris-Medley 8015 | [6 empty] | Verified as Rental |  |  | MHHS-Greater Heights
NO | YES |  |  |  | FFP3368 |  | CAREFUSION | 8015M |  |  | Rental Equipment | MHHS-Greater Heights |  |  |  | FFP3368 |  | Central & Greater Heights |  | Rental Equipment | [7 empty] | CONTROLLERINFUSIONPUMP-Alaris-Medley 8015 |  | MEDLEY PCU W/NETWORK *MEMORIAL HERMANN* |  |  | CONTROLLERINFUSIONPUMP-Alaris-Medley 8015 | [6 empty] | Verified as Rental |  |  | MHHS-Greater Heights
NO | YES |  |  |  | FFP3376 |  | CAREFUSION | 8015M |  |  | Rental Equipment | MHHS-Greater Heights |  |  |  | FFP3376 |  | Central & Greater Heights |  | Rental Equipment | [7 empty] | CONTROLLERINFUSIONPUMP-Alaris-Medley 8015 |  | MEDLEY PCU W/NETWORK *MEMORIAL HERMANN* |  |  | CONTROLLERINFUSIONPUMP-Alaris-Medley 8015 | [6 empty] | Verified as Rental |  |  | MHHS-Greater Heights
NO | YES |  |  |  | FFP3378 |  | CAREFUSION | 8015M |  |  | Rental Equipment | MHHS-Greater Heights |  |  |  | FFP3378 |  | Central & Greater Heights |  | Rental Equipment | [7 empty] | CONTROLLERINFUSIONPUMP-Alaris-Medley 8015 |  | MEDLEY PCU W/NETWORK *MEMORIAL HERMANN* |  |  | CONTROLLERINFUSIONPUMP-Alaris-Medley 8015 | [6 empty] | Verified as Rental |  |  | MHHS-Greater Heights
NO | YES |  |  |  | FFP3393 |  | CAREFUSION | 8015M |  |  | Rental Equipment | MHHS-Greater Heights |  |  |  | FFP3393 |  | Central & Greater Heights |  | Rental Equipment | [7 empty] | CONTROLLERINFUSIONPUMP-Alaris-Medley 8015 |  | MEDLEY PCU W/NETWORK *MEMORIAL HERMANN* |  |  | CONTROLLERINFUSIONPUMP-Alaris-Medley 8015 | [6 empty] | Verified as Rental |  |  | MHHS-Greater Heights
NO | YES |  |  |  | FFP3405 |  | CAREFUSION | 8015M |  |  | Rental Equipment | MHHS-Greater Heights |  |  |  | FFP3405 |  | Central & Greater Heights |  | Rental Equipment | [7 empty] | CONTROLLERINFUSIONPUMP-Alaris-Medley 8015 |  | MEDLEY PCU W/NETWORK *MEMORIAL HERMANN* |  |  | CONTROLLERINFUSIONPUMP-Alaris-Medley 8015 | [6 empty] | Verified as Rental |  |  | MHHS-Greater Heights
NO | YES |  |  |  | FFP3408 |  | CAREFUSION | 8015M |  |  | Rental Equipment | MHHS-Greater Heights |  |  |  | FFP3408 |  | Central & Greater Heights |  | Rental Equipment | [7 empty] | CONTROLLERINFUSIONPUMP-Alaris-Medley 8015 |  | MEDLEY PCU W/NETWORK *MEMORIAL HERMANN* |  |  | CONTROLLERINFUSIONPUMP-Alaris-Medley 8015 | [6 empty] | Verified as Rental |  |  | MHHS-Greater Heights
NO | YES |  |  |  | FFP3410 |  | CAREFUSION | 8015M |  |  | Rental Equipment | MHHS-Greater Heights |  |  |  | FFP3410 |  | Central & Greater Heights |  | Rental Equipment | [7 empty] | CONTROLLERINFUSIONPUMP-Alaris-Medley 8015 |  | MEDLEY PCU W/NETWORK *MEMORIAL HERMANN* |  |  | CONTROLLERINFUSIONPUMP-Alaris-Medley 8015 | [6 empty] | Verified as Rental |  |  | MHHS-Greater Heights
NO | YES |  |  |  | FFP3419 |  | CAREFUSION | 8015M |  |  | Rental Equipment | MHHS-Greater Heights |  |  |  | FFP3419 |  | Central & Greater Heights |  | Rental Equipment | [7 empty] | CONTROLLERINFUSIONPUMP-Alaris-Medley 8015 |  | MEDLEY PCU W/NETWORK *MEMORIAL HERMANN* |  |  | CONTROLLERINFUSIONPUMP-Alaris-Medley 8015 | [6 empty] | Verified as Rental |  |  | MHHS-Greater Heights
NO | YES |  |  |  | FFP3434 |  | CAREFUSION | 8015M |  |  | Rental Equipment | MHHS-Greater Heights |  |  |  | FFP3434 |  | Central & Greater Heights |  | Rental Equipment | [7 empty] | CONTROLLERINFUSIONPUMP-Alaris-Medley 8015 |  | MEDLEY PCU W/NETWORK *MEMORIAL HERMANN* |  |  | CONTROLLERINFUSIONPUMP-Alaris-Medley 8015 | [6 empty] | Verified as Rental |  |  | MHHS-Greater Heights
NO | YES |  |  |  | FFP3436 |  | CAREFUSION | 8015M |  |  | Rental Equipment | MHHS-Greater Heights |  |  |  | FFP3436 |  | Central & Greater Heights |  | Rental Equipment | [7 empty] | CONTROLLERINFUSIONPUMP-Alaris-Medley 8015 |  | MEDLEY PCU W/NETWORK *MEMORIAL HERMANN* |  |  | CONTROLLERINFUSIONPUMP-Alaris-Medley 8015 | [6 empty] | Verified as Rental |  |  | MHHS-Greater Heights
NO | YES |  |  |  | FFP3442 |  | CAREFUSION | 8015M |  |  | Rental Equipment | MHHS-Greater Heights |  |  |  | FFP3442 |  | Central & Greater Heights |  | Rental Equipment | [7 empty] | CONTROLLERINFUSIONPUMP-Alaris-Medley 8015 |  | MEDLEY PCU W/NETWORK *MEMORIAL HERMANN* |  |  | CONTROLLERINFUSIONPUMP-Alaris-Medley 8015 | [6 empty] | Verified as Rental |  |  | MHHS-Greater Heights
NO | YES |  |  |  | FFP3459 |  | CAREFUSION | 8015M |  |  | Rental Equipment | MHHS-Greater Heights |  |  |  | FFP3459 |  | Central & Greater Heights |  | Rental Equipment | [7 empty] | CONTROLLERINFUSIONPUMP-Alaris-Medley 8015 |  | MEDLEY PCU W/NETWORK *MEMORIAL HERMANN* |  |  | CONTROLLERINFUSIONPUMP-Alaris-Medley 8015 | [6 empty] | Verified as Rental |  |  | MHHS-Greater Heights
NO | YES |  |  |  | FFP3461 |  | CAREFUSION | 8015M |  |  | Rental Equipment | MHHS-Greater Heights |  |  |  | FFP3461 |  | Central & Greater Heights |  | Rental Equipment | [7 empty] | CONTROLLERINFUSIONPUMP-Alaris-Medley 8015 |  | MEDLEY PCU W/NETWORK *MEMORIAL HERMANN* |  |  | CONTROLLERINFUSIONPUMP-Alaris-Medley 8015 | [6 empty] | Verified as Rental |  |  | MHHS-Greater Heights
NO | YES |  |  |  | FFP3463 |  | CAREFUSION | 8015M |  |  | Rental Equipment | MHHS-Greater Heights |  |  |  | FFP3463 |  | Central & Greater Heights |  | Rental Equipment | [7 empty] | CONTROLLERINFUSIONPUMP-Alaris-Medley 8015 |  | MEDLEY PCU W/NETWORK *MEMORIAL HERMANN* |  |  | CONTROLLERINFUSIONPUMP-Alaris-Medley 8015 | [6 empty] | Verified as Rental |  |  | MHHS-Greater Heights
NO | YES |  |  |  | FFP3471 |  | CAREFUSION | 8015M |  |  | Rental Equipment | MHHS-Greater Heights |  |  |  | FFP3471 |  | Central & Greater Heights |  | Rental Equipment | [7 empty] | CONTROLLERINFUSIONPUMP-Alaris-Medley 8015 |  | MEDLEY PCU W/NETWORK *MEMORIAL HERMANN* |  |  | CONTROLLERINFUSIONPUMP-Alaris-Medley 8015 | [6 empty] | Verified as Rental |  |  | MHHS-Greater Heights
NO | YES |  |  |  | FFP3479 |  | CAREFUSION | 8015M |  |  | Rental Equipment | MHHS-Greater Heights |  |  |  | FFP3479 |  | Central & Greater Heights |  | Rental Equipment | [7 empty] | CONTROLLERINFUSIONPUMP-Alaris-Medley 8015 |  | MEDLEY PCU W/NETWORK *MEMORIAL HERMANN* |  |  | CONTROLLERINFUSIONPUMP-Alaris-Medley 8015 | [6 empty] | Verified as Rental |  |  | MHHS-Greater Heights
NO | YES |  |  |  | FFP3500 |  | CAREFUSION | 8015M |  |  | Rental Equipment | MHHS-Greater Heights |  |  |  | FFP3500 |  | Central & Greater Heights |  | Rental Equipment | [7 empty] | CONTROLLERINFUSIONPUMP-Alaris-Medley 8015 |  | MEDLEY PCU W/NETWORK *MEMORIAL HERMANN* |  |  | CONTROLLERINFUSIONPUMP-Alaris-Medley 8015 | [6 empty] | Verified as Rental |  |  | MHHS-Greater Heights
NO | YES |  |  |  | FFP3505 |  | CAREFUSION | 8015M |  |  | Rental Equipment | MHHS-Greater Heights |  |  |  | FFP3505 |  | Central & Greater Heights |  | Rental Equipment | [7 empty] | CONTROLLERINFUSIONPUMP-Alaris-Medley 8015 |  | MEDLEY PCU W/NETWORK *MEMORIAL HERMANN* |  |  | CONTROLLERINFUSIONPUMP-Alaris-Medley 8015 | [6 empty] | Verified as Rental |  |  | MHHS-Greater Heights
NO | YES |  |  |  | FFP3507 |  | CAREFUSION | 8015M |  |  | Rental Equipment | MHHS-Greater Heights |  |  |  | FFP3507 |  | Central & Greater Heights |  | Rental Equipment | [7 empty] | CONTROLLERINFUSIONPUMP-Alaris-Medley 8015 |  | MEDLEY PCU W/NETWORK *MEMORIAL HERMANN* |  |  | CONTROLLERINFUSIONPUMP-Alaris-Medley 8015 | [6 empty] | Verified as Rental |  |  | MHHS-Greater Heights
NO | YES |  |  |  | FFP3517 |  | CAREFUSION | 8015M |  |  | Rental Equipment | MHHS-Greater Heights |  |  |  | FFP3517 |  | Central & Greater Heights |  | Rental Equipment | [7 empty] | CONTROLLERINFUSIONPUMP-Alaris-Medley 8015 |  | MEDLEY PCU W/NETWORK *MEMORIAL HERMANN* |  |  | CONTROLLERINFUSIONPUMP-Alaris-Medley 8015 | [6 empty] | Verified as Rental |  |  | MHHS-Greater Heights
NO | YES |  |  |  | FFP3519 |  | CAREFUSION | 8015M |  |  | Rental Equipment | MHHS-Greater Heights |  |  |  | FFP3519 |  | Central & Greater Heights |  | Rental Equipment | [7 empty] | CONTROLLERINFUSIONPUMP-Alaris-Medley 8015 |  | MEDLEY PCU W/NETWORK *MEMORIAL HERMANN* |  |  | CONTROLLERINFUSIONPUMP-Alaris-Medley 8015 | [6 empty] | Verified as Rental |  |  | MHHS-Greater Heights
NO | YES |  |  |  | FFP3549 |  | CAREFUSION | 8015M |  |  | Rental Equipment | MHHS-Greater Heights |  |  |  | FFP3549 |  | Central & Greater Heights |  | Rental Equipment | [7 empty] | CONTROLLERINFUSIONPUMP-Alaris-Medley 8015 |  | MEDLEY PCU W/NETWORK *MEMORIAL HERMANN* |  |  | CONTROLLERINFUSIONPUMP-Alaris-Medley 8015 | [6 empty] | Verified as Rental |  |  | MHHS-Greater Heights
NO | YES |  |  |  | FFP3561 |  | CAREFUSION | 8015M |  |  | Rental Equipment | MHHS-Greater Heights |  |  |  | FFP3561 |  | Central & Greater Heights |  | Rental Equipment | [7 empty] | CONTROLLERINFUSIONPUMP-Alaris-Medley 8015 |  | MEDLEY PCU W/NETWORK *MEMORIAL HERMANN* |  |  | CONTROLLERINFUSIONPUMP-Alaris-Medley 8015 | [6 empty] | Verified as Rental |  |  | MHHS-Greater Heights
NO | YES |  |  |  | FFP3571 |  | CAREFUSION | 8015M |  |  | Rental Equipment | MHHS-Greater Heights |  |  |  | FFP3571 |  | Central & Greater Heights |  | Rental Equipment | [7 empty] | CONTROLLERINFUSIONPUMP-Alaris-Medley 8015 |  | MEDLEY PCU W/NETWORK *MEMORIAL HERMANN* |  |  | CONTROLLERINFUSIONPUMP-Alaris-Medley 8015 | [6 empty] | Verified as Rental |  |  | MHHS-Greater Heights
NO | YES |  |  |  | FFP3580 |  | CAREFUSION | 8015M |  |  | Rental Equipment | MHHS-Greater Heights |  |  |  | FFP3580 |  | Central & Greater Heights |  | Rental Equipment | [7 empty] | CONTROLLERINFUSIONPUMP-Alaris-Medley 8015 |  | MEDLEY PCU W/NETWORK *MEMORIAL HERMANN* |  |  | CONTROLLERINFUSIONPUMP-Alaris-Medley 8015 | [6 empty] | Verified as Rental |  |  | MHHS-Greater Heights
NO | YES |  |  |  | FFP3603 |  | CAREFUSION | 8015M |  |  | Rental Equipment | MHHS-Greater Heights |  |  |  | FFP3603 |  | Central & Greater Heights |  | Rental Equipment | [7 empty] | CONTROLLERINFUSIONPUMP-Alaris-Medley 8015 |  | MEDLEY PCU W/NETWORK *MEMORIAL HERMANN* |  |  | CONTROLLERINFUSIONPUMP-Alaris-Medley 8015 | [6 empty] | Verified as Rental |  |  | MHHS-Greater Heights
NO | YES |  |  |  | FFP3605 |  | CAREFUSION | 8015M |  |  | Rental Equipment | MHHS-Greater Heights |  |  |  | FFP3605 |  | Central & Greater Heights |  | Rental Equipment | [7 empty] | CONTROLLERINFUSIONPUMP-Alaris-Medley 8015 |  | MEDLEY PCU W/NETWORK *MEMORIAL HERMANN* |  |  | CONTROLLERINFUSIONPUMP-Alaris-Medley 8015 | [6 empty] | Verified as Rental |  |  | MHHS-Greater Heights
NO | YES |  |  |  | FFP3628 |  | CAREFUSION | 8015M |  |  | Rental Equipment | MHHS-Greater Heights |  |  |  | FFP3628 |  | Central & Greater Heights |  | Rental Equipment | [7 empty] | CONTROLLERINFUSIONPUMP-Alaris-Medley 8015 |  | MEDLEY PCU W/NETWORK *MEMORIAL HERMANN* |  |  | CONTROLLERINFUSIONPUMP-Alaris-Medley 8015 | [6 empty] | Verified as Rental |  |  | MHHS-Greater Heights
NO | YES |  |  |  | FFP3641 |  | CAREFUSION | 8015M |  |  | Rental Equipment | MHHS-Greater Heights |  |  |  | FFP3641 |  | Central & Greater Heights |  | Rental Equipment | [7 empty] | CONTROLLERINFUSIONPUMP-Alaris-Medley 8015 |  | MEDLEY PCU W/NETWORK *MEMORIAL HERMANN* |  |  | CONTROLLERINFUSIONPUMP-Alaris-Medley 8015 | [6 empty] | Verified as Rental |  |  | MHHS-Greater Heights
NO | YES |  |  |  | FFP3648 |  | CAREFUSION | 8015M |  |  | Rental Equipment | MHHS-Greater Heights |  |  |  | FFP3648 |  | Central & Greater Heights |  | Rental Equipment | [7 empty] | CONTROLLERINFUSIONPUMP-Alaris-Medley 8015 |  | MEDLEY PCU W/NETWORK *MEMORIAL HERMANN* |  |  | CONTROLLERINFUSIONPUMP-Alaris-Medley 8015 | [6 empty] | Verified as Rental |  |  | MHHS-Greater Heights
NO | YES |  |  |  | FFP3671 |  | CAREFUSION | 8015M |  |  | Rental Equipment | MHHS-Greater Heights |  |  |  | FFP3671 |  | Central & Greater Heights |  | Rental Equipment | [7 empty] | CONTROLLERINFUSIONPUMP-Alaris-Medley 8015 |  | MEDLEY PCU W/NETWORK *MEMORIAL HERMANN* |  |  | CONTROLLERINFUSIONPUMP-Alaris-Medley 8015 | [6 empty] | Verified as Rental |  |  | MHHS-Greater Heights
NO | YES |  |  |  | FFP3674 |  | CAREFUSION | 8015M |  |  | Rental Equipment | MHHS-Greater Heights |  |  |  | FFP3674 |  | Central & Greater Heights |  | Rental Equipment | [7 empty] | CONTROLLERINFUSIONPUMP-Alaris-Medley 8015 |  | MEDLEY PCU W/NETWORK *MEMORIAL HERMANN* |  |  | CONTROLLERINFUSIONPUMP-Alaris-Medley 8015 | [6 empty] | Verified as Rental |  |  | MHHS-Greater Heights
NO | YES |  |  |  | FFP3713 |  | CAREFUSION | 8015M |  |  | Rental Equipment | MHHS-Greater Heights |  |  |  | FFP3713 |  | Central & Greater Heights |  | Rental Equipment | [7 empty] | CONTROLLERINFUSIONPUMP-Alaris-Medley 8015 |  | MEDLEY PCU W/NETWORK *MEMORIAL HERMANN* |  |  | CONTROLLERINFUSIONPUMP-Alaris-Medley 8015 | [6 empty] | Verified as Rental |  |  | MHHS-Greater Heights
NO | YES |  |  |  | FFP3714 |  | CAREFUSION | 8015M |  |  | Rental Equipment | MHHS-Greater Heights |  |  |  | FFP3714 |  | Central & Greater Heights |  | Rental Equipment | [7 empty] | CONTROLLERINFUSIONPUMP-Alaris-Medley 8015 |  | MEDLEY PCU W/NETWORK *MEMORIAL HERMANN* |  |  | CONTROLLERINFUSIONPUMP-Alaris-Medley 8015 | [6 empty] | Verified as Rental |  |  | MHHS-Greater Heights
NO | YES |  |  |  | FFP3721 |  | CAREFUSION | 8015M |  |  | Rental Equipment | MHHS-Greater Heights |  |  |  | FFP3721 |  | Central & Greater Heights |  | Rental Equipment | [7 empty] | CONTROLLERINFUSIONPUMP-Alaris-Medley 8015 |  | MEDLEY PCU W/NETWORK *MEMORIAL HERMANN* |  |  | CONTROLLERINFUSIONPUMP-Alaris-Medley 8015 | [6 empty] | Verified as Rental |  |  | MHHS-Greater Heights
NO | YES |  |  |  | FFP3733 |  | CAREFUSION | 8015M |  |  | Rental Equipment | MHHS-Greater Heights |  |  |  | FFP3733 |  | Central & Greater Heights |  | Rental Equipment | [7 empty] | CONTROLLERINFUSIONPUMP-Alaris-Medley 8015 |  | MEDLEY PCU W/NETWORK *MEMORIAL HERMANN* |  |  | CONTROLLERINFUSIONPUMP-Alaris-Medley 8015 | [6 empty] | Verified as Rental |  |  | MHHS-Greater Heights
NO | YES |  |  |  | FFP3739 |  | CAREFUSION | 8015M |  |  | Rental Equipment | MHHS-Greater Heights |  |  |  | FFP3739 |  | Central & Greater Heights |  | Rental Equipment | [7 empty] | CONTROLLERINFUSIONPUMP-Alaris-Medley 8015 |  | MEDLEY PCU W/NETWORK *MEMORIAL HERMANN* |  |  | CONTROLLERINFUSIONPUMP-Alaris-Medley 8015 | [6 empty] | Verified as Rental |  |  | MHHS-Greater Heights
NO | YES |  |  |  | FFP3744 |  | CAREFUSION | 8015M |  |  | Rental Equipment | MHHS-Greater Heights |  |  |  | FFP3744 |  | Central & Greater Heights |  | Rental Equipment | [7 empty] | CONTROLLERINFUSIONPUMP-Alaris-Medley 8015 |  | MEDLEY PCU W/NETWORK *MEMORIAL HERMANN* |  |  | CONTROLLERINFUSIONPUMP-Alaris-Medley 8015 | [6 empty] | Verified as Rental |  |  | MHHS-Greater Heights
NO | YES |  |  |  | FFP3777 |  | CAREFUSION | 8015M |  |  | Rental Equipment | MHHS-Greater Heights |  |  |  | FFP3777 |  | Central & Greater Heights |  | Rental Equipment | [7 empty] | CONTROLLERINFUSIONPUMP-Alaris-Medley 8015 |  | MEDLEY PCU W/NETWORK *MEMORIAL HERMANN* |  |  | CONTROLLERINFUSIONPUMP-Alaris-Medley 8015 | [6 empty] | Verified as Rental |  |  | MHHS-Greater Heights
NO | YES |  |  |  | FFP3795 |  | CAREFUSION | 8015M |  |  | Rental Equipment | MHHS-Greater Heights |  |  |  | FFP3795 |  | Central & Greater Heights |  | Rental Equipment | [7 empty] | CONTROLLERINFUSIONPUMP-Alaris-Medley 8015 |  | MEDLEY PCU W/NETWORK *MEMORIAL HERMANN* |  |  | CONTROLLERINFUSIONPUMP-Alaris-Medley 8015 | [6 empty] | Verified as Rental |  |  | MHHS-Greater Heights
NO | YES |  |  |  | FFP3800 |  | CAREFUSION | 8015M |  |  | Rental Equipment | MHHS-Greater Heights |  |  |  | FFP3800 |  | Central & Greater Heights |  | Rental Equipment | [7 empty] | CONTROLLERINFUSIONPUMP-Alaris-Medley 8015 |  | MEDLEY PCU W/NETWORK *MEMORIAL HERMANN* |  |  | CONTROLLERINFUSIONPUMP-Alaris-Medley 8015 | [6 empty] | Verified as Rental |  |  | MHHS-Greater Heights
NO | YES |  |  |  | FFP3806 |  | CAREFUSION | 8015M |  |  | Rental Equipment | MHHS-Greater Heights |  |  |  | FFP3806 |  | Central & Greater Heights |  | Rental Equipment | [7 empty] | CONTROLLERINFUSIONPUMP-Alaris-Medley 8015 |  | MEDLEY PCU W/NETWORK *MEMORIAL HERMANN* |  |  | CONTROLLERINFUSIONPUMP-Alaris-Medley 8015 | [6 empty] | Verified as Rental |  |  | MHHS-Greater Heights
NO | YES |  |  |  | FFP3842 |  | CAREFUSION | 8015M |  |  | Rental Equipment | MHHS-Greater Heights |  |  |  | FFP3842 |  | Central & Greater Heights |  | Rental Equipment | [7 empty] | CONTROLLERINFUSIONPUMP-Alaris-Medley 8015 |  | MEDLEY PCU W/NETWORK *MEMORIAL HERMANN* |  |  | CONTROLLERINFUSIONPUMP-Alaris-Medley 8015 | [6 empty] | Verified as Rental |  |  | MHHS-Greater Heights
NO | YES |  |  |  | FFP3864 |  | CAREFUSION | 8015M |  |  | Rental Equipment | MHHS-Greater Heights |  |  |  | FFP3864 |  | Central & Greater Heights |  | Rental Equipment | [7 empty] | CONTROLLERINFUSIONPUMP-Alaris-Medley 8015 |  | MEDLEY PCU W/NETWORK *MEMORIAL HERMANN* |  |  | CONTROLLERINFUSIONPUMP-Alaris-Medley 8015 | [6 empty] | Verified as Rental |  |  | MHHS-Greater Heights
NO | YES |  |  |  | FFP3876 |  | CAREFUSION | 8015M |  |  | Rental Equipment | MHHS-Greater Heights |  |  |  | FFP3876 |  | Central & Greater Heights |  | Rental Equipment | [7 empty] | CONTROLLERINFUSIONPUMP-Alaris-Medley 8015 |  | MEDLEY PCU W/NETWORK *MEMORIAL HERMANN* |  |  | CONTROLLERINFUSIONPUMP-Alaris-Medley 8015 | [6 empty] | Verified as Rental |  |  | MHHS-Greater Heights
NO | YES |  |  |  | FFP3880 |  | CAREFUSION | 8015M |  |  | Rental Equipment | MHHS-Greater Heights |  |  |  | FFP3880 |  | Central & Greater Heights |  | Rental Equipment | [7 empty] | CONTROLLERINFUSIONPUMP-Alaris-Medley 8015 |  | MEDLEY PCU W/NETWORK *MEMORIAL HERMANN* |  |  | CONTROLLERINFUSIONPUMP-Alaris-Medley 8015 | [6 empty] | Verified as Rental |  |  | MHHS-Greater Heights
NO | YES |  |  |  | FFP3900 |  | CAREFUSION | 8015M |  |  | Rental Equipment | MHHS-Greater Heights |  |  |  | FFP3900 |  | Central & Greater Heights |  | Rental Equipment | [7 empty] | CONTROLLERINFUSIONPUMP-Alaris-Medley 8015 |  | MEDLEY PCU W/NETWORK *MEMORIAL HERMANN* |  |  | CONTROLLERINFUSIONPUMP-Alaris-Medley 8015 | [6 empty] | Verified as Rental |  |  | MHHS-Greater Heights
NO | YES |  |  |  | FFP3933 |  | CAREFUSION | 8015M |  |  | Rental Equipment | MHHS-Greater Heights |  |  |  | FFP3933 |  | Central & Greater Heights |  | Rental Equipment | [7 empty] | CONTROLLERINFUSIONPUMP-Alaris-Medley 8015 |  | MEDLEY PCU W/NETWORK *MEMORIAL HERMANN* |  |  | CONTROLLERINFUSIONPUMP-Alaris-Medley 8015 | [6 empty] | Verified as Rental |  |  | MHHS-Greater Heights
NO | YES |  |  |  | FFP3938 |  | CAREFUSION | 8015M |  |  | Rental Equipment | MHHS-Greater Heights |  |  |  | FFP3938 |  | Central & Greater Heights |  | Rental Equipment | [7 empty] | CONTROLLERINFUSIONPUMP-Alaris-Medley 8015 |  | MEDLEY PCU W/NETWORK *MEMORIAL HERMANN* |  |  | CONTROLLERINFUSIONPUMP-Alaris-Medley 8015 | [6 empty] | Verified as Rental |  |  | MHHS-Greater Heights
NO | YES |  |  |  | FFP3945 |  | CAREFUSION | 8015M |  |  | Rental Equipment | MHHS-Greater Heights |  |  |  | FFP3945 |  | Central & Greater Heights |  | Rental Equipment | [7 empty] | CONTROLLERINFUSIONPUMP-Alaris-Medley 8015 |  | MEDLEY PCU W/NETWORK *MEMORIAL HERMANN* |  |  | CONTROLLERINFUSIONPUMP-Alaris-Medley 8015 | [6 empty] | Verified as Rental |  |  | MHHS-Greater Heights
NO | YES |  |  |  | FFP3961 |  | CAREFUSION | 8015M |  |  | Rental Equipment | MHHS-Greater Heights |  |  |  | FFP3961 |  | Central & Greater Heights |  | Rental Equipment | [7 empty] | CONTROLLERINFUSIONPUMP-Alaris-Medley 8015 |  | MEDLEY PCU W/NETWORK *MEMORIAL HERMANN* |  |  | CONTROLLERINFUSIONPUMP-Alaris-Medley 8015 | [6 empty] | Verified as Rental |  |  | MHHS-Greater Heights
NO | YES |  |  |  | FFP3966 |  | CAREFUSION | 8015M |  |  | Rental Equipment | MHHS-Greater Heights |  |  |  | FFP3966 |  | Central & Greater Heights |  | Rental Equipment | [7 empty] | CONTROLLERINFUSIONPUMP-Alaris-Medley 8015 |  | MEDLEY PCU W/NETWORK *MEMORIAL HERMANN* |  |  | CONTROLLERINFUSIONPUMP-Alaris-Medley 8015 | [6 empty] | Verified as Rental |  |  | MHHS-Greater Heights
NO | YES |  |  |  | FFP3972 |  | CAREFUSION | 8015M |  |  | Rental Equipment | MHHS-Greater Heights |  |  |  | FFP3972 |  | Central & Greater Heights |  | Rental Equipment | [7 empty] | CONTROLLERINFUSIONPUMP-Alaris-Medley 8015 |  | MEDLEY PCU W/NETWORK *MEMORIAL HERMANN* |  |  | CONTROLLERINFUSIONPUMP-Alaris-Medley 8015 | [6 empty] | Verified as Rental |  |  | MHHS-Greater Heights
NO | YES |  |  |  | FFP6514 |  | CAREFUSION | 8015M |  |  | Rental Equipment | MHHS-Greater Heights |  |  |  | FFP6514 |  | Central & Greater Heights |  | Rental Equipment | [7 empty] | CONTROLLERINFUSIONPUMP-Alaris-Medley 8015 |  | MEDLEY PCU W/NETWORK *MEMORIAL HERMANN* |  |  | CONTROLLERINFUSIONPUMP-Alaris-Medley 8015 | [6 empty] | Verified as Rental |  |  | MHHS-Greater Heights
NO | YES |  |  |  | FFP6515 |  | CAREFUSION | 8015M |  |  | Rental Equipment | MHHS-Greater Heights |  |  |  | FFP6515 |  | Central & Greater Heights |  | Rental Equipment | [7 empty] | CONTROLLERINFUSIONPUMP-Alaris-Medley 8015 |  | MEDLEY PCU W/NETWORK *MEMORIAL HERMANN* |  |  | CONTROLLERINFUSIONPUMP-Alaris-Medley 8015 | [6 empty] | Verified as Rental |  |  | MHHS-Greater Heights
NO | YES |  |  |  | FFP6615 |  | CAREFUSION | 8015M |  |  | Rental Equipment | MHHS-Greater Heights |  |  |  | FFP6615 |  | Central & Greater Heights |  | Rental Equipment | [7 empty] | CONTROLLERINFUSIONPUMP-Alaris-Medley 8015 |  | MEDLEY PCU W/NETWORK *MEMORIAL HERMANN* |  |  | CONTROLLERINFUSIONPUMP-Alaris-Medley 8015 | [6 empty] | Verified as Rental |  |  | MHHS-Greater Heights
NO | YES |  |  |  | FFP6625 |  | CAREFUSION | 8015M |  |  | Rental Equipment | MHHS-Greater Heights |  |  |  | FFP6625 |  | Central & Greater Heights |  | Rental Equipment | [7 empty] | CONTROLLERINFUSIONPUMP-Alaris-Medley 8015 |  | MEDLEY PCU W/NETWORK *MEMORIAL HERMANN* |  |  | CONTROLLERINFUSIONPUMP-Alaris-Medley 8015 | [6 empty] | Verified as Rental |  |  | MHHS-Greater Heights
NO | YES |  |  |  | FFP6637 |  | CAREFUSION | 8015M |  |  | Rental Equipment | MHHS-Greater Heights |  |  |  | FFP6637 |  | Central & Greater Heights |  | Rental Equipment | [7 empty] | CONTROLLERINFUSIONPUMP-Alaris-Medley 8015 |  | MEDLEY PCU W/NETWORK *MEMORIAL HERMANN* |  |  | CONTROLLERINFUSIONPUMP-Alaris-Medley 8015 | [6 empty] | Verified as Rental |  |  | MHHS-Greater Heights
NO | YES |  |  |  | FFP6690 |  | CAREFUSION | 8015M |  |  | Rental Equipment | MHHS-Greater Heights |  |  |  | FFP6690 |  | Central & Greater Heights |  | Rental Equipment | [7 empty] | CONTROLLERINFUSIONPUMP-Alaris-Medley 8015 |  | MEDLEY PCU W/NETWORK *MEMORIAL HERMANN* |  |  | CONTROLLERINFUSIONPUMP-Alaris-Medley 8015 | [6 empty] | Verified as Rental |  |  | MHHS-Greater Heights
NO | YES |  |  |  | FFP6722 |  | CAREFUSION | 8015M |  |  | Rental Equipment | MHHS-Greater Heights |  |  |  | FFP6722 |  | Central & Greater Heights |  | Rental Equipment | [7 empty] | CONTROLLERINFUSIONPUMP-Alaris-Medley 8015 |  | MEDLEY PCU W/NETWORK *MEMORIAL HERMANN* |  |  | CONTROLLERINFUSIONPUMP-Alaris-Medley 8015 | [6 empty] | Verified as Rental |  |  | MHHS-Greater Heights
NO | YES |  |  |  | FFP6723 |  | CAREFUSION | 8015M |  |  | Rental Equipment | MHHS-Greater Heights |  |  |  | FFP6723 |  | Central & Greater Heights |  | Rental Equipment | [7 empty] | CONTROLLERINFUSIONPUMP-Alaris-Medley 8015 |  | MEDLEY PCU W/NETWORK *MEMORIAL HERMANN* |  |  | CONTROLLERINFUSIONPUMP-Alaris-Medley 8015 | [6 empty] | Verified as Rental |  |  | MHHS-Greater Heights
NO | YES |  |  |  | FFP6764 |  | CAREFUSION | 8015M |  |  | Rental Equipment | MHHS-Greater Heights |  |  |  | FFP6764 |  | Central & Greater Heights |  | Rental Equipment | [7 empty] | CONTROLLERINFUSIONPUMP-Alaris-Medley 8015 |  | MEDLEY PCU W/NETWORK *MEMORIAL HERMANN* |  |  | CONTROLLERINFUSIONPUMP-Alaris-Medley 8015 | [6 empty] | Verified as Rental |  |  | MHHS-Greater Heights
NO | YES |  |  |  | FFP6774 |  | CAREFUSION | 8015M |  |  | Rental Equipment | MHHS-Greater Heights |  |  |  | FFP6774 |  | Central & Greater Heights |  | Rental Equipment | [7 empty] | CONTROLLERINFUSIONPUMP-Alaris-Medley 8015 |  | MEDLEY PCU W/NETWORK *MEMORIAL HERMANN* |  |  | CONTROLLERINFUSIONPUMP-Alaris-Medley 8015 | [6 empty] | Verified as Rental |  |  | MHHS-Greater Heights
NO | YES |  |  |  | FFP6790 |  | CAREFUSION | 8015M |  |  | Rental Equipment | MHHS-Greater Heights |  |  |  | FFP6790 |  | Central & Greater Heights |  | Rental Equipment | [7 empty] | CONTROLLERINFUSIONPUMP-Alaris-Medley 8015 |  | MEDLEY PCU W/NETWORK *MEMORIAL HERMANN* |  |  | CONTROLLERINFUSIONPUMP-Alaris-Medley 8015 | [6 empty] | Verified as Rental |  |  | MHHS-Greater Heights
NO | YES |  |  |  | FFP6799 |  | CAREFUSION | 8015M |  |  | Rental Equipment | MHHS-Greater Heights |  |  |  | FFP6799 |  | Central & Greater Heights |  | Rental Equipment | [7 empty] | CONTROLLERINFUSIONPUMP-Alaris-Medley 8015 |  | MEDLEY PCU W/NETWORK *MEMORIAL HERMANN* |  |  | CONTROLLERINFUSIONPUMP-Alaris-Medley 8015 | [6 empty] | Verified as Rental |  |  | MHHS-Greater Heights
NO | YES |  |  |  | FFP6808 |  | CAREFUSION | 8015M |  |  | Rental Equipment | MHHS-Greater Heights |  |  |  | FFP6808 |  | Central & Greater Heights |  | Rental Equipment | [7 empty] | CONTROLLERINFUSIONPUMP-Alaris-Medley 8015 |  | MEDLEY PCU W/NETWORK *MEMORIAL HERMANN* |  |  | CONTROLLERINFUSIONPUMP-Alaris-Medley 8015 | [6 empty] | Verified as Rental |  |  | MHHS-Greater Heights
NO | YES |  |  |  | FFP6811 |  | CAREFUSION | 8015M |  |  | Rental Equipment | MHHS-Greater Heights |  |  |  | FFP6811 |  | Central & Greater Heights |  | Rental Equipment | [7 empty] | CONTROLLERINFUSIONPUMP-Alaris-Medley 8015 |  | MEDLEY PCU W/NETWORK *MEMORIAL HERMANN* |  |  | CONTROLLERINFUSIONPUMP-Alaris-Medley 8015 | [6 empty] | Verified as Rental |  |  | MHHS-Greater Heights
NO | YES |  |  |  | FFP6827 |  | CAREFUSION | 8015M |  |  | Rental Equipment | MHHS-Greater Heights |  |  |  | FFP6827 |  | Central & Greater Heights |  | Rental Equipment | [7 empty] | CONTROLLERINFUSIONPUMP-Alaris-Medley 8015 |  | MEDLEY PCU W/NETWORK *MEMORIAL HERMANN* |  |  | CONTROLLERINFUSIONPUMP-Alaris-Medley 8015 | [6 empty] | Verified as Rental |  |  | MHHS-Greater Heights
NO | YES |  |  |  | FFP6836 |  | CAREFUSION | 8015M |  |  | Rental Equipment | MHHS-Greater Heights |  |  |  | FFP6836 |  | Central & Greater Heights |  | Rental Equipment | [7 empty] | CONTROLLERINFUSIONPUMP-Alaris-Medley 8015 |  | MEDLEY PCU W/NETWORK *MEMORIAL HERMANN* |  |  | CONTROLLERINFUSIONPUMP-Alaris-Medley 8015 | [6 empty] | Verified as Rental |  |  | MHHS-Greater Heights
NO | YES |  |  |  | FFP6843 |  | CAREFUSION | 8015M |  |  | Rental Equipment | MHHS-Greater Heights |  |  |  | FFP6843 |  | Central & Greater Heights |  | Rental Equipment | [7 empty] | CONTROLLERINFUSIONPUMP-Alaris-Medley 8015 |  | MEDLEY PCU W/NETWORK *MEMORIAL HERMANN* |  |  | CONTROLLERINFUSIONPUMP-Alaris-Medley 8015 | [6 empty] | Verified as Rental |  |  | MHHS-Greater Heights
NO | YES |  |  |  | FFP6847 |  | CAREFUSION | 8015M |  |  | Rental Equipment | MHHS-Greater Heights |  |  |  | FFP6847 |  | Central & Greater Heights |  | Rental Equipment | [7 empty] | CONTROLLERINFUSIONPUMP-Alaris-Medley 8015 |  | MEDLEY PCU W/NETWORK *MEMORIAL HERMANN* |  |  | CONTROLLERINFUSIONPUMP-Alaris-Medley 8015 | [6 empty] | Verified as Rental |  |  | MHHS-Greater Heights
NO | YES |  |  |  | FFP6860 |  | CAREFUSION | 8015M |  |  | Rental Equipment | MHHS-Greater Heights |  |  |  | FFP6860 |  | Central & Greater Heights |  | Rental Equipment | [7 empty] | CONTROLLERINFUSIONPUMP-Alaris-Medley 8015 |  | MEDLEY PCU W/NETWORK *MEMORIAL HERMANN* |  |  | CONTROLLERINFUSIONPUMP-Alaris-Medley 8015 | [6 empty] | Verified as Rental |  |  | MHHS-Greater Heights
NO | YES |  |  |  | FFP6865 |  | CAREFUSION | 8015M |  |  | Rental Equipment | MHHS-Greater Heights |  |  |  | FFP6865 |  | Central & Greater Heights |  | Rental Equipment | [7 empty] | CONTROLLERINFUSIONPUMP-Alaris-Medley 8015 |  | MEDLEY PCU W/NETWORK *MEMORIAL HERMANN* |  |  | CONTROLLERINFUSIONPUMP-Alaris-Medley 8015 | [6 empty] | Verified as Rental |  |  | MHHS-Greater Heights
NO | YES |  |  |  | FFP6871 |  | CAREFUSION | 8015M |  |  | Rental Equipment | MHHS-Greater Heights |  |  |  | FFP6871 |  | Central & Greater Heights |  | Rental Equipment | [7 empty] | CONTROLLERINFUSIONPUMP-Alaris-Medley 8015 |  | MEDLEY PCU W/NETWORK *MEMORIAL HERMANN* |  |  | CONTROLLERINFUSIONPUMP-Alaris-Medley 8015 | [6 empty] | Verified as Rental |  |  | MHHS-Greater Heights
NO | YES |  |  |  | FFP6881 |  | CAREFUSION | 8015M |  |  | Rental Equipment | MHHS-Greater Heights |  |  |  | FFP6881 |  | Central & Greater Heights |  | Rental Equipment | [7 empty] | CONTROLLERINFUSIONPUMP-Alaris-Medley 8015 |  | MEDLEY PCU W/NETWORK *MEMORIAL HERMANN* |  |  | CONTROLLERINFUSIONPUMP-Alaris-Medley 8015 | [6 empty] | Verified as Rental |  |  | MHHS-Greater Heights
NO | YES |  |  |  | FFP6889 |  | CAREFUSION | 8015M |  |  | Rental Equipment | MHHS-Greater Heights |  |  |  | FFP6889 |  | Central & Greater Heights |  | Rental Equipment | [7 empty] | CONTROLLERINFUSIONPUMP-Alaris-Medley 8015 |  | MEDLEY PCU W/NETWORK *MEMORIAL HERMANN* |  |  | CONTROLLERINFUSIONPUMP-Alaris-Medley 8015 | [6 empty] | Verified as Rental |  |  | MHHS-Greater Heights
NO | YES |  |  |  | FFP6895 |  | CAREFUSION | 8015M |  |  | Rental Equipment | MHHS-Greater Heights |  |  |  | FFP6895 |  | Central & Greater Heights |  | Rental Equipment | [7 empty] | CONTROLLERINFUSIONPUMP-Alaris-Medley 8015 |  | MEDLEY PCU W/NETWORK *MEMORIAL HERMANN* |  |  | CONTROLLERINFUSIONPUMP-Alaris-Medley 8015 | [6 empty] | Verified as Rental |  |  | MHHS-Greater Heights
NO | YES |  |  |  | FFP6915 |  | CAREFUSION | 8015M |  |  | Rental Equipment | MHHS-Greater Heights |  |  |  | FFP6915 |  | Central & Greater Heights |  | Rental Equipment | [7 empty] | CONTROLLERINFUSIONPUMP-Alaris-Medley 8015 |  | MEDLEY PCU W/NETWORK *MEMORIAL HERMANN* |  |  | CONTROLLERINFUSIONPUMP-Alaris-Medley 8015 | [6 empty] | Verified as Rental |  |  | MHHS-Greater Heights
NO | YES |  |  |  | FFP6937 |  | CAREFUSION | 8015M |  |  | Rental Equipment | MHHS-Greater Heights |  |  |  | FFP6937 |  | Central & Greater Heights |  | Rental Equipment | [7 empty] | CONTROLLERINFUSIONPUMP-Alaris-Medley 8015 |  | MEDLEY PCU W/NETWORK *MEMORIAL HERMANN* |  |  | CONTROLLERINFUSIONPUMP-Alaris-Medley 8015 | [6 empty] | Verified as Rental |  |  | MHHS-Greater Heights
NO | YES |  |  |  | FFP6944 |  | CAREFUSION | 8015M |  |  | Rental Equipment | MHHS-Greater Heights |  |  |  | FFP6944 |  | Central & Greater Heights |  | Rental Equipment | [7 empty] | CONTROLLERINFUSIONPUMP-Alaris-Medley 8015 |  | MEDLEY PCU W/NETWORK *MEMORIAL HERMANN* |  |  | CONTROLLERINFUSIONPUMP-Alaris-Medley 8015 | [6 empty] | Verified as Rental |  |  | MHHS-Greater Heights
NO | YES |  |  |  | FFP6947 |  | CAREFUSION | 8015M |  |  | Rental Equipment | MHHS-Greater Heights |  |  |  | FFP6947 |  | Central & Greater Heights |  | Rental Equipment | [7 empty] | CONTROLLERINFUSIONPUMP-Alaris-Medley 8015 |  | MEDLEY PCU W/NETWORK *MEMORIAL HERMANN* |  |  | CONTROLLERINFUSIONPUMP-Alaris-Medley 8015 | [6 empty] | Verified as Rental |  |  | MHHS-Greater Heights
NO | YES |  |  |  | FFP6955 |  | CAREFUSION | 8015M |  |  | Rental Equipment | MHHS-Greater Heights |  |  |  | FFP6955 |  | Central & Greater Heights |  | Rental Equipment | [7 empty] | CONTROLLERINFUSIONPUMP-Alaris-Medley 8015 |  | MEDLEY PCU W/NETWORK *MEMORIAL HERMANN* |  |  | CONTROLLERINFUSIONPUMP-Alaris-Medley 8015 | [6 empty] | Verified as Rental |  |  | MHHS-Greater Heights
NO | YES |  |  |  | FFP6965 |  | CAREFUSION | 8015M |  |  | Rental Equipment | MHHS-Greater Heights |  |  |  | FFP6965 |  | Central & Greater Heights |  | Rental Equipment | [7 empty] | CONTROLLERINFUSIONPUMP-Alaris-Medley 8015 |  | MEDLEY PCU W/NETWORK *MEMORIAL HERMANN* |  |  | CONTROLLERINFUSIONPUMP-Alaris-Medley 8015 | [6 empty] | Verified as Rental |  |  | MHHS-Greater Heights
NO | YES |  |  |  | FFP6966 |  | CAREFUSION | 8015M |  |  | Rental Equipment | MHHS-Greater Heights |  |  |  | FFP6966 |  | Central & Greater Heights |  | Rental Equipment | [7 empty] | CONTROLLERINFUSIONPUMP-Alaris-Medley 8015 |  | MEDLEY PCU W/NETWORK *MEMORIAL HERMANN* |  |  | CONTROLLERINFUSIONPUMP-Alaris-Medley 8015 | [6 empty] | Verified as Rental |  |  | MHHS-Greater Heights
NO | YES |  |  |  | FFP6972 |  | CAREFUSION | 8015M |  |  | Rental Equipment | MHHS-Greater Heights |  |  |  | FFP6972 |  | Central & Greater Heights |  | Rental Equipment | [7 empty] | CONTROLLERINFUSIONPUMP-Alaris-Medley 8015 |  | MEDLEY PCU W/NETWORK *MEMORIAL HERMANN* |  |  | CONTROLLERINFUSIONPUMP-Alaris-Medley 8015 | [6 empty] | Verified as Rental |  |  | MHHS-Greater Heights
NO | YES |  |  |  | FFP6983 |  | CAREFUSION | 8015M |  |  | Rental Equipment | MHHS-Greater Heights |  |  |  | FFP6983 |  | Central & Greater Heights |  | Rental Equipment | [7 empty] | CONTROLLERINFUSIONPUMP-Alaris-Medley 8015 |  | MEDLEY PCU W/NETWORK *MEMORIAL HERMANN* |  |  | CONTROLLERINFUSIONPUMP-Alaris-Medley 8015 | [6 empty] | Verified as Rental |  |  | MHHS-Greater Heights
NO | YES |  |  |  | FFP6999 |  | CAREFUSION | 8015M |  |  | Rental Equipment | MHHS-Greater Heights |  |  |  | FFP6999 |  | Central & Greater Heights |  | Rental Equipment | [7 empty] | CONTROLLERINFUSIONPUMP-Alaris-Medley 8015 |  | MEDLEY PCU W/NETWORK *MEMORIAL HERMANN* |  |  | CONTROLLERINFUSIONPUMP-Alaris-Medley 8015 | [6 empty] | Verified as Rental |  |  | MHHS-Greater Heights
NO | YES |  |  |  | FFP7028 |  | CAREFUSION | 8015M |  |  | Rental Equipment | MHHS-Greater Heights |  |  |  | FFP7028 |  | Central & Greater Heights |  | Rental Equipment | [7 empty] | CONTROLLERINFUSIONPUMP-Alaris-Medley 8015 |  | MEDLEY PCU W/NETWORK *MEMORIAL HERMANN* |  |  | CONTROLLERINFUSIONPUMP-Alaris-Medley 8015 | [6 empty] | Verified as Rental |  |  | MHHS-Greater Heights
NO | YES |  |  |  | FFP7046 |  | CAREFUSION | 8015M |  |  | Rental Equipment | MHHS-Greater Heights |  |  |  | FFP7046 |  | Central & Greater Heights |  | Rental Equipment | [7 empty] | CONTROLLERINFUSIONPUMP-Alaris-Medley 8015 |  | MEDLEY PCU W/NETWORK *MEMORIAL HERMANN* |  |  | CONTROLLERINFUSIONPUMP-Alaris-Medley 8015 | [6 empty] | Verified as Rental |  |  | MHHS-Greater Heights
NO | YES |  |  |  | FFP7049 |  | CAREFUSION | 8015M |  |  | Rental Equipment | MHHS-Greater Heights |  |  |  | FFP7049 |  | Central & Greater Heights |  | Rental Equipment | [7 empty] | CONTROLLERINFUSIONPUMP-Alaris-Medley 8015 |  | MEDLEY PCU W/NETWORK *MEMORIAL HERMANN* |  |  | CONTROLLERINFUSIONPUMP-Alaris-Medley 8015 | [6 empty] | Verified as Rental |  |  | MHHS-Greater Heights
NO | YES |  |  |  | FFP7086 |  | CAREFUSION | 8015M |  |  | Rental Equipment | MHHS-Greater Heights |  |  |  | FFP7086 |  | Central & Greater Heights |  | Rental Equipment | [7 empty] | CONTROLLERINFUSIONPUMP-Alaris-Medley 8015 |  | MEDLEY PCU W/NETWORK *MEMORIAL HERMANN* |  |  | CONTROLLERINFUSIONPUMP-Alaris-Medley 8015 | [6 empty] | Verified as Rental |  |  | MHHS-Greater Heights
NO | YES |  |  |  | FFP7112 |  | CAREFUSION | 8015M |  |  | Rental Equipment | MHHS-Greater Heights |  |  |  | FFP7112 |  | Central & Greater Heights |  | Rental Equipment | [7 empty] | CONTROLLERINFUSIONPUMP-Alaris-Medley 8015 |  | MEDLEY PCU W/NETWORK *MEMORIAL HERMANN* |  |  | CONTROLLERINFUSIONPUMP-Alaris-Medley 8015 | [6 empty] | Verified as Rental |  |  | MHHS-Greater Heights
NO | YES |  |  |  | FFP7113 |  | CAREFUSION | 8015M |  |  | Rental Equipment | MHHS-Greater Heights |  |  |  | FFP7113 |  | Central & Greater Heights |  | Rental Equipment | [7 empty] | CONTROLLERINFUSIONPUMP-Alaris-Medley 8015 |  | MEDLEY PCU W/NETWORK *MEMORIAL HERMANN* |  |  | CONTROLLERINFUSIONPUMP-Alaris-Medley 8015 | [6 empty] | Verified as Rental |  |  | MHHS-Greater Heights
NO | YES |  |  |  | FFP7136 |  | CAREFUSION | 8015M |  |  | Rental Equipment | MHHS-Greater Heights |  |  |  | FFP7136 |  | Central & Greater Heights |  | Rental Equipment | [7 empty] | CONTROLLERINFUSIONPUMP-Alaris-Medley 8015 |  | MEDLEY PCU W/NETWORK *MEMORIAL HERMANN* |  |  | CONTROLLERINFUSIONPUMP-Alaris-Medley 8015 | [6 empty] | Verified as Rental |  |  | MHHS-Greater Heights
NO | YES |  |  |  | FFP7143 |  | CAREFUSION | 8015M |  |  | Rental Equipment | MHHS-Greater Heights |  |  |  | FFP7143 |  | Central & Greater Heights |  | Rental Equipment | [7 empty] | CONTROLLERINFUSIONPUMP-Alaris-Medley 8015 |  | MEDLEY PCU W/NETWORK *MEMORIAL HERMANN* |  |  | CONTROLLERINFUSIONPUMP-Alaris-Medley 8015 | [6 empty] | Verified as Rental |  |  | MHHS-Greater Heights
NO | YES |  |  |  | FFP7146 |  | CAREFUSION | 8015M |  |  | Rental Equipment | MHHS-Greater Heights |  |  |  | FFP7146 |  | Central & Greater Heights |  | Rental Equipment | [7 empty] | CONTROLLERINFUSIONPUMP-Alaris-Medley 8015 |  | MEDLEY PCU W/NETWORK *MEMORIAL HERMANN* |  |  | CONTROLLERINFUSIONPUMP-Alaris-Medley 8015 | [6 empty] | Verified as Rental |  |  | MHHS-Greater Heights
NO | YES |  |  |  | FFP7147 |  | CAREFUSION | 8015M |  |  | Rental Equipment | MHHS-Greater Heights |  |  |  | FFP7147 |  | Central & Greater Heights |  | Rental Equipment | [7 empty] | CONTROLLERINFUSIONPUMP-Alaris-Medley 8015 |  | MEDLEY PCU W/NETWORK *MEMORIAL HERMANN* |  |  | CONTROLLERINFUSIONPUMP-Alaris-Medley 8015 | [6 empty] | Verified as Rental |  |  | MHHS-Greater Heights
NO | YES |  |  |  | FFP7152 |  | CAREFUSION | 8015M |  |  | Rental Equipment | MHHS-Greater Heights |  |  |  | FFP7152 |  | Central & Greater Heights |  | Rental Equipment | [7 empty] | CONTROLLERINFUSIONPUMP-Alaris-Medley 8015 |  | MEDLEY PCU W/NETWORK *MEMORIAL HERMANN* |  |  | CONTROLLERINFUSIONPUMP-Alaris-Medley 8015 | [6 empty] | Verified as Rental |  |  | MHHS-Greater Heights
NO | YES |  |  |  | FFP7153 |  | CAREFUSION | 8015M |  |  | Rental Equipment | MHHS-Greater Heights |  |  |  | FFP7153 |  | Central & Greater Heights |  | Rental Equipment | [7 empty] | CONTROLLERINFUSIONPUMP-Alaris-Medley 8015 |  | MEDLEY PCU W/NETWORK *MEMORIAL HERMANN* |  |  | CONTROLLERINFUSIONPUMP-Alaris-Medley 8015 | [6 empty] | Verified as Rental |  |  | MHHS-Greater Heights
NO | YES |  |  |  | FFP7176 |  | CAREFUSION | 8015M |  |  | Rental Equipment | MHHS-Greater Heights |  |  |  | FFP7176 |  | Central & Greater Heights |  | Rental Equipment | [7 empty] | CONTROLLERINFUSIONPUMP-Alaris-Medley 8015 |  | MEDLEY PCU W/NETWORK *MEMORIAL HERMANN* |  |  | CONTROLLERINFUSIONPUMP-Alaris-Medley 8015 | [6 empty] | Verified as Rental |  |  | MHHS-Greater Heights
NO | YES |  |  |  | FFP7183 |  | CAREFUSION | 8015M |  |  | Rental Equipment | MHHS-Greater Heights |  |  |  | FFP7183 |  | Central & Greater Heights |  | Rental Equipment | [7 empty] | CONTROLLERINFUSIONPUMP-Alaris-Medley 8015 |  | MEDLEY PCU W/NETWORK *MEMORIAL HERMANN* |  |  | CONTROLLERINFUSIONPUMP-Alaris-Medley 8015 | [6 empty] | Verified as Rental |  |  | MHHS-Greater Heights
NO | YES |  |  |  | FFP7185 |  | CAREFUSION | 8015M |  |  | Rental Equipment | MHHS-Greater Heights |  |  |  | FFP7185 |  | Central & Greater Heights |  | Rental Equipment | [7 empty] | CONTROLLERINFUSIONPUMP-Alaris-Medley 8015 |  | MEDLEY PCU W/NETWORK *MEMORIAL HERMANN* |  |  | CONTROLLERINFUSIONPUMP-Alaris-Medley 8015 | [6 empty] | Verified as Rental |  |  | MHHS-Greater Heights
NO | YES |  |  |  | FFP2239 |  | CAREFUSION | 8015M |  |  | Rental Equipment | MHHS-Greater Heights CCC |  |  |  | FFP2239 |  | Central & Greater Heights |  | Rental Equipment | [7 empty] | CONTROLLERINFUSIONPUMP-Alaris-Medley 8015 |  | MEDLEY PCU W/NETWORK *MEMORIAL HERMANN* |  |  | CONTROLLERINFUSIONPUMP-Alaris-Medley 8015 | [6 empty] | Verified as Rental |  |  | MHHS-Greater Heights CCC
NO | YES |  |  |  | FFP2331 |  | CAREFUSION | 8015M |  |  | Rental Equipment | MHHS-Greater Heights CCC |  |  |  | FFP2331 |  | Central & Greater Heights |  | Rental Equipment | [7 empty] | CONTROLLERINFUSIONPUMP-Alaris-Medley 8015 |  | MEDLEY PCU W/NETWORK *MEMORIAL HERMANN* |  |  | CONTROLLERINFUSIONPUMP-Alaris-Medley 8015 | [6 empty] | Verified as Rental |  |  | MHHS-Greater Heights CCC
NO | YES |  |  |  | FFP2618 |  | CAREFUSION | 8015M |  |  | Rental Equipment | MHHS-Greater Heights CCC |  |  |  | FFP2618 |  | Central & Greater Heights |  | Rental Equipment | [7 empty] | CONTROLLERINFUSIONPUMP-Alaris-Medley 8015 |  | MEDLEY PCU W/NETWORK *MEMORIAL HERMANN* |  |  | CONTROLLERINFUSIONPUMP-Alaris-Medley 8015 | [6 empty] | Verified as Rental |  |  | MHHS-Greater Heights CCC
NO | YES |  |  |  | FFP3575 |  | CAREFUSION | 8015M |  |  | Rental Equipment | MHHS-Greater Heights CCC |  |  |  | FFP3575 |  | Central & Greater Heights |  | Rental Equipment | [7 empty] | CONTROLLERINFUSIONPUMP-Alaris-Medley 8015 |  | MEDLEY PCU W/NETWORK *MEMORIAL HERMANN* |  |  | CONTROLLERINFUSIONPUMP-Alaris-Medley 8015 | [6 empty] | Verified as Rental |  |  | MHHS-Greater Heights CCC
NO | YES |  |  |  | FFP119 |  | CAREFUSION | 8015M |  |  | Rental | MHHS-Katy |  |  |  | FFP119 |  | Katy |  | Rental | [7 empty] | CONTROLLERINFUSIONPUMP-Alaris-Medley 8015 |  | MEDLEY PCU W/NETWORK *MEMORIAL HERMANN* |  |  | CONTROLLERINFUSIONPUMP-Alaris-Medley 8015 | [6 empty] | Verified as Rental |  |  | MHHS-Katy
NO | YES |  |  |  | FFP129 |  | CAREFUSION | 8015M |  |  | Rental | MHHS-Katy |  |  |  | FFP129 |  | Katy |  | Rental | [7 empty] | CONTROLLERINFUSIONPUMP-Alaris-Medley 8015 |  | MEDLEY PCU W/NETWORK *MEMORIAL HERMANN* |  |  | CONTROLLERINFUSIONPUMP-Alaris-Medley 8015 | [6 empty] | Verified as Rental |  |  | MHHS-Katy
NO | YES |  |  |  | FFP185 |  | CAREFUSION | 8015M |  |  | Rental | MHHS-Katy |  |  |  | FFP185 |  | Katy |  | Rental | [7 empty] | CONTROLLERINFUSIONPUMP-Alaris-Medley 8015 |  | MEDLEY PCU W/NETWORK *MEMORIAL HERMANN* |  |  | CONTROLLERINFUSIONPUMP-Alaris-Medley 8015 | [6 empty] | Verified as Rental |  |  | MHHS-Katy
NO | YES |  |  |  | FFP192 |  | CAREFUSION | 8015M |  |  | Rental | MHHS-Katy |  |  |  | FFP192 |  | Katy |  | Rental | [7 empty] | CONTROLLERINFUSIONPUMP-Alaris-Medley 8015 |  | MEDLEY PCU W/NETWORK *MEMORIAL HERMANN* |  |  | CONTROLLERINFUSIONPUMP-Alaris-Medley 8015 | [6 empty] | Verified as Rental |  |  | MHHS-Katy
NO | YES |  |  |  | FFP204 |  | CAREFUSION | 8015M |  |  | Rental | MHHS-Katy |  |  |  | FFP204 |  | Katy |  | Rental | [7 empty] | CONTROLLERINFUSIONPUMP-Alaris-Medley 8015 |  | MEDLEY PCU W/NETWORK *MEMORIAL HERMANN* |  |  | CONTROLLERINFUSIONPUMP-Alaris-Medley 8015 | [6 empty] | Verified as Rental |  |  | MHHS-Katy
NO | YES |  |  |  | FFP213 |  | CAREFUSION | 8015M |  |  | Rental | MHHS-Katy |  |  |  | FFP213 |  | Katy |  | Rental | [7 empty] | CONTROLLERINFUSIONPUMP-Alaris-Medley 8015 |  | MEDLEY PCU W/NETWORK *MEMORIAL HERMANN* |  |  | CONTROLLERINFUSIONPUMP-Alaris-Medley 8015 | [6 empty] | Verified as Rental |  |  | MHHS-Katy
NO | YES |  |  |  | FFP238 |  | CAREFUSION | 8015M |  |  | Rental | MHHS-Katy |  |  |  | FFP238 |  | Katy |  | Rental | [7 empty] | CONTROLLERINFUSIONPUMP-Alaris-Medley 8015 |  | MEDLEY PCU W/NETWORK *MEMORIAL HERMANN* |  |  | CONTROLLERINFUSIONPUMP-Alaris-Medley 8015 | [6 empty] | Verified as Rental |  |  | MHHS-Katy
NO | YES |  |  |  | FFP273 |  | CAREFUSION | 8015M |  |  | Rental | MHHS-Katy |  |  |  | FFP273 |  | Katy |  | Rental | [7 empty] | CONTROLLERINFUSIONPUMP-Alaris-Medley 8015 |  | MEDLEY PCU W/NETWORK *MEMORIAL HERMANN* |  |  | CONTROLLERINFUSIONPUMP-Alaris-Medley 8015 | [6 empty] | Verified as Rental |  |  | MHHS-Katy
NO | YES |  |  |  | FFP285 |  | CAREFUSION | 8015M |  |  | Rental | MHHS-Katy |  |  |  | FFP285 |  | Katy |  | Rental | [7 empty] | CONTROLLERINFUSIONPUMP-Alaris-Medley 8015 |  | MEDLEY PCU W/NETWORK *MEMORIAL HERMANN* |  |  | CONTROLLERINFUSIONPUMP-Alaris-Medley 8015 | [6 empty] | Verified as Rental |  |  | MHHS-Katy
NO | YES |  |  |  | FFP293 |  | CAREFUSION | 8015M |  |  | Rental | MHHS-Katy |  |  |  | FFP293 |  | Katy |  | Rental | [7 empty] | CONTROLLERINFUSIONPUMP-Alaris-Medley 8015 |  | MEDLEY PCU W/NETWORK *MEMORIAL HERMANN* |  |  | CONTROLLERINFUSIONPUMP-Alaris-Medley 8015 | [6 empty] | Verified as Rental |  |  | MHHS-Katy
NO | YES |  |  |  | FFP325 |  | CAREFUSION | 8015M |  |  | Rental | MHHS-Katy |  |  |  | FFP325 |  | Katy |  | Rental | [7 empty] | CONTROLLERINFUSIONPUMP-Alaris-Medley 8015 |  | MEDLEY PCU W/NETWORK *MEMORIAL HERMANN* |  |  | CONTROLLERINFUSIONPUMP-Alaris-Medley 8015 | [6 empty] | Verified as Rental |  |  | MHHS-Katy
NO | YES |  |  |  | FFP349 |  | CAREFUSION | 8015M |  |  | Rental | MHHS-Katy |  |  |  | FFP349 |  | Katy |  | Rental | [7 empty] | CONTROLLERINFUSIONPUMP-Alaris-Medley 8015 |  | MEDLEY PCU W/NETWORK *MEMORIAL HERMANN* |  |  | CONTROLLERINFUSIONPUMP-Alaris-Medley 8015 | [6 empty] | Verified as Rental |  |  | MHHS-Katy
NO | YES |  |  |  | FFP355 |  | CAREFUSION | 8015M |  |  | Rental | MHHS-Katy |  |  |  | FFP355 |  | Katy |  | Rental | [7 empty] | CONTROLLERINFUSIONPUMP-Alaris-Medley 8015 |  | MEDLEY PCU W/NETWORK *MEMORIAL HERMANN* |  |  | CONTROLLERINFUSIONPUMP-Alaris-Medley 8015 | [6 empty] | Verified as Rental |  |  | MHHS-Katy
NO | YES |  |  |  | FFP387 |  | CAREFUSION | 8015M |  |  | Rental | MHHS-Katy |  |  |  | FFP387 |  | Katy |  | Rental | [7 empty] | CONTROLLERINFUSIONPUMP-Alaris-Medley 8015 |  | MEDLEY PCU W/NETWORK *MEMORIAL HERMANN* |  |  | CONTROLLERINFUSIONPUMP-Alaris-Medley 8015 | [6 empty] | Verified as Rental |  |  | MHHS-Katy
NO | YES |  |  |  | FFP437 |  | CAREFUSION | 8015M |  |  | Rental | MHHS-Katy |  |  |  | FFP437 |  | Katy |  | Rental | [7 empty] | CONTROLLERINFUSIONPUMP-Alaris-Medley 8015 |  | MEDLEY PCU W/NETWORK *MEMORIAL HERMANN* |  |  | CONTROLLERINFUSIONPUMP-Alaris-Medley 8015 | [6 empty] | Verified as Rental |  |  | MHHS-Katy
NO | YES |  |  |  | FFP439 |  | CAREFUSION | 8015M |  |  | Rental | MHHS-Katy |  |  |  | FFP439 |  | Katy |  | Rental | [7 empty] | CONTROLLERINFUSIONPUMP-Alaris-Medley 8015 |  | MEDLEY PCU W/NETWORK *MEMORIAL HERMANN* |  |  | CONTROLLERINFUSIONPUMP-Alaris-Medley 8015 | [6 empty] | Verified as Rental |  |  | MHHS-Katy
NO | YES |  |  |  | FFP467 |  | CAREFUSION | 8015M |  |  | Rental | MHHS-Katy |  |  |  | FFP467 |  | Katy |  | Rental | [7 empty] | CONTROLLERINFUSIONPUMP-Alaris-Medley 8015 |  | MEDLEY PCU W/NETWORK *MEMORIAL HERMANN* |  |  | CONTROLLERINFUSIONPUMP-Alaris-Medley 8015 | [6 empty] | Verified as Rental |  |  | MHHS-Katy
NO | YES |  |  |  | FFP502 |  | CAREFUSION | 8015M |  |  | Rental | MHHS-Katy |  |  |  | FFP502 |  | Katy |  | Rental | [7 empty] | CONTROLLERINFUSIONPUMP-Alaris-Medley 8015 |  | MEDLEY PCU W/NETWORK *MEMORIAL HERMANN* |  |  | CONTROLLERINFUSIONPUMP-Alaris-Medley 8015 | [6 empty] | Verified as Rental |  |  | MHHS-Katy
NO | YES |  |  |  | FFP514 |  | CAREFUSION | 8015M |  |  | Rental | MHHS-Katy |  |  |  | FFP514 |  | Katy |  | Rental | [7 empty] | CONTROLLERINFUSIONPUMP-Alaris-Medley 8015 |  | MEDLEY PCU W/NETWORK *MEMORIAL HERMANN* |  |  | CONTROLLERINFUSIONPUMP-Alaris-Medley 8015 | [6 empty] | Verified as Rental |  |  | MHHS-Katy
NO | YES |  |  |  | FFP559 |  | CAREFUSION | 8015M |  |  | Rental | MHHS-Katy |  |  |  | FFP559 |  | Katy |  | Rental | [7 empty] | CONTROLLERINFUSIONPUMP-Alaris-Medley 8015 |  | MEDLEY PCU W/NETWORK *MEMORIAL HERMANN* |  |  | CONTROLLERINFUSIONPUMP-Alaris-Medley 8015 | [6 empty] | Verified as Rental |  |  | MHHS-Katy
NO | YES |  |  |  | FFP603 |  | CAREFUSION | 8015M |  |  | Rental | MHHS-Katy |  |  |  | FFP603 |  | Katy |  | Rental | [7 empty] | CONTROLLERINFUSIONPUMP-Alaris-Medley 8015 |  | MEDLEY PCU W/NETWORK *MEMORIAL HERMANN* |  |  | CONTROLLERINFUSIONPUMP-Alaris-Medley 8015 | [6 empty] | Verified as Rental |  |  | MHHS-Katy
NO | YES |  |  |  | FFP655 |  | CAREFUSION | 8015M |  |  | Rental | MHHS-Katy |  |  |  | FFP655 |  | Katy |  | Rental | [7 empty] | CONTROLLERINFUSIONPUMP-Alaris-Medley 8015 |  | MEDLEY PCU W/NETWORK *MEMORIAL HERMANN* |  |  | CONTROLLERINFUSIONPUMP-Alaris-Medley 8015 | [6 empty] | Verified as Rental |  |  | MHHS-Katy
NO | YES |  |  |  | FFP658 |  | CAREFUSION | 8015M |  |  | Rental | MHHS-Katy |  |  |  | FFP658 |  | Katy |  | Rental | [7 empty] | CONTROLLERINFUSIONPUMP-Alaris-Medley 8015 |  | MEDLEY PCU W/NETWORK *MEMORIAL HERMANN* |  |  | CONTROLLERINFUSIONPUMP-Alaris-Medley 8015 | [6 empty] | Verified as Rental |  |  | MHHS-Katy
NO | YES |  |  |  | FFP698 |  | CAREFUSION | 8015M |  |  | Rental | MHHS-Katy |  |  |  | FFP698 |  | Katy |  | Rental | [7 empty] | CONTROLLERINFUSIONPUMP-Alaris-Medley 8015 |  | MEDLEY PCU W/NETWORK *MEMORIAL HERMANN* |  |  | CONTROLLERINFUSIONPUMP-Alaris-Medley 8015 | [6 empty] | Verified as Rental |  |  | MHHS-Katy
NO | YES |  |  |  | FFP702 |  | CAREFUSION | 8015M |  |  | Rental | MHHS-Katy |  |  |  | FFP702 |  | Katy |  | Rental | [7 empty] | CONTROLLERINFUSIONPUMP-Alaris-Medley 8015 |  | MEDLEY PCU W/NETWORK *MEMORIAL HERMANN* |  |  | CONTROLLERINFUSIONPUMP-Alaris-Medley 8015 | [6 empty] | Verified as Rental |  |  | MHHS-Katy
NO | YES |  |  |  | FFP710 |  | CAREFUSION | 8015M |  |  | Rental | MHHS-Katy |  |  |  | FFP710 |  | Katy |  | Rental | [7 empty] | CONTROLLERINFUSIONPUMP-Alaris-Medley 8015 |  | MEDLEY PCU W/NETWORK *MEMORIAL HERMANN* |  |  | CONTROLLERINFUSIONPUMP-Alaris-Medley 8015 | [6 empty] | Verified as Rental |  |  | MHHS-Katy
NO | YES |  |  |  | FFP722 |  | CAREFUSION | 8015M |  |  | Rental | MHHS-Katy |  |  |  | FFP722 |  | Katy |  | Rental | [7 empty] | CONTROLLERINFUSIONPUMP-Alaris-Medley 8015 |  | MEDLEY PCU W/NETWORK *MEMORIAL HERMANN* |  |  | CONTROLLERINFUSIONPUMP-Alaris-Medley 8015 | [6 empty] | Verified as Rental |  |  | MHHS-Katy
NO | YES |  |  |  | FFP746 |  | CAREFUSION | 8015M |  |  | Rental | MHHS-Katy |  |  |  | FFP746 |  | Katy |  | Rental | [7 empty] | CONTROLLERINFUSIONPUMP-Alaris-Medley 8015 |  | MEDLEY PCU W/NETWORK *MEMORIAL HERMANN* |  |  | CONTROLLERINFUSIONPUMP-Alaris-Medley 8015 | [6 empty] | Verified as Rental |  |  | MHHS-Katy
NO | YES |  |  |  | FFP754 |  | CAREFUSION | 8015M |  |  | Rental | MHHS-Katy |  |  |  | FFP754 |  | Katy |  | Rental | [7 empty] | CONTROLLERINFUSIONPUMP-Alaris-Medley 8015 |  | MEDLEY PCU W/NETWORK *MEMORIAL HERMANN* |  |  | CONTROLLERINFUSIONPUMP-Alaris-Medley 8015 | [6 empty] | Verified as Rental |  |  | MHHS-Katy
NO | YES |  |  |  | FFP783 |  | CAREFUSION | 8015M |  |  | Rental | MHHS-Katy |  |  |  | FFP783 |  | Katy |  | Rental | [7 empty] | CONTROLLERINFUSIONPUMP-Alaris-Medley 8015 |  | MEDLEY PCU W/NETWORK *MEMORIAL HERMANN* |  |  | CONTROLLERINFUSIONPUMP-Alaris-Medley 8015 | [6 empty] | Verified as Rental |  |  | MHHS-Katy
NO | YES |  |  |  | FFP798 |  | CAREFUSION | 8015M |  |  | Rental | MHHS-Katy |  |  |  | FFP798 |  | Katy |  | Rental | [7 empty] | CONTROLLERINFUSIONPUMP-Alaris-Medley 8015 |  | MEDLEY PCU W/NETWORK *MEMORIAL HERMANN* |  |  | CONTROLLERINFUSIONPUMP-Alaris-Medley 8015 | [6 empty] | Verified as Rental |  |  | MHHS-Katy
NO | YES |  |  |  | FFP805 |  | CAREFUSION | 8015M |  |  | Rental | MHHS-Katy |  |  |  | FFP805 |  | Katy |  | Rental | [7 empty] | CONTROLLERINFUSIONPUMP-Alaris-Medley 8015 |  | MEDLEY PCU W/NETWORK *MEMORIAL HERMANN* |  |  | CONTROLLERINFUSIONPUMP-Alaris-Medley 8015 | [6 empty] | Verified as Rental |  |  | MHHS-Katy
NO | YES |  |  |  | FFP811 |  | CAREFUSION | 8015M |  |  | Rental | MHHS-Katy |  |  |  | FFP811 |  | Katy |  | Rental | [7 empty] | CONTROLLERINFUSIONPUMP-Alaris-Medley 8015 |  | MEDLEY PCU W/NETWORK *MEMORIAL HERMANN* |  |  | CONTROLLERINFUSIONPUMP-Alaris-Medley 8015 | [6 empty] | Verified as Rental |  |  | MHHS-Katy
NO | YES |  |  |  | FFP867 |  | CAREFUSION | 8015M |  |  | Rental | MHHS-Katy |  |  |  | FFP867 |  | Katy |  | Rental | [7 empty] | CONTROLLERINFUSIONPUMP-Alaris-Medley 8015 |  | MEDLEY PCU W/NETWORK *MEMORIAL HERMANN* |  |  | CONTROLLERINFUSIONPUMP-Alaris-Medley 8015 | [6 empty] | Verified as Rental |  |  | MHHS-Katy
NO | YES |  |  |  | FFP873 |  | CAREFUSION | 8015M |  |  | Rental | MHHS-Katy |  |  |  | FFP873 |  | Katy |  | Rental | [7 empty] | CONTROLLERINFUSIONPUMP-Alaris-Medley 8015 |  | MEDLEY PCU W/NETWORK *MEMORIAL HERMANN* |  |  | CONTROLLERINFUSIONPUMP-Alaris-Medley 8015 | [6 empty] | Verified as Rental |  |  | MHHS-Katy
NO | YES |  |  |  | FFP876 |  | CAREFUSION | 8015M |  |  | Rental | MHHS-Katy |  |  |  | FFP876 |  | Katy |  | Rental | [7 empty] | CONTROLLERINFUSIONPUMP-Alaris-Medley 8015 |  | MEDLEY PCU W/NETWORK *MEMORIAL HERMANN* |  |  | CONTROLLERINFUSIONPUMP-Alaris-Medley 8015 | [6 empty] | Verified as Rental |  |  | MHHS-Katy
NO | YES |  |  |  | FFP904 |  | CAREFUSION | 8015M |  |  | Rental | MHHS-Katy |  |  |  | FFP904 |  | Katy |  | Rental | [7 empty] | CONTROLLERINFUSIONPUMP-Alaris-Medley 8015 |  | MEDLEY PCU W/NETWORK *MEMORIAL HERMANN* |  |  | CONTROLLERINFUSIONPUMP-Alaris-Medley 8015 | [6 empty] | Verified as Rental |  |  | MHHS-Katy
NO | YES |  |  |  | FFP924 |  | CAREFUSION | 8015M |  |  | Rental | MHHS-Katy |  |  |  | FFP924 |  | Katy |  | Rental | [7 empty] | CONTROLLERINFUSIONPUMP-Alaris-Medley 8015 |  | MEDLEY PCU W/NETWORK *MEMORIAL HERMANN* |  |  | CONTROLLERINFUSIONPUMP-Alaris-Medley 8015 | [6 empty] | Verified as Rental |  |  | MHHS-Katy
NO | YES |  |  |  | FFP970 |  | CAREFUSION | 8015M |  |  | Rental | MHHS-Katy |  |  |  | FFP970 |  | Katy |  | Rental | [7 empty] | CONTROLLERINFUSIONPUMP-Alaris-Medley 8015 |  | MEDLEY PCU W/NETWORK *MEMORIAL HERMANN* |  |  | CONTROLLERINFUSIONPUMP-Alaris-Medley 8015 | [6 empty] | Verified as Rental |  |  | MHHS-Katy
NO | YES |  |  |  | FFP993 |  | CAREFUSION | 8015M |  |  | Rental | MHHS-Katy |  |  |  | FFP993 |  | Katy |  | Rental | [7 empty] | CONTROLLERINFUSIONPUMP-Alaris-Medley 8015 |  | MEDLEY PCU W/NETWORK *MEMORIAL HERMANN* |  |  | CONTROLLERINFUSIONPUMP-Alaris-Medley 8015 | [6 empty] | Verified as Rental |  |  | MHHS-Katy
NO | YES |  |  |  | FFP1055 |  | CAREFUSION | 8015M |  |  | Rental | MHHS-Katy |  |  |  | FFP1055 |  | Katy |  | Rental | [7 empty] | CONTROLLERINFUSIONPUMP-Alaris-Medley 8015 |  | MEDLEY PCU W/NETWORK *MEMORIAL HERMANN* |  |  | CONTROLLERINFUSIONPUMP-Alaris-Medley 8015 | [6 empty] | Verified as Rental |  |  | MHHS-Katy
NO | YES |  |  |  | FFP1173 |  | CAREFUSION | 8015M |  |  | Rental | MHHS-Katy |  |  |  | FFP1173 |  | Katy |  | Rental | [7 empty] | CONTROLLERINFUSIONPUMP-Alaris-Medley 8015 |  | MEDLEY PCU W/NETWORK *MEMORIAL HERMANN* |  |  | CONTROLLERINFUSIONPUMP-Alaris-Medley 8015 | [6 empty] | Verified as Rental |  |  | MHHS-Katy
NO | YES |  |  |  | FFP1198 |  | CAREFUSION | 8015M |  |  | Rental | MHHS-Katy |  |  |  | FFP1198 |  | Katy |  | Rental | [7 empty] | CONTROLLERINFUSIONPUMP-Alaris-Medley 8015 |  | MEDLEY PCU W/NETWORK *MEMORIAL HERMANN* |  |  | CONTROLLERINFUSIONPUMP-Alaris-Medley 8015 | [6 empty] | Verified as Rental |  |  | MHHS-Katy
NO | YES |  |  |  | FFP1211 |  | CAREFUSION | 8015M |  |  | Rental | MHHS-Katy |  |  |  | FFP1211 |  | Katy |  | Rental | [7 empty] | CONTROLLERINFUSIONPUMP-Alaris-Medley 8015 |  | MEDLEY PCU W/NETWORK *MEMORIAL HERMANN* |  |  | CONTROLLERINFUSIONPUMP-Alaris-Medley 8015 | [6 empty] | Verified as Rental |  |  | MHHS-Katy
NO | YES |  |  |  | FFP1245 |  | CAREFUSION | 8015M |  |  | Rental | MHHS-Katy |  |  |  | FFP1245 |  | Katy |  | Rental | [7 empty] | CONTROLLERINFUSIONPUMP-Alaris-Medley 8015 |  | MEDLEY PCU W/NETWORK *MEMORIAL HERMANN* |  |  | CONTROLLERINFUSIONPUMP-Alaris-Medley 8015 | [6 empty] | Verified as Rental |  |  | MHHS-Katy
NO | YES |  |  |  | FFP1246 |  | CAREFUSION | 8015M |  |  | Rental | MHHS-Katy |  |  |  | FFP1246 |  | Katy |  | Rental | [7 empty] | CONTROLLERINFUSIONPUMP-Alaris-Medley 8015 |  | MEDLEY PCU W/NETWORK *MEMORIAL HERMANN* |  |  | CONTROLLERINFUSIONPUMP-Alaris-Medley 8015 | [6 empty] | Verified as Rental |  |  | MHHS-Katy
NO | YES |  |  |  | FFP1253 |  | CAREFUSION | 8015M |  |  | Rental | MHHS-Katy |  |  |  | FFP1253 |  | Katy |  | Rental | [7 empty] | CONTROLLERINFUSIONPUMP-Alaris-Medley 8015 |  | MEDLEY PCU W/NETWORK *MEMORIAL HERMANN* |  |  | CONTROLLERINFUSIONPUMP-Alaris-Medley 8015 | [6 empty] | Verified as Rental |  |  | MHHS-Katy
NO | YES |  |  |  | FFP1259 |  | CAREFUSION | 8015M |  |  | Rental | MHHS-Katy |  |  |  | FFP1259 |  | Katy |  | Rental | [7 empty] | CONTROLLERINFUSIONPUMP-Alaris-Medley 8015 |  | MEDLEY PCU W/NETWORK *MEMORIAL HERMANN* |  |  | CONTROLLERINFUSIONPUMP-Alaris-Medley 8015 | [6 empty] | Verified as Rental |  |  | MHHS-Katy
NO | YES |  |  |  | FFP1269 |  | CAREFUSION | 8015M |  |  | Rental | MHHS-Katy |  |  |  | FFP1269 |  | Katy |  | Rental | [7 empty] | CONTROLLERINFUSIONPUMP-Alaris-Medley 8015 |  | MEDLEY PCU W/NETWORK *MEMORIAL HERMANN* |  |  | CONTROLLERINFUSIONPUMP-Alaris-Medley 8015 | [6 empty] | Verified as Rental |  |  | MHHS-Katy
NO | YES |  |  |  | FFP1281 |  | CAREFUSION | 8015M |  |  | Rental | MHHS-Katy |  |  |  | FFP1281 |  | Katy |  | Rental | [7 empty] | CONTROLLERINFUSIONPUMP-Alaris-Medley 8015 |  | MEDLEY PCU W/NETWORK *MEMORIAL HERMANN* |  |  | CONTROLLERINFUSIONPUMP-Alaris-Medley 8015 | [6 empty] | Verified as Rental |  |  | MHHS-Katy
NO | YES |  |  |  | FFP1360 |  | CAREFUSION | 8015M |  |  | Rental | MHHS-Katy |  |  |  | FFP1360 |  | Katy |  | Rental | [7 empty] | CONTROLLERINFUSIONPUMP-Alaris-Medley 8015 |  | MEDLEY PCU W/NETWORK *MEMORIAL HERMANN* |  |  | CONTROLLERINFUSIONPUMP-Alaris-Medley 8015 | [6 empty] | Verified as Rental |  |  | MHHS-Katy
NO | YES |  |  |  | FFP1383 |  | CAREFUSION | 8015M |  |  | Rental | MHHS-Katy |  |  |  | FFP1383 |  | Katy |  | Rental | [7 empty] | CONTROLLERINFUSIONPUMP-Alaris-Medley 8015 |  | MEDLEY PCU W/NETWORK *MEMORIAL HERMANN* |  |  | CONTROLLERINFUSIONPUMP-Alaris-Medley 8015 | [6 empty] | Verified as Rental |  |  | MHHS-Katy
NO | YES |  |  |  | FFP1385 |  | CAREFUSION | 8015M |  |  | Rental | MHHS-Katy |  |  |  | FFP1385 |  | Katy |  | Rental | [7 empty] | CONTROLLERINFUSIONPUMP-Alaris-Medley 8015 |  | MEDLEY PCU W/NETWORK *MEMORIAL HERMANN* |  |  | CONTROLLERINFUSIONPUMP-Alaris-Medley 8015 | [6 empty] | Verified as Rental |  |  | MHHS-Katy
NO | YES |  |  |  | FFP1396 |  | CAREFUSION | 8015M |  |  | Rental | MHHS-Katy |  |  |  | FFP1396 |  | Katy |  | Rental | [7 empty] | CONTROLLERINFUSIONPUMP-Alaris-Medley 8015 |  | MEDLEY PCU W/NETWORK *MEMORIAL HERMANN* |  |  | CONTROLLERINFUSIONPUMP-Alaris-Medley 8015 | [6 empty] | Verified as Rental |  |  | MHHS-Katy
NO | YES |  |  |  | FFP1415 |  | CAREFUSION | 8015M |  |  | Rental | MHHS-Katy |  |  |  | FFP1415 |  | Katy |  | Rental | [7 empty] | CONTROLLERINFUSIONPUMP-Alaris-Medley 8015 |  | MEDLEY PCU W/NETWORK *MEMORIAL HERMANN* |  |  | CONTROLLERINFUSIONPUMP-Alaris-Medley 8015 | [6 empty] | Verified as Rental |  |  | MHHS-Katy
NO | YES |  |  |  | FFP1434 |  | CAREFUSION | 8015M |  |  | Rental | MHHS-Katy |  |  |  | FFP1434 |  | Katy |  | Rental | [7 empty] | CONTROLLERINFUSIONPUMP-Alaris-Medley 8015 |  | MEDLEY PCU W/NETWORK *MEMORIAL HERMANN* |  |  | CONTROLLERINFUSIONPUMP-Alaris-Medley 8015 | [6 empty] | Verified as Rental |  |  | MHHS-Katy
NO | YES |  |  |  | FFP1443 |  | CAREFUSION | 8015M |  |  | Rental | MHHS-Katy |  |  |  | FFP1443 |  | Katy |  | Rental | [7 empty] | CONTROLLERINFUSIONPUMP-Alaris-Medley 8015 |  | MEDLEY PCU W/NETWORK *MEMORIAL HERMANN* |  |  | CONTROLLERINFUSIONPUMP-Alaris-Medley 8015 | [6 empty] | Verified as Rental |  |  | MHHS-Katy
NO | YES |  |  |  | FFP1448 |  | CAREFUSION | 8015M |  |  | Rental | MHHS-Katy |  |  |  | FFP1448 |  | Katy |  | Rental | [7 empty] | CONTROLLERINFUSIONPUMP-Alaris-Medley 8015 |  | MEDLEY PCU W/NETWORK *MEMORIAL HERMANN* |  |  | CONTROLLERINFUSIONPUMP-Alaris-Medley 8015 | [6 empty] | Verified as Rental |  |  | MHHS-Katy
NO | YES |  |  |  | FFP1478 |  | CAREFUSION | 8015M |  |  | Rental | MHHS-Katy |  |  |  | FFP1478 |  | Katy |  | Rental | [7 empty] | CONTROLLERINFUSIONPUMP-Alaris-Medley 8015 |  | MEDLEY PCU W/NETWORK *MEMORIAL HERMANN* |  |  | CONTROLLERINFUSIONPUMP-Alaris-Medley 8015 | [6 empty] | Verified as Rental |  |  | MHHS-Katy
NO | YES |  |  |  | FFP1488 |  | CAREFUSION | 8015M |  |  | Rental | MHHS-Katy |  |  |  | FFP1488 |  | Katy |  | Rental | [7 empty] | CONTROLLERINFUSIONPUMP-Alaris-Medley 8015 |  | MEDLEY PCU W/NETWORK *MEMORIAL HERMANN* |  |  | CONTROLLERINFUSIONPUMP-Alaris-Medley 8015 | [6 empty] | Verified as Rental |  |  | MHHS-Katy
NO | YES |  |  |  | FFP1563 |  | CAREFUSION | 8015M |  |  | Rental | MHHS-Katy |  |  |  | FFP1563 |  | Katy |  | Rental | [7 empty] | CONTROLLERINFUSIONPUMP-Alaris-Medley 8015 |  | MEDLEY PCU W/NETWORK *MEMORIAL HERMANN* |  |  | CONTROLLERINFUSIONPUMP-Alaris-Medley 8015 | [6 empty] | Verified as Rental |  |  | MHHS-Katy
NO | YES |  |  |  | FFP1596 |  | CAREFUSION | 8015M |  |  | Rental | MHHS-Katy |  |  |  | FFP1596 |  | Katy |  | Rental | [7 empty] | CONTROLLERINFUSIONPUMP-Alaris-Medley 8015 |  | MEDLEY PCU W/NETWORK *MEMORIAL HERMANN* |  |  | CONTROLLERINFUSIONPUMP-Alaris-Medley 8015 | [6 empty] | Verified as Rental |  |  | MHHS-Katy
NO | YES |  |  |  | FFP1601 |  | CAREFUSION | 8015M |  |  | Rental | MHHS-Katy |  |  |  | FFP1601 |  | Katy |  | Rental | [7 empty] | CONTROLLERINFUSIONPUMP-Alaris-Medley 8015 |  | MEDLEY PCU W/NETWORK *MEMORIAL HERMANN* |  |  | CONTROLLERINFUSIONPUMP-Alaris-Medley 8015 | [6 empty] | Verified as Rental |  |  | MHHS-Katy
NO | YES |  |  |  | FFP1621 |  | CAREFUSION | 8015M |  |  | Rental | MHHS-Katy |  |  |  | FFP1621 |  | Katy |  | Rental | [7 empty] | CONTROLLERINFUSIONPUMP-Alaris-Medley 8015 |  | MEDLEY PCU W/NETWORK *MEMORIAL HERMANN* |  |  | CONTROLLERINFUSIONPUMP-Alaris-Medley 8015 | [6 empty] | Verified as Rental |  |  | MHHS-Katy
NO | YES |  |  |  | FFP1631 |  | CAREFUSION | 8015M |  |  | Rental | MHHS-Katy |  |  |  | FFP1631 |  | Katy |  | Rental | [7 empty] | CONTROLLERINFUSIONPUMP-Alaris-Medley 8015 |  | MEDLEY PCU W/NETWORK *MEMORIAL HERMANN* |  |  | CONTROLLERINFUSIONPUMP-Alaris-Medley 8015 | [6 empty] | Verified as Rental |  |  | MHHS-Katy
NO | YES |  |  |  | FFP1692 |  | CAREFUSION | 8015M |  |  | Rental | MHHS-Katy |  |  |  | FFP1692 |  | Katy |  | Rental | [7 empty] | CONTROLLERINFUSIONPUMP-Alaris-Medley 8015 |  | MEDLEY PCU W/NETWORK *MEMORIAL HERMANN* |  |  | CONTROLLERINFUSIONPUMP-Alaris-Medley 8015 | [6 empty] | Verified as Rental |  |  | MHHS-Katy
NO | YES |  |  |  | FFP1696 |  | CAREFUSION | 8015M |  |  | Rental | MHHS-Katy |  |  |  | FFP1696 |  | Katy |  | Rental | [7 empty] | CONTROLLERINFUSIONPUMP-Alaris-Medley 8015 |  | MEDLEY PCU W/NETWORK *MEMORIAL HERMANN* |  |  | CONTROLLERINFUSIONPUMP-Alaris-Medley 8015 | [6 empty] | Verified as Rental |  |  | MHHS-Katy
NO | YES |  |  |  | FFP1703 |  | CAREFUSION | 8015M |  |  | Rental | MHHS-Katy |  |  |  | FFP1703 |  | Katy |  | Rental | [7 empty] | CONTROLLERINFUSIONPUMP-Alaris-Medley 8015 |  | MEDLEY PCU W/NETWORK *MEMORIAL HERMANN* |  |  | CONTROLLERINFUSIONPUMP-Alaris-Medley 8015 | [6 empty] | Verified as Rental |  |  | MHHS-Katy
NO | YES |  |  |  | FFP1776 |  | CAREFUSION | 8015M |  |  | Rental | MHHS-Katy |  |  |  | FFP1776 |  | Katy |  | Rental | [7 empty] | CONTROLLERINFUSIONPUMP-Alaris-Medley 8015 |  | MEDLEY PCU W/NETWORK *MEMORIAL HERMANN* |  |  | CONTROLLERINFUSIONPUMP-Alaris-Medley 8015 | [6 empty] | Verified as Rental |  |  | MHHS-Katy
NO | YES |  |  |  | FFP1799 |  | CAREFUSION | 8015M |  |  | Rental | MHHS-Katy |  |  |  | FFP1799 |  | Katy |  | Rental | [7 empty] | CONTROLLERINFUSIONPUMP-Alaris-Medley 8015 |  | MEDLEY PCU W/NETWORK *MEMORIAL HERMANN* |  |  | CONTROLLERINFUSIONPUMP-Alaris-Medley 8015 | [6 empty] | Verified as Rental |  |  | MHHS-Katy
NO | YES |  |  |  | FFP1822 |  | CAREFUSION | 8015M |  |  | Rental | MHHS-Katy |  |  |  | FFP1822 |  | Katy |  | Rental | [7 empty] | CONTROLLERINFUSIONPUMP-Alaris-Medley 8015 |  | MEDLEY PCU W/NETWORK *MEMORIAL HERMANN* |  |  | CONTROLLERINFUSIONPUMP-Alaris-Medley 8015 | [6 empty] | Verified as Rental |  |  | MHHS-Katy
NO | YES |  |  |  | FFP1865 |  | CAREFUSION | 8015M |  |  | Rental | MHHS-Katy |  |  |  | FFP1865 |  | Katy |  | Rental | [7 empty] | CONTROLLERINFUSIONPUMP-Alaris-Medley 8015 |  | MEDLEY PCU W/NETWORK *MEMORIAL HERMANN* |  |  | CONTROLLERINFUSIONPUMP-Alaris-Medley 8015 | [6 empty] | Verified as Rental |  |  | MHHS-Katy
NO | YES |  |  |  | FFP1872 |  | CAREFUSION | 8015M |  |  | Rental | MHHS-Katy |  |  |  | FFP1872 |  | Katy |  | Rental | [7 empty] | CONTROLLERINFUSIONPUMP-Alaris-Medley 8015 |  | MEDLEY PCU W/NETWORK *MEMORIAL HERMANN* |  |  | CONTROLLERINFUSIONPUMP-Alaris-Medley 8015 | [6 empty] | Verified as Rental |  |  | MHHS-Katy
NO | YES |  |  |  | FFP1874 |  | CAREFUSION | 8015M |  |  | Rental | MHHS-Katy |  |  |  | FFP1874 |  | Katy |  | Rental | [7 empty] | CONTROLLERINFUSIONPUMP-Alaris-Medley 8015 |  | MEDLEY PCU W/NETWORK *MEMORIAL HERMANN* |  |  | CONTROLLERINFUSIONPUMP-Alaris-Medley 8015 | [6 empty] | Verified as Rental |  |  | MHHS-Katy
NO | YES |  |  |  | FFP1876 |  | CAREFUSION | 8015M |  |  | Rental | MHHS-Katy |  |  |  | FFP1876 |  | Katy |  | Rental | [7 empty] | CONTROLLERINFUSIONPUMP-Alaris-Medley 8015 |  | MEDLEY PCU W/NETWORK *MEMORIAL HERMANN* |  |  | CONTROLLERINFUSIONPUMP-Alaris-Medley 8015 | [6 empty] | Verified as Rental |  |  | MHHS-Katy
NO | YES |  |  |  | FFP1888 |  | CAREFUSION | 8015M |  |  | Rental | MHHS-Katy |  |  |  | FFP1888 |  | Katy |  | Rental | [7 empty] | CONTROLLERINFUSIONPUMP-Alaris-Medley 8015 |  | MEDLEY PCU W/NETWORK *MEMORIAL HERMANN* |  |  | CONTROLLERINFUSIONPUMP-Alaris-Medley 8015 | [6 empty] | Verified as Rental |  |  | MHHS-Katy
NO | YES |  |  |  | FFP1931 |  | CAREFUSION | 8015M |  |  | Rental | MHHS-Katy |  |  |  | FFP1931 |  | Katy |  | Rental | [7 empty] | CONTROLLERINFUSIONPUMP-Alaris-Medley 8015 |  | MEDLEY PCU W/NETWORK *MEMORIAL HERMANN* |  |  | CONTROLLERINFUSIONPUMP-Alaris-Medley 8015 | [6 empty] | Verified as Rental |  |  | MHHS-Katy
NO | YES |  |  |  | FFP1938 |  | CAREFUSION | 8015M |  |  | Rental | MHHS-Katy |  |  |  | FFP1938 |  | Katy |  | Rental | [7 empty] | CONTROLLERINFUSIONPUMP-Alaris-Medley 8015 |  | MEDLEY PCU W/NETWORK *MEMORIAL HERMANN* |  |  | CONTROLLERINFUSIONPUMP-Alaris-Medley 8015 | [6 empty] | Verified as Rental |  |  | MHHS-Katy
NO | YES |  |  |  | FFP1945 |  | CAREFUSION | 8015M |  |  | Rental | MHHS-Katy |  |  |  | FFP1945 |  | Katy |  | Rental | [7 empty] | CONTROLLERINFUSIONPUMP-Alaris-Medley 8015 |  | MEDLEY PCU W/NETWORK *MEMORIAL HERMANN* |  |  | CONTROLLERINFUSIONPUMP-Alaris-Medley 8015 | [6 empty] | Verified as Rental |  |  | MHHS-Katy
NO | YES |  |  |  | FFP1948 |  | CAREFUSION | 8015M |  |  | Rental | MHHS-Katy |  |  |  | FFP1948 |  | Katy |  | Rental | [7 empty] | CONTROLLERINFUSIONPUMP-Alaris-Medley 8015 |  | MEDLEY PCU W/NETWORK *MEMORIAL HERMANN* |  |  | CONTROLLERINFUSIONPUMP-Alaris-Medley 8015 | [6 empty] | Verified as Rental |  |  | MHHS-Katy
NO | YES |  |  |  | FFP1960 |  | CAREFUSION | 8015M |  |  | Rental | MHHS-Katy |  |  |  | FFP1960 |  | Katy |  | Rental | [7 empty] | CONTROLLERINFUSIONPUMP-Alaris-Medley 8015 |  | MEDLEY PCU W/NETWORK *MEMORIAL HERMANN* |  |  | CONTROLLERINFUSIONPUMP-Alaris-Medley 8015 | [6 empty] | Verified as Rental |  |  | MHHS-Katy
NO | YES |  |  |  | FFP1971 |  | CAREFUSION | 8015M |  |  | Rental | MHHS-Katy |  |  |  | FFP1971 |  | Katy |  | Rental | [7 empty] | CONTROLLERINFUSIONPUMP-Alaris-Medley 8015 |  | MEDLEY PCU W/NETWORK *MEMORIAL HERMANN* |  |  | CONTROLLERINFUSIONPUMP-Alaris-Medley 8015 | [6 empty] | Verified as Rental |  |  | MHHS-Katy
NO | YES |  |  |  | FFP1988 |  | CAREFUSION | 8015M |  |  | Rental | MHHS-Katy |  |  |  | FFP1988 |  | Katy |  | Rental | [7 empty] | CONTROLLERINFUSIONPUMP-Alaris-Medley 8015 |  | MEDLEY PCU W/NETWORK *MEMORIAL HERMANN* |  |  | CONTROLLERINFUSIONPUMP-Alaris-Medley 8015 | [6 empty] | Verified as Rental |  |  | MHHS-Katy
NO | YES |  |  |  | FFP1992 |  | CAREFUSION | 8015M |  |  | Rental | MHHS-Katy |  |  |  | FFP1992 |  | Katy |  | Rental | [7 empty] | CONTROLLERINFUSIONPUMP-Alaris-Medley 8015 |  | MEDLEY PCU W/NETWORK *MEMORIAL HERMANN* |  |  | CONTROLLERINFUSIONPUMP-Alaris-Medley 8015 | [6 empty] | Verified as Rental |  |  | MHHS-Katy
NO | YES |  |  |  | FFP2006 |  | CAREFUSION | 8015M |  |  | Rental | MHHS-Katy |  |  |  | FFP2006 |  | Katy |  | Rental | [7 empty] | CONTROLLERINFUSIONPUMP-Alaris-Medley 8015 |  | MEDLEY PCU W/NETWORK *MEMORIAL HERMANN* |  |  | CONTROLLERINFUSIONPUMP-Alaris-Medley 8015 | [6 empty] | Verified as Rental |  |  | MHHS-Katy
NO | YES |  |  |  | FFP2025 |  | CAREFUSION | 8015M |  |  | Rental | MHHS-Katy |  |  |  | FFP2025 |  | Katy |  | Rental | [7 empty] | CONTROLLERINFUSIONPUMP-Alaris-Medley 8015 |  | MEDLEY PCU W/NETWORK *MEMORIAL HERMANN* |  |  | CONTROLLERINFUSIONPUMP-Alaris-Medley 8015 | [6 empty] | Verified as Rental |  |  | MHHS-Katy
NO | YES |  |  |  | FFP2048 |  | CAREFUSION | 8015M |  |  | Rental | MHHS-Katy |  |  |  | FFP2048 |  | Katy |  | Rental | [7 empty] | CONTROLLERINFUSIONPUMP-Alaris-Medley 8015 |  | MEDLEY PCU W/NETWORK *MEMORIAL HERMANN* |  |  | CONTROLLERINFUSIONPUMP-Alaris-Medley 8015 | [6 empty] | Verified as Rental |  |  | MHHS-Katy
NO | YES |  |  |  | FFP2051 |  | CAREFUSION | 8015M |  |  | Rental | MHHS-Katy |  |  |  | FFP2051 |  | Katy |  | Rental | [7 empty] | CONTROLLERINFUSIONPUMP-Alaris-Medley 8015 |  | MEDLEY PCU W/NETWORK *MEMORIAL HERMANN* |  |  | CONTROLLERINFUSIONPUMP-Alaris-Medley 8015 | [6 empty] | Verified as Rental |  |  | MHHS-Katy
NO | YES |  |  |  | FFP2055 |  | CAREFUSION | 8015M |  |  | Rental | MHHS-Katy |  |  |  | FFP2055 |  | Katy |  | Rental | [7 empty] | CONTROLLERINFUSIONPUMP-Alaris-Medley 8015 |  | MEDLEY PCU W/NETWORK *MEMORIAL HERMANN* |  |  | CONTROLLERINFUSIONPUMP-Alaris-Medley 8015 | [6 empty] | Verified as Rental |  |  | MHHS-Katy
NO | YES |  |  |  | FFP2058 |  | CAREFUSION | 8015M |  |  | Rental | MHHS-Katy |  |  |  | FFP2058 |  | Katy |  | Rental | [7 empty] | CONTROLLERINFUSIONPUMP-Alaris-Medley 8015 |  | MEDLEY PCU W/NETWORK *MEMORIAL HERMANN* |  |  | CONTROLLERINFUSIONPUMP-Alaris-Medley 8015 | [6 empty] | Verified as Rental |  |  | MHHS-Katy
NO | YES |  |  |  | FFP2079 |  | CAREFUSION | 8015M |  |  | Rental | MHHS-Katy |  |  |  | FFP2079 |  | Katy |  | Rental | [7 empty] | CONTROLLERINFUSIONPUMP-Alaris-Medley 8015 |  | MEDLEY PCU W/NETWORK *MEMORIAL HERMANN* |  |  | CONTROLLERINFUSIONPUMP-Alaris-Medley 8015 | [6 empty] | Verified as Rental |  |  | MHHS-Katy
NO | YES |  |  |  | FFP2096 |  | CAREFUSION | 8015M |  |  | Rental | MHHS-Katy |  |  |  | FFP2096 |  | Katy |  | Rental | [7 empty] | CONTROLLERINFUSIONPUMP-Alaris-Medley 8015 |  | MEDLEY PCU W/NETWORK *MEMORIAL HERMANN* |  |  | CONTROLLERINFUSIONPUMP-Alaris-Medley 8015 | [6 empty] | Verified as Rental |  |  | MHHS-Katy
NO | YES |  |  |  | FFP2131 |  | CAREFUSION | 8015M |  |  | Rental | MHHS-Katy |  |  |  | FFP2131 |  | Katy |  | Rental | [7 empty] | CONTROLLERINFUSIONPUMP-Alaris-Medley 8015 |  | MEDLEY PCU W/NETWORK *MEMORIAL HERMANN* |  |  | CONTROLLERINFUSIONPUMP-Alaris-Medley 8015 | [6 empty] | Verified as Rental |  |  | MHHS-Katy
NO | YES |  |  |  | FFP2144 |  | CAREFUSION | 8015M |  |  | Rental | MHHS-Katy |  |  |  | FFP2144 |  | Katy |  | Rental | [7 empty] | CONTROLLERINFUSIONPUMP-Alaris-Medley 8015 |  | MEDLEY PCU W/NETWORK *MEMORIAL HERMANN* |  |  | CONTROLLERINFUSIONPUMP-Alaris-Medley 8015 | [6 empty] | Verified as Rental |  |  | MHHS-Katy
NO | YES |  |  |  | FFP2148 |  | CAREFUSION | 8015M |  |  | Rental | MHHS-Katy |  |  |  | FFP2148 |  | Katy |  | Rental | [7 empty] | CONTROLLERINFUSIONPUMP-Alaris-Medley 8015 |  | MEDLEY PCU W/NETWORK *MEMORIAL HERMANN* |  |  | CONTROLLERINFUSIONPUMP-Alaris-Medley 8015 | [6 empty] | Verified as Rental |  |  | MHHS-Katy
NO | YES |  |  |  | FFP2149 |  | CAREFUSION | 8015M |  |  | Rental | MHHS-Katy |  |  |  | FFP2149 |  | Katy |  | Rental | [7 empty] | CONTROLLERINFUSIONPUMP-Alaris-Medley 8015 |  | MEDLEY PCU W/NETWORK *MEMORIAL HERMANN* |  |  | CONTROLLERINFUSIONPUMP-Alaris-Medley 8015 | [6 empty] | Verified as Rental |  |  | MHHS-Katy
NO | YES |  |  |  | FFP2173 |  | CAREFUSION | 8015M |  |  | Rental | MHHS-Katy |  |  |  | FFP2173 |  | Katy |  | Rental | [7 empty] | CONTROLLERINFUSIONPUMP-Alaris-Medley 8015 |  | MEDLEY PCU W/NETWORK *MEMORIAL HERMANN* |  |  | CONTROLLERINFUSIONPUMP-Alaris-Medley 8015 | [6 empty] | Verified as Rental |  |  | MHHS-Katy
NO | YES |  |  |  | FFP2217 |  | CAREFUSION | 8015M |  |  | Rental | MHHS-Katy |  |  |  | FFP2217 |  | Katy |  | Rental | [7 empty] | CONTROLLERINFUSIONPUMP-Alaris-Medley 8015 |  | MEDLEY PCU W/NETWORK *MEMORIAL HERMANN* |  |  | CONTROLLERINFUSIONPUMP-Alaris-Medley 8015 | [6 empty] | Verified as Rental |  |  | MHHS-Katy
NO | YES |  |  |  | FFP2233 |  | CAREFUSION | 8015M |  |  | Rental | MHHS-Katy |  |  |  | FFP2233 |  | Katy |  | Rental | [7 empty] | CONTROLLERINFUSIONPUMP-Alaris-Medley 8015 |  | MEDLEY PCU W/NETWORK *MEMORIAL HERMANN* |  |  | CONTROLLERINFUSIONPUMP-Alaris-Medley 8015 | [6 empty] | Verified as Rental |  |  | MHHS-Katy
NO | YES |  |  |  | FFP2243 |  | CAREFUSION | 8015M |  |  | Rental | MHHS-Katy |  |  |  | FFP2243 |  | Katy |  | Rental | [7 empty] | CONTROLLERINFUSIONPUMP-Alaris-Medley 8015 |  | MEDLEY PCU W/NETWORK *MEMORIAL HERMANN* |  |  | CONTROLLERINFUSIONPUMP-Alaris-Medley 8015 | [6 empty] | Verified as Rental |  |  | MHHS-Katy
NO | YES |  |  |  | FFP2327 |  | CAREFUSION | 8015M |  |  | Rental | MHHS-Katy |  |  |  | FFP2327 |  | Katy |  | Rental | [7 empty] | CONTROLLERINFUSIONPUMP-Alaris-Medley 8015 |  | MEDLEY PCU W/NETWORK *MEMORIAL HERMANN* |  |  | CONTROLLERINFUSIONPUMP-Alaris-Medley 8015 | [6 empty] | Verified as Rental |  |  | MHHS-Katy
NO | YES |  |  |  | FFP2384 |  | CAREFUSION | 8015M |  |  | Rental | MHHS-Katy |  |  |  | FFP2384 |  | Katy |  | Rental | [7 empty] | CONTROLLERINFUSIONPUMP-Alaris-Medley 8015 |  | MEDLEY PCU W/NETWORK *MEMORIAL HERMANN* |  |  | CONTROLLERINFUSIONPUMP-Alaris-Medley 8015 | [6 empty] | Verified as Rental |  |  | MHHS-Katy
NO | YES |  |  |  | FFP2417 |  | CAREFUSION | 8015M |  |  | Rental | MHHS-Katy |  |  |  | FFP2417 |  | Katy |  | Rental | [7 empty] | CONTROLLERINFUSIONPUMP-Alaris-Medley 8015 |  | MEDLEY PCU W/NETWORK *MEMORIAL HERMANN* |  |  | CONTROLLERINFUSIONPUMP-Alaris-Medley 8015 | [6 empty] | Verified as Rental |  |  | MHHS-Katy
NO | YES |  |  |  | FFP2430 |  | CAREFUSION | 8015M |  |  | Rental | MHHS-Katy |  |  |  | FFP2430 |  | Katy |  | Rental | [7 empty] | CONTROLLERINFUSIONPUMP-Alaris-Medley 8015 |  | MEDLEY PCU W/NETWORK *MEMORIAL HERMANN* |  |  | CONTROLLERINFUSIONPUMP-Alaris-Medley 8015 | [6 empty] | Verified as Rental |  |  | MHHS-Katy
NO | YES |  |  |  | FFP2452 |  | CAREFUSION | 8015M |  |  | Rental | MHHS-Katy |  |  |  | FFP2452 |  | Katy |  | Rental | [7 empty] | CONTROLLERINFUSIONPUMP-Alaris-Medley 8015 |  | MEDLEY PCU W/NETWORK *MEMORIAL HERMANN* |  |  | CONTROLLERINFUSIONPUMP-Alaris-Medley 8015 | [6 empty] | Verified as Rental |  |  | MHHS-Katy
NO | YES |  |  |  | FFP2457 |  | CAREFUSION | 8015M |  |  | Rental | MHHS-Katy |  |  |  | FFP2457 |  | Katy |  | Rental | [7 empty] | CONTROLLERINFUSIONPUMP-Alaris-Medley 8015 |  | MEDLEY PCU W/NETWORK *MEMORIAL HERMANN* |  |  | CONTROLLERINFUSIONPUMP-Alaris-Medley 8015 | [6 empty] | Verified as Rental |  |  | MHHS-Katy
NO | YES |  |  |  | FFP2467 |  | CAREFUSION | 8015M |  |  | Rental | MHHS-Katy |  |  |  | FFP2467 |  | Katy |  | Rental | [7 empty] | CONTROLLERINFUSIONPUMP-Alaris-Medley 8015 |  | MEDLEY PCU W/NETWORK *MEMORIAL HERMANN* |  |  | CONTROLLERINFUSIONPUMP-Alaris-Medley 8015 | [6 empty] | Verified as Rental |  |  | MHHS-Katy
NO | YES |  |  |  | FFP2475 |  | CAREFUSION | 8015M |  |  | Rental | MHHS-Katy |  |  |  | FFP2475 |  | Katy |  | Rental | [7 empty] | CONTROLLERINFUSIONPUMP-Alaris-Medley 8015 |  | MEDLEY PCU W/NETWORK *MEMORIAL HERMANN* |  |  | CONTROLLERINFUSIONPUMP-Alaris-Medley 8015 | [6 empty] | Verified as Rental |  |  | MHHS-Katy
NO | YES |  |  |  | FFP2488 |  | CAREFUSION | 8015M |  |  | Rental | MHHS-Katy |  |  |  | FFP2488 |  | Katy |  | Rental | [7 empty] | CONTROLLERINFUSIONPUMP-Alaris-Medley 8015 |  | MEDLEY PCU W/NETWORK *MEMORIAL HERMANN* |  |  | CONTROLLERINFUSIONPUMP-Alaris-Medley 8015 | [6 empty] | Verified as Rental |  |  | MHHS-Katy
NO | YES |  |  |  | FFP2519 |  | CAREFUSION | 8015M |  |  | Rental | MHHS-Katy |  |  |  | FFP2519 |  | Katy |  | Rental | [7 empty] | CONTROLLERINFUSIONPUMP-Alaris-Medley 8015 |  | MEDLEY PCU W/NETWORK *MEMORIAL HERMANN* |  |  | CONTROLLERINFUSIONPUMP-Alaris-Medley 8015 | [6 empty] | Verified as Rental |  |  | MHHS-Katy
NO | YES |  |  |  | FFP2539 |  | CAREFUSION | 8015M |  |  | Rental | MHHS-Katy |  |  |  | FFP2539 |  | Katy |  | Rental | [7 empty] | CONTROLLERINFUSIONPUMP-Alaris-Medley 8015 |  | MEDLEY PCU W/NETWORK *MEMORIAL HERMANN* |  |  | CONTROLLERINFUSIONPUMP-Alaris-Medley 8015 | [6 empty] | Verified as Rental |  |  | MHHS-Katy
NO | YES |  |  |  | FFP2541 |  | CAREFUSION | 8015M |  |  | Rental | MHHS-Katy |  |  |  | FFP2541 |  | Katy |  | Rental | [7 empty] | CONTROLLERINFUSIONPUMP-Alaris-Medley 8015 |  | MEDLEY PCU W/NETWORK *MEMORIAL HERMANN* |  |  | CONTROLLERINFUSIONPUMP-Alaris-Medley 8015 | [6 empty] | Verified as Rental |  |  | MHHS-Katy
NO | YES |  |  |  | FFP2583 |  | CAREFUSION | 8015M |  |  | Rental | MHHS-Katy |  |  |  | FFP2583 |  | Katy |  | Rental | [7 empty] | CONTROLLERINFUSIONPUMP-Alaris-Medley 8015 |  | MEDLEY PCU W/NETWORK *MEMORIAL HERMANN* |  |  | CONTROLLERINFUSIONPUMP-Alaris-Medley 8015 | [6 empty] | Verified as Rental |  |  | MHHS-Katy
NO | YES |  |  |  | FFP2589 |  | CAREFUSION | 8015M |  |  | Rental | MHHS-Katy |  |  |  | FFP2589 |  | Katy |  | Rental | [7 empty] | CONTROLLERINFUSIONPUMP-Alaris-Medley 8015 |  | MEDLEY PCU W/NETWORK *MEMORIAL HERMANN* |  |  | CONTROLLERINFUSIONPUMP-Alaris-Medley 8015 | [6 empty] | Verified as Rental |  |  | MHHS-Katy
NO | YES |  |  |  | FFP2604 |  | CAREFUSION | 8015M |  |  | Rental | MHHS-Katy |  |  |  | FFP2604 |  | Katy |  | Rental | [7 empty] | CONTROLLERINFUSIONPUMP-Alaris-Medley 8015 |  | MEDLEY PCU W/NETWORK *MEMORIAL HERMANN* |  |  | CONTROLLERINFUSIONPUMP-Alaris-Medley 8015 | [6 empty] | Verified as Rental |  |  | MHHS-Katy
NO | YES |  |  |  | FFP2609 |  | CAREFUSION | 8015M |  |  | Rental | MHHS-Katy |  |  |  | FFP2609 |  | Katy |  | Rental | [7 empty] | CONTROLLERINFUSIONPUMP-Alaris-Medley 8015 |  | MEDLEY PCU W/NETWORK *MEMORIAL HERMANN* |  |  | CONTROLLERINFUSIONPUMP-Alaris-Medley 8015 | [6 empty] | Verified as Rental |  |  | MHHS-Katy
NO | YES |  |  |  | FFP2634 |  | CAREFUSION | 8015M |  |  | Rental | MHHS-Katy |  |  |  | FFP2634 |  | Katy |  | Rental | [7 empty] | CONTROLLERINFUSIONPUMP-Alaris-Medley 8015 |  | MEDLEY PCU W/NETWORK *MEMORIAL HERMANN* |  |  | CONTROLLERINFUSIONPUMP-Alaris-Medley 8015 | [6 empty] | Verified as Rental |  |  | MHHS-Katy
NO | YES |  |  |  | FFP2642 |  | CAREFUSION | 8015M |  |  | Rental | MHHS-Katy |  |  |  | FFP2642 |  | Katy |  | Rental | [7 empty] | CONTROLLERINFUSIONPUMP-Alaris-Medley 8015 |  | MEDLEY PCU W/NETWORK *MEMORIAL HERMANN* |  |  | CONTROLLERINFUSIONPUMP-Alaris-Medley 8015 | [6 empty] | Verified as Rental |  |  | MHHS-Katy
NO | YES |  |  |  | FFP2676 |  | CAREFUSION | 8015M |  |  | Rental | MHHS-Katy |  |  |  | FFP2676 |  | Katy |  | Rental | [7 empty] | CONTROLLERINFUSIONPUMP-Alaris-Medley 8015 |  | MEDLEY PCU W/NETWORK *MEMORIAL HERMANN* |  |  | CONTROLLERINFUSIONPUMP-Alaris-Medley 8015 | [6 empty] | Verified as Rental |  |  | MHHS-Katy
NO | YES |  |  |  | FFP2691 |  | CAREFUSION | 8015M |  |  | Rental | MHHS-Katy |  |  |  | FFP2691 |  | Katy |  | Rental | [7 empty] | CONTROLLERINFUSIONPUMP-Alaris-Medley 8015 |  | MEDLEY PCU W/NETWORK *MEMORIAL HERMANN* |  |  | CONTROLLERINFUSIONPUMP-Alaris-Medley 8015 | [6 empty] | Verified as Rental |  |  | MHHS-Katy
NO | YES |  |  |  | FFP2697 |  | CAREFUSION | 8015M |  |  | Rental | MHHS-Katy |  |  |  | FFP2697 |  | Katy |  | Rental | [7 empty] | CONTROLLERINFUSIONPUMP-Alaris-Medley 8015 |  | MEDLEY PCU W/NETWORK *MEMORIAL HERMANN* |  |  | CONTROLLERINFUSIONPUMP-Alaris-Medley 8015 | [6 empty] | Verified as Rental |  |  | MHHS-Katy
NO | YES |  |  |  | FFP2709 |  | CAREFUSION | 8015M |  |  | Rental | MHHS-Katy |  |  |  | FFP2709 |  | Katy |  | Rental | [7 empty] | CONTROLLERINFUSIONPUMP-Alaris-Medley 8015 |  | MEDLEY PCU W/NETWORK *MEMORIAL HERMANN* |  |  | CONTROLLERINFUSIONPUMP-Alaris-Medley 8015 | [6 empty] | Verified as Rental |  |  | MHHS-Katy
NO | YES |  |  |  | FFP2714 |  | CAREFUSION | 8015M |  |  | Rental | MHHS-Katy |  |  |  | FFP2714 |  | Katy |  | Rental | [7 empty] | CONTROLLERINFUSIONPUMP-Alaris-Medley 8015 |  | MEDLEY PCU W/NETWORK *MEMORIAL HERMANN* |  |  | CONTROLLERINFUSIONPUMP-Alaris-Medley 8015 | [6 empty] | Verified as Rental |  |  | MHHS-Katy
NO | YES |  |  |  | FFP2716 |  | CAREFUSION | 8015M |  |  | Rental | MHHS-Katy |  |  |  | FFP2716 |  | Katy |  | Rental | [7 empty] | CONTROLLERINFUSIONPUMP-Alaris-Medley 8015 |  | MEDLEY PCU W/NETWORK *MEMORIAL HERMANN* |  |  | CONTROLLERINFUSIONPUMP-Alaris-Medley 8015 | [6 empty] | Verified as Rental |  |  | MHHS-Katy
NO | YES |  |  |  | FFP2724 |  | CAREFUSION | 8015M |  |  | Rental | MHHS-Katy |  |  |  | FFP2724 |  | Katy |  | Rental | [7 empty] | CONTROLLERINFUSIONPUMP-Alaris-Medley 8015 |  | MEDLEY PCU W/NETWORK *MEMORIAL HERMANN* |  |  | CONTROLLERINFUSIONPUMP-Alaris-Medley 8015 | [6 empty] | Verified as Rental |  |  | MHHS-Katy
NO | YES |  |  |  | FFP2756 |  | CAREFUSION | 8015M |  |  | Rental | MHHS-Katy |  |  |  | FFP2756 |  | Katy |  | Rental | [7 empty] | CONTROLLERINFUSIONPUMP-Alaris-Medley 8015 |  | MEDLEY PCU W/NETWORK *MEMORIAL HERMANN* |  |  | CONTROLLERINFUSIONPUMP-Alaris-Medley 8015 | [6 empty] | Verified as Rental |  |  | MHHS-Katy
NO | YES |  |  |  | FFP2780 |  | CAREFUSION | 8015M |  |  | Rental | MHHS-Katy |  |  |  | FFP2780 |  | Katy |  | Rental | [7 empty] | CONTROLLERINFUSIONPUMP-Alaris-Medley 8015 |  | MEDLEY PCU W/NETWORK *MEMORIAL HERMANN* |  |  | CONTROLLERINFUSIONPUMP-Alaris-Medley 8015 | [6 empty] | Verified as Rental |  |  | MHHS-Katy
NO | YES |  |  |  | FFP2805 |  | CAREFUSION | 8015M |  |  | Rental | MHHS-Katy |  |  |  | FFP2805 |  | Katy |  | Rental | [7 empty] | CONTROLLERINFUSIONPUMP-Alaris-Medley 8015 |  | MEDLEY PCU W/NETWORK *MEMORIAL HERMANN* |  |  | CONTROLLERINFUSIONPUMP-Alaris-Medley 8015 | [6 empty] | Verified as Rental |  |  | MHHS-Katy
NO | YES |  |  |  | FFP2806 |  | CAREFUSION | 8015M |  |  | Rental | MHHS-Katy |  |  |  | FFP2806 |  | Katy |  | Rental | [7 empty] | CONTROLLERINFUSIONPUMP-Alaris-Medley 8015 |  | MEDLEY PCU W/NETWORK *MEMORIAL HERMANN* |  |  | CONTROLLERINFUSIONPUMP-Alaris-Medley 8015 | [6 empty] | Verified as Rental |  |  | MHHS-Katy
NO | YES |  |  |  | FFP2822 |  | CAREFUSION | 8015M |  |  | Rental | MHHS-Katy |  |  |  | FFP2822 |  | Katy |  | Rental | [7 empty] | CONTROLLERINFUSIONPUMP-Alaris-Medley 8015 |  | MEDLEY PCU W/NETWORK *MEMORIAL HERMANN* |  |  | CONTROLLERINFUSIONPUMP-Alaris-Medley 8015 | [6 empty] | Verified as Rental |  |  | MHHS-Katy
NO | YES |  |  |  | FFP2837 |  | CAREFUSION | 8015M |  |  | Rental | MHHS-Katy |  |  |  | FFP2837 |  | Katy |  | Rental | [7 empty] | CONTROLLERINFUSIONPUMP-Alaris-Medley 8015 |  | MEDLEY PCU W/NETWORK *MEMORIAL HERMANN* |  |  | CONTROLLERINFUSIONPUMP-Alaris-Medley 8015 | [6 empty] | Verified as Rental |  |  | MHHS-Katy
NO | YES |  |  |  | FFP2842 |  | CAREFUSION | 8015M |  |  | Rental | MHHS-Katy |  |  |  | FFP2842 |  | Katy |  | Rental | [7 empty] | CONTROLLERINFUSIONPUMP-Alaris-Medley 8015 |  | MEDLEY PCU W/NETWORK *MEMORIAL HERMANN* |  |  | CONTROLLERINFUSIONPUMP-Alaris-Medley 8015 | [6 empty] | Verified as Rental |  |  | MHHS-Katy
NO | YES |  |  |  | FFP2844 |  | CAREFUSION | 8015M |  |  | Rental | MHHS-Katy |  |  |  | FFP2844 |  | Katy |  | Rental | [7 empty] | CONTROLLERINFUSIONPUMP-Alaris-Medley 8015 |  | MEDLEY PCU W/NETWORK *MEMORIAL HERMANN* |  |  | CONTROLLERINFUSIONPUMP-Alaris-Medley 8015 | [6 empty] | Verified as Rental |  |  | MHHS-Katy
NO | YES |  |  |  | FFP2881 |  | CAREFUSION | 8015M |  |  | Rental | MHHS-Katy |  |  |  | FFP2881 |  | Katy |  | Rental | [7 empty] | CONTROLLERINFUSIONPUMP-Alaris-Medley 8015 |  | MEDLEY PCU W/NETWORK *MEMORIAL HERMANN* |  |  | CONTROLLERINFUSIONPUMP-Alaris-Medley 8015 | [6 empty] | Verified as Rental |  |  | MHHS-Katy
NO | YES |  |  |  | FFP3006 |  | CAREFUSION | 8015M |  |  | Rental | MHHS-Katy |  |  |  | FFP3006 |  | Katy |  | Rental | [7 empty] | CONTROLLERINFUSIONPUMP-Alaris-Medley 8015 |  | MEDLEY PCU W/NETWORK *MEMORIAL HERMANN* |  |  | CONTROLLERINFUSIONPUMP-Alaris-Medley 8015 | [6 empty] | Verified as Rental |  |  | MHHS-Katy
NO | YES |  |  |  | FFP3008 |  | CAREFUSION | 8015M |  |  | Rental | MHHS-Katy |  |  |  | FFP3008 |  | Katy |  | Rental | [7 empty] | CONTROLLERINFUSIONPUMP-Alaris-Medley 8015 |  | MEDLEY PCU W/NETWORK *MEMORIAL HERMANN* |  |  | CONTROLLERINFUSIONPUMP-Alaris-Medley 8015 | [6 empty] | Verified as Rental |  |  | MHHS-Katy
NO | YES |  |  |  | FFP3011 |  | CAREFUSION | 8015M |  |  | Rental | MHHS-Katy |  |  |  | FFP3011 |  | Katy |  | Rental | [7 empty] | CONTROLLERINFUSIONPUMP-Alaris-Medley 8015 |  | MEDLEY PCU W/NETWORK *MEMORIAL HERMANN* |  |  | CONTROLLERINFUSIONPUMP-Alaris-Medley 8015 | [6 empty] | Verified as Rental |  |  | MHHS-Katy
NO | YES |  |  |  | FFP3023 |  | CAREFUSION | 8015M |  |  | Rental | MHHS-Katy |  |  |  | FFP3023 |  | Katy |  | Rental | [7 empty] | CONTROLLERINFUSIONPUMP-Alaris-Medley 8015 |  | MEDLEY PCU W/NETWORK *MEMORIAL HERMANN* |  |  | CONTROLLERINFUSIONPUMP-Alaris-Medley 8015 | [6 empty] | Verified as Rental |  |  | MHHS-Katy
NO | YES |  |  |  | FFP3036 |  | CAREFUSION | 8015M |  |  | Rental | MHHS-Katy |  |  |  | FFP3036 |  | Katy |  | Rental | [7 empty] | CONTROLLERINFUSIONPUMP-Alaris-Medley 8015 |  | MEDLEY PCU W/NETWORK *MEMORIAL HERMANN* |  |  | CONTROLLERINFUSIONPUMP-Alaris-Medley 8015 | [6 empty] | Verified as Rental |  |  | MHHS-Katy
NO | YES |  |  |  | FFP3099 |  | CAREFUSION | 8015M |  |  | Rental | MHHS-Katy |  |  |  | FFP3099 |  | Katy |  | Rental | [7 empty] | CONTROLLERINFUSIONPUMP-Alaris-Medley 8015 |  | MEDLEY PCU W/NETWORK *MEMORIAL HERMANN* |  |  | CONTROLLERINFUSIONPUMP-Alaris-Medley 8015 | [6 empty] | Verified as Rental |  |  | MHHS-Katy
NO | YES |  |  |  | FFP3108 |  | CAREFUSION | 8015M |  |  | Rental | MHHS-Katy |  |  |  | FFP3108 |  | Katy |  | Rental | [7 empty] | CONTROLLERINFUSIONPUMP-Alaris-Medley 8015 |  | MEDLEY PCU W/NETWORK *MEMORIAL HERMANN* |  |  | CONTROLLERINFUSIONPUMP-Alaris-Medley 8015 | [6 empty] | Verified as Rental |  |  | MHHS-Katy
NO | YES |  |  |  | FFP3133 |  | CAREFUSION | 8015M |  |  | Rental | MHHS-Katy |  |  |  | FFP3133 |  | Katy |  | Rental | [7 empty] | CONTROLLERINFUSIONPUMP-Alaris-Medley 8015 |  | MEDLEY PCU W/NETWORK *MEMORIAL HERMANN* |  |  | CONTROLLERINFUSIONPUMP-Alaris-Medley 8015 | [6 empty] | Verified as Rental |  |  | MHHS-Katy
NO | YES |  |  |  | FFP3140 |  | CAREFUSION | 8015M |  |  | Rental | MHHS-Katy |  |  |  | FFP3140 |  | Katy |  | Rental | [7 empty] | CONTROLLERINFUSIONPUMP-Alaris-Medley 8015 |  | MEDLEY PCU W/NETWORK *MEMORIAL HERMANN* |  |  | CONTROLLERINFUSIONPUMP-Alaris-Medley 8015 | [6 empty] | Verified as Rental |  |  | MHHS-Katy
NO | YES |  |  |  | FFP3150 |  | CAREFUSION | 8015M |  |  | Rental | MHHS-Katy |  |  |  | FFP3150 |  | Katy |  | Rental | [7 empty] | CONTROLLERINFUSIONPUMP-Alaris-Medley 8015 |  | MEDLEY PCU W/NETWORK *MEMORIAL HERMANN* |  |  | CONTROLLERINFUSIONPUMP-Alaris-Medley 8015 | [6 empty] | Verified as Rental |  |  | MHHS-Katy
NO | YES |  |  |  | FFP3161 |  | CAREFUSION | 8015M |  |  | Rental | MHHS-Katy |  |  |  | FFP3161 |  | Katy |  | Rental | [7 empty] | CONTROLLERINFUSIONPUMP-Alaris-Medley 8015 |  | MEDLEY PCU W/NETWORK *MEMORIAL HERMANN* |  |  | CONTROLLERINFUSIONPUMP-Alaris-Medley 8015 | [6 empty] | Verified as Rental |  |  | MHHS-Katy
NO | YES |  |  |  | FFP3163 |  | CAREFUSION | 8015M |  |  | Rental | MHHS-Katy |  |  |  | FFP3163 |  | Katy |  | Rental | [7 empty] | CONTROLLERINFUSIONPUMP-Alaris-Medley 8015 |  | MEDLEY PCU W/NETWORK *MEMORIAL HERMANN* |  |  | CONTROLLERINFUSIONPUMP-Alaris-Medley 8015 | [6 empty] | Verified as Rental |  |  | MHHS-Katy
NO | YES |  |  |  | FFP3171 |  | CAREFUSION | 8015M |  |  | Rental | MHHS-Katy |  |  |  | FFP3171 |  | Katy |  | Rental | [7 empty] | CONTROLLERINFUSIONPUMP-Alaris-Medley 8015 |  | MEDLEY PCU W/NETWORK *MEMORIAL HERMANN* |  |  | CONTROLLERINFUSIONPUMP-Alaris-Medley 8015 | [6 empty] | Verified as Rental |  |  | MHHS-Katy
NO | YES |  |  |  | FFP3251 |  | CAREFUSION | 8015M |  |  | Rental | MHHS-Katy |  |  |  | FFP3251 |  | Katy |  | Rental | [7 empty] | CONTROLLERINFUSIONPUMP-Alaris-Medley 8015 |  | MEDLEY PCU W/NETWORK *MEMORIAL HERMANN* |  |  | CONTROLLERINFUSIONPUMP-Alaris-Medley 8015 | [6 empty] | Verified as Rental |  |  | MHHS-Katy
NO | YES |  |  |  | FFP3269 |  | CAREFUSION | 8015M |  |  | Rental | MHHS-Katy |  |  |  | FFP3269 |  | Katy |  | Rental | [7 empty] | CONTROLLERINFUSIONPUMP-Alaris-Medley 8015 |  | MEDLEY PCU W/NETWORK *MEMORIAL HERMANN* |  |  | CONTROLLERINFUSIONPUMP-Alaris-Medley 8015 | [6 empty] | Verified as Rental |  |  | MHHS-Katy
NO | YES |  |  |  | FFP3278 |  | CAREFUSION | 8015M |  |  | Rental | MHHS-Katy |  |  |  | FFP3278 |  | Katy |  | Rental | [7 empty] | CONTROLLERINFUSIONPUMP-Alaris-Medley 8015 |  | MEDLEY PCU W/NETWORK *MEMORIAL HERMANN* |  |  | CONTROLLERINFUSIONPUMP-Alaris-Medley 8015 | [6 empty] | Verified as Rental |  |  | MHHS-Katy
NO | YES |  |  |  | FFP3283 |  | CAREFUSION | 8015M |  |  | Rental | MHHS-Katy |  |  |  | FFP3283 |  | Katy |  | Rental | [7 empty] | CONTROLLERINFUSIONPUMP-Alaris-Medley 8015 |  | MEDLEY PCU W/NETWORK *MEMORIAL HERMANN* |  |  | CONTROLLERINFUSIONPUMP-Alaris-Medley 8015 | [6 empty] | Verified as Rental |  |  | MHHS-Katy
NO | YES |  |  |  | FFP3322 |  | CAREFUSION | 8015M |  |  | Rental | MHHS-Katy |  |  |  | FFP3322 |  | Katy |  | Rental | [7 empty] | CONTROLLERINFUSIONPUMP-Alaris-Medley 8015 |  | MEDLEY PCU W/NETWORK *MEMORIAL HERMANN* |  |  | CONTROLLERINFUSIONPUMP-Alaris-Medley 8015 | [6 empty] | Verified as Rental |  |  | MHHS-Katy
NO | YES |  |  |  | FFP3323 |  | CAREFUSION | 8015M |  |  | Rental | MHHS-Katy |  |  |  | FFP3323 |  | Katy |  | Rental | [7 empty] | CONTROLLERINFUSIONPUMP-Alaris-Medley 8015 |  | MEDLEY PCU W/NETWORK *MEMORIAL HERMANN* |  |  | CONTROLLERINFUSIONPUMP-Alaris-Medley 8015 | [6 empty] | Verified as Rental |  |  | MHHS-Katy
NO | YES |  |  |  | FFP3332 |  | CAREFUSION | 8015M |  |  | Rental | MHHS-Katy |  |  |  | FFP3332 |  | Katy |  | Rental | [7 empty] | CONTROLLERINFUSIONPUMP-Alaris-Medley 8015 |  | MEDLEY PCU W/NETWORK *MEMORIAL HERMANN* |  |  | CONTROLLERINFUSIONPUMP-Alaris-Medley 8015 | [6 empty] | Verified as Rental |  |  | MHHS-Katy
NO | YES |  |  |  | FFP3337 |  | CAREFUSION | 8015M |  |  | Rental | MHHS-Katy |  |  |  | FFP3337 |  | Katy |  | Rental | [7 empty] | CONTROLLERINFUSIONPUMP-Alaris-Medley 8015 |  | MEDLEY PCU W/NETWORK *MEMORIAL HERMANN* |  |  | CONTROLLERINFUSIONPUMP-Alaris-Medley 8015 | [6 empty] | Verified as Rental |  |  | MHHS-Katy
NO | YES |  |  |  | FFP3375 |  | CAREFUSION | 8015M |  |  | Rental | MHHS-Katy |  |  |  | FFP3375 |  | Katy |  | Rental | [7 empty] | CONTROLLERINFUSIONPUMP-Alaris-Medley 8015 |  | MEDLEY PCU W/NETWORK *MEMORIAL HERMANN* |  |  | CONTROLLERINFUSIONPUMP-Alaris-Medley 8015 | [6 empty] | Verified as Rental |  |  | MHHS-Katy
NO | YES |  |  |  | FFP3398 |  | CAREFUSION | 8015M |  |  | Rental | MHHS-Katy |  |  |  | FFP3398 |  | Katy |  | Rental | [7 empty] | CONTROLLERINFUSIONPUMP-Alaris-Medley 8015 |  | MEDLEY PCU W/NETWORK *MEMORIAL HERMANN* |  |  | CONTROLLERINFUSIONPUMP-Alaris-Medley 8015 | [6 empty] | Verified as Rental |  |  | MHHS-Katy
NO | YES |  |  |  | FFP3403 |  | CAREFUSION | 8015M |  |  | Rental | MHHS-Katy |  |  |  | FFP3403 |  | Katy |  | Rental | [7 empty] | CONTROLLERINFUSIONPUMP-Alaris-Medley 8015 |  | MEDLEY PCU W/NETWORK *MEMORIAL HERMANN* |  |  | CONTROLLERINFUSIONPUMP-Alaris-Medley 8015 | [6 empty] | Verified as Rental |  |  | MHHS-Katy
NO | YES |  |  |  | FFP3414 |  | CAREFUSION | 8015M |  |  | Rental | MHHS-Katy |  |  |  | FFP3414 |  | Katy |  | Rental | [7 empty] | CONTROLLERINFUSIONPUMP-Alaris-Medley 8015 |  | MEDLEY PCU W/NETWORK *MEMORIAL HERMANN* |  |  | CONTROLLERINFUSIONPUMP-Alaris-Medley 8015 | [6 empty] | Verified as Rental |  |  | MHHS-Katy
NO | YES |  |  |  | FFP3415 |  | CAREFUSION | 8015M |  |  | Rental | MHHS-Katy |  |  |  | FFP3415 |  | Katy |  | Rental | [7 empty] | CONTROLLERINFUSIONPUMP-Alaris-Medley 8015 |  | MEDLEY PCU W/NETWORK *MEMORIAL HERMANN* |  |  | CONTROLLERINFUSIONPUMP-Alaris-Medley 8015 | [6 empty] | Verified as Rental |  |  | MHHS-Katy
NO | YES |  |  |  | FFP3469 |  | CAREFUSION | 8015M |  |  | Rental | MHHS-Katy |  |  |  | FFP3469 |  | Katy |  | Rental | [7 empty] | CONTROLLERINFUSIONPUMP-Alaris-Medley 8015 |  | MEDLEY PCU W/NETWORK *MEMORIAL HERMANN* |  |  | CONTROLLERINFUSIONPUMP-Alaris-Medley 8015 | [6 empty] | Verified as Rental |  |  | MHHS-Katy
NO | YES |  |  |  | FFP3470 |  | CAREFUSION | 8015M |  |  | Rental | MHHS-Katy |  |  |  | FFP3470 |  | Katy |  | Rental | [7 empty] | CONTROLLERINFUSIONPUMP-Alaris-Medley 8015 |  | MEDLEY PCU W/NETWORK *MEMORIAL HERMANN* |  |  | CONTROLLERINFUSIONPUMP-Alaris-Medley 8015 | [6 empty] | Verified as Rental |  |  | MHHS-Katy
NO | YES |  |  |  | FFP3473 |  | CAREFUSION | 8015M |  |  | Rental | MHHS-Katy |  |  |  | FFP3473 |  | Katy |  | Rental | [7 empty] | CONTROLLERINFUSIONPUMP-Alaris-Medley 8015 |  | MEDLEY PCU W/NETWORK *MEMORIAL HERMANN* |  |  | CONTROLLERINFUSIONPUMP-Alaris-Medley 8015 | [6 empty] | Verified as Rental |  |  | MHHS-Katy
NO | YES |  |  |  | FFP3482 |  | CAREFUSION | 8015M |  |  | Rental | MHHS-Katy |  |  |  | FFP3482 |  | Katy |  | Rental | [7 empty] | CONTROLLERINFUSIONPUMP-Alaris-Medley 8015 |  | MEDLEY PCU W/NETWORK *MEMORIAL HERMANN* |  |  | CONTROLLERINFUSIONPUMP-Alaris-Medley 8015 | [6 empty] | Verified as Rental |  |  | MHHS-Katy
NO | YES |  |  |  | FFP3504 |  | CAREFUSION | 8015M |  |  | Rental | MHHS-Katy |  |  |  | FFP3504 |  | Katy |  | Rental | [7 empty] | CONTROLLERINFUSIONPUMP-Alaris-Medley 8015 |  | MEDLEY PCU W/NETWORK *MEMORIAL HERMANN* |  |  | CONTROLLERINFUSIONPUMP-Alaris-Medley 8015 | [6 empty] | Verified as Rental |  |  | MHHS-Katy
NO | YES |  |  |  | FFP3554 |  | CAREFUSION | 8015M |  |  | Rental | MHHS-Katy |  |  |  | FFP3554 |  | Katy |  | Rental | [7 empty] | CONTROLLERINFUSIONPUMP-Alaris-Medley 8015 |  | MEDLEY PCU W/NETWORK *MEMORIAL HERMANN* |  |  | CONTROLLERINFUSIONPUMP-Alaris-Medley 8015 | [6 empty] | Verified as Rental |  |  | MHHS-Katy
NO | YES |  |  |  | FFP3565 |  | CAREFUSION | 8015M |  |  | Rental | MHHS-Katy |  |  |  | FFP3565 |  | Katy |  | Rental | [7 empty] | CONTROLLERINFUSIONPUMP-Alaris-Medley 8015 |  | MEDLEY PCU W/NETWORK *MEMORIAL HERMANN* |  |  | CONTROLLERINFUSIONPUMP-Alaris-Medley 8015 | [6 empty] | Verified as Rental |  |  | MHHS-Katy
NO | YES |  |  |  | FFP3578 |  | CAREFUSION | 8015M |  |  | Rental | MHHS-Katy |  |  |  | FFP3578 |  | Katy |  | Rental | [7 empty] | CONTROLLERINFUSIONPUMP-Alaris-Medley 8015 |  | MEDLEY PCU W/NETWORK *MEMORIAL HERMANN* |  |  | CONTROLLERINFUSIONPUMP-Alaris-Medley 8015 | [6 empty] | Verified as Rental |  |  | MHHS-Katy
NO | YES |  |  |  | FFP3587 |  | CAREFUSION | 8015M |  |  | Rental | MHHS-Katy |  |  |  | FFP3587 |  | Katy |  | Rental | [7 empty] | CONTROLLERINFUSIONPUMP-Alaris-Medley 8015 |  | MEDLEY PCU W/NETWORK *MEMORIAL HERMANN* |  |  | CONTROLLERINFUSIONPUMP-Alaris-Medley 8015 | [6 empty] | Verified as Rental |  |  | MHHS-Katy
NO | YES |  |  |  | FFP3614 |  | CAREFUSION | 8015M |  |  | Rental | MHHS-Katy |  |  |  | FFP3614 |  | Katy |  | Rental | [7 empty] | CONTROLLERINFUSIONPUMP-Alaris-Medley 8015 |  | MEDLEY PCU W/NETWORK *MEMORIAL HERMANN* |  |  | CONTROLLERINFUSIONPUMP-Alaris-Medley 8015 | [6 empty] | Verified as Rental |  |  | MHHS-Katy
NO | YES |  |  |  | FFP3618 |  | CAREFUSION | 8015M |  |  | Rental | MHHS-Katy |  |  |  | FFP3618 |  | Katy |  | Rental | [7 empty] | CONTROLLERINFUSIONPUMP-Alaris-Medley 8015 |  | MEDLEY PCU W/NETWORK *MEMORIAL HERMANN* |  |  | CONTROLLERINFUSIONPUMP-Alaris-Medley 8015 | [6 empty] | Verified as Rental |  |  | MHHS-Katy
NO | YES |  |  |  | FFP3621 |  | CAREFUSION | 8015M |  |  | Rental | MHHS-Katy |  |  |  | FFP3621 |  | Katy |  | Rental | [7 empty] | CONTROLLERINFUSIONPUMP-Alaris-Medley 8015 |  | MEDLEY PCU W/NETWORK *MEMORIAL HERMANN* |  |  | CONTROLLERINFUSIONPUMP-Alaris-Medley 8015 | [6 empty] | Verified as Rental |  |  | MHHS-Katy
NO | YES |  |  |  | FFP3661 |  | CAREFUSION | 8015M |  |  | Rental | MHHS-Katy |  |  |  | FFP3661 |  | Katy |  | Rental | [7 empty] | CONTROLLERINFUSIONPUMP-Alaris-Medley 8015 |  | MEDLEY PCU W/NETWORK *MEMORIAL HERMANN* |  |  | CONTROLLERINFUSIONPUMP-Alaris-Medley 8015 | [6 empty] | Verified as Rental |  |  | MHHS-Katy
NO | YES |  |  |  | FFP3681 |  | CAREFUSION | 8015M |  |  | Rental | MHHS-Katy |  |  |  | FFP3681 |  | Katy |  | Rental | [7 empty] | CONTROLLERINFUSIONPUMP-Alaris-Medley 8015 |  | MEDLEY PCU W/NETWORK *MEMORIAL HERMANN* |  |  | CONTROLLERINFUSIONPUMP-Alaris-Medley 8015 | [6 empty] | Verified as Rental |  |  | MHHS-Katy
NO | YES |  |  |  | FFP3696 |  | CAREFUSION | 8015M |  |  | Rental | MHHS-Katy |  |  |  | FFP3696 |  | Katy |  | Rental | [7 empty] | CONTROLLERINFUSIONPUMP-Alaris-Medley 8015 |  | MEDLEY PCU W/NETWORK *MEMORIAL HERMANN* |  |  | CONTROLLERINFUSIONPUMP-Alaris-Medley 8015 | [6 empty] | Verified as Rental |  |  | MHHS-Katy
NO | YES |  |  |  | FFP3702 |  | CAREFUSION | 8015M |  |  | Rental | MHHS-Katy |  |  |  | FFP3702 |  | Katy |  | Rental | [7 empty] | CONTROLLERINFUSIONPUMP-Alaris-Medley 8015 |  | MEDLEY PCU W/NETWORK *MEMORIAL HERMANN* |  |  | CONTROLLERINFUSIONPUMP-Alaris-Medley 8015 | [6 empty] | Verified as Rental |  |  | MHHS-Katy
NO | YES |  |  |  | FFP3723 |  | CAREFUSION | 8015M |  |  | Rental | MHHS-Katy |  |  |  | FFP3723 |  | Katy |  | Rental | [7 empty] | CONTROLLERINFUSIONPUMP-Alaris-Medley 8015 |  | MEDLEY PCU W/NETWORK *MEMORIAL HERMANN* |  |  | CONTROLLERINFUSIONPUMP-Alaris-Medley 8015 | [6 empty] | Verified as Rental |  |  | MHHS-Katy
NO | YES |  |  |  | FFP3782 |  | CAREFUSION | 8015M |  |  | Rental | MHHS-Katy |  |  |  | FFP3782 |  | Katy |  | Rental | [7 empty] | CONTROLLERINFUSIONPUMP-Alaris-Medley 8015 |  | MEDLEY PCU W/NETWORK *MEMORIAL HERMANN* |  |  | CONTROLLERINFUSIONPUMP-Alaris-Medley 8015 | [6 empty] | Verified as Rental |  |  | MHHS-Katy
NO | YES |  |  |  | FFP3801 |  | CAREFUSION | 8015M |  |  | Rental | MHHS-Katy |  |  |  | FFP3801 |  | Katy |  | Rental | [7 empty] | CONTROLLERINFUSIONPUMP-Alaris-Medley 8015 |  | MEDLEY PCU W/NETWORK *MEMORIAL HERMANN* |  |  | CONTROLLERINFUSIONPUMP-Alaris-Medley 8015 | [6 empty] | Verified as Rental |  |  | MHHS-Katy
NO | YES |  |  |  | FFP3802 |  | CAREFUSION | 8015M |  |  | Rental | MHHS-Katy |  |  |  | FFP3802 |  | Katy |  | Rental | [7 empty] | CONTROLLERINFUSIONPUMP-Alaris-Medley 8015 |  | MEDLEY PCU W/NETWORK *MEMORIAL HERMANN* |  |  | CONTROLLERINFUSIONPUMP-Alaris-Medley 8015 | [6 empty] | Verified as Rental |  |  | MHHS-Katy
NO | YES |  |  |  | FFP3803 |  | CAREFUSION | 8015M |  |  | Rental | MHHS-Katy |  |  |  | FFP3803 |  | Katy |  | Rental | [7 empty] | CONTROLLERINFUSIONPUMP-Alaris-Medley 8015 |  | MEDLEY PCU W/NETWORK *MEMORIAL HERMANN* |  |  | CONTROLLERINFUSIONPUMP-Alaris-Medley 8015 | [6 empty] | Verified as Rental |  |  | MHHS-Katy
NO | YES |  |  |  | FFP3810 |  | CAREFUSION | 8015M |  |  | Rental | MHHS-Katy |  |  |  | FFP3810 |  | Katy |  | Rental | [7 empty] | CONTROLLERINFUSIONPUMP-Alaris-Medley 8015 |  | MEDLEY PCU W/NETWORK *MEMORIAL HERMANN* |  |  | CONTROLLERINFUSIONPUMP-Alaris-Medley 8015 | [6 empty] | Verified as Rental |  |  | MHHS-Katy
NO | YES |  |  |  | FFP3831 |  | CAREFUSION | 8015M |  |  | Rental | MHHS-Katy |  |  |  | FFP3831 |  | Katy |  | Rental | [7 empty] | CONTROLLERINFUSIONPUMP-Alaris-Medley 8015 |  | MEDLEY PCU W/NETWORK *MEMORIAL HERMANN* |  |  | CONTROLLERINFUSIONPUMP-Alaris-Medley 8015 | [6 empty] | Verified as Rental |  |  | MHHS-Katy
NO | YES |  |  |  | FFP3836 |  | CAREFUSION | 8015M |  |  | Rental | MHHS-Katy |  |  |  | FFP3836 |  | Katy |  | Rental | [7 empty] | CONTROLLERINFUSIONPUMP-Alaris-Medley 8015 |  | MEDLEY PCU W/NETWORK *MEMORIAL HERMANN* |  |  | CONTROLLERINFUSIONPUMP-Alaris-Medley 8015 | [6 empty] | Verified as Rental |  |  | MHHS-Katy
NO | YES |  |  |  | FFP3840 |  | CAREFUSION | 8015M |  |  | Rental | MHHS-Katy |  |  |  | FFP3840 |  | Katy |  | Rental | [7 empty] | CONTROLLERINFUSIONPUMP-Alaris-Medley 8015 |  | MEDLEY PCU W/NETWORK *MEMORIAL HERMANN* |  |  | CONTROLLERINFUSIONPUMP-Alaris-Medley 8015 | [6 empty] | Verified as Rental |  |  | MHHS-Katy
NO | YES |  |  |  | FFP3874 |  | CAREFUSION | 8015M |  |  | Rental | MHHS-Katy |  |  |  | FFP3874 |  | Katy |  | Rental | [7 empty] | CONTROLLERINFUSIONPUMP-Alaris-Medley 8015 |  | MEDLEY PCU W/NETWORK *MEMORIAL HERMANN* |  |  | CONTROLLERINFUSIONPUMP-Alaris-Medley 8015 | [6 empty] | Verified as Rental |  |  | MHHS-Katy
NO | YES |  |  |  | FFP3899 |  | CAREFUSION | 8015M |  |  | Rental | MHHS-Katy |  |  |  | FFP3899 |  | Katy |  | Rental | [7 empty] | CONTROLLERINFUSIONPUMP-Alaris-Medley 8015 |  | MEDLEY PCU W/NETWORK *MEMORIAL HERMANN* |  |  | CONTROLLERINFUSIONPUMP-Alaris-Medley 8015 | [6 empty] | Verified as Rental |  |  | MHHS-Katy
NO | YES |  |  |  | FFP3910 |  | CAREFUSION | 8015M |  |  | Rental | MHHS-Katy |  |  |  | FFP3910 |  | Katy |  | Rental | [7 empty] | CONTROLLERINFUSIONPUMP-Alaris-Medley 8015 |  | MEDLEY PCU W/NETWORK *MEMORIAL HERMANN* |  |  | CONTROLLERINFUSIONPUMP-Alaris-Medley 8015 | [6 empty] | Verified as Rental |  |  | MHHS-Katy
NO | YES |  |  |  | FFP3930 |  | CAREFUSION | 8015M |  |  | Rental | MHHS-Katy |  |  |  | FFP3930 |  | Katy |  | Rental | [7 empty] | CONTROLLERINFUSIONPUMP-Alaris-Medley 8015 |  | MEDLEY PCU W/NETWORK *MEMORIAL HERMANN* |  |  | CONTROLLERINFUSIONPUMP-Alaris-Medley 8015 | [6 empty] | Verified as Rental |  |  | MHHS-Katy
NO | YES |  |  |  | FFP3940 |  | CAREFUSION | 8015M |  |  | Rental | MHHS-Katy |  |  |  | FFP3940 |  | Katy |  | Rental | [7 empty] | CONTROLLERINFUSIONPUMP-Alaris-Medley 8015 |  | MEDLEY PCU W/NETWORK *MEMORIAL HERMANN* |  |  | CONTROLLERINFUSIONPUMP-Alaris-Medley 8015 | [6 empty] | Verified as Rental |  |  | MHHS-Katy
NO | YES |  |  |  | FFP3963 |  | CAREFUSION | 8015M |  |  | Rental | MHHS-Katy |  |  |  | FFP3963 |  | Katy |  | Rental | [7 empty] | CONTROLLERINFUSIONPUMP-Alaris-Medley 8015 |  | MEDLEY PCU W/NETWORK *MEMORIAL HERMANN* |  |  | CONTROLLERINFUSIONPUMP-Alaris-Medley 8015 | [6 empty] | Verified as Rental |  |  | MHHS-Katy
NO | YES |  |  |  | FFP3974 |  | CAREFUSION | 8015M |  |  | Rental | MHHS-Katy |  |  |  | FFP3974 |  | Katy |  | Rental | [7 empty] | CONTROLLERINFUSIONPUMP-Alaris-Medley 8015 |  | MEDLEY PCU W/NETWORK *MEMORIAL HERMANN* |  |  | CONTROLLERINFUSIONPUMP-Alaris-Medley 8015 | [6 empty] | Verified as Rental |  |  | MHHS-Katy
NO | YES |  |  |  | FFP6557 |  | CAREFUSION | 8015M |  |  | Rental | MHHS-Katy |  |  |  | FFP6557 |  | Katy |  | Rental | [7 empty] | CONTROLLERINFUSIONPUMP-Alaris-Medley 8015 |  | MEDLEY PCU W/NETWORK *MEMORIAL HERMANN* |  |  | CONTROLLERINFUSIONPUMP-Alaris-Medley 8015 | [6 empty] | Verified as Rental |  |  | MHHS-Katy
NO | YES |  |  |  | FFP6563 |  | CAREFUSION | 8015M |  |  | Rental | MHHS-Katy |  |  |  | FFP6563 |  | Katy |  | Rental | [7 empty] | CONTROLLERINFUSIONPUMP-Alaris-Medley 8015 |  | MEDLEY PCU W/NETWORK *MEMORIAL HERMANN* |  |  | CONTROLLERINFUSIONPUMP-Alaris-Medley 8015 | [6 empty] | Verified as Rental |  |  | MHHS-Katy
NO | YES |  |  |  | FFP6568 |  | CAREFUSION | 8015M |  |  | Rental | MHHS-Katy |  |  |  | FFP6568 |  | Katy |  | Rental | [7 empty] | CONTROLLERINFUSIONPUMP-Alaris-Medley 8015 |  | MEDLEY PCU W/NETWORK *MEMORIAL HERMANN* |  |  | CONTROLLERINFUSIONPUMP-Alaris-Medley 8015 | [6 empty] | Verified as Rental |  |  | MHHS-Katy
NO | YES |  |  |  | FFP6661 |  | CAREFUSION | 8015M |  |  | Rental | MHHS-Katy |  |  |  | FFP6661 |  | Katy |  | Rental | [7 empty] | CONTROLLERINFUSIONPUMP-Alaris-Medley 8015 |  | MEDLEY PCU W/NETWORK *MEMORIAL HERMANN* |  |  | CONTROLLERINFUSIONPUMP-Alaris-Medley 8015 | [6 empty] | Verified as Rental |  |  | MHHS-Katy
NO | YES |  |  |  | FFP6755 |  | CAREFUSION | 8015M |  |  | Rental | MHHS-Katy |  |  |  | FFP6755 |  | Katy |  | Rental | [7 empty] | CONTROLLERINFUSIONPUMP-Alaris-Medley 8015 |  | MEDLEY PCU W/NETWORK *MEMORIAL HERMANN* |  |  | CONTROLLERINFUSIONPUMP-Alaris-Medley 8015 | [6 empty] | Verified as Rental |  |  | MHHS-Katy
NO | YES |  |  |  | FFP6814 |  | CAREFUSION | 8015M |  |  | Rental | MHHS-Katy |  |  |  | FFP6814 |  | Katy |  | Rental | [7 empty] | CONTROLLERINFUSIONPUMP-Alaris-Medley 8015 |  | MEDLEY PCU W/NETWORK *MEMORIAL HERMANN* |  |  | CONTROLLERINFUSIONPUMP-Alaris-Medley 8015 | [6 empty] | Verified as Rental |  |  | MHHS-Katy
NO | YES |  |  |  | FFP6823 |  | CAREFUSION | 8015M |  |  | Rental | MHHS-Katy |  |  |  | FFP6823 |  | Katy |  | Rental | [7 empty] | CONTROLLERINFUSIONPUMP-Alaris-Medley 8015 |  | MEDLEY PCU W/NETWORK *MEMORIAL HERMANN* |  |  | CONTROLLERINFUSIONPUMP-Alaris-Medley 8015 | [6 empty] | Verified as Rental |  |  | MHHS-Katy
NO | YES |  |  |  | FFP6837 |  | CAREFUSION | 8015M |  |  | Rental | MHHS-Katy |  |  |  | FFP6837 |  | Katy |  | Rental | [7 empty] | CONTROLLERINFUSIONPUMP-Alaris-Medley 8015 |  | MEDLEY PCU W/NETWORK *MEMORIAL HERMANN* |  |  | CONTROLLERINFUSIONPUMP-Alaris-Medley 8015 | [6 empty] | Verified as Rental |  |  | MHHS-Katy
NO | YES |  |  |  | FFP6841 |  | CAREFUSION | 8015M |  |  | Rental | MHHS-Katy |  |  |  | FFP6841 |  | Katy |  | Rental | [7 empty] | CONTROLLERINFUSIONPUMP-Alaris-Medley 8015 |  | MEDLEY PCU W/NETWORK *MEMORIAL HERMANN* |  |  | CONTROLLERINFUSIONPUMP-Alaris-Medley 8015 | [6 empty] | Verified as Rental |  |  | MHHS-Katy
NO | YES |  |  |  | FFP6859 |  | CAREFUSION | 8015M |  |  | Rental | MHHS-Katy |  |  |  | FFP6859 |  | Katy |  | Rental | [7 empty] | CONTROLLERINFUSIONPUMP-Alaris-Medley 8015 |  | MEDLEY PCU W/NETWORK *MEMORIAL HERMANN* |  |  | CONTROLLERINFUSIONPUMP-Alaris-Medley 8015 | [6 empty] | Verified as Rental |  |  | MHHS-Katy
NO | YES |  |  |  | FFP6884 |  | CAREFUSION | 8015M |  |  | Rental | MHHS-Katy |  |  |  | FFP6884 |  | Katy |  | Rental | [7 empty] | CONTROLLERINFUSIONPUMP-Alaris-Medley 8015 |  | MEDLEY PCU W/NETWORK *MEMORIAL HERMANN* |  |  | CONTROLLERINFUSIONPUMP-Alaris-Medley 8015 | [6 empty] | Verified as Rental |  |  | MHHS-Katy
NO | YES |  |  |  | FFP6904 |  | CAREFUSION | 8015M |  |  | Rental | MHHS-Katy |  |  |  | FFP6904 |  | Katy |  | Rental | [7 empty] | CONTROLLERINFUSIONPUMP-Alaris-Medley 8015 |  | MEDLEY PCU W/NETWORK *MEMORIAL HERMANN* |  |  | CONTROLLERINFUSIONPUMP-Alaris-Medley 8015 | [6 empty] | Verified as Rental |  |  | MHHS-Katy
NO | YES |  |  |  | FFP6905 |  | CAREFUSION | 8015M |  |  | Rental | MHHS-Katy |  |  |  | FFP6905 |  | Katy |  | Rental | [7 empty] | CONTROLLERINFUSIONPUMP-Alaris-Medley 8015 |  | MEDLEY PCU W/NETWORK *MEMORIAL HERMANN* |  |  | CONTROLLERINFUSIONPUMP-Alaris-Medley 8015 | [6 empty] | Verified as Rental |  |  | MHHS-Katy
NO | YES |  |  |  | FFP6939 |  | CAREFUSION | 8015M |  |  | Rental | MHHS-Katy |  |  |  | FFP6939 |  | Katy |  | Rental | [7 empty] | CONTROLLERINFUSIONPUMP-Alaris-Medley 8015 |  | MEDLEY PCU W/NETWORK *MEMORIAL HERMANN* |  |  | CONTROLLERINFUSIONPUMP-Alaris-Medley 8015 | [6 empty] | Verified as Rental |  |  | MHHS-Katy
NO | YES |  |  |  | FFP6943 |  | CAREFUSION | 8015M |  |  | Rental | MHHS-Katy |  |  |  | FFP6943 |  | Katy |  | Rental | [7 empty] | CONTROLLERINFUSIONPUMP-Alaris-Medley 8015 |  | MEDLEY PCU W/NETWORK *MEMORIAL HERMANN* |  |  | CONTROLLERINFUSIONPUMP-Alaris-Medley 8015 | [6 empty] | Verified as Rental |  |  | MHHS-Katy
NO | YES |  |  |  | FFP6952 |  | CAREFUSION | 8015M |  |  | Rental | MHHS-Katy |  |  |  | FFP6952 |  | Katy |  | Rental | [7 empty] | CONTROLLERINFUSIONPUMP-Alaris-Medley 8015 |  | MEDLEY PCU W/NETWORK *MEMORIAL HERMANN* |  |  | CONTROLLERINFUSIONPUMP-Alaris-Medley 8015 | [6 empty] | Verified as Rental |  |  | MHHS-Katy
NO | YES |  |  |  | FFP6953 |  | CAREFUSION | 8015M |  |  | Rental | MHHS-Katy |  |  |  | FFP6953 |  | Katy |  | Rental | [7 empty] | CONTROLLERINFUSIONPUMP-Alaris-Medley 8015 |  | MEDLEY PCU W/NETWORK *MEMORIAL HERMANN* |  |  | CONTROLLERINFUSIONPUMP-Alaris-Medley 8015 | [6 empty] | Verified as Rental |  |  | MHHS-Katy
NO | YES |  |  |  | FFP6954 |  | CAREFUSION | 8015M |  |  | Rental | MHHS-Katy |  |  |  | FFP6954 |  | Katy |  | Rental | [7 empty] | CONTROLLERINFUSIONPUMP-Alaris-Medley 8015 |  | MEDLEY PCU W/NETWORK *MEMORIAL HERMANN* |  |  | CONTROLLERINFUSIONPUMP-Alaris-Medley 8015 | [6 empty] | Verified as Rental |  |  | MHHS-Katy
NO | YES |  |  |  | FFP6968 |  | CAREFUSION | 8015M |  |  | Rental | MHHS-Katy |  |  |  | FFP6968 |  | Katy |  | Rental | [7 empty] | CONTROLLERINFUSIONPUMP-Alaris-Medley 8015 |  | MEDLEY PCU W/NETWORK *MEMORIAL HERMANN* |  |  | CONTROLLERINFUSIONPUMP-Alaris-Medley 8015 | [6 empty] | Verified as Rental |  |  | MHHS-Katy
NO | YES |  |  |  | FFP6982 |  | CAREFUSION | 8015M |  |  | Rental | MHHS-Katy |  |  |  | FFP6982 |  | Katy |  | Rental | [7 empty] | CONTROLLERINFUSIONPUMP-Alaris-Medley 8015 |  | MEDLEY PCU W/NETWORK *MEMORIAL HERMANN* |  |  | CONTROLLERINFUSIONPUMP-Alaris-Medley 8015 | [6 empty] | Verified as Rental |  |  | MHHS-Katy
NO | YES |  |  |  | FFP6996 |  | CAREFUSION | 8015M |  |  | Rental | MHHS-Katy |  |  |  | FFP6996 |  | Katy |  | Rental | [7 empty] | CONTROLLERINFUSIONPUMP-Alaris-Medley 8015 |  | MEDLEY PCU W/NETWORK *MEMORIAL HERMANN* |  |  | CONTROLLERINFUSIONPUMP-Alaris-Medley 8015 | [6 empty] | Verified as Rental |  |  | MHHS-Katy
NO | YES |  |  |  | FFP7019 |  | CAREFUSION | 8015M |  |  | Rental | MHHS-Katy |  |  |  | FFP7019 |  | Katy |  | Rental | [7 empty] | CONTROLLERINFUSIONPUMP-Alaris-Medley 8015 |  | MEDLEY PCU W/NETWORK *MEMORIAL HERMANN* |  |  | CONTROLLERINFUSIONPUMP-Alaris-Medley 8015 | [6 empty] | Verified as Rental |  |  | MHHS-Katy
NO | YES |  |  |  | FFP7037 |  | CAREFUSION | 8015M |  |  | Rental | MHHS-Katy |  |  |  | FFP7037 |  | Katy |  | Rental | [7 empty] | CONTROLLERINFUSIONPUMP-Alaris-Medley 8015 |  | MEDLEY PCU W/NETWORK *MEMORIAL HERMANN* |  |  | CONTROLLERINFUSIONPUMP-Alaris-Medley 8015 | [6 empty] | Verified as Rental |  |  | MHHS-Katy
NO | YES |  |  |  | FFP7051 |  | CAREFUSION | 8015M |  |  | Rental | MHHS-Katy |  |  |  | FFP7051 |  | Katy |  | Rental | [7 empty] | CONTROLLERINFUSIONPUMP-Alaris-Medley 8015 |  | MEDLEY PCU W/NETWORK *MEMORIAL HERMANN* |  |  | CONTROLLERINFUSIONPUMP-Alaris-Medley 8015 | [6 empty] | Verified as Rental |  |  | MHHS-Katy
NO | YES |  |  |  | FFP7061 |  | CAREFUSION | 8015M |  |  | Rental | MHHS-Katy |  |  |  | FFP7061 |  | Katy |  | Rental | [7 empty] | CONTROLLERINFUSIONPUMP-Alaris-Medley 8015 |  | MEDLEY PCU W/NETWORK *MEMORIAL HERMANN* |  |  | CONTROLLERINFUSIONPUMP-Alaris-Medley 8015 | [6 empty] | Verified as Rental |  |  | MHHS-Katy
NO | YES |  |  |  | FFP7077 |  | CAREFUSION | 8015M |  |  | Rental | MHHS-Katy |  |  |  | FFP7077 |  | Katy |  | Rental | [7 empty] | CONTROLLERINFUSIONPUMP-Alaris-Medley 8015 |  | MEDLEY PCU W/NETWORK *MEMORIAL HERMANN* |  |  | CONTROLLERINFUSIONPUMP-Alaris-Medley 8015 | [6 empty] | Verified as Rental |  |  | MHHS-Katy
NO | YES |  |  |  | FFP7079 |  | CAREFUSION | 8015M |  |  | Rental | MHHS-Katy |  |  |  | FFP7079 |  | Katy |  | Rental | [7 empty] | CONTROLLERINFUSIONPUMP-Alaris-Medley 8015 |  | MEDLEY PCU W/NETWORK *MEMORIAL HERMANN* |  |  | CONTROLLERINFUSIONPUMP-Alaris-Medley 8015 | [6 empty] | Verified as Rental |  |  | MHHS-Katy
NO | YES |  |  |  | FFP7080 |  | CAREFUSION | 8015M |  |  | Rental | MHHS-Katy |  |  |  | FFP7080 |  | Katy |  | Rental | [7 empty] | CONTROLLERINFUSIONPUMP-Alaris-Medley 8015 |  | MEDLEY PCU W/NETWORK *MEMORIAL HERMANN* |  |  | CONTROLLERINFUSIONPUMP-Alaris-Medley 8015 | [6 empty] | Verified as Rental |  |  | MHHS-Katy
NO | YES |  |  |  | FFP7083 |  | CAREFUSION | 8015M |  |  | Rental | MHHS-Katy |  |  |  | FFP7083 |  | Katy |  | Rental | [7 empty] | CONTROLLERINFUSIONPUMP-Alaris-Medley 8015 |  | MEDLEY PCU W/NETWORK *MEMORIAL HERMANN* |  |  | CONTROLLERINFUSIONPUMP-Alaris-Medley 8015 | [6 empty] | Verified as Rental |  |  | MHHS-Katy
NO | YES |  |  |  | FFP7084 |  | CAREFUSION | 8015M |  |  | Rental | MHHS-Katy |  |  |  | FFP7084 |  | Katy |  | Rental | [7 empty] | CONTROLLERINFUSIONPUMP-Alaris-Medley 8015 |  | MEDLEY PCU W/NETWORK *MEMORIAL HERMANN* |  |  | CONTROLLERINFUSIONPUMP-Alaris-Medley 8015 | [6 empty] | Verified as Rental |  |  | MHHS-Katy
NO | YES |  |  |  | FFP7087 |  | CAREFUSION | 8015M |  |  | Rental | MHHS-Katy |  |  |  | FFP7087 |  | Katy |  | Rental | [7 empty] | CONTROLLERINFUSIONPUMP-Alaris-Medley 8015 |  | MEDLEY PCU W/NETWORK *MEMORIAL HERMANN* |  |  | CONTROLLERINFUSIONPUMP-Alaris-Medley 8015 | [6 empty] | Verified as Rental |  |  | MHHS-Katy
NO | YES |  |  |  | FFP7088 |  | CAREFUSION | 8015M |  |  | Rental | MHHS-Katy |  |  |  | FFP7088 |  | Katy |  | Rental | [7 empty] | CONTROLLERINFUSIONPUMP-Alaris-Medley 8015 |  | MEDLEY PCU W/NETWORK *MEMORIAL HERMANN* |  |  | CONTROLLERINFUSIONPUMP-Alaris-Medley 8015 | [6 empty] | Verified as Rental |  |  | MHHS-Katy
NO | YES |  |  |  | FFP7095 |  | CAREFUSION | 8015M |  |  | Rental | MHHS-Katy |  |  |  | FFP7095 |  | Katy |  | Rental | [7 empty] | CONTROLLERINFUSIONPUMP-Alaris-Medley 8015 |  | MEDLEY PCU W/NETWORK *MEMORIAL HERMANN* |  |  | CONTROLLERINFUSIONPUMP-Alaris-Medley 8015 | [6 empty] | Verified as Rental |  |  | MHHS-Katy
NO | YES |  |  |  | FFP7107 |  | CAREFUSION | 8015M |  |  | Rental | MHHS-Katy |  |  |  | FFP7107 |  | Katy |  | Rental | [7 empty] | CONTROLLERINFUSIONPUMP-Alaris-Medley 8015 |  | MEDLEY PCU W/NETWORK *MEMORIAL HERMANN* |  |  | CONTROLLERINFUSIONPUMP-Alaris-Medley 8015 | [6 empty] | Verified as Rental |  |  | MHHS-Katy
NO | YES |  |  |  | FFP7111 |  | CAREFUSION | 8015M |  |  | Rental | MHHS-Katy |  |  |  | FFP7111 |  | Katy |  | Rental | [7 empty] | CONTROLLERINFUSIONPUMP-Alaris-Medley 8015 |  | MEDLEY PCU W/NETWORK *MEMORIAL HERMANN* |  |  | CONTROLLERINFUSIONPUMP-Alaris-Medley 8015 | [6 empty] | Verified as Rental |  |  | MHHS-Katy
NO | YES |  |  |  | FFP7123 |  | CAREFUSION | 8015M |  |  | Rental | MHHS-Katy |  |  |  | FFP7123 |  | Katy |  | Rental | [7 empty] | CONTROLLERINFUSIONPUMP-Alaris-Medley 8015 |  | MEDLEY PCU W/NETWORK *MEMORIAL HERMANN* |  |  | CONTROLLERINFUSIONPUMP-Alaris-Medley 8015 | [6 empty] | Verified as Rental |  |  | MHHS-Katy
NO | YES |  |  |  | FFP7132 |  | CAREFUSION | 8015M |  |  | Rental | MHHS-Katy |  |  |  | FFP7132 |  | Katy |  | Rental | [7 empty] | CONTROLLERINFUSIONPUMP-Alaris-Medley 8015 |  | MEDLEY PCU W/NETWORK *MEMORIAL HERMANN* |  |  | CONTROLLERINFUSIONPUMP-Alaris-Medley 8015 | [6 empty] | Verified as Rental |  |  | MHHS-Katy
NO | YES |  |  |  | FFP7145 |  | CAREFUSION | 8015M |  |  | Rental | MHHS-Katy |  |  |  | FFP7145 |  | Katy |  | Rental | [7 empty] | CONTROLLERINFUSIONPUMP-Alaris-Medley 8015 |  | MEDLEY PCU W/NETWORK *MEMORIAL HERMANN* |  |  | CONTROLLERINFUSIONPUMP-Alaris-Medley 8015 | [6 empty] | Verified as Rental |  |  | MHHS-Katy
NO | YES |  |  |  | FFP7186 |  | CAREFUSION | 8015M |  |  | Rental | MHHS-Katy |  |  |  | FFP7186 |  | Katy |  | Rental | [7 empty] | CONTROLLERINFUSIONPUMP-Alaris-Medley 8015 |  | MEDLEY PCU W/NETWORK *MEMORIAL HERMANN* |  |  | CONTROLLERINFUSIONPUMP-Alaris-Medley 8015 | [6 empty] | Verified as Rental |  |  | MHHS-Katy
NO | YES |  |  |  | FFP338 |  | CAREFUSION | 8015M |  |  | Rental | MHHS-Katy CCC |  |  |  | FFP338 |  | Katy |  | Rental | [7 empty] | CONTROLLERINFUSIONPUMP-Alaris-Medley 8015 |  | MEDLEY PCU W/NETWORK *MEMORIAL HERMANN* |  |  | CONTROLLERINFUSIONPUMP-Alaris-Medley 8015 | [6 empty] | Verified as Rental |  |  | MHHS-Katy CCC
NO | YES |  |  |  | FFP926 |  | CAREFUSION | 8015M |  |  | Rental | MHHS-Katy CCC |  |  |  | FFP926 |  | Katy |  | Rental | [7 empty] | CONTROLLERINFUSIONPUMP-Alaris-Medley 8015 |  | MEDLEY PCU W/NETWORK *MEMORIAL HERMANN* |  |  | CONTROLLERINFUSIONPUMP-Alaris-Medley 8015 | [6 empty] | Verified as Rental |  |  | MHHS-Katy CCC
NO | YES |  |  |  | FFP1201 |  | CAREFUSION | 8015M |  |  | Rental | MHHS-Katy CCC |  |  |  | FFP1201 |  | Katy |  | Rental | [7 empty] | CONTROLLERINFUSIONPUMP-Alaris-Medley 8015 |  | MEDLEY PCU W/NETWORK *MEMORIAL HERMANN* |  |  | CONTROLLERINFUSIONPUMP-Alaris-Medley 8015 | [6 empty] | Verified as Rental |  |  | MHHS-Katy CCC
NO | YES |  |  |  | FFP1537 |  | CAREFUSION | 8015M |  |  | Rental | MHHS-Katy CCC |  |  |  | FFP1537 |  | Katy |  | Rental | [7 empty] | CONTROLLERINFUSIONPUMP-Alaris-Medley 8015 |  | MEDLEY PCU W/NETWORK *MEMORIAL HERMANN* |  |  | CONTROLLERINFUSIONPUMP-Alaris-Medley 8015 | [6 empty] | Verified as Rental |  |  | MHHS-Katy CCC
NO | YES |  |  |  | FFP2237 |  | CAREFUSION | 8015M |  |  | Rental | MHHS-Katy CCC |  |  |  | FFP2237 |  | Katy |  | Rental | [7 empty] | CONTROLLERINFUSIONPUMP-Alaris-Medley 8015 |  | MEDLEY PCU W/NETWORK *MEMORIAL HERMANN* |  |  | CONTROLLERINFUSIONPUMP-Alaris-Medley 8015 | [6 empty] | Verified as Rental |  |  | MHHS-Katy CCC
NO | YES |  |  |  | FFP2329 |  | CAREFUSION | 8015M |  |  | Rental | MHHS-Katy CCC |  |  |  | FFP2329 |  | Katy |  | Rental | [7 empty] | CONTROLLERINFUSIONPUMP-Alaris-Medley 8015 |  | MEDLEY PCU W/NETWORK *MEMORIAL HERMANN* |  |  | CONTROLLERINFUSIONPUMP-Alaris-Medley 8015 | [6 empty] | Verified as Rental |  |  | MHHS-Katy CCC
NO | YES |  |  |  | FFP3205 |  | CAREFUSION | 8015M |  |  | Rental | MHHS-Katy CCC |  |  |  | FFP3205 |  | Katy |  | Rental | [7 empty] | CONTROLLERINFUSIONPUMP-Alaris-Medley 8015 |  | MEDLEY PCU W/NETWORK *MEMORIAL HERMANN* |  |  | CONTROLLERINFUSIONPUMP-Alaris-Medley 8015 | [6 empty] | Verified as Rental |  |  | MHHS-Katy CCC
NO | YES |  |  |  | FFP3843 |  | CAREFUSION | 8015M |  |  | Rental | MHHS-Katy CCC |  |  |  | FFP3843 |  | Katy |  | Rental | [7 empty] | CONTROLLERINFUSIONPUMP-Alaris-Medley 8015 |  | MEDLEY PCU W/NETWORK *MEMORIAL HERMANN* |  |  | CONTROLLERINFUSIONPUMP-Alaris-Medley 8015 | [6 empty] | Verified as Rental |  |  | MHHS-Katy CCC
NO | YES |  |  |  | FFP3912 |  | CAREFUSION | 8015M |  |  | Rental | MHHS-Katy CCC |  |  |  | FFP3912 |  | Katy |  | Rental | [7 empty] | CONTROLLERINFUSIONPUMP-Alaris-Medley 8015 |  | MEDLEY PCU W/NETWORK *MEMORIAL HERMANN* |  |  | CONTROLLERINFUSIONPUMP-Alaris-Medley 8015 | [6 empty] | Verified as Rental |  |  | MHHS-Katy CCC
NO | YES |  |  |  | FFP6922 |  | CAREFUSION | 8015M |  |  | Rental | MHHS-Katy CCC |  |  |  | FFP6922 |  | Katy |  | Rental | [7 empty] | CONTROLLERINFUSIONPUMP-Alaris-Medley 8015 |  | MEDLEY PCU W/NETWORK *MEMORIAL HERMANN* |  |  | CONTROLLERINFUSIONPUMP-Alaris-Medley 8015 | [6 empty] | Verified as Rental |  |  | MHHS-Katy CCC
NO | YES |  |  |  | FFP197 |  | CAREFUSION | 8015M |  |  | Rental | MHHS-Katy Rehab |  |  |  | FFP197 |  | Katy |  | Rental | [7 empty] | CONTROLLERINFUSIONPUMP-Alaris-Medley 8015 |  | MEDLEY PCU W/NETWORK *MEMORIAL HERMANN* |  |  | CONTROLLERINFUSIONPUMP-Alaris-Medley 8015 | [6 empty] | Verified as Rental |  |  | MHHS-Katy Rehab
NO | YES |  |  |  | FFP205 |  | CAREFUSION | 8015M |  |  | Rental | MHHS-Katy Rehab |  |  |  | FFP205 |  | Katy |  | Rental | [7 empty] | CONTROLLERINFUSIONPUMP-Alaris-Medley 8015 |  | MEDLEY PCU W/NETWORK *MEMORIAL HERMANN* |  |  | CONTROLLERINFUSIONPUMP-Alaris-Medley 8015 | [6 empty] | Verified as Rental |  |  | MHHS-Katy Rehab
NO | YES |  |  |  | FFP2043 |  | CAREFUSION | 8015M |  |  | Rental | MHHS-Katy Rehab |  |  |  | FFP2043 |  | Katy |  | Rental | [7 empty] | CONTROLLERINFUSIONPUMP-Alaris-Medley 8015 |  | MEDLEY PCU W/NETWORK *MEMORIAL HERMANN* |  |  | CONTROLLERINFUSIONPUMP-Alaris-Medley 8015 | [6 empty] | Verified as Rental |  |  | MHHS-Katy Rehab
NO | YES |  |  |  | FFP2071 |  | CAREFUSION | 8015M |  |  | Rental | MHHS-Katy Rehab |  |  |  | FFP2071 |  | Katy |  | Rental | [7 empty] | CONTROLLERINFUSIONPUMP-Alaris-Medley 8015 |  | MEDLEY PCU W/NETWORK *MEMORIAL HERMANN* |  |  | CONTROLLERINFUSIONPUMP-Alaris-Medley 8015 | [6 empty] | Verified as Rental |  |  | MHHS-Katy Rehab
NO | YES |  |  |  | FFP2127 |  | CAREFUSION | 8015M |  |  | Rental | MHHS-Katy Rehab |  |  |  | FFP2127 |  | Katy |  | Rental | [7 empty] | CONTROLLERINFUSIONPUMP-Alaris-Medley 8015 |  | MEDLEY PCU W/NETWORK *MEMORIAL HERMANN* |  |  | CONTROLLERINFUSIONPUMP-Alaris-Medley 8015 | [6 empty] | Verified as Rental |  |  | MHHS-Katy Rehab
NO | YES |  |  |  | FFP2792 |  | CAREFUSION | 8015M |  |  | Rental | MHHS-Katy Rehab |  |  |  | FFP2792 |  | Katy |  | Rental | [7 empty] | CONTROLLERINFUSIONPUMP-Alaris-Medley 8015 |  | MEDLEY PCU W/NETWORK *MEMORIAL HERMANN* |  |  | CONTROLLERINFUSIONPUMP-Alaris-Medley 8015 | [6 empty] | Verified as Rental |  |  | MHHS-Katy Rehab
NO | YES |  |  |  | FFP2833 |  | CAREFUSION | 8015M |  |  | Rental | MHHS-Katy Rehab |  |  |  | FFP2833 |  | Katy |  | Rental | [7 empty] | CONTROLLERINFUSIONPUMP-Alaris-Medley 8015 |  | MEDLEY PCU W/NETWORK *MEMORIAL HERMANN* |  |  | CONTROLLERINFUSIONPUMP-Alaris-Medley 8015 | [6 empty] | Verified as Rental |  |  | MHHS-Katy Rehab
NO | YES |  |  |  | FFP2956 |  | CAREFUSION | 8015M |  |  | Rental | MHHS-Katy Rehab |  |  |  | FFP2956 |  | Katy |  | Rental | [7 empty] | CONTROLLERINFUSIONPUMP-Alaris-Medley 8015 |  | MEDLEY PCU W/NETWORK *MEMORIAL HERMANN* |  |  | CONTROLLERINFUSIONPUMP-Alaris-Medley 8015 | [6 empty] | Verified as Rental |  |  | MHHS-Katy Rehab
NO | YES |  |  |  | FFP3154 |  | CAREFUSION | 8015M |  |  | Rental | MHHS-Katy Rehab |  |  |  | FFP3154 |  | Katy |  | Rental | [7 empty] | CONTROLLERINFUSIONPUMP-Alaris-Medley 8015 |  | MEDLEY PCU W/NETWORK *MEMORIAL HERMANN* |  |  | CONTROLLERINFUSIONPUMP-Alaris-Medley 8015 | [6 empty] | Verified as Rental |  |  | MHHS-Katy Rehab
NO | YES |  |  |  | FFP7070 |  | CAREFUSION | 8015M |  |  | Rental | MHHS-Katy Rehab |  |  |  | FFP7070 |  | Katy |  | Rental | [7 empty] | CONTROLLERINFUSIONPUMP-Alaris-Medley 8015 |  | MEDLEY PCU W/NETWORK *MEMORIAL HERMANN* |  |  | CONTROLLERINFUSIONPUMP-Alaris-Medley 8015 | [6 empty] | Verified as Rental |  |  | MHHS-Katy Rehab
NO | YES |  |  |  | FFP1367 |  | CAREFUSION | 8015M |  |  | Rental | MHHS-Kingwood CCC |  |  |  | FFP1367 |  | Katy |  | Rental | [7 empty] | CONTROLLERINFUSIONPUMP-Alaris-Medley 8015 |  | MEDLEY PCU W/NETWORK *MEMORIAL HERMANN* |  |  | CONTROLLERINFUSIONPUMP-Alaris-Medley 8015 | [6 empty] | Verified as Rental |  |  | MHHS-Kingwood CCC
NO | YES |  |  |  | FFP1519 |  | CAREFUSION | 8015M |  |  | Rental | MHHS-Kingwood CCC |  |  |  | FFP1519 |  | Katy |  | Rental | [7 empty] | CONTROLLERINFUSIONPUMP-Alaris-Medley 8015 |  | MEDLEY PCU W/NETWORK *MEMORIAL HERMANN* |  |  | CONTROLLERINFUSIONPUMP-Alaris-Medley 8015 | [6 empty] | Verified as Rental |  |  | MHHS-Kingwood CCC
NO | YES |  |  |  | FFP1871 |  | CAREFUSION | 8015M |  |  | Rental | MHHS-Kingwood CCC |  |  |  | FFP1871 |  | Katy |  | Rental | [7 empty] | CONTROLLERINFUSIONPUMP-Alaris-Medley 8015 |  | MEDLEY PCU W/NETWORK *MEMORIAL HERMANN* |  |  | CONTROLLERINFUSIONPUMP-Alaris-Medley 8015 | [6 empty] | Verified as Rental |  |  | MHHS-Kingwood CCC
NO | YES |  |  |  | FFP2263 |  | CAREFUSION | 8015M |  |  | Rental | MHHS-Kingwood CCC |  |  |  | FFP2263 |  | Katy |  | Rental | [7 empty] | CONTROLLERINFUSIONPUMP-Alaris-Medley 8015 |  | MEDLEY PCU W/NETWORK *MEMORIAL HERMANN* |  |  | CONTROLLERINFUSIONPUMP-Alaris-Medley 8015 | [6 empty] | Verified as Rental |  |  | MHHS-Kingwood CCC
NO | YES |  |  |  | FFP3581 |  | CAREFUSION | 8015M |  |  | Rental | MHHS-Kingwood CCC |  |  |  | FFP3581 |  | Katy |  | Rental | [7 empty] | CONTROLLERINFUSIONPUMP-Alaris-Medley 8015 |  | MEDLEY PCU W/NETWORK *MEMORIAL HERMANN* |  |  | CONTROLLERINFUSIONPUMP-Alaris-Medley 8015 | [6 empty] | Verified as Rental |  |  | MHHS-Kingwood CCC
NO | YES |  |  |  | FFP3978 |  | CAREFUSION | 8015M |  |  | Rental | MHHS-Kingwood CCC |  |  |  | FFP3978 |  | Katy |  | Rental | [7 empty] | CONTROLLERINFUSIONPUMP-Alaris-Medley 8015 |  | MEDLEY PCU W/NETWORK *MEMORIAL HERMANN* |  |  | CONTROLLERINFUSIONPUMP-Alaris-Medley 8015 | [6 empty] | Verified as Rental |  |  | MHHS-Kingwood CCC
NO | YES |  |  |  | FFP6527 |  | CAREFUSION | 8015M |  |  | Rental | MHHS-Kingwood CCC |  |  |  | FFP6527 |  | Katy |  | Rental | [7 empty] | CONTROLLERINFUSIONPUMP-Alaris-Medley 8015 |  | MEDLEY PCU W/NETWORK *MEMORIAL HERMANN* |  |  | CONTROLLERINFUSIONPUMP-Alaris-Medley 8015 | [6 empty] | Verified as Rental |  |  | MHHS-Kingwood CCC
NO | YES |  |  |  | FFP6970 |  | CAREFUSION | 8015M |  |  | Rental | MHHS-Kingwood CCC |  |  |  | FFP6970 |  | Katy |  | Rental | [7 empty] | CONTROLLERINFUSIONPUMP-Alaris-Medley 8015 |  | MEDLEY PCU W/NETWORK *MEMORIAL HERMANN* |  |  | CONTROLLERINFUSIONPUMP-Alaris-Medley 8015 | [6 empty] | Verified as Rental |  |  | MHHS-Kingwood CCC
NO | YES |  |  |  | FFP7099 |  | CAREFUSION | 8015M |  |  | Rental | MHHS-Kingwood CCC |  |  |  | FFP7099 |  | Katy |  | Rental | [7 empty] | CONTROLLERINFUSIONPUMP-Alaris-Medley 8015 |  | MEDLEY PCU W/NETWORK *MEMORIAL HERMANN* |  |  | CONTROLLERINFUSIONPUMP-Alaris-Medley 8015 | [6 empty] | Verified as Rental |  |  | MHHS-Kingwood CCC
NO | YES |  |  |  | FFP7162 |  | CAREFUSION | 8015M |  |  | Rental | MHHS-Kingwood CCC |  |  |  | FFP7162 |  | Katy |  | Rental | [7 empty] | CONTROLLERINFUSIONPUMP-Alaris-Medley 8015 |  | MEDLEY PCU W/NETWORK *MEMORIAL HERMANN* |  |  | CONTROLLERINFUSIONPUMP-Alaris-Medley 8015 | [6 empty] | Verified as Rental |  |  | MHHS-Kingwood CCC
NO | YES |  |  |  | FFP840 |  | CAREFUSION | 8015M |  |  | Rental | MHHS-League City CCC |  |  |  | FFP840 |  | Southeast & Bay Area |  | Rental | [7 empty] | CONTROLLERINFUSIONPUMP-Alaris-Medley 8015 |  | MEDLEY PCU W/NETWORK *MEMORIAL HERMANN* |  |  | CONTROLLERINFUSIONPUMP-Alaris-Medley 8015 | [6 empty] | Verified as Rental |  |  | MHHS-League City CCC
NO | YES |  |  |  | FFP1623 |  | CAREFUSION | 8015M |  |  | Rental | MHHS-League City CCC |  |  |  | FFP1623 |  | Southeast & Bay Area |  | Rental | [7 empty] | CONTROLLERINFUSIONPUMP-Alaris-Medley 8015 |  | MEDLEY PCU W/NETWORK *MEMORIAL HERMANN* |  |  | CONTROLLERINFUSIONPUMP-Alaris-Medley 8015 | [6 empty] | Verified as Rental |  |  | MHHS-League City CCC
NO | YES |  |  |  | FFP2681 |  | CAREFUSION | 8015M |  |  | Rental | MHHS-League City CCC |  |  |  | FFP2681 |  | Southeast & Bay Area |  | Rental | [7 empty] | CONTROLLERINFUSIONPUMP-Alaris-Medley 8015 |  | MEDLEY PCU W/NETWORK *MEMORIAL HERMANN* |  |  | CONTROLLERINFUSIONPUMP-Alaris-Medley 8015 | [6 empty] | Verified as Rental |  |  | MHHS-League City CCC
NO | YES |  |  |  | FFP2710 |  | CAREFUSION | 8015M |  |  | Rental | MHHS-League City CCC |  |  |  | FFP2710 |  | Southeast & Bay Area |  | Rental | [7 empty] | CONTROLLERINFUSIONPUMP-Alaris-Medley 8015 |  | MEDLEY PCU W/NETWORK *MEMORIAL HERMANN* |  |  | CONTROLLERINFUSIONPUMP-Alaris-Medley 8015 | [6 empty] | Verified as Rental |  |  | MHHS-League City CCC
NO | YES |  |  |  | FFP3190 |  | CAREFUSION | 8015M |  |  | Rental | MHHS-League City CCC |  |  |  | FFP3190 |  | Southeast & Bay Area |  | Rental | [7 empty] | CONTROLLERINFUSIONPUMP-Alaris-Medley 8015 |  | MEDLEY PCU W/NETWORK *MEMORIAL HERMANN* |  |  | CONTROLLERINFUSIONPUMP-Alaris-Medley 8015 | [6 empty] | Verified as Rental |  |  | MHHS-League City CCC
NO | YES |  |  |  | FFP3654 |  | CAREFUSION | 8015M |  |  | Rental | MHHS-League City CCC |  |  |  | FFP3654 |  | Southeast & Bay Area |  | Rental | [7 empty] | CONTROLLERINFUSIONPUMP-Alaris-Medley 8015 |  | MEDLEY PCU W/NETWORK *MEMORIAL HERMANN* |  |  | CONTROLLERINFUSIONPUMP-Alaris-Medley 8015 | [6 empty] | Verified as Rental |  |  | MHHS-League City CCC
NO | YES |  |  |  | FFP3771 |  | CAREFUSION | 8015M |  |  | Rental | MHHS-League City CCC |  |  |  | FFP3771 |  | Southeast & Bay Area |  | Rental | [7 empty] | CONTROLLERINFUSIONPUMP-Alaris-Medley 8015 |  | MEDLEY PCU W/NETWORK *MEMORIAL HERMANN* |  |  | CONTROLLERINFUSIONPUMP-Alaris-Medley 8015 | [6 empty] | Verified as Rental |  |  | MHHS-League City CCC
NO | YES |  |  |  | FFP3981 |  | CAREFUSION | 8015M |  |  | Rental | MHHS-League City CCC |  |  |  | FFP3981 |  | Southeast & Bay Area |  | Rental | [7 empty] | CONTROLLERINFUSIONPUMP-Alaris-Medley 8015 |  | MEDLEY PCU W/NETWORK *MEMORIAL HERMANN* |  |  | CONTROLLERINFUSIONPUMP-Alaris-Medley 8015 | [6 empty] | Verified as Rental |  |  | MHHS-League City CCC
NO | YES |  |  |  | FFP6785 |  | CAREFUSION | 8015M |  |  | Rental | MHHS-League City CCC |  |  |  | FFP6785 |  | Southeast & Bay Area |  | Rental | [7 empty] | CONTROLLERINFUSIONPUMP-Alaris-Medley 8015 |  | MEDLEY PCU W/NETWORK *MEMORIAL HERMANN* |  |  | CONTROLLERINFUSIONPUMP-Alaris-Medley 8015 | [6 empty] | Verified as Rental |  |  | MHHS-League City CCC
NO | YES |  |  |  | FFP6886 |  | CAREFUSION | 8015M |  |  | Rental | MHHS-League City CCC |  |  |  | FFP6886 |  | Southeast & Bay Area |  | Rental | [7 empty] | CONTROLLERINFUSIONPUMP-Alaris-Medley 8015 |  | MEDLEY PCU W/NETWORK *MEMORIAL HERMANN* |  |  | CONTROLLERINFUSIONPUMP-Alaris-Medley 8015 | [6 empty] | Verified as Rental |  |  | MHHS-League City CCC
NO | YES |  |  |  | FFP113 |  | CAREFUSION | 8015M |  |  | Rental | MHHS-Mem City |  |  |  | FFP113 |  | West & Memorial City |  | Rental | [7 empty] | CONTROLLERINFUSIONPUMP-Alaris-Medley 8015 |  | MEDLEY PCU W/NETWORK *MEMORIAL HERMANN* |  |  | CONTROLLERINFUSIONPUMP-Alaris-Medley 8015 | [6 empty] | Verified as Rental |  |  | MHHS-Mem City
NO | YES |  |  |  | FFP145 |  | CAREFUSION | 8015M |  |  | Rental | MHHS-Mem City |  |  |  | FFP145 |  | West & Memorial City |  | Rental | [7 empty] | CONTROLLERINFUSIONPUMP-Alaris-Medley 8015 |  | MEDLEY PCU W/NETWORK *MEMORIAL HERMANN* |  |  | CONTROLLERINFUSIONPUMP-Alaris-Medley 8015 | [6 empty] | Verified as Rental |  |  | MHHS-Mem City
NO | YES |  |  |  | FFP160 |  | CAREFUSION | 8015M |  |  | Rental | MHHS-Mem City |  |  |  | FFP160 |  | West & Memorial City |  | Rental | [7 empty] | CONTROLLERINFUSIONPUMP-Alaris-Medley 8015 |  | MEDLEY PCU W/NETWORK *MEMORIAL HERMANN* |  |  | CONTROLLERINFUSIONPUMP-Alaris-Medley 8015 | [6 empty] | Verified as Rental |  |  | MHHS-Mem City
NO | YES |  |  |  | FFP166 |  | CAREFUSION | 8015M |  |  | Rental | MHHS-Mem City |  |  |  | FFP166 |  | West & Memorial City |  | Rental | [7 empty] | CONTROLLERINFUSIONPUMP-Alaris-Medley 8015 |  | MEDLEY PCU W/NETWORK *MEMORIAL HERMANN* |  |  | CONTROLLERINFUSIONPUMP-Alaris-Medley 8015 | [6 empty] | Verified as Rental |  |  | MHHS-Mem City
NO | YES |  |  |  | FFP173 |  | CAREFUSION | 8015M |  |  | Rental | MHHS-Mem City |  |  |  | FFP173 |  | West & Memorial City |  | Rental | [7 empty] | CONTROLLERINFUSIONPUMP-Alaris-Medley 8015 |  | MEDLEY PCU W/NETWORK *MEMORIAL HERMANN* |  |  | CONTROLLERINFUSIONPUMP-Alaris-Medley 8015 | [6 empty] | Verified as Rental |  |  | MHHS-Mem City
NO | YES |  |  |  | FFP225 |  | CAREFUSION | 8015M |  |  | Rental | MHHS-Mem City |  |  |  | FFP225 |  | West & Memorial City |  | Rental | [7 empty] | CONTROLLERINFUSIONPUMP-Alaris-Medley 8015 |  | MEDLEY PCU W/NETWORK *MEMORIAL HERMANN* |  |  | CONTROLLERINFUSIONPUMP-Alaris-Medley 8015 | [6 empty] | Verified as Rental |  |  | MHHS-Mem City
NO | YES |  |  |  | FFP243 |  | CAREFUSION | 8015M |  |  | Rental | MHHS-Mem City |  |  |  | FFP243 |  | West & Memorial City |  | Rental | [7 empty] | CONTROLLERINFUSIONPUMP-Alaris-Medley 8015 |  | MEDLEY PCU W/NETWORK *MEMORIAL HERMANN* |  |  | CONTROLLERINFUSIONPUMP-Alaris-Medley 8015 | [6 empty] | Verified as Rental |  |  | MHHS-Mem City
NO | YES |  |  |  | FFP247 |  | CAREFUSION | 8015M |  |  | Rental | MHHS-Mem City |  |  |  | FFP247 |  | West & Memorial City |  | Rental | [7 empty] | CONTROLLERINFUSIONPUMP-Alaris-Medley 8015 |  | MEDLEY PCU W/NETWORK *MEMORIAL HERMANN* |  |  | CONTROLLERINFUSIONPUMP-Alaris-Medley 8015 | [6 empty] | Verified as Rental |  |  | MHHS-Mem City
NO | YES |  |  |  | FFP316 |  | CAREFUSION | 8015M |  |  | Rental | MHHS-Mem City |  |  |  | FFP316 |  | West & Memorial City |  | Rental | [7 empty] | CONTROLLERINFUSIONPUMP-Alaris-Medley 8015 |  | MEDLEY PCU W/NETWORK *MEMORIAL HERMANN* |  |  | CONTROLLERINFUSIONPUMP-Alaris-Medley 8015 | [6 empty] | Verified as Rental |  |  | MHHS-Mem City
NO | YES |  |  |  | FFP335 |  | CAREFUSION | 8015M |  |  | Rental | MHHS-Mem City |  |  |  | FFP335 |  | West & Memorial City |  | Rental | [7 empty] | CONTROLLERINFUSIONPUMP-Alaris-Medley 8015 |  | MEDLEY PCU W/NETWORK *MEMORIAL HERMANN* |  |  | CONTROLLERINFUSIONPUMP-Alaris-Medley 8015 | [6 empty] | Verified as Rental |  |  | MHHS-Mem City
NO | YES |  |  |  | FFP346 |  | CAREFUSION | 8015M |  |  | Rental | MHHS-Mem City |  |  |  | FFP346 |  | West & Memorial City |  | Rental | [7 empty] | CONTROLLERINFUSIONPUMP-Alaris-Medley 8015 |  | MEDLEY PCU W/NETWORK *MEMORIAL HERMANN* |  |  | CONTROLLERINFUSIONPUMP-Alaris-Medley 8015 | [6 empty] | Verified as Rental |  |  | MHHS-Mem City
NO | YES |  |  |  | FFP366 |  | CAREFUSION | 8015M |  |  | Rental | MHHS-Mem City |  |  |  | FFP366 |  | West & Memorial City |  | Rental | [7 empty] | CONTROLLERINFUSIONPUMP-Alaris-Medley 8015 |  | MEDLEY PCU W/NETWORK *MEMORIAL HERMANN* |  |  | CONTROLLERINFUSIONPUMP-Alaris-Medley 8015 | [6 empty] | Verified as Rental |  |  | MHHS-Mem City
NO | YES |  |  |  | FFP371 |  | CAREFUSION | 8015M |  |  | Rental | MHHS-Mem City |  |  |  | FFP371 |  | West & Memorial City |  | Rental | [7 empty] | CONTROLLERINFUSIONPUMP-Alaris-Medley 8015 |  | MEDLEY PCU W/NETWORK *MEMORIAL HERMANN* |  |  | CONTROLLERINFUSIONPUMP-Alaris-Medley 8015 | [6 empty] | Verified as Rental |  |  | MHHS-Mem City
NO | YES |  |  |  | FFP373 |  | CAREFUSION | 8015M |  |  | Rental | MHHS-Mem City |  |  |  | FFP373 |  | West & Memorial City |  | Rental | [7 empty] | CONTROLLERINFUSIONPUMP-Alaris-Medley 8015 |  | MEDLEY PCU W/NETWORK *MEMORIAL HERMANN* |  |  | CONTROLLERINFUSIONPUMP-Alaris-Medley 8015 | [6 empty] | Verified as Rental |  |  | MHHS-Mem City
NO | YES |  |  |  | FFP379 |  | CAREFUSION | 8015M |  |  | Rental | MHHS-Mem City |  |  |  | FFP379 |  | West & Memorial City |  | Rental | [7 empty] | CONTROLLERINFUSIONPUMP-Alaris-Medley 8015 |  | MEDLEY PCU W/NETWORK *MEMORIAL HERMANN* |  |  | CONTROLLERINFUSIONPUMP-Alaris-Medley 8015 | [6 empty] | Verified as Rental |  |  | MHHS-Mem City
NO | YES |  |  |  | FFP400 |  | CAREFUSION | 8015M |  |  | Rental | MHHS-Mem City |  |  |  | FFP400 |  | West & Memorial City |  | Rental | [7 empty] | CONTROLLERINFUSIONPUMP-Alaris-Medley 8015 |  | MEDLEY PCU W/NETWORK *MEMORIAL HERMANN* |  |  | CONTROLLERINFUSIONPUMP-Alaris-Medley 8015 | [6 empty] | Verified as Rental |  |  | MHHS-Mem City
NO | YES |  |  |  | FFP434 |  | CAREFUSION | 8015M |  |  | Rental | MHHS-Mem City |  |  |  | FFP434 |  | West & Memorial City |  | Rental | [7 empty] | CONTROLLERINFUSIONPUMP-Alaris-Medley 8015 |  | MEDLEY PCU W/NETWORK *MEMORIAL HERMANN* |  |  | CONTROLLERINFUSIONPUMP-Alaris-Medley 8015 | [6 empty] | Verified as Rental |  |  | MHHS-Mem City
NO | YES |  |  |  | FFP443 |  | CAREFUSION | 8015M |  |  | Rental | MHHS-Mem City |  |  |  | FFP443 |  | West & Memorial City |  | Rental | [7 empty] | CONTROLLERINFUSIONPUMP-Alaris-Medley 8015 |  | MEDLEY PCU W/NETWORK *MEMORIAL HERMANN* |  |  | CONTROLLERINFUSIONPUMP-Alaris-Medley 8015 | [6 empty] | Verified as Rental |  |  | MHHS-Mem City
NO | YES |  |  |  | FFP447 |  | CAREFUSION | 8015M |  |  | Rental | MHHS-Mem City |  |  |  | FFP447 |  | West & Memorial City |  | Rental | [7 empty] | CONTROLLERINFUSIONPUMP-Alaris-Medley 8015 |  | MEDLEY PCU W/NETWORK *MEMORIAL HERMANN* |  |  | CONTROLLERINFUSIONPUMP-Alaris-Medley 8015 | [6 empty] | Verified as Rental |  |  | MHHS-Mem City
NO | YES |  |  |  | FFP465 |  | CAREFUSION | 8015M |  |  | Rental | MHHS-Mem City |  |  |  | FFP465 |  | West & Memorial City |  | Rental | [7 empty] | CONTROLLERINFUSIONPUMP-Alaris-Medley 8015 |  | MEDLEY PCU W/NETWORK *MEMORIAL HERMANN* |  |  | CONTROLLERINFUSIONPUMP-Alaris-Medley 8015 | [6 empty] | Verified as Rental |  |  | MHHS-Mem City
NO | YES |  |  |  | FFP513 |  | CAREFUSION | 8015M |  |  | Rental | MHHS-Mem City |  |  |  | FFP513 |  | West & Memorial City |  | Rental | [7 empty] | CONTROLLERINFUSIONPUMP-Alaris-Medley 8015 |  | MEDLEY PCU W/NETWORK *MEMORIAL HERMANN* |  |  | CONTROLLERINFUSIONPUMP-Alaris-Medley 8015 | [6 empty] | Verified as Rental |  |  | MHHS-Mem City
NO | YES |  |  |  | FFP531 |  | CAREFUSION | 8015M |  |  | Rental | MHHS-Mem City |  |  |  | FFP531 |  | West & Memorial City |  | Rental | [7 empty] | CONTROLLERINFUSIONPUMP-Alaris-Medley 8015 |  | MEDLEY PCU W/NETWORK *MEMORIAL HERMANN* |  |  | CONTROLLERINFUSIONPUMP-Alaris-Medley 8015 | [6 empty] | Verified as Rental |  |  | MHHS-Mem City
NO | YES |  |  |  | FFP538 |  | CAREFUSION | 8015M |  |  | Rental | MHHS-Mem City |  |  |  | FFP538 |  | West & Memorial City |  | Rental | [7 empty] | CONTROLLERINFUSIONPUMP-Alaris-Medley 8015 |  | MEDLEY PCU W/NETWORK *MEMORIAL HERMANN* |  |  | CONTROLLERINFUSIONPUMP-Alaris-Medley 8015 | [6 empty] | Verified as Rental |  |  | MHHS-Mem City
NO | YES |  |  |  | FFP543 |  | CAREFUSION | 8015M |  |  | Rental | MHHS-Mem City |  |  |  | FFP543 |  | West & Memorial City |  | Rental | [7 empty] | CONTROLLERINFUSIONPUMP-Alaris-Medley 8015 |  | MEDLEY PCU W/NETWORK *MEMORIAL HERMANN* |  |  | CONTROLLERINFUSIONPUMP-Alaris-Medley 8015 | [6 empty] | Verified as Rental |  |  | MHHS-Mem City
NO | YES |  |  |  | FFP579 |  | CAREFUSION | 8015M |  |  | Rental | MHHS-Mem City |  |  |  | FFP579 |  | West & Memorial City |  | Rental | [7 empty] | CONTROLLERINFUSIONPUMP-Alaris-Medley 8015 |  | MEDLEY PCU W/NETWORK *MEMORIAL HERMANN* |  |  | CONTROLLERINFUSIONPUMP-Alaris-Medley 8015 | [6 empty] | Verified as Rental |  |  | MHHS-Mem City
NO | YES |  |  |  | FFP596 |  | CAREFUSION | 8015M |  |  | Rental | MHHS-Mem City |  |  |  | FFP596 |  | West & Memorial City |  | Rental | [7 empty] | CONTROLLERINFUSIONPUMP-Alaris-Medley 8015 |  | MEDLEY PCU W/NETWORK *MEMORIAL HERMANN* |  |  | CONTROLLERINFUSIONPUMP-Alaris-Medley 8015 | [6 empty] | Verified as Rental |  |  | MHHS-Mem City
NO | YES |  |  |  | FFP621 |  | CAREFUSION | 8015M |  |  | Rental | MHHS-Mem City |  |  |  | FFP621 |  | West & Memorial City |  | Rental | [7 empty] | CONTROLLERINFUSIONPUMP-Alaris-Medley 8015 |  | MEDLEY PCU W/NETWORK *MEMORIAL HERMANN* |  |  | CONTROLLERINFUSIONPUMP-Alaris-Medley 8015 | [6 empty] | Verified as Rental |  |  | MHHS-Mem City
NO | YES |  |  |  | FFP623 |  | CAREFUSION | 8015M |  |  | Rental | MHHS-Mem City |  |  |  | FFP623 |  | West & Memorial City |  | Rental | [7 empty] | CONTROLLERINFUSIONPUMP-Alaris-Medley 8015 |  | MEDLEY PCU W/NETWORK *MEMORIAL HERMANN* |  |  | CONTROLLERINFUSIONPUMP-Alaris-Medley 8015 | [6 empty] | Verified as Rental |  |  | MHHS-Mem City
NO | YES |  |  |  | FFP628 |  | CAREFUSION | 8015M |  |  | Rental | MHHS-Mem City |  |  |  | FFP628 |  | West & Memorial City |  | Rental | [7 empty] | CONTROLLERINFUSIONPUMP-Alaris-Medley 8015 |  | MEDLEY PCU W/NETWORK *MEMORIAL HERMANN* |  |  | CONTROLLERINFUSIONPUMP-Alaris-Medley 8015 | [6 empty] | Verified as Rental |  |  | MHHS-Mem City
NO | YES |  |  |  | FFP637 |  | CAREFUSION | 8015M |  |  | Rental | MHHS-Mem City |  |  |  | FFP637 |  | West & Memorial City |  | Rental | [7 empty] | CONTROLLERINFUSIONPUMP-Alaris-Medley 8015 |  | MEDLEY PCU W/NETWORK *MEMORIAL HERMANN* |  |  | CONTROLLERINFUSIONPUMP-Alaris-Medley 8015 | [6 empty] | Verified as Rental |  |  | MHHS-Mem City
NO | YES |  |  |  | FFP638 |  | CAREFUSION | 8015M |  |  | Rental | MHHS-Mem City |  |  |  | FFP638 |  | West & Memorial City |  | Rental | [7 empty] | CONTROLLERINFUSIONPUMP-Alaris-Medley 8015 |  | MEDLEY PCU W/NETWORK *MEMORIAL HERMANN* |  |  | CONTROLLERINFUSIONPUMP-Alaris-Medley 8015 | [6 empty] | Verified as Rental |  |  | MHHS-Mem City
NO | YES |  |  |  | FFP669 |  | CAREFUSION | 8015M |  |  | Rental | MHHS-Mem City |  |  |  | FFP669 |  | West & Memorial City |  | Rental | [7 empty] | CONTROLLERINFUSIONPUMP-Alaris-Medley 8015 |  | MEDLEY PCU W/NETWORK *MEMORIAL HERMANN* |  |  | CONTROLLERINFUSIONPUMP-Alaris-Medley 8015 | [6 empty] | Verified as Rental |  |  | MHHS-Mem City
NO | YES |  |  |  | FFP713 |  | CAREFUSION | 8015M |  |  | Rental | MHHS-Mem City |  |  |  | FFP713 |  | West & Memorial City |  | Rental | [7 empty] | CONTROLLERINFUSIONPUMP-Alaris-Medley 8015 |  | MEDLEY PCU W/NETWORK *MEMORIAL HERMANN* |  |  | CONTROLLERINFUSIONPUMP-Alaris-Medley 8015 | [6 empty] | Verified as Rental |  |  | MHHS-Mem City
NO | YES |  |  |  | FFP716 |  | CAREFUSION | 8015M |  |  | Rental | MHHS-Mem City |  |  |  | FFP716 |  | West & Memorial City |  | Rental | [7 empty] | CONTROLLERINFUSIONPUMP-Alaris-Medley 8015 |  | MEDLEY PCU W/NETWORK *MEMORIAL HERMANN* |  |  | CONTROLLERINFUSIONPUMP-Alaris-Medley 8015 | [6 empty] | Verified as Rental |  |  | MHHS-Mem City
NO | YES |  |  |  | FFP748 |  | CAREFUSION | 8015M |  |  | Rental | MHHS-Mem City |  |  |  | FFP748 |  | West & Memorial City |  | Rental | [7 empty] | CONTROLLERINFUSIONPUMP-Alaris-Medley 8015 |  | MEDLEY PCU W/NETWORK *MEMORIAL HERMANN* |  |  | CONTROLLERINFUSIONPUMP-Alaris-Medley 8015 | [6 empty] | Verified as Rental |  |  | MHHS-Mem City
NO | YES |  |  |  | FFP764 |  | CAREFUSION | 8015M |  |  | Rental | MHHS-Mem City |  |  |  | FFP764 |  | West & Memorial City |  | Rental | [7 empty] | CONTROLLERINFUSIONPUMP-Alaris-Medley 8015 |  | MEDLEY PCU W/NETWORK *MEMORIAL HERMANN* |  |  | CONTROLLERINFUSIONPUMP-Alaris-Medley 8015 | [6 empty] | Verified as Rental |  |  | MHHS-Mem City
NO | YES |  |  |  | FFP818 |  | CAREFUSION | 8015M |  |  | Rental | MHHS-Mem City |  |  |  | FFP818 |  | West & Memorial City |  | Rental | [7 empty] | CONTROLLERINFUSIONPUMP-Alaris-Medley 8015 |  | MEDLEY PCU W/NETWORK *MEMORIAL HERMANN* |  |  | CONTROLLERINFUSIONPUMP-Alaris-Medley 8015 | [6 empty] | Verified as Rental |  |  | MHHS-Mem City
NO | YES |  |  |  | FFP821 |  | CAREFUSION | 8015M |  |  | Rental | MHHS-Mem City |  |  |  | FFP821 |  | West & Memorial City |  | Rental | [7 empty] | CONTROLLERINFUSIONPUMP-Alaris-Medley 8015 |  | MEDLEY PCU W/NETWORK *MEMORIAL HERMANN* |  |  | CONTROLLERINFUSIONPUMP-Alaris-Medley 8015 | [6 empty] | Verified as Rental |  |  | MHHS-Mem City
NO | YES |  |  |  | FFP846 |  | CAREFUSION | 8015M |  |  | Rental | MHHS-Mem City |  |  |  | FFP846 |  | West & Memorial City |  | Rental | [7 empty] | CONTROLLERINFUSIONPUMP-Alaris-Medley 8015 |  | MEDLEY PCU W/NETWORK *MEMORIAL HERMANN* |  |  | CONTROLLERINFUSIONPUMP-Alaris-Medley 8015 | [6 empty] | Verified as Rental |  |  | MHHS-Mem City
NO | YES |  |  |  | FFP853 |  | CAREFUSION | 8015M |  |  | Rental | MHHS-Mem City |  |  |  | FFP853 |  | West & Memorial City |  | Rental | [7 empty] | CONTROLLERINFUSIONPUMP-Alaris-Medley 8015 |  | MEDLEY PCU W/NETWORK *MEMORIAL HERMANN* |  |  | CONTROLLERINFUSIONPUMP-Alaris-Medley 8015 | [6 empty] | Verified as Rental |  |  | MHHS-Mem City
NO | YES |  |  |  | FFP857 |  | CAREFUSION | 8015M |  |  | Rental | MHHS-Mem City |  |  |  | FFP857 |  | West & Memorial City |  | Rental | [7 empty] | CONTROLLERINFUSIONPUMP-Alaris-Medley 8015 |  | MEDLEY PCU W/NETWORK *MEMORIAL HERMANN* |  |  | CONTROLLERINFUSIONPUMP-Alaris-Medley 8015 | [6 empty] | Verified as Rental |  |  | MHHS-Mem City
NO | YES |  |  |  | FFP866 |  | CAREFUSION | 8015M |  |  | Rental | MHHS-Mem City |  |  |  | FFP866 |  | West & Memorial City |  | Rental | [7 empty] | CONTROLLERINFUSIONPUMP-Alaris-Medley 8015 |  | MEDLEY PCU W/NETWORK *MEMORIAL HERMANN* |  |  | CONTROLLERINFUSIONPUMP-Alaris-Medley 8015 | [6 empty] | Verified as Rental |  |  | MHHS-Mem City
NO | YES |  |  |  | FFP879 |  | CAREFUSION | 8015M |  |  | Rental | MHHS-Mem City |  |  |  | FFP879 |  | West & Memorial City |  | Rental | [7 empty] | CONTROLLERINFUSIONPUMP-Alaris-Medley 8015 |  | MEDLEY PCU W/NETWORK *MEMORIAL HERMANN* |  |  | CONTROLLERINFUSIONPUMP-Alaris-Medley 8015 | [6 empty] | Verified as Rental |  |  | MHHS-Mem City
NO | YES |  |  |  | FFP887 |  | CAREFUSION | 8015M |  |  | Rental | MHHS-Mem City |  |  |  | FFP887 |  | West & Memorial City |  | Rental | [7 empty] | CONTROLLERINFUSIONPUMP-Alaris-Medley 8015 |  | MEDLEY PCU W/NETWORK *MEMORIAL HERMANN* |  |  | CONTROLLERINFUSIONPUMP-Alaris-Medley 8015 | [6 empty] | Verified as Rental |  |  | MHHS-Mem City
NO | YES |  |  |  | FFP894 |  | CAREFUSION | 8015M |  |  | Rental | MHHS-Mem City |  |  |  | FFP894 |  | West & Memorial City |  | Rental | [7 empty] | CONTROLLERINFUSIONPUMP-Alaris-Medley 8015 |  | MEDLEY PCU W/NETWORK *MEMORIAL HERMANN* |  |  | CONTROLLERINFUSIONPUMP-Alaris-Medley 8015 | [6 empty] | Verified as Rental |  |  | MHHS-Mem City
NO | YES |  |  |  | FFP897 |  | CAREFUSION | 8015M |  |  | Rental | MHHS-Mem City |  |  |  | FFP897 |  | West & Memorial City |  | Rental | [7 empty] | CONTROLLERINFUSIONPUMP-Alaris-Medley 8015 |  | MEDLEY PCU W/NETWORK *MEMORIAL HERMANN* |  |  | CONTROLLERINFUSIONPUMP-Alaris-Medley 8015 | [6 empty] | Verified as Rental |  |  | MHHS-Mem City
NO | YES |  |  |  | FFP916 |  | CAREFUSION | 8015M |  |  | Rental | MHHS-Mem City |  |  |  | FFP916 |  | West & Memorial City |  | Rental | [7 empty] | CONTROLLERINFUSIONPUMP-Alaris-Medley 8015 |  | MEDLEY PCU W/NETWORK *MEMORIAL HERMANN* |  |  | CONTROLLERINFUSIONPUMP-Alaris-Medley 8015 | [6 empty] | Verified as Rental |  |  | MHHS-Mem City
NO | YES |  |  |  | FFP951 |  | CAREFUSION | 8015M |  |  | Rental | MHHS-Mem City |  |  |  | FFP951 |  | West & Memorial City |  | Rental | [7 empty] | CONTROLLERINFUSIONPUMP-Alaris-Medley 8015 |  | MEDLEY PCU W/NETWORK *MEMORIAL HERMANN* |  |  | CONTROLLERINFUSIONPUMP-Alaris-Medley 8015 | [6 empty] | Verified as Rental |  |  | MHHS-Mem City
NO | YES |  |  |  | FFP959 |  | CAREFUSION | 8015M |  |  | Rental | MHHS-Mem City |  |  |  | FFP959 |  | West & Memorial City |  | Rental | [7 empty] | CONTROLLERINFUSIONPUMP-Alaris-Medley 8015 |  | MEDLEY PCU W/NETWORK *MEMORIAL HERMANN* |  |  | CONTROLLERINFUSIONPUMP-Alaris-Medley 8015 | [6 empty] | Verified as Rental |  |  | MHHS-Mem City
NO | YES |  |  |  | FFP969 |  | CAREFUSION | 8015M |  |  | Rental | MHHS-Mem City |  |  |  | FFP969 |  | West & Memorial City |  | Rental | [7 empty] | CONTROLLERINFUSIONPUMP-Alaris-Medley 8015 |  | MEDLEY PCU W/NETWORK *MEMORIAL HERMANN* |  |  | CONTROLLERINFUSIONPUMP-Alaris-Medley 8015 | [6 empty] | Verified as Rental |  |  | MHHS-Mem City
NO | YES |  |  |  | FFP978 |  | CAREFUSION | 8015M |  |  | Rental | MHHS-Mem City |  |  |  | FFP978 |  | West & Memorial City |  | Rental | [7 empty] | CONTROLLERINFUSIONPUMP-Alaris-Medley 8015 |  | MEDLEY PCU W/NETWORK *MEMORIAL HERMANN* |  |  | CONTROLLERINFUSIONPUMP-Alaris-Medley 8015 | [6 empty] | Verified as Rental |  |  | MHHS-Mem City
NO | YES |  |  |  | FFP1012 |  | CAREFUSION | 8015M |  |  | Rental | MHHS-Mem City |  |  |  | FFP1012 |  | West & Memorial City |  | Rental | [7 empty] | CONTROLLERINFUSIONPUMP-Alaris-Medley 8015 |  | MEDLEY PCU W/NETWORK *MEMORIAL HERMANN* |  |  | CONTROLLERINFUSIONPUMP-Alaris-Medley 8015 | [6 empty] | Verified as Rental |  |  | MHHS-Mem City
NO | YES |  |  |  | FFP1018 |  | CAREFUSION | 8015M |  |  | Rental | MHHS-Mem City |  |  |  | FFP1018 |  | West & Memorial City |  | Rental | [7 empty] | CONTROLLERINFUSIONPUMP-Alaris-Medley 8015 |  | MEDLEY PCU W/NETWORK *MEMORIAL HERMANN* |  |  | CONTROLLERINFUSIONPUMP-Alaris-Medley 8015 | [6 empty] | Verified as Rental |  |  | MHHS-Mem City
NO | YES |  |  |  | FFP1082 |  | CAREFUSION | 8015M |  |  | Rental | MHHS-Mem City |  |  |  | FFP1082 |  | West & Memorial City |  | Rental | [7 empty] | CONTROLLERINFUSIONPUMP-Alaris-Medley 8015 |  | MEDLEY PCU W/NETWORK *MEMORIAL HERMANN* |  |  | CONTROLLERINFUSIONPUMP-Alaris-Medley 8015 | [6 empty] | Verified as Rental |  |  | MHHS-Mem City
NO | YES |  |  |  | FFP1126 |  | CAREFUSION | 8015M |  |  | Rental | MHHS-Mem City |  |  |  | FFP1126 |  | West & Memorial City |  | Rental | [7 empty] | CONTROLLERINFUSIONPUMP-Alaris-Medley 8015 |  | MEDLEY PCU W/NETWORK *MEMORIAL HERMANN* |  |  | CONTROLLERINFUSIONPUMP-Alaris-Medley 8015 | [6 empty] | Verified as Rental |  |  | MHHS-Mem City
NO | YES |  |  |  | FFP1157 |  | CAREFUSION | 8015M |  |  | Rental | MHHS-Mem City |  |  |  | FFP1157 |  | West & Memorial City |  | Rental | [7 empty] | CONTROLLERINFUSIONPUMP-Alaris-Medley 8015 |  | MEDLEY PCU W/NETWORK *MEMORIAL HERMANN* |  |  | CONTROLLERINFUSIONPUMP-Alaris-Medley 8015 | [6 empty] | Verified as Rental |  |  | MHHS-Mem City
NO | YES |  |  |  | FFP1159 |  | CAREFUSION | 8015M |  |  | Rental | MHHS-Mem City |  |  |  | FFP1159 |  | West & Memorial City |  | Rental | [7 empty] | CONTROLLERINFUSIONPUMP-Alaris-Medley 8015 |  | MEDLEY PCU W/NETWORK *MEMORIAL HERMANN* |  |  | CONTROLLERINFUSIONPUMP-Alaris-Medley 8015 | [6 empty] | Verified as Rental |  |  | MHHS-Mem City
NO | YES |  |  |  | FFP1193 |  | CAREFUSION | 8015M |  |  | Rental | MHHS-Mem City |  |  |  | FFP1193 |  | West & Memorial City |  | Rental | [7 empty] | CONTROLLERINFUSIONPUMP-Alaris-Medley 8015 |  | MEDLEY PCU W/NETWORK *MEMORIAL HERMANN* |  |  | CONTROLLERINFUSIONPUMP-Alaris-Medley 8015 | [6 empty] | Verified as Rental |  |  | MHHS-Mem City
NO | YES |  |  |  | FFP1208 |  | CAREFUSION | 8015M |  |  | Rental | MHHS-Mem City |  |  |  | FFP1208 |  | West & Memorial City |  | Rental | [7 empty] | CONTROLLERINFUSIONPUMP-Alaris-Medley 8015 |  | MEDLEY PCU W/NETWORK *MEMORIAL HERMANN* |  |  | CONTROLLERINFUSIONPUMP-Alaris-Medley 8015 | [6 empty] | Verified as Rental |  |  | MHHS-Mem City
NO | YES |  |  |  | FFP1289 |  | CAREFUSION | 8015M |  |  | Rental | MHHS-Mem City |  |  |  | FFP1289 |  | West & Memorial City |  | Rental | [7 empty] | CONTROLLERINFUSIONPUMP-Alaris-Medley 8015 |  | MEDLEY PCU W/NETWORK *MEMORIAL HERMANN* |  |  | CONTROLLERINFUSIONPUMP-Alaris-Medley 8015 | [6 empty] | Verified as Rental |  |  | MHHS-Mem City
NO | YES |  |  |  | FFP1298 |  | CAREFUSION | 8015M |  |  | Rental | MHHS-Mem City |  |  |  | FFP1298 |  | West & Memorial City |  | Rental | [7 empty] | CONTROLLERINFUSIONPUMP-Alaris-Medley 8015 |  | MEDLEY PCU W/NETWORK *MEMORIAL HERMANN* |  |  | CONTROLLERINFUSIONPUMP-Alaris-Medley 8015 | [6 empty] | Verified as Rental |  |  | MHHS-Mem City
NO | YES |  |  |  | FFP1312 |  | CAREFUSION | 8015M |  |  | Rental | MHHS-Mem City |  |  |  | FFP1312 |  | West & Memorial City |  | Rental | [7 empty] | CONTROLLERINFUSIONPUMP-Alaris-Medley 8015 |  | MEDLEY PCU W/NETWORK *MEMORIAL HERMANN* |  |  | CONTROLLERINFUSIONPUMP-Alaris-Medley 8015 | [6 empty] | Verified as Rental |  |  | MHHS-Mem City
NO | YES |  |  |  | FFP1323 |  | CAREFUSION | 8015M |  |  | Rental | MHHS-Mem City |  |  |  | FFP1323 |  | West & Memorial City |  | Rental | [7 empty] | CONTROLLERINFUSIONPUMP-Alaris-Medley 8015 |  | MEDLEY PCU W/NETWORK *MEMORIAL HERMANN* |  |  | CONTROLLERINFUSIONPUMP-Alaris-Medley 8015 | [6 empty] | Verified as Rental |  |  | MHHS-Mem City
NO | YES |  |  |  | FFP1337 |  | CAREFUSION | 8015M |  |  | Rental | MHHS-Mem City |  |  |  | FFP1337 |  | West & Memorial City |  | Rental | [7 empty] | CONTROLLERINFUSIONPUMP-Alaris-Medley 8015 |  | MEDLEY PCU W/NETWORK *MEMORIAL HERMANN* |  |  | CONTROLLERINFUSIONPUMP-Alaris-Medley 8015 | [6 empty] | Verified as Rental |  |  | MHHS-Mem City
NO | YES |  |  |  | FFP1370 |  | CAREFUSION | 8015M |  |  | Rental | MHHS-Mem City |  |  |  | FFP1370 |  | West & Memorial City |  | Rental | [7 empty] | CONTROLLERINFUSIONPUMP-Alaris-Medley 8015 |  | MEDLEY PCU W/NETWORK *MEMORIAL HERMANN* |  |  | CONTROLLERINFUSIONPUMP-Alaris-Medley 8015 | [6 empty] | Verified as Rental |  |  | MHHS-Mem City
NO | YES |  |  |  | FFP1378 |  | CAREFUSION | 8015M |  |  | Rental | MHHS-Mem City |  |  |  | FFP1378 |  | West & Memorial City |  | Rental | [7 empty] | CONTROLLERINFUSIONPUMP-Alaris-Medley 8015 |  | MEDLEY PCU W/NETWORK *MEMORIAL HERMANN* |  |  | CONTROLLERINFUSIONPUMP-Alaris-Medley 8015 | [6 empty] | Verified as Rental |  |  | MHHS-Mem City
NO | YES |  |  |  | FFP1379 |  | CAREFUSION | 8015M |  |  | Rental | MHHS-Mem City |  |  |  | FFP1379 |  | West & Memorial City |  | Rental | [7 empty] | CONTROLLERINFUSIONPUMP-Alaris-Medley 8015 |  | MEDLEY PCU W/NETWORK *MEMORIAL HERMANN* |  |  | CONTROLLERINFUSIONPUMP-Alaris-Medley 8015 | [6 empty] | Verified as Rental |  |  | MHHS-Mem City
NO | YES |  |  |  | FFP1389 |  | CAREFUSION | 8015M |  |  | Rental | MHHS-Mem City |  |  |  | FFP1389 |  | West & Memorial City |  | Rental | [7 empty] | CONTROLLERINFUSIONPUMP-Alaris-Medley 8015 |  | MEDLEY PCU W/NETWORK *MEMORIAL HERMANN* |  |  | CONTROLLERINFUSIONPUMP-Alaris-Medley 8015 | [6 empty] | Verified as Rental |  |  | MHHS-Mem City
NO | YES |  |  |  | FFP1391 |  | CAREFUSION | 8015M |  |  | Rental | MHHS-Mem City |  |  |  | FFP1391 |  | West & Memorial City |  | Rental | [7 empty] | CONTROLLERINFUSIONPUMP-Alaris-Medley 8015 |  | MEDLEY PCU W/NETWORK *MEMORIAL HERMANN* |  |  | CONTROLLERINFUSIONPUMP-Alaris-Medley 8015 | [6 empty] | Verified as Rental |  |  | MHHS-Mem City
NO | YES |  |  |  | FFP1400 |  | CAREFUSION | 8015M |  |  | Rental | MHHS-Mem City |  |  |  | FFP1400 |  | West & Memorial City |  | Rental | [7 empty] | CONTROLLERINFUSIONPUMP-Alaris-Medley 8015 |  | MEDLEY PCU W/NETWORK *MEMORIAL HERMANN* |  |  | CONTROLLERINFUSIONPUMP-Alaris-Medley 8015 | [6 empty] | Verified as Rental |  |  | MHHS-Mem City
NO | YES |  |  |  | FFP1414 |  | CAREFUSION | 8015M |  |  | Rental | MHHS-Mem City |  |  |  | FFP1414 |  | West & Memorial City |  | Rental | [7 empty] | CONTROLLERINFUSIONPUMP-Alaris-Medley 8015 |  | MEDLEY PCU W/NETWORK *MEMORIAL HERMANN* |  |  | CONTROLLERINFUSIONPUMP-Alaris-Medley 8015 | [6 empty] | Verified as Rental |  |  | MHHS-Mem City
NO | YES |  |  |  | FFP1421 |  | CAREFUSION | 8015M |  |  | Rental | MHHS-Mem City |  |  |  | FFP1421 |  | West & Memorial City |  | Rental | [7 empty] | CONTROLLERINFUSIONPUMP-Alaris-Medley 8015 |  | MEDLEY PCU W/NETWORK *MEMORIAL HERMANN* |  |  | CONTROLLERINFUSIONPUMP-Alaris-Medley 8015 | [6 empty] | Verified as Rental |  |  | MHHS-Mem City
NO | YES |  |  |  | FFP1427 |  | CAREFUSION | 8015M |  |  | Rental | MHHS-Mem City |  |  |  | FFP1427 |  | West & Memorial City |  | Rental | [7 empty] | CONTROLLERINFUSIONPUMP-Alaris-Medley 8015 |  | MEDLEY PCU W/NETWORK *MEMORIAL HERMANN* |  |  | CONTROLLERINFUSIONPUMP-Alaris-Medley 8015 | [6 empty] | Verified as Rental |  |  | MHHS-Mem City
NO | YES |  |  |  | FFP1429 |  | CAREFUSION | 8015M |  |  | Rental | MHHS-Mem City |  |  |  | FFP1429 |  | West & Memorial City |  | Rental | [7 empty] | CONTROLLERINFUSIONPUMP-Alaris-Medley 8015 |  | MEDLEY PCU W/NETWORK *MEMORIAL HERMANN* |  |  | CONTROLLERINFUSIONPUMP-Alaris-Medley 8015 | [6 empty] | Verified as Rental |  |  | MHHS-Mem City
NO | YES |  |  |  | FFP1430 |  | CAREFUSION | 8015M |  |  | Rental | MHHS-Mem City |  |  |  | FFP1430 |  | West & Memorial City |  | Rental | [7 empty] | CONTROLLERINFUSIONPUMP-Alaris-Medley 8015 |  | MEDLEY PCU W/NETWORK *MEMORIAL HERMANN* |  |  | CONTROLLERINFUSIONPUMP-Alaris-Medley 8015 | [6 empty] | Verified as Rental |  |  | MHHS-Mem City
NO | YES |  |  |  | FFP1440 |  | CAREFUSION | 8015M |  |  | Rental | MHHS-Mem City |  |  |  | FFP1440 |  | West & Memorial City |  | Rental | [7 empty] | CONTROLLERINFUSIONPUMP-Alaris-Medley 8015 |  | MEDLEY PCU W/NETWORK *MEMORIAL HERMANN* |  |  | CONTROLLERINFUSIONPUMP-Alaris-Medley 8015 | [6 empty] | Verified as Rental |  |  | MHHS-Mem City
NO | YES |  |  |  | FFP1456 |  | CAREFUSION | 8015M |  |  | Rental | MHHS-Mem City |  |  |  | FFP1456 |  | West & Memorial City |  | Rental | [7 empty] | CONTROLLERINFUSIONPUMP-Alaris-Medley 8015 |  | MEDLEY PCU W/NETWORK *MEMORIAL HERMANN* |  |  | CONTROLLERINFUSIONPUMP-Alaris-Medley 8015 | [6 empty] | Verified as Rental |  |  | MHHS-Mem City
NO | YES |  |  |  | FFP1471 |  | CAREFUSION | 8015M |  |  | Rental | MHHS-Mem City |  |  |  | FFP1471 |  | West & Memorial City |  | Rental | [7 empty] | CONTROLLERINFUSIONPUMP-Alaris-Medley 8015 |  | MEDLEY PCU W/NETWORK *MEMORIAL HERMANN* |  |  | CONTROLLERINFUSIONPUMP-Alaris-Medley 8015 | [6 empty] | Verified as Rental |  |  | MHHS-Mem City
NO | YES |  |  |  | FFP1475 |  | CAREFUSION | 8015M |  |  | Rental | MHHS-Mem City |  |  |  | FFP1475 |  | West & Memorial City |  | Rental | [7 empty] | CONTROLLERINFUSIONPUMP-Alaris-Medley 8015 |  | MEDLEY PCU W/NETWORK *MEMORIAL HERMANN* |  |  | CONTROLLERINFUSIONPUMP-Alaris-Medley 8015 | [6 empty] | Verified as Rental |  |  | MHHS-Mem City
NO | YES |  |  |  | FFP1492 |  | CAREFUSION | 8015M |  |  | Rental | MHHS-Mem City |  |  |  | FFP1492 |  | West & Memorial City |  | Rental | [7 empty] | CONTROLLERINFUSIONPUMP-Alaris-Medley 8015 |  | MEDLEY PCU W/NETWORK *MEMORIAL HERMANN* |  |  | CONTROLLERINFUSIONPUMP-Alaris-Medley 8015 | [6 empty] | Verified as Rental |  |  | MHHS-Mem City
NO | YES |  |  |  | FFP1497 |  | CAREFUSION | 8015M |  |  | Rental | MHHS-Mem City |  |  |  | FFP1497 |  | West & Memorial City |  | Rental | [7 empty] | CONTROLLERINFUSIONPUMP-Alaris-Medley 8015 |  | MEDLEY PCU W/NETWORK *MEMORIAL HERMANN* |  |  | CONTROLLERINFUSIONPUMP-Alaris-Medley 8015 | [6 empty] | Verified as Rental |  |  | MHHS-Mem City
NO | YES |  |  |  | FFP1508 |  | CAREFUSION | 8015M |  |  | Rental | MHHS-Mem City |  |  |  | FFP1508 |  | West & Memorial City |  | Rental | [7 empty] | CONTROLLERINFUSIONPUMP-Alaris-Medley 8015 |  | MEDLEY PCU W/NETWORK *MEMORIAL HERMANN* |  |  | CONTROLLERINFUSIONPUMP-Alaris-Medley 8015 | [6 empty] | Verified as Rental |  |  | MHHS-Mem City
NO | YES |  |  |  | FFP1518 |  | CAREFUSION | 8015M |  |  | Rental | MHHS-Mem City |  |  |  | FFP1518 |  | West & Memorial City |  | Rental | [7 empty] | CONTROLLERINFUSIONPUMP-Alaris-Medley 8015 |  | MEDLEY PCU W/NETWORK *MEMORIAL HERMANN* |  |  | CONTROLLERINFUSIONPUMP-Alaris-Medley 8015 | [6 empty] | Verified as Rental |  |  | MHHS-Mem City
NO | YES |  |  |  | FFP1522 |  | CAREFUSION | 8015M |  |  | Rental | MHHS-Mem City |  |  |  | FFP1522 |  | West & Memorial City |  | Rental | [7 empty] | CONTROLLERINFUSIONPUMP-Alaris-Medley 8015 |  | MEDLEY PCU W/NETWORK *MEMORIAL HERMANN* |  |  | CONTROLLERINFUSIONPUMP-Alaris-Medley 8015 | [6 empty] | Verified as Rental |  |  | MHHS-Mem City
NO | YES |  |  |  | FFP1533 |  | CAREFUSION | 8015M |  |  | Rental | MHHS-Mem City |  |  |  | FFP1533 |  | West & Memorial City |  | Rental | [7 empty] | CONTROLLERINFUSIONPUMP-Alaris-Medley 8015 |  | MEDLEY PCU W/NETWORK *MEMORIAL HERMANN* |  |  | CONTROLLERINFUSIONPUMP-Alaris-Medley 8015 | [6 empty] | Verified as Rental |  |  | MHHS-Mem City
NO | YES |  |  |  | FFP1543 |  | CAREFUSION | 8015M |  |  | Rental | MHHS-Mem City |  |  |  | FFP1543 |  | West & Memorial City |  | Rental | [7 empty] | CONTROLLERINFUSIONPUMP-Alaris-Medley 8015 |  | MEDLEY PCU W/NETWORK *MEMORIAL HERMANN* |  |  | CONTROLLERINFUSIONPUMP-Alaris-Medley 8015 | [6 empty] | Verified as Rental |  |  | MHHS-Mem City
NO | YES |  |  |  | FFP1552 |  | CAREFUSION | 8015M |  |  | Rental | MHHS-Mem City |  |  |  | FFP1552 |  | West & Memorial City |  | Rental | [7 empty] | CONTROLLERINFUSIONPUMP-Alaris-Medley 8015 |  | MEDLEY PCU W/NETWORK *MEMORIAL HERMANN* |  |  | CONTROLLERINFUSIONPUMP-Alaris-Medley 8015 | [6 empty] | Verified as Rental |  |  | MHHS-Mem City
NO | YES |  |  |  | FFP1556 |  | CAREFUSION | 8015M |  |  | Rental | MHHS-Mem City |  |  |  | FFP1556 |  | West & Memorial City |  | Rental | [7 empty] | CONTROLLERINFUSIONPUMP-Alaris-Medley 8015 |  | MEDLEY PCU W/NETWORK *MEMORIAL HERMANN* |  |  | CONTROLLERINFUSIONPUMP-Alaris-Medley 8015 | [6 empty] | Verified as Rental |  |  | MHHS-Mem City
NO | YES |  |  |  | FFP1566 |  | CAREFUSION | 8015M |  |  | Rental | MHHS-Mem City |  |  |  | FFP1566 |  | West & Memorial City |  | Rental | [7 empty] | CONTROLLERINFUSIONPUMP-Alaris-Medley 8015 |  | MEDLEY PCU W/NETWORK *MEMORIAL HERMANN* |  |  | CONTROLLERINFUSIONPUMP-Alaris-Medley 8015 | [6 empty] | Verified as Rental |  |  | MHHS-Mem City
NO | YES |  |  |  | FFP1578 |  | CAREFUSION | 8015M |  |  | Rental | MHHS-Mem City |  |  |  | FFP1578 |  | West & Memorial City |  | Rental | [7 empty] | CONTROLLERINFUSIONPUMP-Alaris-Medley 8015 |  | MEDLEY PCU W/NETWORK *MEMORIAL HERMANN* |  |  | CONTROLLERINFUSIONPUMP-Alaris-Medley 8015 | [6 empty] | Verified as Rental |  |  | MHHS-Mem City
NO | YES |  |  |  | FFP1620 |  | CAREFUSION | 8015M |  |  | Rental | MHHS-Mem City |  |  |  | FFP1620 |  | West & Memorial City |  | Rental | [7 empty] | CONTROLLERINFUSIONPUMP-Alaris-Medley 8015 |  | MEDLEY PCU W/NETWORK *MEMORIAL HERMANN* |  |  | CONTROLLERINFUSIONPUMP-Alaris-Medley 8015 | [6 empty] | Verified as Rental |  |  | MHHS-Mem City
NO | YES |  |  |  | FFP1625 |  | CAREFUSION | 8015M |  |  | Rental | MHHS-Mem City |  |  |  | FFP1625 |  | West & Memorial City |  | Rental | [7 empty] | CONTROLLERINFUSIONPUMP-Alaris-Medley 8015 |  | MEDLEY PCU W/NETWORK *MEMORIAL HERMANN* |  |  | CONTROLLERINFUSIONPUMP-Alaris-Medley 8015 | [6 empty] | Verified as Rental |  |  | MHHS-Mem City
NO | YES |  |  |  | FFP1633 |  | CAREFUSION | 8015M |  |  | Rental | MHHS-Mem City |  |  |  | FFP1633 |  | West & Memorial City |  | Rental | [7 empty] | CONTROLLERINFUSIONPUMP-Alaris-Medley 8015 |  | MEDLEY PCU W/NETWORK *MEMORIAL HERMANN* |  |  | CONTROLLERINFUSIONPUMP-Alaris-Medley 8015 | [6 empty] | Verified as Rental |  |  | MHHS-Mem City
NO | YES |  |  |  | FFP1635 |  | CAREFUSION | 8015M |  |  | Rental | MHHS-Mem City |  |  |  | FFP1635 |  | West & Memorial City |  | Rental | [7 empty] | CONTROLLERINFUSIONPUMP-Alaris-Medley 8015 |  | MEDLEY PCU W/NETWORK *MEMORIAL HERMANN* |  |  | CONTROLLERINFUSIONPUMP-Alaris-Medley 8015 | [6 empty] | Verified as Rental |  |  | MHHS-Mem City
NO | YES |  |  |  | FFP1636 |  | CAREFUSION | 8015M |  |  | Rental | MHHS-Mem City |  |  |  | FFP1636 |  | West & Memorial City |  | Rental | [7 empty] | CONTROLLERINFUSIONPUMP-Alaris-Medley 8015 |  | MEDLEY PCU W/NETWORK *MEMORIAL HERMANN* |  |  | CONTROLLERINFUSIONPUMP-Alaris-Medley 8015 | [6 empty] | Verified as Rental |  |  | MHHS-Mem City
NO | YES |  |  |  | FFP1640 |  | CAREFUSION | 8015M |  |  | Rental | MHHS-Mem City |  |  |  | FFP1640 |  | West & Memorial City |  | Rental | [7 empty] | CONTROLLERINFUSIONPUMP-Alaris-Medley 8015 |  | MEDLEY PCU W/NETWORK *MEMORIAL HERMANN* |  |  | CONTROLLERINFUSIONPUMP-Alaris-Medley 8015 | [6 empty] | Verified as Rental |  |  | MHHS-Mem City
NO | YES |  |  |  | FFP1642 |  | CAREFUSION | 8015M |  |  | Rental | MHHS-Mem City |  |  |  | FFP1642 |  | West & Memorial City |  | Rental | [7 empty] | CONTROLLERINFUSIONPUMP-Alaris-Medley 8015 |  | MEDLEY PCU W/NETWORK *MEMORIAL HERMANN* |  |  | CONTROLLERINFUSIONPUMP-Alaris-Medley 8015 | [6 empty] | Verified as Rental |  |  | MHHS-Mem City
NO | YES |  |  |  | FFP1650 |  | CAREFUSION | 8015M |  |  | Rental | MHHS-Mem City |  |  |  | FFP1650 |  | West & Memorial City |  | Rental | [7 empty] | CONTROLLERINFUSIONPUMP-Alaris-Medley 8015 |  | MEDLEY PCU W/NETWORK *MEMORIAL HERMANN* |  |  | CONTROLLERINFUSIONPUMP-Alaris-Medley 8015 | [6 empty] | Verified as Rental |  |  | MHHS-Mem City
NO | YES |  |  |  | FFP1651 |  | CAREFUSION | 8015M |  |  | Rental | MHHS-Mem City |  |  |  | FFP1651 |  | West & Memorial City |  | Rental | [7 empty] | CONTROLLERINFUSIONPUMP-Alaris-Medley 8015 |  | MEDLEY PCU W/NETWORK *MEMORIAL HERMANN* |  |  | CONTROLLERINFUSIONPUMP-Alaris-Medley 8015 | [6 empty] | Verified as Rental |  |  | MHHS-Mem City
NO | YES |  |  |  | FFP1655 |  | CAREFUSION | 8015M |  |  | Rental | MHHS-Mem City |  |  |  | FFP1655 |  | West & Memorial City |  | Rental | [7 empty] | CONTROLLERINFUSIONPUMP-Alaris-Medley 8015 |  | MEDLEY PCU W/NETWORK *MEMORIAL HERMANN* |  |  | CONTROLLERINFUSIONPUMP-Alaris-Medley 8015 | [6 empty] | Verified as Rental |  |  | MHHS-Mem City
NO | YES |  |  |  | FFP1664 |  | CAREFUSION | 8015M |  |  | Rental | MHHS-Mem City |  |  |  | FFP1664 |  | West & Memorial City |  | Rental | [7 empty] | CONTROLLERINFUSIONPUMP-Alaris-Medley 8015 |  | MEDLEY PCU W/NETWORK *MEMORIAL HERMANN* |  |  | CONTROLLERINFUSIONPUMP-Alaris-Medley 8015 | [6 empty] | Verified as Rental |  |  | MHHS-Mem City
NO | YES |  |  |  | FFP1679 |  | CAREFUSION | 8015M |  |  | Rental | MHHS-Mem City |  |  |  | FFP1679 |  | West & Memorial City |  | Rental | [7 empty] | CONTROLLERINFUSIONPUMP-Alaris-Medley 8015 |  | MEDLEY PCU W/NETWORK *MEMORIAL HERMANN* |  |  | CONTROLLERINFUSIONPUMP-Alaris-Medley 8015 | [6 empty] | Verified as Rental |  |  | MHHS-Mem City
NO | YES |  |  |  | FFP1684 |  | CAREFUSION | 8015M |  |  | Rental | MHHS-Mem City |  |  |  | FFP1684 |  | West & Memorial City |  | Rental | [7 empty] | CONTROLLERINFUSIONPUMP-Alaris-Medley 8015 |  | MEDLEY PCU W/NETWORK *MEMORIAL HERMANN* |  |  | CONTROLLERINFUSIONPUMP-Alaris-Medley 8015 | [6 empty] | Verified as Rental |  |  | MHHS-Mem City
NO | YES |  |  |  | FFP1709 |  | CAREFUSION | 8015M |  |  | Rental | MHHS-Mem City |  |  |  | FFP1709 |  | West & Memorial City |  | Rental | [7 empty] | CONTROLLERINFUSIONPUMP-Alaris-Medley 8015 |  | MEDLEY PCU W/NETWORK *MEMORIAL HERMANN* |  |  | CONTROLLERINFUSIONPUMP-Alaris-Medley 8015 | [6 empty] | Verified as Rental |  |  | MHHS-Mem City
NO | YES |  |  |  | FFP1719 |  | CAREFUSION | 8015M |  |  | Rental | MHHS-Mem City |  |  |  | FFP1719 |  | West & Memorial City |  | Rental | [7 empty] | CONTROLLERINFUSIONPUMP-Alaris-Medley 8015 |  | MEDLEY PCU W/NETWORK *MEMORIAL HERMANN* |  |  | CONTROLLERINFUSIONPUMP-Alaris-Medley 8015 | [6 empty] | Verified as Rental |  |  | MHHS-Mem City
NO | YES |  |  |  | FFP1726 |  | CAREFUSION | 8015M |  |  | Rental | MHHS-Mem City |  |  |  | FFP1726 |  | West & Memorial City |  | Rental | [7 empty] | CONTROLLERINFUSIONPUMP-Alaris-Medley 8015 |  | MEDLEY PCU W/NETWORK *MEMORIAL HERMANN* |  |  | CONTROLLERINFUSIONPUMP-Alaris-Medley 8015 | [6 empty] | Verified as Rental |  |  | MHHS-Mem City
NO | YES |  |  |  | FFP1729 |  | CAREFUSION | 8015M |  |  | Rental | MHHS-Mem City |  |  |  | FFP1729 |  | West & Memorial City |  | Rental | [7 empty] | CONTROLLERINFUSIONPUMP-Alaris-Medley 8015 |  | MEDLEY PCU W/NETWORK *MEMORIAL HERMANN* |  |  | CONTROLLERINFUSIONPUMP-Alaris-Medley 8015 | [6 empty] | Verified as Rental |  |  | MHHS-Mem City
NO | YES |  |  |  | FFP1752 |  | CAREFUSION | 8015M |  |  | Rental | MHHS-Mem City |  |  |  | FFP1752 |  | West & Memorial City |  | Rental | [7 empty] | CONTROLLERINFUSIONPUMP-Alaris-Medley 8015 |  | MEDLEY PCU W/NETWORK *MEMORIAL HERMANN* |  |  | CONTROLLERINFUSIONPUMP-Alaris-Medley 8015 | [6 empty] | Verified as Rental |  |  | MHHS-Mem City
NO | YES |  |  |  | FFP1759 |  | CAREFUSION | 8015M |  |  | Rental | MHHS-Mem City |  |  |  | FFP1759 |  | West & Memorial City |  | Rental | [7 empty] | CONTROLLERINFUSIONPUMP-Alaris-Medley 8015 |  | MEDLEY PCU W/NETWORK *MEMORIAL HERMANN* |  |  | CONTROLLERINFUSIONPUMP-Alaris-Medley 8015 | [6 empty] | Verified as Rental |  |  | MHHS-Mem City
NO | YES |  |  |  | FFP1761 |  | CAREFUSION | 8015M |  |  | Rental | MHHS-Mem City |  |  |  | FFP1761 |  | West & Memorial City |  | Rental | [7 empty] | CONTROLLERINFUSIONPUMP-Alaris-Medley 8015 |  | MEDLEY PCU W/NETWORK *MEMORIAL HERMANN* |  |  | CONTROLLERINFUSIONPUMP-Alaris-Medley 8015 | [6 empty] | Verified as Rental |  |  | MHHS-Mem City
NO | YES |  |  |  | FFP1765 |  | CAREFUSION | 8015M |  |  | Rental | MHHS-Mem City |  |  |  | FFP1765 |  | West & Memorial City |  | Rental | [7 empty] | CONTROLLERINFUSIONPUMP-Alaris-Medley 8015 |  | MEDLEY PCU W/NETWORK *MEMORIAL HERMANN* |  |  | CONTROLLERINFUSIONPUMP-Alaris-Medley 8015 | [6 empty] | Verified as Rental |  |  | MHHS-Mem City
NO | YES |  |  |  | FFP1771 |  | CAREFUSION | 8015M |  |  | Rental | MHHS-Mem City |  |  |  | FFP1771 |  | West & Memorial City |  | Rental | [7 empty] | CONTROLLERINFUSIONPUMP-Alaris-Medley 8015 |  | MEDLEY PCU W/NETWORK *MEMORIAL HERMANN* |  |  | CONTROLLERINFUSIONPUMP-Alaris-Medley 8015 | [6 empty] | Verified as Rental |  |  | MHHS-Mem City
NO | YES |  |  |  | FFP1779 |  | CAREFUSION | 8015M |  |  | Rental | MHHS-Mem City |  |  |  | FFP1779 |  | West & Memorial City |  | Rental | [7 empty] | CONTROLLERINFUSIONPUMP-Alaris-Medley 8015 |  | MEDLEY PCU W/NETWORK *MEMORIAL HERMANN* |  |  | CONTROLLERINFUSIONPUMP-Alaris-Medley 8015 | [6 empty] | Verified as Rental |  |  | MHHS-Mem City
NO | YES |  |  |  | FFP1786 |  | CAREFUSION | 8015M |  |  | Rental | MHHS-Mem City |  |  |  | FFP1786 |  | West & Memorial City |  | Rental | [7 empty] | CONTROLLERINFUSIONPUMP-Alaris-Medley 8015 |  | MEDLEY PCU W/NETWORK *MEMORIAL HERMANN* |  |  | CONTROLLERINFUSIONPUMP-Alaris-Medley 8015 | [6 empty] | Verified as Rental |  |  | MHHS-Mem City
NO | YES |  |  |  | FFP1797 |  | CAREFUSION | 8015M |  |  | Rental | MHHS-Mem City |  |  |  | FFP1797 |  | West & Memorial City |  | Rental | [7 empty] | CONTROLLERINFUSIONPUMP-Alaris-Medley 8015 |  | MEDLEY PCU W/NETWORK *MEMORIAL HERMANN* |  |  | CONTROLLERINFUSIONPUMP-Alaris-Medley 8015 | [6 empty] | Verified as Rental |  |  | MHHS-Mem City
NO | YES |  |  |  | FFP1800 |  | CAREFUSION | 8015M |  |  | Rental | MHHS-Mem City |  |  |  | FFP1800 |  | West & Memorial City |  | Rental | [7 empty] | CONTROLLERINFUSIONPUMP-Alaris-Medley 8015 |  | MEDLEY PCU W/NETWORK *MEMORIAL HERMANN* |  |  | CONTROLLERINFUSIONPUMP-Alaris-Medley 8015 | [6 empty] | Verified as Rental |  |  | MHHS-Mem City
NO | YES |  |  |  | FFP1808 |  | CAREFUSION | 8015M |  |  | Rental | MHHS-Mem City |  |  |  | FFP1808 |  | West & Memorial City |  | Rental | [7 empty] | CONTROLLERINFUSIONPUMP-Alaris-Medley 8015 |  | MEDLEY PCU W/NETWORK *MEMORIAL HERMANN* |  |  | CONTROLLERINFUSIONPUMP-Alaris-Medley 8015 | [6 empty] | Verified as Rental |  |  | MHHS-Mem City
NO | YES |  |  |  | FFP1816 |  | CAREFUSION | 8015M |  |  | Rental | MHHS-Mem City |  |  |  | FFP1816 |  | West & Memorial City |  | Rental | [7 empty] | CONTROLLERINFUSIONPUMP-Alaris-Medley 8015 |  | MEDLEY PCU W/NETWORK *MEMORIAL HERMANN* |  |  | CONTROLLERINFUSIONPUMP-Alaris-Medley 8015 | [6 empty] | Verified as Rental |  |  | MHHS-Mem City
NO | YES |  |  |  | FFP1825 |  | CAREFUSION | 8015M |  |  | Rental | MHHS-Mem City |  |  |  | FFP1825 |  | West & Memorial City |  | Rental | [7 empty] | CONTROLLERINFUSIONPUMP-Alaris-Medley 8015 |  | MEDLEY PCU W/NETWORK *MEMORIAL HERMANN* |  |  | CONTROLLERINFUSIONPUMP-Alaris-Medley 8015 | [6 empty] | Verified as Rental |  |  | MHHS-Mem City
NO | YES |  |  |  | FFP1837 |  | CAREFUSION | 8015M |  |  | Rental | MHHS-Mem City |  |  |  | FFP1837 |  | West & Memorial City |  | Rental | [7 empty] | CONTROLLERINFUSIONPUMP-Alaris-Medley 8015 |  | MEDLEY PCU W/NETWORK *MEMORIAL HERMANN* |  |  | CONTROLLERINFUSIONPUMP-Alaris-Medley 8015 | [6 empty] | Verified as Rental |  |  | MHHS-Mem City
NO | YES |  |  |  | FFP1842 |  | CAREFUSION | 8015M |  |  | Rental | MHHS-Mem City |  |  |  | FFP1842 |  | West & Memorial City |  | Rental | [7 empty] | CONTROLLERINFUSIONPUMP-Alaris-Medley 8015 |  | MEDLEY PCU W/NETWORK *MEMORIAL HERMANN* |  |  | CONTROLLERINFUSIONPUMP-Alaris-Medley 8015 | [6 empty] | Verified as Rental |  |  | MHHS-Mem City
NO | YES |  |  |  | FFP1850 |  | CAREFUSION | 8015M |  |  | Rental | MHHS-Mem City |  |  |  | FFP1850 |  | West & Memorial City |  | Rental | [7 empty] | CONTROLLERINFUSIONPUMP-Alaris-Medley 8015 |  | MEDLEY PCU W/NETWORK *MEMORIAL HERMANN* |  |  | CONTROLLERINFUSIONPUMP-Alaris-Medley 8015 | [6 empty] | Verified as Rental |  |  | MHHS-Mem City
NO | YES |  |  |  | FFP1859 |  | CAREFUSION | 8015M |  |  | Rental | MHHS-Mem City |  |  |  | FFP1859 |  | West & Memorial City |  | Rental | [7 empty] | CONTROLLERINFUSIONPUMP-Alaris-Medley 8015 |  | MEDLEY PCU W/NETWORK *MEMORIAL HERMANN* |  |  | CONTROLLERINFUSIONPUMP-Alaris-Medley 8015 | [6 empty] | Verified as Rental |  |  | MHHS-Mem City
NO | YES |  |  |  | FFP1870 |  | CAREFUSION | 8015M |  |  | Rental | MHHS-Mem City |  |  |  | FFP1870 |  | West & Memorial City |  | Rental | [7 empty] | CONTROLLERINFUSIONPUMP-Alaris-Medley 8015 |  | MEDLEY PCU W/NETWORK *MEMORIAL HERMANN* |  |  | CONTROLLERINFUSIONPUMP-Alaris-Medley 8015 | [6 empty] | Verified as Rental |  |  | MHHS-Mem City
NO | YES |  |  |  | FFP1879 |  | CAREFUSION | 8015M |  |  | Rental | MHHS-Mem City |  |  |  | FFP1879 |  | West & Memorial City |  | Rental | [7 empty] | CONTROLLERINFUSIONPUMP-Alaris-Medley 8015 |  | MEDLEY PCU W/NETWORK *MEMORIAL HERMANN* |  |  | CONTROLLERINFUSIONPUMP-Alaris-Medley 8015 | [6 empty] | Verified as Rental |  |  | MHHS-Mem City
NO | YES |  |  |  | FFP1881 |  | CAREFUSION | 8015M |  |  | Rental | MHHS-Mem City |  |  |  | FFP1881 |  | West & Memorial City |  | Rental | [7 empty] | CONTROLLERINFUSIONPUMP-Alaris-Medley 8015 |  | MEDLEY PCU W/NETWORK *MEMORIAL HERMANN* |  |  | CONTROLLERINFUSIONPUMP-Alaris-Medley 8015 | [6 empty] | Verified as Rental |  |  | MHHS-Mem City
NO | YES |  |  |  | FFP1883 |  | CAREFUSION | 8015M |  |  | Rental | MHHS-Mem City |  |  |  | FFP1883 |  | West & Memorial City |  | Rental | [7 empty] | CONTROLLERINFUSIONPUMP-Alaris-Medley 8015 |  | MEDLEY PCU W/NETWORK *MEMORIAL HERMANN* |  |  | CONTROLLERINFUSIONPUMP-Alaris-Medley 8015 | [6 empty] | Verified as Rental |  |  | MHHS-Mem City
NO | YES |  |  |  | FFP1897 |  | CAREFUSION | 8015M |  |  | Rental | MHHS-Mem City |  |  |  | FFP1897 |  | West & Memorial City |  | Rental | [7 empty] | CONTROLLERINFUSIONPUMP-Alaris-Medley 8015 |  | MEDLEY PCU W/NETWORK *MEMORIAL HERMANN* |  |  | CONTROLLERINFUSIONPUMP-Alaris-Medley 8015 | [6 empty] | Verified as Rental |  |  | MHHS-Mem City
NO | YES |  |  |  | FFP1912 |  | CAREFUSION | 8015M |  |  | Rental | MHHS-Mem City |  |  |  | FFP1912 |  | West & Memorial City |  | Rental | [7 empty] | CONTROLLERINFUSIONPUMP-Alaris-Medley 8015 |  | MEDLEY PCU W/NETWORK *MEMORIAL HERMANN* |  |  | CONTROLLERINFUSIONPUMP-Alaris-Medley 8015 | [6 empty] | Verified as Rental |  |  | MHHS-Mem City
NO | YES |  |  |  | FFP1925 |  | CAREFUSION | 8015M |  |  | Rental | MHHS-Mem City |  |  |  | FFP1925 |  | West & Memorial City |  | Rental | [7 empty] | CONTROLLERINFUSIONPUMP-Alaris-Medley 8015 |  | MEDLEY PCU W/NETWORK *MEMORIAL HERMANN* |  |  | CONTROLLERINFUSIONPUMP-Alaris-Medley 8015 | [6 empty] | Verified as Rental |  |  | MHHS-Mem City
NO | YES |  |  |  | FFP1961 |  | CAREFUSION | 8015M |  |  | Rental | MHHS-Mem City |  |  |  | FFP1961 |  | West & Memorial City |  | Rental | [7 empty] | CONTROLLERINFUSIONPUMP-Alaris-Medley 8015 |  | MEDLEY PCU W/NETWORK *MEMORIAL HERMANN* |  |  | CONTROLLERINFUSIONPUMP-Alaris-Medley 8015 | [6 empty] | Verified as Rental |  |  | MHHS-Mem City
NO | YES |  |  |  | FFP1972 |  | CAREFUSION | 8015M |  |  | Rental | MHHS-Mem City |  |  |  | FFP1972 |  | West & Memorial City |  | Rental | [7 empty] | CONTROLLERINFUSIONPUMP-Alaris-Medley 8015 |  | MEDLEY PCU W/NETWORK *MEMORIAL HERMANN* |  |  | CONTROLLERINFUSIONPUMP-Alaris-Medley 8015 | [6 empty] | Verified as Rental |  |  | MHHS-Mem City
NO | YES |  |  |  | FFP1995 |  | CAREFUSION | 8015M |  |  | Rental | MHHS-Mem City |  |  |  | FFP1995 |  | West & Memorial City |  | Rental | [7 empty] | CONTROLLERINFUSIONPUMP-Alaris-Medley 8015 |  | MEDLEY PCU W/NETWORK *MEMORIAL HERMANN* |  |  | CONTROLLERINFUSIONPUMP-Alaris-Medley 8015 | [6 empty] | Verified as Rental |  |  | MHHS-Mem City
NO | YES |  |  |  | FFP2065 |  | CAREFUSION | 8015M |  |  | Rental | MHHS-Mem City |  |  |  | FFP2065 |  | West & Memorial City |  | Rental | [7 empty] | CONTROLLERINFUSIONPUMP-Alaris-Medley 8015 |  | MEDLEY PCU W/NETWORK *MEMORIAL HERMANN* |  |  | CONTROLLERINFUSIONPUMP-Alaris-Medley 8015 | [6 empty] | Verified as Rental |  |  | MHHS-Mem City
NO | YES |  |  |  | FFP2073 |  | CAREFUSION | 8015M |  |  | Rental | MHHS-Mem City |  |  |  | FFP2073 |  | West & Memorial City |  | Rental | [7 empty] | CONTROLLERINFUSIONPUMP-Alaris-Medley 8015 |  | MEDLEY PCU W/NETWORK *MEMORIAL HERMANN* |  |  | CONTROLLERINFUSIONPUMP-Alaris-Medley 8015 | [6 empty] | Verified as Rental |  |  | MHHS-Mem City
NO | YES |  |  |  | FFP2091 |  | CAREFUSION | 8015M |  |  | Rental | MHHS-Mem City |  |  |  | FFP2091 |  | West & Memorial City |  | Rental | [7 empty] | CONTROLLERINFUSIONPUMP-Alaris-Medley 8015 |  | MEDLEY PCU W/NETWORK *MEMORIAL HERMANN* |  |  | CONTROLLERINFUSIONPUMP-Alaris-Medley 8015 | [6 empty] | Verified as Rental |  |  | MHHS-Mem City
NO | YES |  |  |  | FFP2098 |  | CAREFUSION | 8015M |  |  | Rental | MHHS-Mem City |  |  |  | FFP2098 |  | West & Memorial City |  | Rental | [7 empty] | CONTROLLERINFUSIONPUMP-Alaris-Medley 8015 |  | MEDLEY PCU W/NETWORK *MEMORIAL HERMANN* |  |  | CONTROLLERINFUSIONPUMP-Alaris-Medley 8015 | [6 empty] | Verified as Rental |  |  | MHHS-Mem City
NO | YES |  |  |  | FFP2100 |  | CAREFUSION | 8015M |  |  | Rental | MHHS-Mem City |  |  |  | FFP2100 |  | West & Memorial City |  | Rental | [7 empty] | CONTROLLERINFUSIONPUMP-Alaris-Medley 8015 |  | MEDLEY PCU W/NETWORK *MEMORIAL HERMANN* |  |  | CONTROLLERINFUSIONPUMP-Alaris-Medley 8015 | [6 empty] | Verified as Rental |  |  | MHHS-Mem City
NO | YES |  |  |  | FFP2111 |  | CAREFUSION | 8015M |  |  | Rental | MHHS-Mem City |  |  |  | FFP2111 |  | West & Memorial City |  | Rental | [7 empty] | CONTROLLERINFUSIONPUMP-Alaris-Medley 8015 |  | MEDLEY PCU W/NETWORK *MEMORIAL HERMANN* |  |  | CONTROLLERINFUSIONPUMP-Alaris-Medley 8015 | [6 empty] | Verified as Rental |  |  | MHHS-Mem City
NO | YES |  |  |  | FFP2157 |  | CAREFUSION | 8015M |  |  | Rental | MHHS-Mem City |  |  |  | FFP2157 |  | West & Memorial City |  | Rental | [7 empty] | CONTROLLERINFUSIONPUMP-Alaris-Medley 8015 |  | MEDLEY PCU W/NETWORK *MEMORIAL HERMANN* |  |  | CONTROLLERINFUSIONPUMP-Alaris-Medley 8015 | [6 empty] | Verified as Rental |  |  | MHHS-Mem City
NO | YES |  |  |  | FFP2158 |  | CAREFUSION | 8015M |  |  | Rental | MHHS-Mem City |  |  |  | FFP2158 |  | West & Memorial City |  | Rental | [7 empty] | CONTROLLERINFUSIONPUMP-Alaris-Medley 8015 |  | MEDLEY PCU W/NETWORK *MEMORIAL HERMANN* |  |  | CONTROLLERINFUSIONPUMP-Alaris-Medley 8015 | [6 empty] | Verified as Rental |  |  | MHHS-Mem City
NO | YES |  |  |  | FFP2170 |  | CAREFUSION | 8015M |  |  | Rental | MHHS-Mem City |  |  |  | FFP2170 |  | West & Memorial City |  | Rental | [7 empty] | CONTROLLERINFUSIONPUMP-Alaris-Medley 8015 |  | MEDLEY PCU W/NETWORK *MEMORIAL HERMANN* |  |  | CONTROLLERINFUSIONPUMP-Alaris-Medley 8015 | [6 empty] | Verified as Rental |  |  | MHHS-Mem City
NO | YES |  |  |  | FFP2190 |  | CAREFUSION | 8015M |  |  | Rental | MHHS-Mem City |  |  |  | FFP2190 |  | West & Memorial City |  | Rental | [7 empty] | CONTROLLERINFUSIONPUMP-Alaris-Medley 8015 |  | MEDLEY PCU W/NETWORK *MEMORIAL HERMANN* |  |  | CONTROLLERINFUSIONPUMP-Alaris-Medley 8015 | [6 empty] | Verified as Rental |  |  | MHHS-Mem City
NO | YES |  |  |  | FFP2196 |  | CAREFUSION | 8015M |  |  | Rental | MHHS-Mem City |  |  |  | FFP2196 |  | West & Memorial City |  | Rental | [7 empty] | CONTROLLERINFUSIONPUMP-Alaris-Medley 8015 |  | MEDLEY PCU W/NETWORK *MEMORIAL HERMANN* |  |  | CONTROLLERINFUSIONPUMP-Alaris-Medley 8015 | [6 empty] | Verified as Rental |  |  | MHHS-Mem City
NO | YES |  |  |  | FFP2203 |  | CAREFUSION | 8015M |  |  | Rental | MHHS-Mem City |  |  |  | FFP2203 |  | West & Memorial City |  | Rental | [7 empty] | CONTROLLERINFUSIONPUMP-Alaris-Medley 8015 |  | MEDLEY PCU W/NETWORK *MEMORIAL HERMANN* |  |  | CONTROLLERINFUSIONPUMP-Alaris-Medley 8015 | [6 empty] | Verified as Rental |  |  | MHHS-Mem City
NO | YES |  |  |  | FFP2204 |  | CAREFUSION | 8015M |  |  | Rental | MHHS-Mem City |  |  |  | FFP2204 |  | West & Memorial City |  | Rental | [7 empty] | CONTROLLERINFUSIONPUMP-Alaris-Medley 8015 |  | MEDLEY PCU W/NETWORK *MEMORIAL HERMANN* |  |  | CONTROLLERINFUSIONPUMP-Alaris-Medley 8015 | [6 empty] | Verified as Rental |  |  | MHHS-Mem City
NO | YES |  |  |  | FFP2208 |  | CAREFUSION | 8015M |  |  | Rental | MHHS-Mem City |  |  |  | FFP2208 |  | West & Memorial City |  | Rental | [7 empty] | CONTROLLERINFUSIONPUMP-Alaris-Medley 8015 |  | MEDLEY PCU W/NETWORK *MEMORIAL HERMANN* |  |  | CONTROLLERINFUSIONPUMP-Alaris-Medley 8015 | [6 empty] | Verified as Rental |  |  | MHHS-Mem City
NO | YES |  |  |  | FFP2222 |  | CAREFUSION | 8015M |  |  | Rental | MHHS-Mem City |  |  |  | FFP2222 |  | West & Memorial City |  | Rental | [7 empty] | CONTROLLERINFUSIONPUMP-Alaris-Medley 8015 |  | MEDLEY PCU W/NETWORK *MEMORIAL HERMANN* |  |  | CONTROLLERINFUSIONPUMP-Alaris-Medley 8015 | [6 empty] | Verified as Rental |  |  | MHHS-Mem City
NO | YES |  |  |  | FFP2250 |  | CAREFUSION | 8015M |  |  | Rental | MHHS-Mem City |  |  |  | FFP2250 |  | West & Memorial City |  | Rental | [7 empty] | CONTROLLERINFUSIONPUMP-Alaris-Medley 8015 |  | MEDLEY PCU W/NETWORK *MEMORIAL HERMANN* |  |  | CONTROLLERINFUSIONPUMP-Alaris-Medley 8015 | [6 empty] | Verified as Rental |  |  | MHHS-Mem City
NO | YES |  |  |  | FFP2274 |  | CAREFUSION | 8015M |  |  | Rental | MHHS-Mem City |  |  |  | FFP2274 |  | West & Memorial City |  | Rental | [7 empty] | CONTROLLERINFUSIONPUMP-Alaris-Medley 8015 |  | MEDLEY PCU W/NETWORK *MEMORIAL HERMANN* |  |  | CONTROLLERINFUSIONPUMP-Alaris-Medley 8015 | [6 empty] | Verified as Rental |  |  | MHHS-Mem City
NO | YES |  |  |  | FFP2283 |  | CAREFUSION | 8015M |  |  | Rental | MHHS-Mem City |  |  |  | FFP2283 |  | West & Memorial City |  | Rental | [7 empty] | CONTROLLERINFUSIONPUMP-Alaris-Medley 8015 |  | MEDLEY PCU W/NETWORK *MEMORIAL HERMANN* |  |  | CONTROLLERINFUSIONPUMP-Alaris-Medley 8015 | [6 empty] | Verified as Rental |  |  | MHHS-Mem City
NO | YES |  |  |  | FFP2284 |  | CAREFUSION | 8015M |  |  | Rental | MHHS-Mem City |  |  |  | FFP2284 |  | West & Memorial City |  | Rental | [7 empty] | CONTROLLERINFUSIONPUMP-Alaris-Medley 8015 |  | MEDLEY PCU W/NETWORK *MEMORIAL HERMANN* |  |  | CONTROLLERINFUSIONPUMP-Alaris-Medley 8015 | [6 empty] | Verified as Rental |  |  | MHHS-Mem City
NO | YES |  |  |  | FFP2296 |  | CAREFUSION | 8015M |  |  | Rental | MHHS-Mem City |  |  |  | FFP2296 |  | West & Memorial City |  | Rental | [7 empty] | CONTROLLERINFUSIONPUMP-Alaris-Medley 8015 |  | MEDLEY PCU W/NETWORK *MEMORIAL HERMANN* |  |  | CONTROLLERINFUSIONPUMP-Alaris-Medley 8015 | [6 empty] | Verified as Rental |  |  | MHHS-Mem City
NO | YES |  |  |  | FFP2299 |  | CAREFUSION | 8015M |  |  | Rental | MHHS-Mem City |  |  |  | FFP2299 |  | West & Memorial City |  | Rental | [7 empty] | CONTROLLERINFUSIONPUMP-Alaris-Medley 8015 |  | MEDLEY PCU W/NETWORK *MEMORIAL HERMANN* |  |  | CONTROLLERINFUSIONPUMP-Alaris-Medley 8015 | [6 empty] | Verified as Rental |  |  | MHHS-Mem City
NO | YES |  |  |  | FFP2310 |  | CAREFUSION | 8015M |  |  | Rental | MHHS-Mem City |  |  |  | FFP2310 |  | West & Memorial City |  | Rental | [7 empty] | CONTROLLERINFUSIONPUMP-Alaris-Medley 8015 |  | MEDLEY PCU W/NETWORK *MEMORIAL HERMANN* |  |  | CONTROLLERINFUSIONPUMP-Alaris-Medley 8015 | [6 empty] | Verified as Rental |  |  | MHHS-Mem City
NO | YES |  |  |  | FFP2324 |  | CAREFUSION | 8015M |  |  | Rental | MHHS-Mem City |  |  |  | FFP2324 |  | West & Memorial City |  | Rental | [7 empty] | CONTROLLERINFUSIONPUMP-Alaris-Medley 8015 |  | MEDLEY PCU W/NETWORK *MEMORIAL HERMANN* |  |  | CONTROLLERINFUSIONPUMP-Alaris-Medley 8015 | [6 empty] | Verified as Rental |  |  | MHHS-Mem City
NO | YES |  |  |  | FFP2333 |  | CAREFUSION | 8015M |  |  | Rental | MHHS-Mem City |  |  |  | FFP2333 |  | West & Memorial City |  | Rental | [7 empty] | CONTROLLERINFUSIONPUMP-Alaris-Medley 8015 |  | MEDLEY PCU W/NETWORK *MEMORIAL HERMANN* |  |  | CONTROLLERINFUSIONPUMP-Alaris-Medley 8015 | [6 empty] | Verified as Rental |  |  | MHHS-Mem City
NO | YES |  |  |  | FFP2343 |  | CAREFUSION | 8015M |  |  | Rental | MHHS-Mem City |  |  |  | FFP2343 |  | West & Memorial City |  | Rental | [7 empty] | CONTROLLERINFUSIONPUMP-Alaris-Medley 8015 |  | MEDLEY PCU W/NETWORK *MEMORIAL HERMANN* |  |  | CONTROLLERINFUSIONPUMP-Alaris-Medley 8015 | [6 empty] | Verified as Rental |  |  | MHHS-Mem City
NO | YES |  |  |  | FFP2354 |  | CAREFUSION | 8015M |  |  | Rental | MHHS-Mem City |  |  |  | FFP2354 |  | West & Memorial City |  | Rental | [7 empty] | CONTROLLERINFUSIONPUMP-Alaris-Medley 8015 |  | MEDLEY PCU W/NETWORK *MEMORIAL HERMANN* |  |  | CONTROLLERINFUSIONPUMP-Alaris-Medley 8015 | [6 empty] | Verified as Rental |  |  | MHHS-Mem City
NO | YES |  |  |  | FFP2377 |  | CAREFUSION | 8015M |  |  | Rental | MHHS-Mem City |  |  |  | FFP2377 |  | West & Memorial City |  | Rental | [7 empty] | CONTROLLERINFUSIONPUMP-Alaris-Medley 8015 |  | MEDLEY PCU W/NETWORK *MEMORIAL HERMANN* |  |  | CONTROLLERINFUSIONPUMP-Alaris-Medley 8015 | [6 empty] | Verified as Rental |  |  | MHHS-Mem City
NO | YES |  |  |  | FFP2386 |  | CAREFUSION | 8015M |  |  | Rental | MHHS-Mem City |  |  |  | FFP2386 |  | West & Memorial City |  | Rental | [7 empty] | CONTROLLERINFUSIONPUMP-Alaris-Medley 8015 |  | MEDLEY PCU W/NETWORK *MEMORIAL HERMANN* |  |  | CONTROLLERINFUSIONPUMP-Alaris-Medley 8015 | [6 empty] | Verified as Rental |  |  | MHHS-Mem City
NO | YES |  |  |  | FFP2393 |  | CAREFUSION | 8015M |  |  | Rental | MHHS-Mem City |  |  |  | FFP2393 |  | West & Memorial City |  | Rental | [7 empty] | CONTROLLERINFUSIONPUMP-Alaris-Medley 8015 |  | MEDLEY PCU W/NETWORK *MEMORIAL HERMANN* |  |  | CONTROLLERINFUSIONPUMP-Alaris-Medley 8015 | [6 empty] | Verified as Rental |  |  | MHHS-Mem City
NO | YES |  |  |  | FFP2395 |  | CAREFUSION | 8015M |  |  | Rental | MHHS-Mem City |  |  |  | FFP2395 |  | West & Memorial City |  | Rental | [7 empty] | CONTROLLERINFUSIONPUMP-Alaris-Medley 8015 |  | MEDLEY PCU W/NETWORK *MEMORIAL HERMANN* |  |  | CONTROLLERINFUSIONPUMP-Alaris-Medley 8015 | [6 empty] | Verified as Rental |  |  | MHHS-Mem City
NO | YES |  |  |  | FFP2396 |  | CAREFUSION | 8015M |  |  | Rental | MHHS-Mem City |  |  |  | FFP2396 |  | West & Memorial City |  | Rental | [7 empty] | CONTROLLERINFUSIONPUMP-Alaris-Medley 8015 |  | MEDLEY PCU W/NETWORK *MEMORIAL HERMANN* |  |  | CONTROLLERINFUSIONPUMP-Alaris-Medley 8015 | [6 empty] | Verified as Rental |  |  | MHHS-Mem City
NO | YES |  |  |  | FFP2406 |  | CAREFUSION | 8015M |  |  | Rental | MHHS-Mem City |  |  |  | FFP2406 |  | West & Memorial City |  | Rental | [7 empty] | CONTROLLERINFUSIONPUMP-Alaris-Medley 8015 |  | MEDLEY PCU W/NETWORK *MEMORIAL HERMANN* |  |  | CONTROLLERINFUSIONPUMP-Alaris-Medley 8015 | [6 empty] | Verified as Rental |  |  | MHHS-Mem City
NO | YES |  |  |  | FFP2410 |  | CAREFUSION | 8015M |  |  | Rental | MHHS-Mem City |  |  |  | FFP2410 |  | West & Memorial City |  | Rental | [7 empty] | CONTROLLERINFUSIONPUMP-Alaris-Medley 8015 |  | MEDLEY PCU W/NETWORK *MEMORIAL HERMANN* |  |  | CONTROLLERINFUSIONPUMP-Alaris-Medley 8015 | [6 empty] | Verified as Rental |  |  | MHHS-Mem City
NO | YES |  |  |  | FFP2423 |  | CAREFUSION | 8015M |  |  | Rental | MHHS-Mem City |  |  |  | FFP2423 |  | West & Memorial City |  | Rental | [7 empty] | CONTROLLERINFUSIONPUMP-Alaris-Medley 8015 |  | MEDLEY PCU W/NETWORK *MEMORIAL HERMANN* |  |  | CONTROLLERINFUSIONPUMP-Alaris-Medley 8015 | [6 empty] | Verified as Rental |  |  | MHHS-Mem City
NO | YES |  |  |  | FFP2444 |  | CAREFUSION | 8015M |  |  | Rental | MHHS-Mem City |  |  |  | FFP2444 |  | West & Memorial City |  | Rental | [7 empty] | CONTROLLERINFUSIONPUMP-Alaris-Medley 8015 |  | MEDLEY PCU W/NETWORK *MEMORIAL HERMANN* |  |  | CONTROLLERINFUSIONPUMP-Alaris-Medley 8015 | [6 empty] | Verified as Rental |  |  | MHHS-Mem City
NO | YES |  |  |  | FFP2446 |  | CAREFUSION | 8015M |  |  | Rental | MHHS-Mem City |  |  |  | FFP2446 |  | West & Memorial City |  | Rental | [7 empty] | CONTROLLERINFUSIONPUMP-Alaris-Medley 8015 |  | MEDLEY PCU W/NETWORK *MEMORIAL HERMANN* |  |  | CONTROLLERINFUSIONPUMP-Alaris-Medley 8015 | [6 empty] | Verified as Rental |  |  | MHHS-Mem City
NO | YES |  |  |  | FFP2482 |  | CAREFUSION | 8015M |  |  | Rental | MHHS-Mem City |  |  |  | FFP2482 |  | West & Memorial City |  | Rental | [7 empty] | CONTROLLERINFUSIONPUMP-Alaris-Medley 8015 |  | MEDLEY PCU W/NETWORK *MEMORIAL HERMANN* |  |  | CONTROLLERINFUSIONPUMP-Alaris-Medley 8015 | [6 empty] | Verified as Rental |  |  | MHHS-Mem City
NO | YES |  |  |  | FFP2484 |  | CAREFUSION | 8015M |  |  | Rental | MHHS-Mem City |  |  |  | FFP2484 |  | West & Memorial City |  | Rental | [7 empty] | CONTROLLERINFUSIONPUMP-Alaris-Medley 8015 |  | MEDLEY PCU W/NETWORK *MEMORIAL HERMANN* |  |  | CONTROLLERINFUSIONPUMP-Alaris-Medley 8015 | [6 empty] | Verified as Rental |  |  | MHHS-Mem City
NO | YES |  |  |  | FFP2487 |  | CAREFUSION | 8015M |  |  | Rental | MHHS-Mem City |  |  |  | FFP2487 |  | West & Memorial City |  | Rental | [7 empty] | CONTROLLERINFUSIONPUMP-Alaris-Medley 8015 |  | MEDLEY PCU W/NETWORK *MEMORIAL HERMANN* |  |  | CONTROLLERINFUSIONPUMP-Alaris-Medley 8015 | [6 empty] | Verified as Rental |  |  | MHHS-Mem City
NO | YES |  |  |  | FFP2499 |  | CAREFUSION | 8015M |  |  | Rental | MHHS-Mem City |  |  |  | FFP2499 |  | West & Memorial City |  | Rental | [7 empty] | CONTROLLERINFUSIONPUMP-Alaris-Medley 8015 |  | MEDLEY PCU W/NETWORK *MEMORIAL HERMANN* |  |  | CONTROLLERINFUSIONPUMP-Alaris-Medley 8015 | [6 empty] | Verified as Rental |  |  | MHHS-Mem City
NO | YES |  |  |  | FFP2503 |  | CAREFUSION | 8015M |  |  | Rental | MHHS-Mem City |  |  |  | FFP2503 |  | West & Memorial City |  | Rental | [7 empty] | CONTROLLERINFUSIONPUMP-Alaris-Medley 8015 |  | MEDLEY PCU W/NETWORK *MEMORIAL HERMANN* |  |  | CONTROLLERINFUSIONPUMP-Alaris-Medley 8015 | [6 empty] | Verified as Rental |  |  | MHHS-Mem City
NO | YES |  |  |  | FFP2504 |  | CAREFUSION | 8015M |  |  | Rental | MHHS-Mem City |  |  |  | FFP2504 |  | West & Memorial City |  | Rental | [7 empty] | CONTROLLERINFUSIONPUMP-Alaris-Medley 8015 |  | MEDLEY PCU W/NETWORK *MEMORIAL HERMANN* |  |  | CONTROLLERINFUSIONPUMP-Alaris-Medley 8015 | [6 empty] | Verified as Rental |  |  | MHHS-Mem City
NO | YES |  |  |  | FFP2512 |  | CAREFUSION | 8015M |  |  | Rental | MHHS-Mem City |  |  |  | FFP2512 |  | West & Memorial City |  | Rental | [7 empty] | CONTROLLERINFUSIONPUMP-Alaris-Medley 8015 |  | MEDLEY PCU W/NETWORK *MEMORIAL HERMANN* |  |  | CONTROLLERINFUSIONPUMP-Alaris-Medley 8015 | [6 empty] | Verified as Rental |  |  | MHHS-Mem City
NO | YES |  |  |  | FFP2525 |  | CAREFUSION | 8015M |  |  | Rental | MHHS-Mem City |  |  |  | FFP2525 |  | West & Memorial City |  | Rental | [7 empty] | CONTROLLERINFUSIONPUMP-Alaris-Medley 8015 |  | MEDLEY PCU W/NETWORK *MEMORIAL HERMANN* |  |  | CONTROLLERINFUSIONPUMP-Alaris-Medley 8015 | [6 empty] | Verified as Rental |  |  | MHHS-Mem City
NO | YES |  |  |  | FFP2532 |  | CAREFUSION | 8015M |  |  | Rental | MHHS-Mem City |  |  |  | FFP2532 |  | West & Memorial City |  | Rental | [7 empty] | CONTROLLERINFUSIONPUMP-Alaris-Medley 8015 |  | MEDLEY PCU W/NETWORK *MEMORIAL HERMANN* |  |  | CONTROLLERINFUSIONPUMP-Alaris-Medley 8015 | [6 empty] | Verified as Rental |  |  | MHHS-Mem City
NO | YES |  |  |  | FFP2544 |  | CAREFUSION | 8015M |  |  | Rental | MHHS-Mem City |  |  |  | FFP2544 |  | West & Memorial City |  | Rental | [7 empty] | CONTROLLERINFUSIONPUMP-Alaris-Medley 8015 |  | MEDLEY PCU W/NETWORK *MEMORIAL HERMANN* |  |  | CONTROLLERINFUSIONPUMP-Alaris-Medley 8015 | [6 empty] | Verified as Rental |  |  | MHHS-Mem City
NO | YES |  |  |  | FFP2581 |  | CAREFUSION | 8015M |  |  | Rental | MHHS-Mem City |  |  |  | FFP2581 |  | West & Memorial City |  | Rental | [7 empty] | CONTROLLERINFUSIONPUMP-Alaris-Medley 8015 |  | MEDLEY PCU W/NETWORK *MEMORIAL HERMANN* |  |  | CONTROLLERINFUSIONPUMP-Alaris-Medley 8015 | [6 empty] | Verified as Rental |  |  | MHHS-Mem City
NO | YES |  |  |  | FFP2584 |  | CAREFUSION | 8015M |  |  | Rental | MHHS-Mem City |  |  |  | FFP2584 |  | West & Memorial City |  | Rental | [7 empty] | CONTROLLERINFUSIONPUMP-Alaris-Medley 8015 |  | MEDLEY PCU W/NETWORK *MEMORIAL HERMANN* |  |  | CONTROLLERINFUSIONPUMP-Alaris-Medley 8015 | [6 empty] | Verified as Rental |  |  | MHHS-Mem City
NO | YES |  |  |  | FFP2590 |  | CAREFUSION | 8015M |  |  | Rental | MHHS-Mem City |  |  |  | FFP2590 |  | West & Memorial City |  | Rental | [7 empty] | CONTROLLERINFUSIONPUMP-Alaris-Medley 8015 |  | MEDLEY PCU W/NETWORK *MEMORIAL HERMANN* |  |  | CONTROLLERINFUSIONPUMP-Alaris-Medley 8015 | [6 empty] | Verified as Rental |  |  | MHHS-Mem City
NO | YES |  |  |  | FFP2597 |  | CAREFUSION | 8015M |  |  | Rental | MHHS-Mem City |  |  |  | FFP2597 |  | West & Memorial City |  | Rental | [7 empty] | CONTROLLERINFUSIONPUMP-Alaris-Medley 8015 |  | MEDLEY PCU W/NETWORK *MEMORIAL HERMANN* |  |  | CONTROLLERINFUSIONPUMP-Alaris-Medley 8015 | [6 empty] | Verified as Rental |  |  | MHHS-Mem City
NO | YES |  |  |  | FFP2619 |  | CAREFUSION | 8015M |  |  | Rental | MHHS-Mem City |  |  |  | FFP2619 |  | West & Memorial City |  | Rental | [7 empty] | CONTROLLERINFUSIONPUMP-Alaris-Medley 8015 |  | MEDLEY PCU W/NETWORK *MEMORIAL HERMANN* |  |  | CONTROLLERINFUSIONPUMP-Alaris-Medley 8015 | [6 empty] | Verified as Rental |  |  | MHHS-Mem City
NO | YES |  |  |  | FFP2625 |  | CAREFUSION | 8015M |  |  | Rental | MHHS-Mem City |  |  |  | FFP2625 |  | West & Memorial City |  | Rental | [7 empty] | CONTROLLERINFUSIONPUMP-Alaris-Medley 8015 |  | MEDLEY PCU W/NETWORK *MEMORIAL HERMANN* |  |  | CONTROLLERINFUSIONPUMP-Alaris-Medley 8015 | [6 empty] | Verified as Rental |  |  | MHHS-Mem City
NO | YES |  |  |  | FFP2632 |  | CAREFUSION | 8015M |  |  | Rental | MHHS-Mem City |  |  |  | FFP2632 |  | West & Memorial City |  | Rental | [7 empty] | CONTROLLERINFUSIONPUMP-Alaris-Medley 8015 |  | MEDLEY PCU W/NETWORK *MEMORIAL HERMANN* |  |  | CONTROLLERINFUSIONPUMP-Alaris-Medley 8015 | [6 empty] | Verified as Rental |  |  | MHHS-Mem City
NO | YES |  |  |  | FFP2640 |  | CAREFUSION | 8015M |  |  | Rental | MHHS-Mem City |  |  |  | FFP2640 |  | West & Memorial City |  | Rental | [7 empty] | CONTROLLERINFUSIONPUMP-Alaris-Medley 8015 |  | MEDLEY PCU W/NETWORK *MEMORIAL HERMANN* |  |  | CONTROLLERINFUSIONPUMP-Alaris-Medley 8015 | [6 empty] | Verified as Rental |  |  | MHHS-Mem City
NO | YES |  |  |  | FFP2643 |  | CAREFUSION | 8015M |  |  | Rental | MHHS-Mem City |  |  |  | FFP2643 |  | West & Memorial City |  | Rental | [7 empty] | CONTROLLERINFUSIONPUMP-Alaris-Medley 8015 |  | MEDLEY PCU W/NETWORK *MEMORIAL HERMANN* |  |  | CONTROLLERINFUSIONPUMP-Alaris-Medley 8015 | [6 empty] | Verified as Rental |  |  | MHHS-Mem City
NO | YES |  |  |  | FFP2665 |  | CAREFUSION | 8015M |  |  | Rental | MHHS-Mem City |  |  |  | FFP2665 |  | West & Memorial City |  | Rental | [7 empty] | CONTROLLERINFUSIONPUMP-Alaris-Medley 8015 |  | MEDLEY PCU W/NETWORK *MEMORIAL HERMANN* |  |  | CONTROLLERINFUSIONPUMP-Alaris-Medley 8015 | [6 empty] | Verified as Rental |  |  | MHHS-Mem City
NO | YES |  |  |  | FFP2667 |  | CAREFUSION | 8015M |  |  | Rental | MHHS-Mem City |  |  |  | FFP2667 |  | West & Memorial City |  | Rental | [7 empty] | CONTROLLERINFUSIONPUMP-Alaris-Medley 8015 |  | MEDLEY PCU W/NETWORK *MEMORIAL HERMANN* |  |  | CONTROLLERINFUSIONPUMP-Alaris-Medley 8015 | [6 empty] | Verified as Rental |  |  | MHHS-Mem City
NO | YES |  |  |  | FFP2672 |  | CAREFUSION | 8015M |  |  | Rental | MHHS-Mem City |  |  |  | FFP2672 |  | West & Memorial City |  | Rental | [7 empty] | CONTROLLERINFUSIONPUMP-Alaris-Medley 8015 |  | MEDLEY PCU W/NETWORK *MEMORIAL HERMANN* |  |  | CONTROLLERINFUSIONPUMP-Alaris-Medley 8015 | [6 empty] | Verified as Rental |  |  | MHHS-Mem City
NO | YES |  |  |  | FFP2688 |  | CAREFUSION | 8015M |  |  | Rental | MHHS-Mem City |  |  |  | FFP2688 |  | West & Memorial City |  | Rental | [7 empty] | CONTROLLERINFUSIONPUMP-Alaris-Medley 8015 |  | MEDLEY PCU W/NETWORK *MEMORIAL HERMANN* |  |  | CONTROLLERINFUSIONPUMP-Alaris-Medley 8015 | [6 empty] | Verified as Rental |  |  | MHHS-Mem City
NO | YES |  |  |  | FFP2696 |  | CAREFUSION | 8015M |  |  | Rental | MHHS-Mem City |  |  |  | FFP2696 |  | West & Memorial City |  | Rental | [7 empty] | CONTROLLERINFUSIONPUMP-Alaris-Medley 8015 |  | MEDLEY PCU W/NETWORK *MEMORIAL HERMANN* |  |  | CONTROLLERINFUSIONPUMP-Alaris-Medley 8015 | [6 empty] | Verified as Rental |  |  | MHHS-Mem City
NO | YES |  |  |  | FFP2699 |  | CAREFUSION | 8015M |  |  | Rental | MHHS-Mem City |  |  |  | FFP2699 |  | West & Memorial City |  | Rental | [7 empty] | CONTROLLERINFUSIONPUMP-Alaris-Medley 8015 |  | MEDLEY PCU W/NETWORK *MEMORIAL HERMANN* |  |  | CONTROLLERINFUSIONPUMP-Alaris-Medley 8015 | [6 empty] | Verified as Rental |  |  | MHHS-Mem City
NO | YES |  |  |  | FFP2708 |  | CAREFUSION | 8015M |  |  | Rental | MHHS-Mem City |  |  |  | FFP2708 |  | West & Memorial City |  | Rental | [7 empty] | CONTROLLERINFUSIONPUMP-Alaris-Medley 8015 |  | MEDLEY PCU W/NETWORK *MEMORIAL HERMANN* |  |  | CONTROLLERINFUSIONPUMP-Alaris-Medley 8015 | [6 empty] | Verified as Rental |  |  | MHHS-Mem City
NO | YES |  |  |  | FFP2720 |  | CAREFUSION | 8015M |  |  | Rental | MHHS-Mem City |  |  |  | FFP2720 |  | West & Memorial City |  | Rental | [7 empty] | CONTROLLERINFUSIONPUMP-Alaris-Medley 8015 |  | MEDLEY PCU W/NETWORK *MEMORIAL HERMANN* |  |  | CONTROLLERINFUSIONPUMP-Alaris-Medley 8015 | [6 empty] | Verified as Rental |  |  | MHHS-Mem City
NO | YES |  |  |  | FFP2728 |  | CAREFUSION | 8015M |  |  | Rental | MHHS-Mem City |  |  |  | FFP2728 |  | West & Memorial City |  | Rental | [7 empty] | CONTROLLERINFUSIONPUMP-Alaris-Medley 8015 |  | MEDLEY PCU W/NETWORK *MEMORIAL HERMANN* |  |  | CONTROLLERINFUSIONPUMP-Alaris-Medley 8015 | [6 empty] | Verified as Rental |  |  | MHHS-Mem City
NO | YES |  |  |  | FFP2743 |  | CAREFUSION | 8015M |  |  | Rental | MHHS-Mem City |  |  |  | FFP2743 |  | West & Memorial City |  | Rental | [7 empty] | CONTROLLERINFUSIONPUMP-Alaris-Medley 8015 |  | MEDLEY PCU W/NETWORK *MEMORIAL HERMANN* |  |  | CONTROLLERINFUSIONPUMP-Alaris-Medley 8015 | [6 empty] | Verified as Rental |  |  | MHHS-Mem City
NO | YES |  |  |  | FFP2746 |  | CAREFUSION | 8015M |  |  | Rental | MHHS-Mem City |  |  |  | FFP2746 |  | West & Memorial City |  | Rental | [7 empty] | CONTROLLERINFUSIONPUMP-Alaris-Medley 8015 |  | MEDLEY PCU W/NETWORK *MEMORIAL HERMANN* |  |  | CONTROLLERINFUSIONPUMP-Alaris-Medley 8015 | [6 empty] | Verified as Rental |  |  | MHHS-Mem City
NO | YES |  |  |  | FFP2749 |  | CAREFUSION | 8015M |  |  | Rental | MHHS-Mem City |  |  |  | FFP2749 |  | West & Memorial City |  | Rental | [7 empty] | CONTROLLERINFUSIONPUMP-Alaris-Medley 8015 |  | MEDLEY PCU W/NETWORK *MEMORIAL HERMANN* |  |  | CONTROLLERINFUSIONPUMP-Alaris-Medley 8015 | [6 empty] | Verified as Rental |  |  | MHHS-Mem City
NO | YES |  |  |  | FFP2763 |  | CAREFUSION | 8015M |  |  | Rental | MHHS-Mem City |  |  |  | FFP2763 |  | West & Memorial City |  | Rental | [7 empty] | CONTROLLERINFUSIONPUMP-Alaris-Medley 8015 |  | MEDLEY PCU W/NETWORK *MEMORIAL HERMANN* |  |  | CONTROLLERINFUSIONPUMP-Alaris-Medley 8015 | [6 empty] | Verified as Rental |  |  | MHHS-Mem City
NO | YES |  |  |  | FFP2775 |  | CAREFUSION | 8015M |  |  | Rental | MHHS-Mem City |  |  |  | FFP2775 |  | West & Memorial City |  | Rental | [7 empty] | CONTROLLERINFUSIONPUMP-Alaris-Medley 8015 |  | MEDLEY PCU W/NETWORK *MEMORIAL HERMANN* |  |  | CONTROLLERINFUSIONPUMP-Alaris-Medley 8015 | [6 empty] | Verified as Rental |  |  | MHHS-Mem City
NO | YES |  |  |  | FFP2778 |  | CAREFUSION | 8015M |  |  | Rental | MHHS-Mem City |  |  |  | FFP2778 |  | West & Memorial City |  | Rental | [7 empty] | CONTROLLERINFUSIONPUMP-Alaris-Medley 8015 |  | MEDLEY PCU W/NETWORK *MEMORIAL HERMANN* |  |  | CONTROLLERINFUSIONPUMP-Alaris-Medley 8015 | [6 empty] | Verified as Rental |  |  | MHHS-Mem City
NO | YES |  |  |  | FFP2779 |  | CAREFUSION | 8015M |  |  | Rental | MHHS-Mem City |  |  |  | FFP2779 |  | West & Memorial City |  | Rental | [7 empty] | CONTROLLERINFUSIONPUMP-Alaris-Medley 8015 |  | MEDLEY PCU W/NETWORK *MEMORIAL HERMANN* |  |  | CONTROLLERINFUSIONPUMP-Alaris-Medley 8015 | [6 empty] | Verified as Rental |  |  | MHHS-Mem City
NO | YES |  |  |  | FFP2782 |  | CAREFUSION | 8015M |  |  | Rental | MHHS-Mem City |  |  |  | FFP2782 |  | West & Memorial City |  | Rental | [7 empty] | CONTROLLERINFUSIONPUMP-Alaris-Medley 8015 |  | MEDLEY PCU W/NETWORK *MEMORIAL HERMANN* |  |  | CONTROLLERINFUSIONPUMP-Alaris-Medley 8015 | [6 empty] | Verified as Rental |  |  | MHHS-Mem City
NO | YES |  |  |  | FFP2783 |  | CAREFUSION | 8015M |  |  | Rental | MHHS-Mem City |  |  |  | FFP2783 |  | West & Memorial City |  | Rental | [7 empty] | CONTROLLERINFUSIONPUMP-Alaris-Medley 8015 |  | MEDLEY PCU W/NETWORK *MEMORIAL HERMANN* |  |  | CONTROLLERINFUSIONPUMP-Alaris-Medley 8015 | [6 empty] | Verified as Rental |  |  | MHHS-Mem City
NO | YES |  |  |  | FFP2789 |  | CAREFUSION | 8015M |  |  | Rental | MHHS-Mem City |  |  |  | FFP2789 |  | West & Memorial City |  | Rental | [7 empty] | CONTROLLERINFUSIONPUMP-Alaris-Medley 8015 |  | MEDLEY PCU W/NETWORK *MEMORIAL HERMANN* |  |  | CONTROLLERINFUSIONPUMP-Alaris-Medley 8015 | [6 empty] | Verified as Rental |  |  | MHHS-Mem City
NO | YES |  |  |  | FFP2813 |  | CAREFUSION | 8015M |  |  | Rental | MHHS-Mem City |  |  |  | FFP2813 |  | West & Memorial City |  | Rental | [7 empty] | CONTROLLERINFUSIONPUMP-Alaris-Medley 8015 |  | MEDLEY PCU W/NETWORK *MEMORIAL HERMANN* |  |  | CONTROLLERINFUSIONPUMP-Alaris-Medley 8015 | [6 empty] | Verified as Rental |  |  | MHHS-Mem City
NO | YES |  |  |  | FFP2829 |  | CAREFUSION | 8015M |  |  | Rental | MHHS-Mem City |  |  |  | FFP2829 |  | West & Memorial City |  | Rental | [7 empty] | CONTROLLERINFUSIONPUMP-Alaris-Medley 8015 |  | MEDLEY PCU W/NETWORK *MEMORIAL HERMANN* |  |  | CONTROLLERINFUSIONPUMP-Alaris-Medley 8015 | [6 empty] | Verified as Rental |  |  | MHHS-Mem City
NO | YES |  |  |  | FFP2835 |  | CAREFUSION | 8015M |  |  | Rental | MHHS-Mem City |  |  |  | FFP2835 |  | West & Memorial City |  | Rental | [7 empty] | CONTROLLERINFUSIONPUMP-Alaris-Medley 8015 |  | MEDLEY PCU W/NETWORK *MEMORIAL HERMANN* |  |  | CONTROLLERINFUSIONPUMP-Alaris-Medley 8015 | [6 empty] | Verified as Rental |  |  | MHHS-Mem City
NO | YES |  |  |  | FFP2836 |  | CAREFUSION | 8015M |  |  | Rental | MHHS-Mem City |  |  |  | FFP2836 |  | West & Memorial City |  | Rental | [7 empty] | CONTROLLERINFUSIONPUMP-Alaris-Medley 8015 |  | MEDLEY PCU W/NETWORK *MEMORIAL HERMANN* |  |  | CONTROLLERINFUSIONPUMP-Alaris-Medley 8015 | [6 empty] | Verified as Rental |  |  | MHHS-Mem City
NO | YES |  |  |  | FFP2870 |  | CAREFUSION | 8015M |  |  | Rental | MHHS-Mem City |  |  |  | FFP2870 |  | West & Memorial City |  | Rental | [7 empty] | CONTROLLERINFUSIONPUMP-Alaris-Medley 8015 |  | MEDLEY PCU W/NETWORK *MEMORIAL HERMANN* |  |  | CONTROLLERINFUSIONPUMP-Alaris-Medley 8015 | [6 empty] | Verified as Rental |  |  | MHHS-Mem City
NO | YES |  |  |  | FFP2877 |  | CAREFUSION | 8015M |  |  | Rental | MHHS-Mem City |  |  |  | FFP2877 |  | West & Memorial City |  | Rental | [7 empty] | CONTROLLERINFUSIONPUMP-Alaris-Medley 8015 |  | MEDLEY PCU W/NETWORK *MEMORIAL HERMANN* |  |  | CONTROLLERINFUSIONPUMP-Alaris-Medley 8015 | [6 empty] | Verified as Rental |  |  | MHHS-Mem City
NO | YES |  |  |  | FFP2882 |  | CAREFUSION | 8015M |  |  | Rental | MHHS-Mem City |  |  |  | FFP2882 |  | West & Memorial City |  | Rental | [7 empty] | CONTROLLERINFUSIONPUMP-Alaris-Medley 8015 |  | MEDLEY PCU W/NETWORK *MEMORIAL HERMANN* |  |  | CONTROLLERINFUSIONPUMP-Alaris-Medley 8015 | [6 empty] | Verified as Rental |  |  | MHHS-Mem City
NO | YES |  |  |  | FFP2885 |  | CAREFUSION | 8015M |  |  | Rental | MHHS-Mem City |  |  |  | FFP2885 |  | West & Memorial City |  | Rental | [7 empty] | CONTROLLERINFUSIONPUMP-Alaris-Medley 8015 |  | MEDLEY PCU W/NETWORK *MEMORIAL HERMANN* |  |  | CONTROLLERINFUSIONPUMP-Alaris-Medley 8015 | [6 empty] | Verified as Rental |  |  | MHHS-Mem City
NO | YES |  |  |  | FFP2901 |  | CAREFUSION | 8015M |  |  | Rental | MHHS-Mem City |  |  |  | FFP2901 |  | West & Memorial City |  | Rental | [7 empty] | CONTROLLERINFUSIONPUMP-Alaris-Medley 8015 |  | MEDLEY PCU W/NETWORK *MEMORIAL HERMANN* |  |  | CONTROLLERINFUSIONPUMP-Alaris-Medley 8015 | [6 empty] | Verified as Rental |  |  | MHHS-Mem City
NO | YES |  |  |  | FFP2904 |  | CAREFUSION | 8015M |  |  | Rental | MHHS-Mem City |  |  |  | FFP2904 |  | West & Memorial City |  | Rental | [7 empty] | CONTROLLERINFUSIONPUMP-Alaris-Medley 8015 |  | MEDLEY PCU W/NETWORK *MEMORIAL HERMANN* |  |  | CONTROLLERINFUSIONPUMP-Alaris-Medley 8015 | [6 empty] | Verified as Rental |  |  | MHHS-Mem City
NO | YES |  |  |  | FFP2919 |  | CAREFUSION | 8015M |  |  | Rental | MHHS-Mem City |  |  |  | FFP2919 |  | West & Memorial City |  | Rental | [7 empty] | CONTROLLERINFUSIONPUMP-Alaris-Medley 8015 |  | MEDLEY PCU W/NETWORK *MEMORIAL HERMANN* |  |  | CONTROLLERINFUSIONPUMP-Alaris-Medley 8015 | [6 empty] | Verified as Rental |  |  | MHHS-Mem City
NO | YES |  |  |  | FFP2928 |  | CAREFUSION | 8015M |  |  | Rental | MHHS-Mem City |  |  |  | FFP2928 |  | West & Memorial City |  | Rental | [7 empty] | CONTROLLERINFUSIONPUMP-Alaris-Medley 8015 |  | MEDLEY PCU W/NETWORK *MEMORIAL HERMANN* |  |  | CONTROLLERINFUSIONPUMP-Alaris-Medley 8015 | [6 empty] | Verified as Rental |  |  | MHHS-Mem City
NO | YES |  |  |  | FFP2937 |  | CAREFUSION | 8015M |  |  | Rental | MHHS-Mem City |  |  |  | FFP2937 |  | West & Memorial City |  | Rental | [7 empty] | CONTROLLERINFUSIONPUMP-Alaris-Medley 8015 |  | MEDLEY PCU W/NETWORK *MEMORIAL HERMANN* |  |  | CONTROLLERINFUSIONPUMP-Alaris-Medley 8015 | [6 empty] | Verified as Rental |  |  | MHHS-Mem City
NO | YES |  |  |  | FFP2948 |  | CAREFUSION | 8015M |  |  | Rental | MHHS-Mem City |  |  |  | FFP2948 |  | West & Memorial City |  | Rental | [7 empty] | CONTROLLERINFUSIONPUMP-Alaris-Medley 8015 |  | MEDLEY PCU W/NETWORK *MEMORIAL HERMANN* |  |  | CONTROLLERINFUSIONPUMP-Alaris-Medley 8015 | [6 empty] | Verified as Rental |  |  | MHHS-Mem City
NO | YES |  |  |  | FFP2952 |  | CAREFUSION | 8015M |  |  | Rental | MHHS-Mem City |  |  |  | FFP2952 |  | West & Memorial City |  | Rental | [7 empty] | CONTROLLERINFUSIONPUMP-Alaris-Medley 8015 |  | MEDLEY PCU W/NETWORK *MEMORIAL HERMANN* |  |  | CONTROLLERINFUSIONPUMP-Alaris-Medley 8015 | [6 empty] | Verified as Rental |  |  | MHHS-Mem City
NO | YES |  |  |  | FFP2958 |  | CAREFUSION | 8015M |  |  | Rental | MHHS-Mem City |  |  |  | FFP2958 |  | West & Memorial City |  | Rental | [7 empty] | CONTROLLERINFUSIONPUMP-Alaris-Medley 8015 |  | MEDLEY PCU W/NETWORK *MEMORIAL HERMANN* |  |  | CONTROLLERINFUSIONPUMP-Alaris-Medley 8015 | [6 empty] | Verified as Rental |  |  | MHHS-Mem City
NO | YES |  |  |  | FFP2970 |  | CAREFUSION | 8015M |  |  | Rental | MHHS-Mem City |  |  |  | FFP2970 |  | West & Memorial City |  | Rental | [7 empty] | CONTROLLERINFUSIONPUMP-Alaris-Medley 8015 |  | MEDLEY PCU W/NETWORK *MEMORIAL HERMANN* |  |  | CONTROLLERINFUSIONPUMP-Alaris-Medley 8015 | [6 empty] | Verified as Rental |  |  | MHHS-Mem City
NO | YES |  |  |  | FFP2972 |  | CAREFUSION | 8015M |  |  | Rental | MHHS-Mem City |  |  |  | FFP2972 |  | West & Memorial City |  | Rental | [7 empty] | CONTROLLERINFUSIONPUMP-Alaris-Medley 8015 |  | MEDLEY PCU W/NETWORK *MEMORIAL HERMANN* |  |  | CONTROLLERINFUSIONPUMP-Alaris-Medley 8015 | [6 empty] | Verified as Rental |  |  | MHHS-Mem City
NO | YES |  |  |  | FFP2979 |  | CAREFUSION | 8015M |  |  | Rental | MHHS-Mem City |  |  |  | FFP2979 |  | West & Memorial City |  | Rental | [7 empty] | CONTROLLERINFUSIONPUMP-Alaris-Medley 8015 |  | MEDLEY PCU W/NETWORK *MEMORIAL HERMANN* |  |  | CONTROLLERINFUSIONPUMP-Alaris-Medley 8015 | [6 empty] | Verified as Rental |  |  | MHHS-Mem City
NO | YES |  |  |  | FFP2980 |  | CAREFUSION | 8015M |  |  | Rental | MHHS-Mem City |  |  |  | FFP2980 |  | West & Memorial City |  | Rental | [7 empty] | CONTROLLERINFUSIONPUMP-Alaris-Medley 8015 |  | MEDLEY PCU W/NETWORK *MEMORIAL HERMANN* |  |  | CONTROLLERINFUSIONPUMP-Alaris-Medley 8015 | [6 empty] | Verified as Rental |  |  | MHHS-Mem City
NO | YES |  |  |  | FFP2984 |  | CAREFUSION | 8015M |  |  | Rental | MHHS-Mem City |  |  |  | FFP2984 |  | West & Memorial City |  | Rental | [7 empty] | CONTROLLERINFUSIONPUMP-Alaris-Medley 8015 |  | MEDLEY PCU W/NETWORK *MEMORIAL HERMANN* |  |  | CONTROLLERINFUSIONPUMP-Alaris-Medley 8015 | [6 empty] | Verified as Rental |  |  | MHHS-Mem City
NO | YES |  |  |  | FFP2985 |  | CAREFUSION | 8015M |  |  | Rental | MHHS-Mem City |  |  |  | FFP2985 |  | West & Memorial City |  | Rental | [7 empty] | CONTROLLERINFUSIONPUMP-Alaris-Medley 8015 |  | MEDLEY PCU W/NETWORK *MEMORIAL HERMANN* |  |  | CONTROLLERINFUSIONPUMP-Alaris-Medley 8015 | [6 empty] | Verified as Rental |  |  | MHHS-Mem City
NO | YES |  |  |  | FFP3003 |  | CAREFUSION | 8015M |  |  | Rental | MHHS-Mem City |  |  |  | FFP3003 |  | West & Memorial City |  | Rental | [7 empty] | CONTROLLERINFUSIONPUMP-Alaris-Medley 8015 |  | MEDLEY PCU W/NETWORK *MEMORIAL HERMANN* |  |  | CONTROLLERINFUSIONPUMP-Alaris-Medley 8015 | [6 empty] | Verified as Rental |  |  | MHHS-Mem City
NO | YES |  |  |  | FFP3035 |  | CAREFUSION | 8015M |  |  | Rental | MHHS-Mem City |  |  |  | FFP3035 |  | West & Memorial City |  | Rental | [7 empty] | CONTROLLERINFUSIONPUMP-Alaris-Medley 8015 |  | MEDLEY PCU W/NETWORK *MEMORIAL HERMANN* |  |  | CONTROLLERINFUSIONPUMP-Alaris-Medley 8015 | [6 empty] | Verified as Rental |  |  | MHHS-Mem City
NO | YES |  |  |  | FFP3042 |  | CAREFUSION | 8015M |  |  | Rental | MHHS-Mem City |  |  |  | FFP3042 |  | West & Memorial City |  | Rental | [7 empty] | CONTROLLERINFUSIONPUMP-Alaris-Medley 8015 |  | MEDLEY PCU W/NETWORK *MEMORIAL HERMANN* |  |  | CONTROLLERINFUSIONPUMP-Alaris-Medley 8015 | [6 empty] | Verified as Rental |  |  | MHHS-Mem City
NO | YES |  |  |  | FFP3045 |  | CAREFUSION | 8015M |  |  | Rental | MHHS-Mem City |  |  |  | FFP3045 |  | West & Memorial City |  | Rental | [7 empty] | CONTROLLERINFUSIONPUMP-Alaris-Medley 8015 |  | MEDLEY PCU W/NETWORK *MEMORIAL HERMANN* |  |  | CONTROLLERINFUSIONPUMP-Alaris-Medley 8015 | [6 empty] | Verified as Rental |  |  | MHHS-Mem City
NO | YES |  |  |  | FFP3053 |  | CAREFUSION | 8015M |  |  | Rental | MHHS-Mem City |  |  |  | FFP3053 |  | West & Memorial City |  | Rental | [7 empty] | CONTROLLERINFUSIONPUMP-Alaris-Medley 8015 |  | MEDLEY PCU W/NETWORK *MEMORIAL HERMANN* |  |  | CONTROLLERINFUSIONPUMP-Alaris-Medley 8015 | [6 empty] | Verified as Rental |  |  | MHHS-Mem City
NO | YES |  |  |  | FFP3057 |  | CAREFUSION | 8015M |  |  | Rental | MHHS-Mem City |  |  |  | FFP3057 |  | West & Memorial City |  | Rental | [7 empty] | CONTROLLERINFUSIONPUMP-Alaris-Medley 8015 |  | MEDLEY PCU W/NETWORK *MEMORIAL HERMANN* |  |  | CONTROLLERINFUSIONPUMP-Alaris-Medley 8015 | [6 empty] | Verified as Rental |  |  | MHHS-Mem City
NO | YES |  |  |  | FFP3066 |  | CAREFUSION | 8015M |  |  | Rental | MHHS-Mem City |  |  |  | FFP3066 |  | West & Memorial City |  | Rental | [7 empty] | CONTROLLERINFUSIONPUMP-Alaris-Medley 8015 |  | MEDLEY PCU W/NETWORK *MEMORIAL HERMANN* |  |  | CONTROLLERINFUSIONPUMP-Alaris-Medley 8015 | [6 empty] | Verified as Rental |  |  | MHHS-Mem City
NO | YES |  |  |  | FFP3082 |  | CAREFUSION | 8015M |  |  | Rental | MHHS-Mem City |  |  |  | FFP3082 |  | West & Memorial City |  | Rental | [7 empty] | CONTROLLERINFUSIONPUMP-Alaris-Medley 8015 |  | MEDLEY PCU W/NETWORK *MEMORIAL HERMANN* |  |  | CONTROLLERINFUSIONPUMP-Alaris-Medley 8015 | [6 empty] | Verified as Rental |  |  | MHHS-Mem City
NO | YES |  |  |  | FFP3087 |  | CAREFUSION | 8015M |  |  | Rental | MHHS-Mem City |  |  |  | FFP3087 |  | West & Memorial City |  | Rental | [7 empty] | CONTROLLERINFUSIONPUMP-Alaris-Medley 8015 |  | MEDLEY PCU W/NETWORK *MEMORIAL HERMANN* |  |  | CONTROLLERINFUSIONPUMP-Alaris-Medley 8015 | [6 empty] | Verified as Rental |  |  | MHHS-Mem City
NO | YES |  |  |  | FFP3095 |  | CAREFUSION | 8015M |  |  | Rental | MHHS-Mem City |  |  |  | FFP3095 |  | West & Memorial City |  | Rental | [7 empty] | CONTROLLERINFUSIONPUMP-Alaris-Medley 8015 |  | MEDLEY PCU W/NETWORK *MEMORIAL HERMANN* |  |  | CONTROLLERINFUSIONPUMP-Alaris-Medley 8015 | [6 empty] | Verified as Rental |  |  | MHHS-Mem City
NO | YES |  |  |  | FFP3097 |  | CAREFUSION | 8015M |  |  | Rental | MHHS-Mem City |  |  |  | FFP3097 |  | West & Memorial City |  | Rental | [7 empty] | CONTROLLERINFUSIONPUMP-Alaris-Medley 8015 |  | MEDLEY PCU W/NETWORK *MEMORIAL HERMANN* |  |  | CONTROLLERINFUSIONPUMP-Alaris-Medley 8015 | [6 empty] | Verified as Rental |  |  | MHHS-Mem City
NO | YES |  |  |  | FFP3103 |  | CAREFUSION | 8015M |  |  | Rental | MHHS-Mem City |  |  |  | FFP3103 |  | West & Memorial City |  | Rental | [7 empty] | CONTROLLERINFUSIONPUMP-Alaris-Medley 8015 |  | MEDLEY PCU W/NETWORK *MEMORIAL HERMANN* |  |  | CONTROLLERINFUSIONPUMP-Alaris-Medley 8015 | [6 empty] | Verified as Rental |  |  | MHHS-Mem City
NO | YES |  |  |  | FFP3117 |  | CAREFUSION | 8015M |  |  | Rental | MHHS-Mem City |  |  |  | FFP3117 |  | West & Memorial City |  | Rental | [7 empty] | CONTROLLERINFUSIONPUMP-Alaris-Medley 8015 |  | MEDLEY PCU W/NETWORK *MEMORIAL HERMANN* |  |  | CONTROLLERINFUSIONPUMP-Alaris-Medley 8015 | [6 empty] | Verified as Rental |  |  | MHHS-Mem City
NO | YES |  |  |  | FFP3122 |  | CAREFUSION | 8015M |  |  | Rental | MHHS-Mem City |  |  |  | FFP3122 |  | West & Memorial City |  | Rental | [7 empty] | CONTROLLERINFUSIONPUMP-Alaris-Medley 8015 |  | MEDLEY PCU W/NETWORK *MEMORIAL HERMANN* |  |  | CONTROLLERINFUSIONPUMP-Alaris-Medley 8015 | [6 empty] | Verified as Rental |  |  | MHHS-Mem City
NO | YES |  |  |  | FFP3145 |  | CAREFUSION | 8015M |  |  | Rental | MHHS-Mem City |  |  |  | FFP3145 |  | West & Memorial City |  | Rental | [7 empty] | CONTROLLERINFUSIONPUMP-Alaris-Medley 8015 |  | MEDLEY PCU W/NETWORK *MEMORIAL HERMANN* |  |  | CONTROLLERINFUSIONPUMP-Alaris-Medley 8015 | [6 empty] | Verified as Rental |  |  | MHHS-Mem City
NO | YES |  |  |  | FFP3148 |  | CAREFUSION | 8015M |  |  | Rental | MHHS-Mem City |  |  |  | FFP3148 |  | West & Memorial City |  | Rental | [7 empty] | CONTROLLERINFUSIONPUMP-Alaris-Medley 8015 |  | MEDLEY PCU W/NETWORK *MEMORIAL HERMANN* |  |  | CONTROLLERINFUSIONPUMP-Alaris-Medley 8015 | [6 empty] | Verified as Rental |  |  | MHHS-Mem City
NO | YES |  |  |  | FFP3156 |  | CAREFUSION | 8015M |  |  | Rental | MHHS-Mem City |  |  |  | FFP3156 |  | West & Memorial City |  | Rental | [7 empty] | CONTROLLERINFUSIONPUMP-Alaris-Medley 8015 |  | MEDLEY PCU W/NETWORK *MEMORIAL HERMANN* |  |  | CONTROLLERINFUSIONPUMP-Alaris-Medley 8015 | [6 empty] | Verified as Rental |  |  | MHHS-Mem City
NO | YES |  |  |  | FFP3170 |  | CAREFUSION | 8015M |  |  | Rental | MHHS-Mem City |  |  |  | FFP3170 |  | West & Memorial City |  | Rental | [7 empty] | CONTROLLERINFUSIONPUMP-Alaris-Medley 8015 |  | MEDLEY PCU W/NETWORK *MEMORIAL HERMANN* |  |  | CONTROLLERINFUSIONPUMP-Alaris-Medley 8015 | [6 empty] | Verified as Rental |  |  | MHHS-Mem City
NO | YES |  |  |  | FFP3187 |  | CAREFUSION | 8015M |  |  | Rental | MHHS-Mem City |  |  |  | FFP3187 |  | West & Memorial City |  | Rental | [7 empty] | CONTROLLERINFUSIONPUMP-Alaris-Medley 8015 |  | MEDLEY PCU W/NETWORK *MEMORIAL HERMANN* |  |  | CONTROLLERINFUSIONPUMP-Alaris-Medley 8015 | [6 empty] | Verified as Rental |  |  | MHHS-Mem City
NO | YES |  |  |  | FFP3212 |  | CAREFUSION | 8015M |  |  | Rental | MHHS-Mem City |  |  |  | FFP3212 |  | West & Memorial City |  | Rental | [7 empty] | CONTROLLERINFUSIONPUMP-Alaris-Medley 8015 |  | MEDLEY PCU W/NETWORK *MEMORIAL HERMANN* |  |  | CONTROLLERINFUSIONPUMP-Alaris-Medley 8015 | [6 empty] | Verified as Rental |  |  | MHHS-Mem City
NO | YES |  |  |  | FFP3215 |  | CAREFUSION | 8015M |  |  | Rental | MHHS-Mem City |  |  |  | FFP3215 |  | West & Memorial City |  | Rental | [7 empty] | CONTROLLERINFUSIONPUMP-Alaris-Medley 8015 |  | MEDLEY PCU W/NETWORK *MEMORIAL HERMANN* |  |  | CONTROLLERINFUSIONPUMP-Alaris-Medley 8015 | [6 empty] | Verified as Rental |  |  | MHHS-Mem City
NO | YES |  |  |  | FFP3220 |  | CAREFUSION | 8015M |  |  | Rental | MHHS-Mem City |  |  |  | FFP3220 |  | West & Memorial City |  | Rental | [7 empty] | CONTROLLERINFUSIONPUMP-Alaris-Medley 8015 |  | MEDLEY PCU W/NETWORK *MEMORIAL HERMANN* |  |  | CONTROLLERINFUSIONPUMP-Alaris-Medley 8015 | [6 empty] | Verified as Rental |  |  | MHHS-Mem City
NO | YES |  |  |  | FFP3232 |  | CAREFUSION | 8015M |  |  | Rental | MHHS-Mem City |  |  |  | FFP3232 |  | West & Memorial City |  | Rental | [7 empty] | CONTROLLERINFUSIONPUMP-Alaris-Medley 8015 |  | MEDLEY PCU W/NETWORK *MEMORIAL HERMANN* |  |  | CONTROLLERINFUSIONPUMP-Alaris-Medley 8015 | [6 empty] | Verified as Rental |  |  | MHHS-Mem City
NO | YES |  |  |  | FFP3234 |  | CAREFUSION | 8015M |  |  | Rental | MHHS-Mem City |  |  |  | FFP3234 |  | West & Memorial City |  | Rental | [7 empty] | CONTROLLERINFUSIONPUMP-Alaris-Medley 8015 |  | MEDLEY PCU W/NETWORK *MEMORIAL HERMANN* |  |  | CONTROLLERINFUSIONPUMP-Alaris-Medley 8015 | [6 empty] | Verified as Rental |  |  | MHHS-Mem City
NO | YES |  |  |  | FFP3246 |  | CAREFUSION | 8015M |  |  | Rental | MHHS-Mem City |  |  |  | FFP3246 |  | West & Memorial City |  | Rental | [7 empty] | CONTROLLERINFUSIONPUMP-Alaris-Medley 8015 |  | MEDLEY PCU W/NETWORK *MEMORIAL HERMANN* |  |  | CONTROLLERINFUSIONPUMP-Alaris-Medley 8015 | [6 empty] | Verified as Rental |  |  | MHHS-Mem City
NO | YES |  |  |  | FFP3248 |  | CAREFUSION | 8015M |  |  | Rental | MHHS-Mem City |  |  |  | FFP3248 |  | West & Memorial City |  | Rental | [7 empty] | CONTROLLERINFUSIONPUMP-Alaris-Medley 8015 |  | MEDLEY PCU W/NETWORK *MEMORIAL HERMANN* |  |  | CONTROLLERINFUSIONPUMP-Alaris-Medley 8015 | [6 empty] | Verified as Rental |  |  | MHHS-Mem City
NO | YES |  |  |  | FFP3254 |  | CAREFUSION | 8015M |  |  | Rental | MHHS-Mem City |  |  |  | FFP3254 |  | West & Memorial City |  | Rental | [7 empty] | CONTROLLERINFUSIONPUMP-Alaris-Medley 8015 |  | MEDLEY PCU W/NETWORK *MEMORIAL HERMANN* |  |  | CONTROLLERINFUSIONPUMP-Alaris-Medley 8015 | [6 empty] | Verified as Rental |  |  | MHHS-Mem City
NO | YES |  |  |  | FFP3257 |  | CAREFUSION | 8015M |  |  | Rental | MHHS-Mem City |  |  |  | FFP3257 |  | West & Memorial City |  | Rental | [7 empty] | CONTROLLERINFUSIONPUMP-Alaris-Medley 8015 |  | MEDLEY PCU W/NETWORK *MEMORIAL HERMANN* |  |  | CONTROLLERINFUSIONPUMP-Alaris-Medley 8015 | [6 empty] | Verified as Rental |  |  | MHHS-Mem City
NO | YES |  |  |  | FFP3262 |  | CAREFUSION | 8015M |  |  | Rental | MHHS-Mem City |  |  |  | FFP3262 |  | West & Memorial City |  | Rental | [7 empty] | CONTROLLERINFUSIONPUMP-Alaris-Medley 8015 |  | MEDLEY PCU W/NETWORK *MEMORIAL HERMANN* |  |  | CONTROLLERINFUSIONPUMP-Alaris-Medley 8015 | [6 empty] | Verified as Rental |  |  | MHHS-Mem City
NO | YES |  |  |  | FFP3267 |  | CAREFUSION | 8015M |  |  | Rental | MHHS-Mem City |  |  |  | FFP3267 |  | West & Memorial City |  | Rental | [7 empty] | CONTROLLERINFUSIONPUMP-Alaris-Medley 8015 |  | MEDLEY PCU W/NETWORK *MEMORIAL HERMANN* |  |  | CONTROLLERINFUSIONPUMP-Alaris-Medley 8015 | [6 empty] | Verified as Rental |  |  | MHHS-Mem City
NO | YES |  |  |  | FFP3268 |  | CAREFUSION | 8015M |  |  | Rental | MHHS-Mem City |  |  |  | FFP3268 |  | West & Memorial City |  | Rental | [7 empty] | CONTROLLERINFUSIONPUMP-Alaris-Medley 8015 |  | MEDLEY PCU W/NETWORK *MEMORIAL HERMANN* |  |  | CONTROLLERINFUSIONPUMP-Alaris-Medley 8015 | [6 empty] | Verified as Rental |  |  | MHHS-Mem City
NO | YES |  |  |  | FFP3282 |  | CAREFUSION | 8015M |  |  | Rental | MHHS-Mem City |  |  |  | FFP3282 |  | West & Memorial City |  | Rental | [7 empty] | CONTROLLERINFUSIONPUMP-Alaris-Medley 8015 |  | MEDLEY PCU W/NETWORK *MEMORIAL HERMANN* |  |  | CONTROLLERINFUSIONPUMP-Alaris-Medley 8015 | [6 empty] | Verified as Rental |  |  | MHHS-Mem City
NO | YES |  |  |  | FFP3291 |  | CAREFUSION | 8015M |  |  | Rental | MHHS-Mem City |  |  |  | FFP3291 |  | West & Memorial City |  | Rental | [7 empty] | CONTROLLERINFUSIONPUMP-Alaris-Medley 8015 |  | MEDLEY PCU W/NETWORK *MEMORIAL HERMANN* |  |  | CONTROLLERINFUSIONPUMP-Alaris-Medley 8015 | [6 empty] | Verified as Rental |  |  | MHHS-Mem City
NO | YES |  |  |  | FFP3300 |  | CAREFUSION | 8015M |  |  | Rental | MHHS-Mem City |  |  |  | FFP3300 |  | West & Memorial City |  | Rental | [7 empty] | CONTROLLERINFUSIONPUMP-Alaris-Medley 8015 |  | MEDLEY PCU W/NETWORK *MEMORIAL HERMANN* |  |  | CONTROLLERINFUSIONPUMP-Alaris-Medley 8015 | [6 empty] | Verified as Rental |  |  | MHHS-Mem City
NO | YES |  |  |  | FFP3302 |  | CAREFUSION | 8015M |  |  | Rental | MHHS-Mem City |  |  |  | FFP3302 |  | West & Memorial City |  | Rental | [7 empty] | CONTROLLERINFUSIONPUMP-Alaris-Medley 8015 |  | MEDLEY PCU W/NETWORK *MEMORIAL HERMANN* |  |  | CONTROLLERINFUSIONPUMP-Alaris-Medley 8015 | [6 empty] | Verified as Rental |  |  | MHHS-Mem City
NO | YES |  |  |  | FFP3325 |  | CAREFUSION | 8015M |  |  | Rental | MHHS-Mem City |  |  |  | FFP3325 |  | West & Memorial City |  | Rental | [7 empty] | CONTROLLERINFUSIONPUMP-Alaris-Medley 8015 |  | MEDLEY PCU W/NETWORK *MEMORIAL HERMANN* |  |  | CONTROLLERINFUSIONPUMP-Alaris-Medley 8015 | [6 empty] | Verified as Rental |  |  | MHHS-Mem City
NO | YES |  |  |  | FFP3330 |  | CAREFUSION | 8015M |  |  | Rental | MHHS-Mem City |  |  |  | FFP3330 |  | West & Memorial City |  | Rental | [7 empty] | CONTROLLERINFUSIONPUMP-Alaris-Medley 8015 |  | MEDLEY PCU W/NETWORK *MEMORIAL HERMANN* |  |  | CONTROLLERINFUSIONPUMP-Alaris-Medley 8015 | [6 empty] | Verified as Rental |  |  | MHHS-Mem City
NO | YES |  |  |  | FFP3335 |  | CAREFUSION | 8015M |  |  | Rental | MHHS-Mem City |  |  |  | FFP3335 |  | West & Memorial City |  | Rental | [7 empty] | CONTROLLERINFUSIONPUMP-Alaris-Medley 8015 |  | MEDLEY PCU W/NETWORK *MEMORIAL HERMANN* |  |  | CONTROLLERINFUSIONPUMP-Alaris-Medley 8015 | [6 empty] | Verified as Rental |  |  | MHHS-Mem City
NO | YES |  |  |  | FFP3336 |  | CAREFUSION | 8015M |  |  | Rental | MHHS-Mem City |  |  |  | FFP3336 |  | West & Memorial City |  | Rental | [7 empty] | CONTROLLERINFUSIONPUMP-Alaris-Medley 8015 |  | MEDLEY PCU W/NETWORK *MEMORIAL HERMANN* |  |  | CONTROLLERINFUSIONPUMP-Alaris-Medley 8015 | [6 empty] | Verified as Rental |  |  | MHHS-Mem City
NO | YES |  |  |  | FFP3350 |  | CAREFUSION | 8015M |  |  | Rental | MHHS-Mem City |  |  |  | FFP3350 |  | West & Memorial City |  | Rental | [7 empty] | CONTROLLERINFUSIONPUMP-Alaris-Medley 8015 |  | MEDLEY PCU W/NETWORK *MEMORIAL HERMANN* |  |  | CONTROLLERINFUSIONPUMP-Alaris-Medley 8015 | [6 empty] | Verified as Rental |  |  | MHHS-Mem City
NO | YES |  |  |  | FFP3354 |  | CAREFUSION | 8015M |  |  | Rental | MHHS-Mem City |  |  |  | FFP3354 |  | West & Memorial City |  | Rental | [7 empty] | CONTROLLERINFUSIONPUMP-Alaris-Medley 8015 |  | MEDLEY PCU W/NETWORK *MEMORIAL HERMANN* |  |  | CONTROLLERINFUSIONPUMP-Alaris-Medley 8015 | [6 empty] | Verified as Rental |  |  | MHHS-Mem City
NO | YES |  |  |  | FFP3400 |  | CAREFUSION | 8015M |  |  | Rental | MHHS-Mem City |  |  |  | FFP3400 |  | West & Memorial City |  | Rental | [7 empty] | CONTROLLERINFUSIONPUMP-Alaris-Medley 8015 |  | MEDLEY PCU W/NETWORK *MEMORIAL HERMANN* |  |  | CONTROLLERINFUSIONPUMP-Alaris-Medley 8015 | [6 empty] | Verified as Rental |  |  | MHHS-Mem City
NO | YES |  |  |  | FFP3407 |  | CAREFUSION | 8015M |  |  | Rental | MHHS-Mem City |  |  |  | FFP3407 |  | West & Memorial City |  | Rental | [7 empty] | CONTROLLERINFUSIONPUMP-Alaris-Medley 8015 |  | MEDLEY PCU W/NETWORK *MEMORIAL HERMANN* |  |  | CONTROLLERINFUSIONPUMP-Alaris-Medley 8015 | [6 empty] | Verified as Rental |  |  | MHHS-Mem City
NO | YES |  |  |  | FFP3411 |  | CAREFUSION | 8015M |  |  | Rental | MHHS-Mem City |  |  |  | FFP3411 |  | West & Memorial City |  | Rental | [7 empty] | CONTROLLERINFUSIONPUMP-Alaris-Medley 8015 |  | MEDLEY PCU W/NETWORK *MEMORIAL HERMANN* |  |  | CONTROLLERINFUSIONPUMP-Alaris-Medley 8015 | [6 empty] | Verified as Rental |  |  | MHHS-Mem City
NO | YES |  |  |  | FFP3418 |  | CAREFUSION | 8015M |  |  | Rental | MHHS-Mem City |  |  |  | FFP3418 |  | West & Memorial City |  | Rental | [7 empty] | CONTROLLERINFUSIONPUMP-Alaris-Medley 8015 |  | MEDLEY PCU W/NETWORK *MEMORIAL HERMANN* |  |  | CONTROLLERINFUSIONPUMP-Alaris-Medley 8015 | [6 empty] | Verified as Rental |  |  | MHHS-Mem City
NO | YES |  |  |  | FFP3433 |  | CAREFUSION | 8015M |  |  | Rental | MHHS-Mem City |  |  |  | FFP3433 |  | West & Memorial City |  | Rental | [7 empty] | CONTROLLERINFUSIONPUMP-Alaris-Medley 8015 |  | MEDLEY PCU W/NETWORK *MEMORIAL HERMANN* |  |  | CONTROLLERINFUSIONPUMP-Alaris-Medley 8015 | [6 empty] | Verified as Rental |  |  | MHHS-Mem City
NO | YES |  |  |  | FFP3438 |  | CAREFUSION | 8015M |  |  | Rental | MHHS-Mem City |  |  |  | FFP3438 |  | West & Memorial City |  | Rental | [7 empty] | CONTROLLERINFUSIONPUMP-Alaris-Medley 8015 |  | MEDLEY PCU W/NETWORK *MEMORIAL HERMANN* |  |  | CONTROLLERINFUSIONPUMP-Alaris-Medley 8015 | [6 empty] | Verified as Rental |  |  | MHHS-Mem City
NO | YES |  |  |  | FFP3439 |  | CAREFUSION | 8015M |  |  | Rental | MHHS-Mem City |  |  |  | FFP3439 |  | West & Memorial City |  | Rental | [7 empty] | CONTROLLERINFUSIONPUMP-Alaris-Medley 8015 |  | MEDLEY PCU W/NETWORK *MEMORIAL HERMANN* |  |  | CONTROLLERINFUSIONPUMP-Alaris-Medley 8015 | [6 empty] | Verified as Rental |  |  | MHHS-Mem City
NO | YES |  |  |  | FFP3447 |  | CAREFUSION | 8015M |  |  | Rental | MHHS-Mem City |  |  |  | FFP3447 |  | West & Memorial City |  | Rental | [7 empty] | CONTROLLERINFUSIONPUMP-Alaris-Medley 8015 |  | MEDLEY PCU W/NETWORK *MEMORIAL HERMANN* |  |  | CONTROLLERINFUSIONPUMP-Alaris-Medley 8015 | [6 empty] | Verified as Rental |  |  | MHHS-Mem City
NO | YES |  |  |  | FFP3458 |  | CAREFUSION | 8015M |  |  | Rental | MHHS-Mem City |  |  |  | FFP3458 |  | West & Memorial City |  | Rental | [7 empty] | CONTROLLERINFUSIONPUMP-Alaris-Medley 8015 |  | MEDLEY PCU W/NETWORK *MEMORIAL HERMANN* |  |  | CONTROLLERINFUSIONPUMP-Alaris-Medley 8015 | [6 empty] | Verified as Rental |  |  | MHHS-Mem City
NO | YES |  |  |  | FFP3468 |  | CAREFUSION | 8015M |  |  | Rental | MHHS-Mem City |  |  |  | FFP3468 |  | West & Memorial City |  | Rental | [7 empty] | CONTROLLERINFUSIONPUMP-Alaris-Medley 8015 |  | MEDLEY PCU W/NETWORK *MEMORIAL HERMANN* |  |  | CONTROLLERINFUSIONPUMP-Alaris-Medley 8015 | [6 empty] | Verified as Rental |  |  | MHHS-Mem City
NO | YES |  |  |  | FFP3514 |  | CAREFUSION | 8015M |  |  | Rental | MHHS-Mem City |  |  |  | FFP3514 |  | West & Memorial City |  | Rental | [7 empty] | CONTROLLERINFUSIONPUMP-Alaris-Medley 8015 |  | MEDLEY PCU W/NETWORK *MEMORIAL HERMANN* |  |  | CONTROLLERINFUSIONPUMP-Alaris-Medley 8015 | [6 empty] | Verified as Rental |  |  | MHHS-Mem City
NO | YES |  |  |  | FFP3524 |  | CAREFUSION | 8015M |  |  | Rental | MHHS-Mem City |  |  |  | FFP3524 |  | West & Memorial City |  | Rental | [7 empty] | CONTROLLERINFUSIONPUMP-Alaris-Medley 8015 |  | MEDLEY PCU W/NETWORK *MEMORIAL HERMANN* |  |  | CONTROLLERINFUSIONPUMP-Alaris-Medley 8015 | [6 empty] | Verified as Rental |  |  | MHHS-Mem City
NO | YES |  |  |  | FFP3559 |  | CAREFUSION | 8015M |  |  | Rental | MHHS-Mem City |  |  |  | FFP3559 |  | West & Memorial City |  | Rental | [7 empty] | CONTROLLERINFUSIONPUMP-Alaris-Medley 8015 |  | MEDLEY PCU W/NETWORK *MEMORIAL HERMANN* |  |  | CONTROLLERINFUSIONPUMP-Alaris-Medley 8015 | [6 empty] | Verified as Rental |  |  | MHHS-Mem City
NO | YES |  |  |  | FFP3569 |  | CAREFUSION | 8015M |  |  | Rental | MHHS-Mem City |  |  |  | FFP3569 |  | West & Memorial City |  | Rental | [7 empty] | CONTROLLERINFUSIONPUMP-Alaris-Medley 8015 |  | MEDLEY PCU W/NETWORK *MEMORIAL HERMANN* |  |  | CONTROLLERINFUSIONPUMP-Alaris-Medley 8015 | [6 empty] | Verified as Rental |  |  | MHHS-Mem City
NO | YES |  |  |  | FFP3572 |  | CAREFUSION | 8015M |  |  | Rental | MHHS-Mem City |  |  |  | FFP3572 |  | West & Memorial City |  | Rental | [7 empty] | CONTROLLERINFUSIONPUMP-Alaris-Medley 8015 |  | MEDLEY PCU W/NETWORK *MEMORIAL HERMANN* |  |  | CONTROLLERINFUSIONPUMP-Alaris-Medley 8015 | [6 empty] | Verified as Rental |  |  | MHHS-Mem City
NO | YES |  |  |  | FFP3574 |  | CAREFUSION | 8015M |  |  | Rental | MHHS-Mem City |  |  |  | FFP3574 |  | West & Memorial City |  | Rental | [7 empty] | CONTROLLERINFUSIONPUMP-Alaris-Medley 8015 |  | MEDLEY PCU W/NETWORK *MEMORIAL HERMANN* |  |  | CONTROLLERINFUSIONPUMP-Alaris-Medley 8015 | [6 empty] | Verified as Rental |  |  | MHHS-Mem City
NO | YES |  |  |  | FFP3588 |  | CAREFUSION | 8015M |  |  | Rental | MHHS-Mem City |  |  |  | FFP3588 |  | West & Memorial City |  | Rental | [7 empty] | CONTROLLERINFUSIONPUMP-Alaris-Medley 8015 |  | MEDLEY PCU W/NETWORK *MEMORIAL HERMANN* |  |  | CONTROLLERINFUSIONPUMP-Alaris-Medley 8015 | [6 empty] | Verified as Rental |  |  | MHHS-Mem City
NO | YES |  |  |  | FFP3622 |  | CAREFUSION | 8015M |  |  | Rental | MHHS-Mem City |  |  |  | FFP3622 |  | West & Memorial City |  | Rental | [7 empty] | CONTROLLERINFUSIONPUMP-Alaris-Medley 8015 |  | MEDLEY PCU W/NETWORK *MEMORIAL HERMANN* |  |  | CONTROLLERINFUSIONPUMP-Alaris-Medley 8015 | [6 empty] | Verified as Rental |  |  | MHHS-Mem City
NO | YES |  |  |  | FFP3640 |  | CAREFUSION | 8015M |  |  | Rental | MHHS-Mem City |  |  |  | FFP3640 |  | West & Memorial City |  | Rental | [7 empty] | CONTROLLERINFUSIONPUMP-Alaris-Medley 8015 |  | MEDLEY PCU W/NETWORK *MEMORIAL HERMANN* |  |  | CONTROLLERINFUSIONPUMP-Alaris-Medley 8015 | [6 empty] | Verified as Rental |  |  | MHHS-Mem City
NO | YES |  |  |  | FFP3652 |  | CAREFUSION | 8015M |  |  | Rental | MHHS-Mem City |  |  |  | FFP3652 |  | West & Memorial City |  | Rental | [7 empty] | CONTROLLERINFUSIONPUMP-Alaris-Medley 8015 |  | MEDLEY PCU W/NETWORK *MEMORIAL HERMANN* |  |  | CONTROLLERINFUSIONPUMP-Alaris-Medley 8015 | [6 empty] | Verified as Rental |  |  | MHHS-Mem City
NO | YES |  |  |  | FFP3656 |  | CAREFUSION | 8015M |  |  | Rental | MHHS-Mem City |  |  |  | FFP3656 |  | West & Memorial City |  | Rental | [7 empty] | CONTROLLERINFUSIONPUMP-Alaris-Medley 8015 |  | MEDLEY PCU W/NETWORK *MEMORIAL HERMANN* |  |  | CONTROLLERINFUSIONPUMP-Alaris-Medley 8015 | [6 empty] | Verified as Rental |  |  | MHHS-Mem City
NO | YES |  |  |  | FFP3658 |  | CAREFUSION | 8015M |  |  | Rental | MHHS-Mem City |  |  |  | FFP3658 |  | West & Memorial City |  | Rental | [7 empty] | CONTROLLERINFUSIONPUMP-Alaris-Medley 8015 |  | MEDLEY PCU W/NETWORK *MEMORIAL HERMANN* |  |  | CONTROLLERINFUSIONPUMP-Alaris-Medley 8015 | [6 empty] | Verified as Rental |  |  | MHHS-Mem City
NO | YES |  |  |  | FFP3659 |  | CAREFUSION | 8015M |  |  | Rental | MHHS-Mem City |  |  |  | FFP3659 |  | West & Memorial City |  | Rental | [7 empty] | CONTROLLERINFUSIONPUMP-Alaris-Medley 8015 |  | MEDLEY PCU W/NETWORK *MEMORIAL HERMANN* |  |  | CONTROLLERINFUSIONPUMP-Alaris-Medley 8015 | [6 empty] | Verified as Rental |  |  | MHHS-Mem City
NO | YES |  |  |  | FFP3680 |  | CAREFUSION | 8015M |  |  | Rental | MHHS-Mem City |  |  |  | FFP3680 |  | West & Memorial City |  | Rental | [7 empty] | CONTROLLERINFUSIONPUMP-Alaris-Medley 8015 |  | MEDLEY PCU W/NETWORK *MEMORIAL HERMANN* |  |  | CONTROLLERINFUSIONPUMP-Alaris-Medley 8015 | [6 empty] | Verified as Rental |  |  | MHHS-Mem City
NO | YES |  |  |  | FFP3686 |  | CAREFUSION | 8015M |  |  | Rental | MHHS-Mem City |  |  |  | FFP3686 |  | West & Memorial City |  | Rental | [7 empty] | CONTROLLERINFUSIONPUMP-Alaris-Medley 8015 |  | MEDLEY PCU W/NETWORK *MEMORIAL HERMANN* |  |  | CONTROLLERINFUSIONPUMP-Alaris-Medley 8015 | [6 empty] | Verified as Rental |  |  | MHHS-Mem City
NO | YES |  |  |  | FFP3689 |  | CAREFUSION | 8015M |  |  | Rental | MHHS-Mem City |  |  |  | FFP3689 |  | West & Memorial City |  | Rental | [7 empty] | CONTROLLERINFUSIONPUMP-Alaris-Medley 8015 |  | MEDLEY PCU W/NETWORK *MEMORIAL HERMANN* |  |  | CONTROLLERINFUSIONPUMP-Alaris-Medley 8015 | [6 empty] | Verified as Rental |  |  | MHHS-Mem City
NO | YES |  |  |  | FFP3703 |  | CAREFUSION | 8015M |  |  | Rental | MHHS-Mem City |  |  |  | FFP3703 |  | West & Memorial City |  | Rental | [7 empty] | CONTROLLERINFUSIONPUMP-Alaris-Medley 8015 |  | MEDLEY PCU W/NETWORK *MEMORIAL HERMANN* |  |  | CONTROLLERINFUSIONPUMP-Alaris-Medley 8015 | [6 empty] | Verified as Rental |  |  | MHHS-Mem City
NO | YES |  |  |  | FFP3706 |  | CAREFUSION | 8015M |  |  | Rental | MHHS-Mem City |  |  |  | FFP3706 |  | West & Memorial City |  | Rental | [7 empty] | CONTROLLERINFUSIONPUMP-Alaris-Medley 8015 |  | MEDLEY PCU W/NETWORK *MEMORIAL HERMANN* |  |  | CONTROLLERINFUSIONPUMP-Alaris-Medley 8015 | [6 empty] | Verified as Rental |  |  | MHHS-Mem City
NO | YES |  |  |  | FFP3707 |  | CAREFUSION | 8015M |  |  | Rental | MHHS-Mem City |  |  |  | FFP3707 |  | West & Memorial City |  | Rental | [7 empty] | CONTROLLERINFUSIONPUMP-Alaris-Medley 8015 |  | MEDLEY PCU W/NETWORK *MEMORIAL HERMANN* |  |  | CONTROLLERINFUSIONPUMP-Alaris-Medley 8015 | [6 empty] | Verified as Rental |  |  | MHHS-Mem City
NO | YES |  |  |  | FFP3734 |  | CAREFUSION | 8015M |  |  | Rental | MHHS-Mem City |  |  |  | FFP3734 |  | West & Memorial City |  | Rental | [7 empty] | CONTROLLERINFUSIONPUMP-Alaris-Medley 8015 |  | MEDLEY PCU W/NETWORK *MEMORIAL HERMANN* |  |  | CONTROLLERINFUSIONPUMP-Alaris-Medley 8015 | [6 empty] | Verified as Rental |  |  | MHHS-Mem City
NO | YES |  |  |  | FFP3748 |  | CAREFUSION | 8015M |  |  | Rental | MHHS-Mem City |  |  |  | FFP3748 |  | West & Memorial City |  | Rental | [7 empty] | CONTROLLERINFUSIONPUMP-Alaris-Medley 8015 |  | MEDLEY PCU W/NETWORK *MEMORIAL HERMANN* |  |  | CONTROLLERINFUSIONPUMP-Alaris-Medley 8015 | [6 empty] | Verified as Rental |  |  | MHHS-Mem City
NO | YES |  |  |  | FFP3750 |  | CAREFUSION | 8015M |  |  | Rental | MHHS-Mem City |  |  |  | FFP3750 |  | West & Memorial City |  | Rental | [7 empty] | CONTROLLERINFUSIONPUMP-Alaris-Medley 8015 |  | MEDLEY PCU W/NETWORK *MEMORIAL HERMANN* |  |  | CONTROLLERINFUSIONPUMP-Alaris-Medley 8015 | [6 empty] | Verified as Rental |  |  | MHHS-Mem City
NO | YES |  |  |  | FFP3759 |  | CAREFUSION | 8015M |  |  | Rental | MHHS-Mem City |  |  |  | FFP3759 |  | West & Memorial City |  | Rental | [7 empty] | CONTROLLERINFUSIONPUMP-Alaris-Medley 8015 |  | MEDLEY PCU W/NETWORK *MEMORIAL HERMANN* |  |  | CONTROLLERINFUSIONPUMP-Alaris-Medley 8015 | [6 empty] | Verified as Rental |  |  | MHHS-Mem City
NO | YES |  |  |  | FFP3763 |  | CAREFUSION | 8015M |  |  | Rental | MHHS-Mem City |  |  |  | FFP3763 |  | West & Memorial City |  | Rental | [7 empty] | CONTROLLERINFUSIONPUMP-Alaris-Medley 8015 |  | MEDLEY PCU W/NETWORK *MEMORIAL HERMANN* |  |  | CONTROLLERINFUSIONPUMP-Alaris-Medley 8015 | [6 empty] | Verified as Rental |  |  | MHHS-Mem City
NO | YES |  |  |  | FFP3808 |  | CAREFUSION | 8015M |  |  | Rental | MHHS-Mem City |  |  |  | FFP3808 |  | West & Memorial City |  | Rental | [7 empty] | CONTROLLERINFUSIONPUMP-Alaris-Medley 8015 |  | MEDLEY PCU W/NETWORK *MEMORIAL HERMANN* |  |  | CONTROLLERINFUSIONPUMP-Alaris-Medley 8015 | [6 empty] | Verified as Rental |  |  | MHHS-Mem City
NO | YES |  |  |  | FFP3817 |  | CAREFUSION | 8015M |  |  | Rental | MHHS-Mem City |  |  |  | FFP3817 |  | West & Memorial City |  | Rental | [7 empty] | CONTROLLERINFUSIONPUMP-Alaris-Medley 8015 |  | MEDLEY PCU W/NETWORK *MEMORIAL HERMANN* |  |  | CONTROLLERINFUSIONPUMP-Alaris-Medley 8015 | [6 empty] | Verified as Rental |  |  | MHHS-Mem City
NO | YES |  |  |  | FFP3845 |  | CAREFUSION | 8015M |  |  | Rental | MHHS-Mem City |  |  |  | FFP3845 |  | West & Memorial City |  | Rental | [7 empty] | CONTROLLERINFUSIONPUMP-Alaris-Medley 8015 |  | MEDLEY PCU W/NETWORK *MEMORIAL HERMANN* |  |  | CONTROLLERINFUSIONPUMP-Alaris-Medley 8015 | [6 empty] | Verified as Rental |  |  | MHHS-Mem City
NO | YES |  |  |  | FFP3848 |  | CAREFUSION | 8015M |  |  | Rental | MHHS-Mem City |  |  |  | FFP3848 |  | West & Memorial City |  | Rental | [7 empty] | CONTROLLERINFUSIONPUMP-Alaris-Medley 8015 |  | MEDLEY PCU W/NETWORK *MEMORIAL HERMANN* |  |  | CONTROLLERINFUSIONPUMP-Alaris-Medley 8015 | [6 empty] | Verified as Rental |  |  | MHHS-Mem City
NO | YES |  |  |  | FFP3854 |  | CAREFUSION | 8015M |  |  | Rental | MHHS-Mem City |  |  |  | FFP3854 |  | West & Memorial City |  | Rental | [7 empty] | CONTROLLERINFUSIONPUMP-Alaris-Medley 8015 |  | MEDLEY PCU W/NETWORK *MEMORIAL HERMANN* |  |  | CONTROLLERINFUSIONPUMP-Alaris-Medley 8015 | [6 empty] | Verified as Rental |  |  | MHHS-Mem City
NO | YES |  |  |  | FFP3867 |  | CAREFUSION | 8015M |  |  | Rental | MHHS-Mem City |  |  |  | FFP3867 |  | West & Memorial City |  | Rental | [7 empty] | CONTROLLERINFUSIONPUMP-Alaris-Medley 8015 |  | MEDLEY PCU W/NETWORK *MEMORIAL HERMANN* |  |  | CONTROLLERINFUSIONPUMP-Alaris-Medley 8015 | [6 empty] | Verified as Rental |  |  | MHHS-Mem City
NO | YES |  |  |  | FFP3879 |  | CAREFUSION | 8015M |  |  | Rental | MHHS-Mem City |  |  |  | FFP3879 |  | West & Memorial City |  | Rental | [7 empty] | CONTROLLERINFUSIONPUMP-Alaris-Medley 8015 |  | MEDLEY PCU W/NETWORK *MEMORIAL HERMANN* |  |  | CONTROLLERINFUSIONPUMP-Alaris-Medley 8015 | [6 empty] | Verified as Rental |  |  | MHHS-Mem City
NO | YES |  |  |  | FFP3882 |  | CAREFUSION | 8015M |  |  | Rental | MHHS-Mem City |  |  |  | FFP3882 |  | West & Memorial City |  | Rental | [7 empty] | CONTROLLERINFUSIONPUMP-Alaris-Medley 8015 |  | MEDLEY PCU W/NETWORK *MEMORIAL HERMANN* |  |  | CONTROLLERINFUSIONPUMP-Alaris-Medley 8015 | [6 empty] | Verified as Rental |  |  | MHHS-Mem City
NO | YES |  |  |  | FFP3883 |  | CAREFUSION | 8015M |  |  | Rental | MHHS-Mem City |  |  |  | FFP3883 |  | West & Memorial City |  | Rental | [7 empty] | CONTROLLERINFUSIONPUMP-Alaris-Medley 8015 |  | MEDLEY PCU W/NETWORK *MEMORIAL HERMANN* |  |  | CONTROLLERINFUSIONPUMP-Alaris-Medley 8015 | [6 empty] | Verified as Rental |  |  | MHHS-Mem City
NO | YES |  |  |  | FFP3889 |  | CAREFUSION | 8015M |  |  | Rental | MHHS-Mem City |  |  |  | FFP3889 |  | West & Memorial City |  | Rental | [7 empty] | CONTROLLERINFUSIONPUMP-Alaris-Medley 8015 |  | MEDLEY PCU W/NETWORK *MEMORIAL HERMANN* |  |  | CONTROLLERINFUSIONPUMP-Alaris-Medley 8015 | [6 empty] | Verified as Rental |  |  | MHHS-Mem City
NO | YES |  |  |  | FFP3895 |  | CAREFUSION | 8015M |  |  | Rental | MHHS-Mem City |  |  |  | FFP3895 |  | West & Memorial City |  | Rental | [7 empty] | CONTROLLERINFUSIONPUMP-Alaris-Medley 8015 |  | MEDLEY PCU W/NETWORK *MEMORIAL HERMANN* |  |  | CONTROLLERINFUSIONPUMP-Alaris-Medley 8015 | [6 empty] | Verified as Rental |  |  | MHHS-Mem City
NO | YES |  |  |  | FFP3905 |  | CAREFUSION | 8015M |  |  | Rental | MHHS-Mem City |  |  |  | FFP3905 |  | West & Memorial City |  | Rental | [7 empty] | CONTROLLERINFUSIONPUMP-Alaris-Medley 8015 |  | MEDLEY PCU W/NETWORK *MEMORIAL HERMANN* |  |  | CONTROLLERINFUSIONPUMP-Alaris-Medley 8015 | [6 empty] | Verified as Rental |  |  | MHHS-Mem City
NO | YES |  |  |  | FFP3918 |  | CAREFUSION | 8015M |  |  | Rental | MHHS-Mem City |  |  |  | FFP3918 |  | West & Memorial City |  | Rental | [7 empty] | CONTROLLERINFUSIONPUMP-Alaris-Medley 8015 |  | MEDLEY PCU W/NETWORK *MEMORIAL HERMANN* |  |  | CONTROLLERINFUSIONPUMP-Alaris-Medley 8015 | [6 empty] | Verified as Rental |  |  | MHHS-Mem City
NO | YES |  |  |  | FFP3964 |  | CAREFUSION | 8015M |  |  | Rental | MHHS-Mem City |  |  |  | FFP3964 |  | West & Memorial City |  | Rental | [7 empty] | CONTROLLERINFUSIONPUMP-Alaris-Medley 8015 |  | MEDLEY PCU W/NETWORK *MEMORIAL HERMANN* |  |  | CONTROLLERINFUSIONPUMP-Alaris-Medley 8015 | [6 empty] | Verified as Rental |  |  | MHHS-Mem City
NO | YES |  |  |  | FFP3968 |  | CAREFUSION | 8015M |  |  | Rental | MHHS-Mem City |  |  |  | FFP3968 |  | West & Memorial City |  | Rental | [7 empty] | CONTROLLERINFUSIONPUMP-Alaris-Medley 8015 |  | MEDLEY PCU W/NETWORK *MEMORIAL HERMANN* |  |  | CONTROLLERINFUSIONPUMP-Alaris-Medley 8015 | [6 empty] | Verified as Rental |  |  | MHHS-Mem City
NO | YES |  |  |  | FFP3970 |  | CAREFUSION | 8015M |  |  | Rental | MHHS-Mem City |  |  |  | FFP3970 |  | West & Memorial City |  | Rental | [7 empty] | CONTROLLERINFUSIONPUMP-Alaris-Medley 8015 |  | MEDLEY PCU W/NETWORK *MEMORIAL HERMANN* |  |  | CONTROLLERINFUSIONPUMP-Alaris-Medley 8015 | [6 empty] | Verified as Rental |  |  | MHHS-Mem City
NO | YES |  |  |  | FFP6518 |  | CAREFUSION | 8015M |  |  | Rental | MHHS-Mem City |  |  |  | FFP6518 |  | West & Memorial City |  | Rental | [7 empty] | CONTROLLERINFUSIONPUMP-Alaris-Medley 8015 |  | MEDLEY PCU W/NETWORK *MEMORIAL HERMANN* |  |  | CONTROLLERINFUSIONPUMP-Alaris-Medley 8015 | [6 empty] | Verified as Rental |  |  | MHHS-Mem City
NO | YES |  |  |  | FFP6521 |  | CAREFUSION | 8015M |  |  | Rental | MHHS-Mem City |  |  |  | FFP6521 |  | West & Memorial City |  | Rental | [7 empty] | CONTROLLERINFUSIONPUMP-Alaris-Medley 8015 |  | MEDLEY PCU W/NETWORK *MEMORIAL HERMANN* |  |  | CONTROLLERINFUSIONPUMP-Alaris-Medley 8015 | [6 empty] | Verified as Rental |  |  | MHHS-Mem City
NO | YES |  |  |  | FFP6524 |  | CAREFUSION | 8015M |  |  | Rental | MHHS-Mem City |  |  |  | FFP6524 |  | West & Memorial City |  | Rental | [7 empty] | CONTROLLERINFUSIONPUMP-Alaris-Medley 8015 |  | MEDLEY PCU W/NETWORK *MEMORIAL HERMANN* |  |  | CONTROLLERINFUSIONPUMP-Alaris-Medley 8015 | [6 empty] | Verified as Rental |  |  | MHHS-Mem City
NO | YES |  |  |  | FFP6535 |  | CAREFUSION | 8015M |  |  | Rental | MHHS-Mem City |  |  |  | FFP6535 |  | West & Memorial City |  | Rental | [7 empty] | CONTROLLERINFUSIONPUMP-Alaris-Medley 8015 |  | MEDLEY PCU W/NETWORK *MEMORIAL HERMANN* |  |  | CONTROLLERINFUSIONPUMP-Alaris-Medley 8015 | [6 empty] | Verified as Rental |  |  | MHHS-Mem City
NO | YES |  |  |  | FFP6554 |  | CAREFUSION | 8015M |  |  | Rental | MHHS-Mem City |  |  |  | FFP6554 |  | West & Memorial City |  | Rental | [7 empty] | CONTROLLERINFUSIONPUMP-Alaris-Medley 8015 |  | MEDLEY PCU W/NETWORK *MEMORIAL HERMANN* |  |  | CONTROLLERINFUSIONPUMP-Alaris-Medley 8015 | [6 empty] | Verified as Rental |  |  | MHHS-Mem City
NO | YES |  |  |  | FFP6555 |  | CAREFUSION | 8015M |  |  | Rental | MHHS-Mem City |  |  |  | FFP6555 |  | West & Memorial City |  | Rental | [7 empty] | CONTROLLERINFUSIONPUMP-Alaris-Medley 8015 |  | MEDLEY PCU W/NETWORK *MEMORIAL HERMANN* |  |  | CONTROLLERINFUSIONPUMP-Alaris-Medley 8015 | [6 empty] | Verified as Rental |  |  | MHHS-Mem City
NO | YES |  |  |  | FFP6576 |  | CAREFUSION | 8015M |  |  | Rental | MHHS-Mem City |  |  |  | FFP6576 |  | West & Memorial City |  | Rental | [7 empty] | CONTROLLERINFUSIONPUMP-Alaris-Medley 8015 |  | MEDLEY PCU W/NETWORK *MEMORIAL HERMANN* |  |  | CONTROLLERINFUSIONPUMP-Alaris-Medley 8015 | [6 empty] | Verified as Rental |  |  | MHHS-Mem City
NO | YES |  |  |  | FFP6579 |  | CAREFUSION | 8015M |  |  | Rental | MHHS-Mem City |  |  |  | FFP6579 |  | West & Memorial City |  | Rental | [7 empty] | CONTROLLERINFUSIONPUMP-Alaris-Medley 8015 |  | MEDLEY PCU W/NETWORK *MEMORIAL HERMANN* |  |  | CONTROLLERINFUSIONPUMP-Alaris-Medley 8015 | [6 empty] | Verified as Rental |  |  | MHHS-Mem City
NO | YES |  |  |  | FFP6586 |  | CAREFUSION | 8015M |  |  | Rental | MHHS-Mem City |  |  |  | FFP6586 |  | West & Memorial City |  | Rental | [7 empty] | CONTROLLERINFUSIONPUMP-Alaris-Medley 8015 |  | MEDLEY PCU W/NETWORK *MEMORIAL HERMANN* |  |  | CONTROLLERINFUSIONPUMP-Alaris-Medley 8015 | [6 empty] | Verified as Rental |  |  | MHHS-Mem City
NO | YES |  |  |  | FFP6594 |  | CAREFUSION | 8015M |  |  | Rental | MHHS-Mem City |  |  |  | FFP6594 |  | West & Memorial City |  | Rental | [7 empty] | CONTROLLERINFUSIONPUMP-Alaris-Medley 8015 |  | MEDLEY PCU W/NETWORK *MEMORIAL HERMANN* |  |  | CONTROLLERINFUSIONPUMP-Alaris-Medley 8015 | [6 empty] | Verified as Rental |  |  | MHHS-Mem City
NO | YES |  |  |  | FFP6597 |  | CAREFUSION | 8015M |  |  | Rental | MHHS-Mem City |  |  |  | FFP6597 |  | West & Memorial City |  | Rental | [7 empty] | CONTROLLERINFUSIONPUMP-Alaris-Medley 8015 |  | MEDLEY PCU W/NETWORK *MEMORIAL HERMANN* |  |  | CONTROLLERINFUSIONPUMP-Alaris-Medley 8015 | [6 empty] | Verified as Rental |  |  | MHHS-Mem City
NO | YES |  |  |  | FFP6613 |  | CAREFUSION | 8015M |  |  | Rental | MHHS-Mem City |  |  |  | FFP6613 |  | West & Memorial City |  | Rental | [7 empty] | CONTROLLERINFUSIONPUMP-Alaris-Medley 8015 |  | MEDLEY PCU W/NETWORK *MEMORIAL HERMANN* |  |  | CONTROLLERINFUSIONPUMP-Alaris-Medley 8015 | [6 empty] | Verified as Rental |  |  | MHHS-Mem City
NO | YES |  |  |  | FFP6635 |  | CAREFUSION | 8015M |  |  | Rental | MHHS-Mem City |  |  |  | FFP6635 |  | West & Memorial City |  | Rental | [7 empty] | CONTROLLERINFUSIONPUMP-Alaris-Medley 8015 |  | MEDLEY PCU W/NETWORK *MEMORIAL HERMANN* |  |  | CONTROLLERINFUSIONPUMP-Alaris-Medley 8015 | [6 empty] | Verified as Rental |  |  | MHHS-Mem City
NO | YES |  |  |  | FFP6649 |  | CAREFUSION | 8015M |  |  | Rental | MHHS-Mem City |  |  |  | FFP6649 |  | West & Memorial City |  | Rental | [7 empty] | CONTROLLERINFUSIONPUMP-Alaris-Medley 8015 |  | MEDLEY PCU W/NETWORK *MEMORIAL HERMANN* |  |  | CONTROLLERINFUSIONPUMP-Alaris-Medley 8015 | [6 empty] | Verified as Rental |  |  | MHHS-Mem City
NO | YES |  |  |  | FFP6666 |  | CAREFUSION | 8015M |  |  | Rental | MHHS-Mem City |  |  |  | FFP6666 |  | West & Memorial City |  | Rental | [7 empty] | CONTROLLERINFUSIONPUMP-Alaris-Medley 8015 |  | MEDLEY PCU W/NETWORK *MEMORIAL HERMANN* |  |  | CONTROLLERINFUSIONPUMP-Alaris-Medley 8015 | [6 empty] | Verified as Rental |  |  | MHHS-Mem City
NO | YES |  |  |  | FFP6671 |  | CAREFUSION | 8015M |  |  | Rental | MHHS-Mem City |  |  |  | FFP6671 |  | West & Memorial City |  | Rental | [7 empty] | CONTROLLERINFUSIONPUMP-Alaris-Medley 8015 |  | MEDLEY PCU W/NETWORK *MEMORIAL HERMANN* |  |  | CONTROLLERINFUSIONPUMP-Alaris-Medley 8015 | [6 empty] | Verified as Rental |  |  | MHHS-Mem City
NO | YES |  |  |  | FFP6672 |  | CAREFUSION | 8015M |  |  | Rental | MHHS-Mem City |  |  |  | FFP6672 |  | West & Memorial City |  | Rental | [7 empty] | CONTROLLERINFUSIONPUMP-Alaris-Medley 8015 |  | MEDLEY PCU W/NETWORK *MEMORIAL HERMANN* |  |  | CONTROLLERINFUSIONPUMP-Alaris-Medley 8015 | [6 empty] | Verified as Rental |  |  | MHHS-Mem City
NO | YES |  |  |  | FFP6691 |  | CAREFUSION | 8015M |  |  | Rental | MHHS-Mem City |  |  |  | FFP6691 |  | West & Memorial City |  | Rental | [7 empty] | CONTROLLERINFUSIONPUMP-Alaris-Medley 8015 |  | MEDLEY PCU W/NETWORK *MEMORIAL HERMANN* |  |  | CONTROLLERINFUSIONPUMP-Alaris-Medley 8015 | [6 empty] | Verified as Rental |  |  | MHHS-Mem City
NO | YES |  |  |  | FFP6746 |  | CAREFUSION | 8015M |  |  | Rental | MHHS-Mem City |  |  |  | FFP6746 |  | West & Memorial City |  | Rental | [7 empty] | CONTROLLERINFUSIONPUMP-Alaris-Medley 8015 |  | MEDLEY PCU W/NETWORK *MEMORIAL HERMANN* |  |  | CONTROLLERINFUSIONPUMP-Alaris-Medley 8015 | [6 empty] | Verified as Rental |  |  | MHHS-Mem City
NO | YES |  |  |  | FFP6754 |  | CAREFUSION | 8015M |  |  | Rental | MHHS-Mem City |  |  |  | FFP6754 |  | West & Memorial City |  | Rental | [7 empty] | CONTROLLERINFUSIONPUMP-Alaris-Medley 8015 |  | MEDLEY PCU W/NETWORK *MEMORIAL HERMANN* |  |  | CONTROLLERINFUSIONPUMP-Alaris-Medley 8015 | [6 empty] | Verified as Rental |  |  | MHHS-Mem City
NO | YES |  |  |  | FFP6756 |  | CAREFUSION | 8015M |  |  | Rental | MHHS-Mem City |  |  |  | FFP6756 |  | West & Memorial City |  | Rental | [7 empty] | CONTROLLERINFUSIONPUMP-Alaris-Medley 8015 |  | MEDLEY PCU W/NETWORK *MEMORIAL HERMANN* |  |  | CONTROLLERINFUSIONPUMP-Alaris-Medley 8015 | [6 empty] | Verified as Rental |  |  | MHHS-Mem City
NO | YES |  |  |  | FFP6769 |  | CAREFUSION | 8015M |  |  | Rental | MHHS-Mem City |  |  |  | FFP6769 |  | West & Memorial City |  | Rental | [7 empty] | CONTROLLERINFUSIONPUMP-Alaris-Medley 8015 |  | MEDLEY PCU W/NETWORK *MEMORIAL HERMANN* |  |  | CONTROLLERINFUSIONPUMP-Alaris-Medley 8015 | [6 empty] | Verified as Rental |  |  | MHHS-Mem City
NO | YES |  |  |  | FFP6779 |  | CAREFUSION | 8015M |  |  | Rental | MHHS-Mem City |  |  |  | FFP6779 |  | West & Memorial City |  | Rental | [7 empty] | CONTROLLERINFUSIONPUMP-Alaris-Medley 8015 |  | MEDLEY PCU W/NETWORK *MEMORIAL HERMANN* |  |  | CONTROLLERINFUSIONPUMP-Alaris-Medley 8015 | [6 empty] | Verified as Rental |  |  | MHHS-Mem City
NO | YES |  |  |  | FFP6818 |  | CAREFUSION | 8015M |  |  | Rental | MHHS-Mem City |  |  |  | FFP6818 |  | West & Memorial City |  | Rental | [7 empty] | CONTROLLERINFUSIONPUMP-Alaris-Medley 8015 |  | MEDLEY PCU W/NETWORK *MEMORIAL HERMANN* |  |  | CONTROLLERINFUSIONPUMP-Alaris-Medley 8015 | [6 empty] | Verified as Rental |  |  | MHHS-Mem City
NO | YES |  |  |  | FFP6819 |  | CAREFUSION | 8015M |  |  | Rental | MHHS-Mem City |  |  |  | FFP6819 |  | West & Memorial City |  | Rental | [7 empty] | CONTROLLERINFUSIONPUMP-Alaris-Medley 8015 |  | MEDLEY PCU W/NETWORK *MEMORIAL HERMANN* |  |  | CONTROLLERINFUSIONPUMP-Alaris-Medley 8015 | [6 empty] | Verified as Rental |  |  | MHHS-Mem City
NO | YES |  |  |  | FFP6826 |  | CAREFUSION | 8015M |  |  | Rental | MHHS-Mem City |  |  |  | FFP6826 |  | West & Memorial City |  | Rental | [7 empty] | CONTROLLERINFUSIONPUMP-Alaris-Medley 8015 |  | MEDLEY PCU W/NETWORK *MEMORIAL HERMANN* |  |  | CONTROLLERINFUSIONPUMP-Alaris-Medley 8015 | [6 empty] | Verified as Rental |  |  | MHHS-Mem City
NO | YES |  |  |  | FFP6838 |  | CAREFUSION | 8015M |  |  | Rental | MHHS-Mem City |  |  |  | FFP6838 |  | West & Memorial City |  | Rental | [7 empty] | CONTROLLERINFUSIONPUMP-Alaris-Medley 8015 |  | MEDLEY PCU W/NETWORK *MEMORIAL HERMANN* |  |  | CONTROLLERINFUSIONPUMP-Alaris-Medley 8015 | [6 empty] | Verified as Rental |  |  | MHHS-Mem City
NO | YES |  |  |  | FFP6839 |  | CAREFUSION | 8015M |  |  | Rental | MHHS-Mem City |  |  |  | FFP6839 |  | West & Memorial City |  | Rental | [7 empty] | CONTROLLERINFUSIONPUMP-Alaris-Medley 8015 |  | MEDLEY PCU W/NETWORK *MEMORIAL HERMANN* |  |  | CONTROLLERINFUSIONPUMP-Alaris-Medley 8015 | [6 empty] | Verified as Rental |  |  | MHHS-Mem City
NO | YES |  |  |  | FFP6852 |  | CAREFUSION | 8015M |  |  | Rental | MHHS-Mem City |  |  |  | FFP6852 |  | West & Memorial City |  | Rental | [7 empty] | CONTROLLERINFUSIONPUMP-Alaris-Medley 8015 |  | MEDLEY PCU W/NETWORK *MEMORIAL HERMANN* |  |  | CONTROLLERINFUSIONPUMP-Alaris-Medley 8015 | [6 empty] | Verified as Rental |  |  | MHHS-Mem City
NO | YES |  |  |  | FFP6855 |  | CAREFUSION | 8015M |  |  | Rental | MHHS-Mem City |  |  |  | FFP6855 |  | West & Memorial City |  | Rental | [7 empty] | CONTROLLERINFUSIONPUMP-Alaris-Medley 8015 |  | MEDLEY PCU W/NETWORK *MEMORIAL HERMANN* |  |  | CONTROLLERINFUSIONPUMP-Alaris-Medley 8015 | [6 empty] | Verified as Rental |  |  | MHHS-Mem City
NO | YES |  |  |  | FFP6857 |  | CAREFUSION | 8015M |  |  | Rental | MHHS-Mem City |  |  |  | FFP6857 |  | West & Memorial City |  | Rental | [7 empty] | CONTROLLERINFUSIONPUMP-Alaris-Medley 8015 |  | MEDLEY PCU W/NETWORK *MEMORIAL HERMANN* |  |  | CONTROLLERINFUSIONPUMP-Alaris-Medley 8015 | [6 empty] | Verified as Rental |  |  | MHHS-Mem City
NO | YES |  |  |  | FFP6869 |  | CAREFUSION | 8015M |  |  | Rental | MHHS-Mem City |  |  |  | FFP6869 |  | West & Memorial City |  | Rental | [7 empty] | CONTROLLERINFUSIONPUMP-Alaris-Medley 8015 |  | MEDLEY PCU W/NETWORK *MEMORIAL HERMANN* |  |  | CONTROLLERINFUSIONPUMP-Alaris-Medley 8015 | [6 empty] | Verified as Rental |  |  | MHHS-Mem City
NO | YES |  |  |  | FFP6870 |  | CAREFUSION | 8015M |  |  | Rental | MHHS-Mem City |  |  |  | FFP6870 |  | West & Memorial City |  | Rental | [7 empty] | CONTROLLERINFUSIONPUMP-Alaris-Medley 8015 |  | MEDLEY PCU W/NETWORK *MEMORIAL HERMANN* |  |  | CONTROLLERINFUSIONPUMP-Alaris-Medley 8015 | [6 empty] | Verified as Rental |  |  | MHHS-Mem City
NO | YES |  |  |  | FFP6873 |  | CAREFUSION | 8015M |  |  | Rental | MHHS-Mem City |  |  |  | FFP6873 |  | West & Memorial City |  | Rental | [7 empty] | CONTROLLERINFUSIONPUMP-Alaris-Medley 8015 |  | MEDLEY PCU W/NETWORK *MEMORIAL HERMANN* |  |  | CONTROLLERINFUSIONPUMP-Alaris-Medley 8015 | [6 empty] | Verified as Rental |  |  | MHHS-Mem City
NO | YES |  |  |  | FFP6876 |  | CAREFUSION | 8015M |  |  | Rental | MHHS-Mem City |  |  |  | FFP6876 |  | West & Memorial City |  | Rental | [7 empty] | CONTROLLERINFUSIONPUMP-Alaris-Medley 8015 |  | MEDLEY PCU W/NETWORK *MEMORIAL HERMANN* |  |  | CONTROLLERINFUSIONPUMP-Alaris-Medley 8015 | [6 empty] | Verified as Rental |  |  | MHHS-Mem City
NO | YES |  |  |  | FFP6877 |  | CAREFUSION | 8015M |  |  | Rental | MHHS-Mem City |  |  |  | FFP6877 |  | West & Memorial City |  | Rental | [7 empty] | CONTROLLERINFUSIONPUMP-Alaris-Medley 8015 |  | MEDLEY PCU W/NETWORK *MEMORIAL HERMANN* |  |  | CONTROLLERINFUSIONPUMP-Alaris-Medley 8015 | [6 empty] | Verified as Rental |  |  | MHHS-Mem City
NO | YES |  |  |  | FFP6893 |  | CAREFUSION | 8015M |  |  | Rental | MHHS-Mem City |  |  |  | FFP6893 |  | West & Memorial City |  | Rental | [7 empty] | CONTROLLERINFUSIONPUMP-Alaris-Medley 8015 |  | MEDLEY PCU W/NETWORK *MEMORIAL HERMANN* |  |  | CONTROLLERINFUSIONPUMP-Alaris-Medley 8015 | [6 empty] | Verified as Rental |  |  | MHHS-Mem City
NO | YES |  |  |  | FFP6894 |  | CAREFUSION | 8015M |  |  | Rental | MHHS-Mem City |  |  |  | FFP6894 |  | West & Memorial City |  | Rental | [7 empty] | CONTROLLERINFUSIONPUMP-Alaris-Medley 8015 |  | MEDLEY PCU W/NETWORK *MEMORIAL HERMANN* |  |  | CONTROLLERINFUSIONPUMP-Alaris-Medley 8015 | [6 empty] | Verified as Rental |  |  | MHHS-Mem City
NO | YES |  |  |  | FFP6897 |  | CAREFUSION | 8015M |  |  | Rental | MHHS-Mem City |  |  |  | FFP6897 |  | West & Memorial City |  | Rental | [7 empty] | CONTROLLERINFUSIONPUMP-Alaris-Medley 8015 |  | MEDLEY PCU W/NETWORK *MEMORIAL HERMANN* |  |  | CONTROLLERINFUSIONPUMP-Alaris-Medley 8015 | [6 empty] | Verified as Rental |  |  | MHHS-Mem City
NO | YES |  |  |  | FFP6923 |  | CAREFUSION | 8015M |  |  | Rental | MHHS-Mem City |  |  |  | FFP6923 |  | West & Memorial City |  | Rental | [7 empty] | CONTROLLERINFUSIONPUMP-Alaris-Medley 8015 |  | MEDLEY PCU W/NETWORK *MEMORIAL HERMANN* |  |  | CONTROLLERINFUSIONPUMP-Alaris-Medley 8015 | [6 empty] | Verified as Rental |  |  | MHHS-Mem City
NO | YES |  |  |  | FFP6930 |  | CAREFUSION | 8015M |  |  | Rental | MHHS-Mem City |  |  |  | FFP6930 |  | West & Memorial City |  | Rental | [7 empty] | CONTROLLERINFUSIONPUMP-Alaris-Medley 8015 |  | MEDLEY PCU W/NETWORK *MEMORIAL HERMANN* |  |  | CONTROLLERINFUSIONPUMP-Alaris-Medley 8015 | [6 empty] | Verified as Rental |  |  | MHHS-Mem City
NO | YES |  |  |  | FFP6946 |  | CAREFUSION | 8015M |  |  | Rental | MHHS-Mem City |  |  |  | FFP6946 |  | West & Memorial City |  | Rental | [7 empty] | CONTROLLERINFUSIONPUMP-Alaris-Medley 8015 |  | MEDLEY PCU W/NETWORK *MEMORIAL HERMANN* |  |  | CONTROLLERINFUSIONPUMP-Alaris-Medley 8015 | [6 empty] | Verified as Rental |  |  | MHHS-Mem City
NO | YES |  |  |  | FFP6949 |  | CAREFUSION | 8015M |  |  | Rental | MHHS-Mem City |  |  |  | FFP6949 |  | West & Memorial City |  | Rental | [7 empty] | CONTROLLERINFUSIONPUMP-Alaris-Medley 8015 |  | MEDLEY PCU W/NETWORK *MEMORIAL HERMANN* |  |  | CONTROLLERINFUSIONPUMP-Alaris-Medley 8015 | [6 empty] | Verified as Rental |  |  | MHHS-Mem City
NO | YES |  |  |  | FFP6959 |  | CAREFUSION | 8015M |  |  | Rental | MHHS-Mem City |  |  |  | FFP6959 |  | West & Memorial City |  | Rental | [7 empty] | CONTROLLERINFUSIONPUMP-Alaris-Medley 8015 |  | MEDLEY PCU W/NETWORK *MEMORIAL HERMANN* |  |  | CONTROLLERINFUSIONPUMP-Alaris-Medley 8015 | [6 empty] | Verified as Rental |  |  | MHHS-Mem City
NO | YES |  |  |  | FFP6964 |  | CAREFUSION | 8015M |  |  | Rental | MHHS-Mem City |  |  |  | FFP6964 |  | West & Memorial City |  | Rental | [7 empty] | CONTROLLERINFUSIONPUMP-Alaris-Medley 8015 |  | MEDLEY PCU W/NETWORK *MEMORIAL HERMANN* |  |  | CONTROLLERINFUSIONPUMP-Alaris-Medley 8015 | [6 empty] | Verified as Rental |  |  | MHHS-Mem City
NO | YES |  |  |  | FFP6977 |  | CAREFUSION | 8015M |  |  | Rental | MHHS-Mem City |  |  |  | FFP6977 |  | West & Memorial City |  | Rental | [7 empty] | CONTROLLERINFUSIONPUMP-Alaris-Medley 8015 |  | MEDLEY PCU W/NETWORK *MEMORIAL HERMANN* |  |  | CONTROLLERINFUSIONPUMP-Alaris-Medley 8015 | [6 empty] | Verified as Rental |  |  | MHHS-Mem City
NO | YES |  |  |  | FFP6997 |  | CAREFUSION | 8015M |  |  | Rental | MHHS-Mem City |  |  |  | FFP6997 |  | West & Memorial City |  | Rental | [7 empty] | CONTROLLERINFUSIONPUMP-Alaris-Medley 8015 |  | MEDLEY PCU W/NETWORK *MEMORIAL HERMANN* |  |  | CONTROLLERINFUSIONPUMP-Alaris-Medley 8015 | [6 empty] | Verified as Rental |  |  | MHHS-Mem City
NO | YES |  |  |  | FFP7002 |  | CAREFUSION | 8015M |  |  | Rental | MHHS-Mem City |  |  |  | FFP7002 |  | West & Memorial City |  | Rental | [7 empty] | CONTROLLERINFUSIONPUMP-Alaris-Medley 8015 |  | MEDLEY PCU W/NETWORK *MEMORIAL HERMANN* |  |  | CONTROLLERINFUSIONPUMP-Alaris-Medley 8015 | [6 empty] | Verified as Rental |  |  | MHHS-Mem City
NO | YES |  |  |  | FFP7011 |  | CAREFUSION | 8015M |  |  | Rental | MHHS-Mem City |  |  |  | FFP7011 |  | West & Memorial City |  | Rental | [7 empty] | CONTROLLERINFUSIONPUMP-Alaris-Medley 8015 |  | MEDLEY PCU W/NETWORK *MEMORIAL HERMANN* |  |  | CONTROLLERINFUSIONPUMP-Alaris-Medley 8015 | [6 empty] | Verified as Rental |  |  | MHHS-Mem City
NO | YES |  |  |  | FFP7018 |  | CAREFUSION | 8015M |  |  | Rental | MHHS-Mem City |  |  |  | FFP7018 |  | West & Memorial City |  | Rental | [7 empty] | CONTROLLERINFUSIONPUMP-Alaris-Medley 8015 |  | MEDLEY PCU W/NETWORK *MEMORIAL HERMANN* |  |  | CONTROLLERINFUSIONPUMP-Alaris-Medley 8015 | [6 empty] | Verified as Rental |  |  | MHHS-Mem City
NO | YES |  |  |  | FFP7026 |  | CAREFUSION | 8015M |  |  | Rental | MHHS-Mem City |  |  |  | FFP7026 |  | West & Memorial City |  | Rental | [7 empty] | CONTROLLERINFUSIONPUMP-Alaris-Medley 8015 |  | MEDLEY PCU W/NETWORK *MEMORIAL HERMANN* |  |  | CONTROLLERINFUSIONPUMP-Alaris-Medley 8015 | [6 empty] | Verified as Rental |  |  | MHHS-Mem City
NO | YES |  |  |  | FFP7044 |  | CAREFUSION | 8015M |  |  | Rental | MHHS-Mem City |  |  |  | FFP7044 |  | West & Memorial City |  | Rental | [7 empty] | CONTROLLERINFUSIONPUMP-Alaris-Medley 8015 |  | MEDLEY PCU W/NETWORK *MEMORIAL HERMANN* |  |  | CONTROLLERINFUSIONPUMP-Alaris-Medley 8015 | [6 empty] | Verified as Rental |  |  | MHHS-Mem City
NO | YES |  |  |  | FFP7048 |  | CAREFUSION | 8015M |  |  | Rental | MHHS-Mem City |  |  |  | FFP7048 |  | West & Memorial City |  | Rental | [7 empty] | CONTROLLERINFUSIONPUMP-Alaris-Medley 8015 |  | MEDLEY PCU W/NETWORK *MEMORIAL HERMANN* |  |  | CONTROLLERINFUSIONPUMP-Alaris-Medley 8015 | [6 empty] | Verified as Rental |  |  | MHHS-Mem City
NO | YES |  |  |  | FFP7057 |  | CAREFUSION | 8015M |  |  | Rental | MHHS-Mem City |  |  |  | FFP7057 |  | West & Memorial City |  | Rental | [7 empty] | CONTROLLERINFUSIONPUMP-Alaris-Medley 8015 |  | MEDLEY PCU W/NETWORK *MEMORIAL HERMANN* |  |  | CONTROLLERINFUSIONPUMP-Alaris-Medley 8015 | [6 empty] | Verified as Rental |  |  | MHHS-Mem City
NO | YES |  |  |  | FFP7066 |  | CAREFUSION | 8015M |  |  | Rental | MHHS-Mem City |  |  |  | FFP7066 |  | West & Memorial City |  | Rental | [7 empty] | CONTROLLERINFUSIONPUMP-Alaris-Medley 8015 |  | MEDLEY PCU W/NETWORK *MEMORIAL HERMANN* |  |  | CONTROLLERINFUSIONPUMP-Alaris-Medley 8015 | [6 empty] | Verified as Rental |  |  | MHHS-Mem City
NO | YES |  |  |  | FFP7069 |  | CAREFUSION | 8015M |  |  | Rental | MHHS-Mem City |  |  |  | FFP7069 |  | West & Memorial City |  | Rental | [7 empty] | CONTROLLERINFUSIONPUMP-Alaris-Medley 8015 |  | MEDLEY PCU W/NETWORK *MEMORIAL HERMANN* |  |  | CONTROLLERINFUSIONPUMP-Alaris-Medley 8015 | [6 empty] | Verified as Rental |  |  | MHHS-Mem City
NO | YES |  |  |  | FFP7073 |  | CAREFUSION | 8015M |  |  | Rental | MHHS-Mem City |  |  |  | FFP7073 |  | West & Memorial City |  | Rental | [7 empty] | CONTROLLERINFUSIONPUMP-Alaris-Medley 8015 |  | MEDLEY PCU W/NETWORK *MEMORIAL HERMANN* |  |  | CONTROLLERINFUSIONPUMP-Alaris-Medley 8015 | [6 empty] | Verified as Rental |  |  | MHHS-Mem City
NO | YES |  |  |  | FFP7089 |  | CAREFUSION | 8015M |  |  | Rental | MHHS-Mem City |  |  |  | FFP7089 |  | West & Memorial City |  | Rental | [7 empty] | CONTROLLERINFUSIONPUMP-Alaris-Medley 8015 |  | MEDLEY PCU W/NETWORK *MEMORIAL HERMANN* |  |  | CONTROLLERINFUSIONPUMP-Alaris-Medley 8015 | [6 empty] | Verified as Rental |  |  | MHHS-Mem City
NO | YES |  |  |  | FFP7092 |  | CAREFUSION | 8015M |  |  | Rental | MHHS-Mem City |  |  |  | FFP7092 |  | West & Memorial City |  | Rental | [7 empty] | CONTROLLERINFUSIONPUMP-Alaris-Medley 8015 |  | MEDLEY PCU W/NETWORK *MEMORIAL HERMANN* |  |  | CONTROLLERINFUSIONPUMP-Alaris-Medley 8015 | [6 empty] | Verified as Rental |  |  | MHHS-Mem City
NO | YES |  |  |  | FFP7094 |  | CAREFUSION | 8015M |  |  | Rental | MHHS-Mem City |  |  |  | FFP7094 |  | West & Memorial City |  | Rental | [7 empty] | CONTROLLERINFUSIONPUMP-Alaris-Medley 8015 |  | MEDLEY PCU W/NETWORK *MEMORIAL HERMANN* |  |  | CONTROLLERINFUSIONPUMP-Alaris-Medley 8015 | [6 empty] | Verified as Rental |  |  | MHHS-Mem City
NO | YES |  |  |  | FFP7100 |  | CAREFUSION | 8015M |  |  | Rental | MHHS-Mem City |  |  |  | FFP7100 |  | West & Memorial City |  | Rental | [7 empty] | CONTROLLERINFUSIONPUMP-Alaris-Medley 8015 |  | MEDLEY PCU W/NETWORK *MEMORIAL HERMANN* |  |  | CONTROLLERINFUSIONPUMP-Alaris-Medley 8015 | [6 empty] | Verified as Rental |  |  | MHHS-Mem City
NO | YES |  |  |  | FFP7129 |  | CAREFUSION | 8015M |  |  | Rental | MHHS-Mem City |  |  |  | FFP7129 |  | West & Memorial City |  | Rental | [7 empty] | CONTROLLERINFUSIONPUMP-Alaris-Medley 8015 |  | MEDLEY PCU W/NETWORK *MEMORIAL HERMANN* |  |  | CONTROLLERINFUSIONPUMP-Alaris-Medley 8015 | [6 empty] | Verified as Rental |  |  | MHHS-Mem City
NO | YES |  |  |  | FFP7130 |  | CAREFUSION | 8015M |  |  | Rental | MHHS-Mem City |  |  |  | FFP7130 |  | West & Memorial City |  | Rental | [7 empty] | CONTROLLERINFUSIONPUMP-Alaris-Medley 8015 |  | MEDLEY PCU W/NETWORK *MEMORIAL HERMANN* |  |  | CONTROLLERINFUSIONPUMP-Alaris-Medley 8015 | [6 empty] | Verified as Rental |  |  | MHHS-Mem City
NO | YES |  |  |  | FFP7137 |  | CAREFUSION | 8015M |  |  | Rental | MHHS-Mem City |  |  |  | FFP7137 |  | West & Memorial City |  | Rental | [7 empty] | CONTROLLERINFUSIONPUMP-Alaris-Medley 8015 |  | MEDLEY PCU W/NETWORK *MEMORIAL HERMANN* |  |  | CONTROLLERINFUSIONPUMP-Alaris-Medley 8015 | [6 empty] | Verified as Rental |  |  | MHHS-Mem City
NO | YES |  |  |  | FFP7139 |  | CAREFUSION | 8015M |  |  | Rental | MHHS-Mem City |  |  |  | FFP7139 |  | West & Memorial City |  | Rental | [7 empty] | CONTROLLERINFUSIONPUMP-Alaris-Medley 8015 |  | MEDLEY PCU W/NETWORK *MEMORIAL HERMANN* |  |  | CONTROLLERINFUSIONPUMP-Alaris-Medley 8015 | [6 empty] | Verified as Rental |  |  | MHHS-Mem City
NO | YES |  |  |  | FFP7161 |  | CAREFUSION | 8015M |  |  | Rental | MHHS-Mem City |  |  |  | FFP7161 |  | West & Memorial City |  | Rental | [7 empty] | CONTROLLERINFUSIONPUMP-Alaris-Medley 8015 |  | MEDLEY PCU W/NETWORK *MEMORIAL HERMANN* |  |  | CONTROLLERINFUSIONPUMP-Alaris-Medley 8015 | [6 empty] | Verified as Rental |  |  | MHHS-Mem City
NO | YES |  |  |  | FFP7170 |  | CAREFUSION | 8015M |  |  | Rental | MHHS-Mem City |  |  |  | FFP7170 |  | West & Memorial City |  | Rental | [7 empty] | CONTROLLERINFUSIONPUMP-Alaris-Medley 8015 |  | MEDLEY PCU W/NETWORK *MEMORIAL HERMANN* |  |  | CONTROLLERINFUSIONPUMP-Alaris-Medley 8015 | [6 empty] | Verified as Rental |  |  | MHHS-Mem City
NO | YES |  |  |  | FFP7171 |  | CAREFUSION | 8015M |  |  | Rental | MHHS-Mem City |  |  |  | FFP7171 |  | West & Memorial City |  | Rental | [7 empty] | CONTROLLERINFUSIONPUMP-Alaris-Medley 8015 |  | MEDLEY PCU W/NETWORK *MEMORIAL HERMANN* |  |  | CONTROLLERINFUSIONPUMP-Alaris-Medley 8015 | [6 empty] | Verified as Rental |  |  | MHHS-Mem City
NO | YES |  |  |  | FFP7174 |  | CAREFUSION | 8015M |  |  | Rental | MHHS-Mem City |  |  |  | FFP7174 |  | West & Memorial City |  | Rental | [7 empty] | CONTROLLERINFUSIONPUMP-Alaris-Medley 8015 |  | MEDLEY PCU W/NETWORK *MEMORIAL HERMANN* |  |  | CONTROLLERINFUSIONPUMP-Alaris-Medley 8015 | [6 empty] | Verified as Rental |  |  | MHHS-Mem City
NO | YES |  |  |  | FFP7177 |  | CAREFUSION | 8015M |  |  | Rental | MHHS-Mem City |  |  |  | FFP7177 |  | West & Memorial City |  | Rental | [7 empty] | CONTROLLERINFUSIONPUMP-Alaris-Medley 8015 |  | MEDLEY PCU W/NETWORK *MEMORIAL HERMANN* |  |  | CONTROLLERINFUSIONPUMP-Alaris-Medley 8015 | [6 empty] | Verified as Rental |  |  | MHHS-Mem City
NO | YES |  |  |  | FFP7192 |  | CAREFUSION | 8015M |  |  | Rental | MHHS-Mem City |  |  |  | FFP7192 |  | West & Memorial City |  | Rental | [7 empty] | CONTROLLERINFUSIONPUMP-Alaris-Medley 8015 |  | MEDLEY PCU W/NETWORK *MEMORIAL HERMANN* |  |  | CONTROLLERINFUSIONPUMP-Alaris-Medley 8015 | [6 empty] | Verified as Rental |  |  | MHHS-Mem City
NO | YES |  |  |  | FFP127 |  | CAREFUSION | 8015M |  |  | Rental | MHHS-Northeast |  |  |  | FFP127 |  | Katy |  | Rental | [7 empty] | CONTROLLERINFUSIONPUMP-Alaris-Medley 8015 |  | MEDLEY PCU W/NETWORK *MEMORIAL HERMANN* |  |  | CONTROLLERINFUSIONPUMP-Alaris-Medley 8015 | [6 empty] | Verified as Rental |  |  | MHHS-Northeast
NO | YES |  |  |  | FFP130 |  | CAREFUSION | 8015M |  |  | Rental | MHHS-Northeast |  |  |  | FFP130 |  | Katy |  | Rental | [7 empty] | CONTROLLERINFUSIONPUMP-Alaris-Medley 8015 |  | MEDLEY PCU W/NETWORK *MEMORIAL HERMANN* |  |  | CONTROLLERINFUSIONPUMP-Alaris-Medley 8015 | [6 empty] | Verified as Rental |  |  | MHHS-Northeast
NO | YES |  |  |  | FFP157 |  | CAREFUSION | 8015M |  |  | Rental | MHHS-Northeast |  |  |  | FFP157 |  | Katy |  | Rental | [7 empty] | CONTROLLERINFUSIONPUMP-Alaris-Medley 8015 |  | MEDLEY PCU W/NETWORK *MEMORIAL HERMANN* |  |  | CONTROLLERINFUSIONPUMP-Alaris-Medley 8015 | [6 empty] | Verified as Rental |  |  | MHHS-Northeast
NO | YES |  |  |  | FFP159 |  | CAREFUSION | 8015M |  |  | Rental | MHHS-Northeast |  |  |  | FFP159 |  | Katy |  | Rental | [7 empty] | CONTROLLERINFUSIONPUMP-Alaris-Medley 8015 |  | MEDLEY PCU W/NETWORK *MEMORIAL HERMANN* |  |  | CONTROLLERINFUSIONPUMP-Alaris-Medley 8015 | [6 empty] | Verified as Rental |  |  | MHHS-Northeast
NO | YES |  |  |  | FFP174 |  | CAREFUSION | 8015M |  |  | Rental | MHHS-Northeast |  |  |  | FFP174 |  | Katy |  | Rental | [7 empty] | CONTROLLERINFUSIONPUMP-Alaris-Medley 8015 |  | MEDLEY PCU W/NETWORK *MEMORIAL HERMANN* |  |  | CONTROLLERINFUSIONPUMP-Alaris-Medley 8015 | [6 empty] | Verified as Rental |  |  | MHHS-Northeast
NO | YES |  |  |  | FFP183 |  | CAREFUSION | 8015M |  |  | Rental | MHHS-Northeast |  |  |  | FFP183 |  | Katy |  | Rental | [7 empty] | CONTROLLERINFUSIONPUMP-Alaris-Medley 8015 |  | MEDLEY PCU W/NETWORK *MEMORIAL HERMANN* |  |  | CONTROLLERINFUSIONPUMP-Alaris-Medley 8015 | [6 empty] | Verified as Rental |  |  | MHHS-Northeast
NO | YES |  |  |  | FFP255 |  | CAREFUSION | 8015M |  |  | Rental | MHHS-Northeast |  |  |  | FFP255 |  | Katy |  | Rental | [7 empty] | CONTROLLERINFUSIONPUMP-Alaris-Medley 8015 |  | MEDLEY PCU W/NETWORK *MEMORIAL HERMANN* |  |  | CONTROLLERINFUSIONPUMP-Alaris-Medley 8015 | [6 empty] | Verified as Rental |  |  | MHHS-Northeast
NO | YES |  |  |  | FFP257 |  | CAREFUSION | 8015M |  |  | Rental | MHHS-Northeast |  |  |  | FFP257 |  | Katy |  | Rental | [7 empty] | CONTROLLERINFUSIONPUMP-Alaris-Medley 8015 |  | MEDLEY PCU W/NETWORK *MEMORIAL HERMANN* |  |  | CONTROLLERINFUSIONPUMP-Alaris-Medley 8015 | [6 empty] | Verified as Rental |  |  | MHHS-Northeast
NO | YES |  |  |  | FFP272 |  | CAREFUSION | 8015M |  |  | Rental | MHHS-Northeast |  |  |  | FFP272 |  | Katy |  | Rental | [7 empty] | CONTROLLERINFUSIONPUMP-Alaris-Medley 8015 |  | MEDLEY PCU W/NETWORK *MEMORIAL HERMANN* |  |  | CONTROLLERINFUSIONPUMP-Alaris-Medley 8015 | [6 empty] | Verified as Rental |  |  | MHHS-Northeast
NO | YES |  |  |  | FFP282 |  | CAREFUSION | 8015M |  |  | Rental | MHHS-Northeast |  |  |  | FFP282 |  | Katy |  | Rental | [7 empty] | CONTROLLERINFUSIONPUMP-Alaris-Medley 8015 |  | MEDLEY PCU W/NETWORK *MEMORIAL HERMANN* |  |  | CONTROLLERINFUSIONPUMP-Alaris-Medley 8015 | [6 empty] | Verified as Rental |  |  | MHHS-Northeast
NO | YES |  |  |  | FFP319 |  | CAREFUSION | 8015M |  |  | Rental | MHHS-Northeast |  |  |  | FFP319 |  | Katy |  | Rental | [7 empty] | CONTROLLERINFUSIONPUMP-Alaris-Medley 8015 |  | MEDLEY PCU W/NETWORK *MEMORIAL HERMANN* |  |  | CONTROLLERINFUSIONPUMP-Alaris-Medley 8015 | [6 empty] | Verified as Rental |  |  | MHHS-Northeast
NO | YES |  |  |  | FFP383 |  | CAREFUSION | 8015M |  |  | Rental | MHHS-Northeast |  |  |  | FFP383 |  | Katy |  | Rental | [7 empty] | CONTROLLERINFUSIONPUMP-Alaris-Medley 8015 |  | MEDLEY PCU W/NETWORK *MEMORIAL HERMANN* |  |  | CONTROLLERINFUSIONPUMP-Alaris-Medley 8015 | [6 empty] | Verified as Rental |  |  | MHHS-Northeast
NO | YES |  |  |  | FFP397 |  | CAREFUSION | 8015M |  |  | Rental | MHHS-Northeast |  |  |  | FFP397 |  | Katy |  | Rental | [7 empty] | CONTROLLERINFUSIONPUMP-Alaris-Medley 8015 |  | MEDLEY PCU W/NETWORK *MEMORIAL HERMANN* |  |  | CONTROLLERINFUSIONPUMP-Alaris-Medley 8015 | [6 empty] | Verified as Rental |  |  | MHHS-Northeast
NO | YES |  |  |  | FFP404 |  | CAREFUSION | 8015M |  |  | Rental | MHHS-Northeast |  |  |  | FFP404 |  | Katy |  | Rental | [7 empty] | CONTROLLERINFUSIONPUMP-Alaris-Medley 8015 |  | MEDLEY PCU W/NETWORK *MEMORIAL HERMANN* |  |  | CONTROLLERINFUSIONPUMP-Alaris-Medley 8015 | [6 empty] | Verified as Rental |  |  | MHHS-Northeast
NO | YES |  |  |  | FFP433 |  | CAREFUSION | 8015M |  |  | Rental | MHHS-Northeast |  |  |  | FFP433 |  | Katy |  | Rental | [7 empty] | CONTROLLERINFUSIONPUMP-Alaris-Medley 8015 |  | MEDLEY PCU W/NETWORK *MEMORIAL HERMANN* |  |  | CONTROLLERINFUSIONPUMP-Alaris-Medley 8015 | [6 empty] | Verified as Rental |  |  | MHHS-Northeast
NO | YES |  |  |  | FFP464 |  | CAREFUSION | 8015M |  |  | Rental | MHHS-Northeast |  |  |  | FFP464 |  | Katy |  | Rental | [7 empty] | CONTROLLERINFUSIONPUMP-Alaris-Medley 8015 |  | MEDLEY PCU W/NETWORK *MEMORIAL HERMANN* |  |  | CONTROLLERINFUSIONPUMP-Alaris-Medley 8015 | [6 empty] | Verified as Rental |  |  | MHHS-Northeast
NO | YES |  |  |  | FFP477 |  | CAREFUSION | 8015M |  |  | Rental | MHHS-Northeast |  |  |  | FFP477 |  | Katy |  | Rental | [7 empty] | CONTROLLERINFUSIONPUMP-Alaris-Medley 8015 |  | MEDLEY PCU W/NETWORK *MEMORIAL HERMANN* |  |  | CONTROLLERINFUSIONPUMP-Alaris-Medley 8015 | [6 empty] | Verified as Rental |  |  | MHHS-Northeast
NO | YES |  |  |  | FFP507 |  | CAREFUSION | 8015M |  |  | Rental | MHHS-Northeast |  |  |  | FFP507 |  | Katy |  | Rental | [7 empty] | CONTROLLERINFUSIONPUMP-Alaris-Medley 8015 |  | MEDLEY PCU W/NETWORK *MEMORIAL HERMANN* |  |  | CONTROLLERINFUSIONPUMP-Alaris-Medley 8015 | [6 empty] | Verified as Rental |  |  | MHHS-Northeast
NO | YES |  |  |  | FFP535 |  | CAREFUSION | 8015M |  |  | Rental | MHHS-Northeast |  |  |  | FFP535 |  | Katy |  | Rental | [7 empty] | CONTROLLERINFUSIONPUMP-Alaris-Medley 8015 |  | MEDLEY PCU W/NETWORK *MEMORIAL HERMANN* |  |  | CONTROLLERINFUSIONPUMP-Alaris-Medley 8015 | [6 empty] | Verified as Rental |  |  | MHHS-Northeast
NO | YES |  |  |  | FFP553 |  | CAREFUSION | 8015M |  |  | Rental | MHHS-Northeast |  |  |  | FFP553 |  | Katy |  | Rental | [7 empty] | CONTROLLERINFUSIONPUMP-Alaris-Medley 8015 |  | MEDLEY PCU W/NETWORK *MEMORIAL HERMANN* |  |  | CONTROLLERINFUSIONPUMP-Alaris-Medley 8015 | [6 empty] | Verified as Rental |  |  | MHHS-Northeast
NO | YES |  |  |  | FFP565 |  | CAREFUSION | 8015M |  |  | Rental | MHHS-Northeast |  |  |  | FFP565 |  | Katy |  | Rental | [7 empty] | CONTROLLERINFUSIONPUMP-Alaris-Medley 8015 |  | MEDLEY PCU W/NETWORK *MEMORIAL HERMANN* |  |  | CONTROLLERINFUSIONPUMP-Alaris-Medley 8015 | [6 empty] | Verified as Rental |  |  | MHHS-Northeast
NO | YES |  |  |  | FFP574 |  | CAREFUSION | 8015M |  |  | Rental | MHHS-Northeast |  |  |  | FFP574 |  | Katy |  | Rental | [7 empty] | CONTROLLERINFUSIONPUMP-Alaris-Medley 8015 |  | MEDLEY PCU W/NETWORK *MEMORIAL HERMANN* |  |  | CONTROLLERINFUSIONPUMP-Alaris-Medley 8015 | [6 empty] | Verified as Rental |  |  | MHHS-Northeast
NO | YES |  |  |  | FFP625 |  | CAREFUSION | 8015M |  |  | Rental | MHHS-Northeast |  |  |  | FFP625 |  | Katy |  | Rental | [7 empty] | CONTROLLERINFUSIONPUMP-Alaris-Medley 8015 |  | MEDLEY PCU W/NETWORK *MEMORIAL HERMANN* |  |  | CONTROLLERINFUSIONPUMP-Alaris-Medley 8015 | [6 empty] | Verified as Rental |  |  | MHHS-Northeast
NO | YES |  |  |  | FFP650 |  | CAREFUSION | 8015M |  |  | Rental | MHHS-Northeast |  |  |  | FFP650 |  | Katy |  | Rental | [7 empty] | CONTROLLERINFUSIONPUMP-Alaris-Medley 8015 |  | MEDLEY PCU W/NETWORK *MEMORIAL HERMANN* |  |  | CONTROLLERINFUSIONPUMP-Alaris-Medley 8015 | [6 empty] | Verified as Rental |  |  | MHHS-Northeast
NO | YES |  |  |  | FFP681 |  | CAREFUSION | 8015M |  |  | Rental | MHHS-Northeast |  |  |  | FFP681 |  | Katy |  | Rental | [7 empty] | CONTROLLERINFUSIONPUMP-Alaris-Medley 8015 |  | MEDLEY PCU W/NETWORK *MEMORIAL HERMANN* |  |  | CONTROLLERINFUSIONPUMP-Alaris-Medley 8015 | [6 empty] | Verified as Rental |  |  | MHHS-Northeast
NO | YES |  |  |  | FFP697 |  | CAREFUSION | 8015M |  |  | Rental | MHHS-Northeast |  |  |  | FFP697 |  | Katy |  | Rental | [7 empty] | CONTROLLERINFUSIONPUMP-Alaris-Medley 8015 |  | MEDLEY PCU W/NETWORK *MEMORIAL HERMANN* |  |  | CONTROLLERINFUSIONPUMP-Alaris-Medley 8015 | [6 empty] | Verified as Rental |  |  | MHHS-Northeast
NO | YES |  |  |  | FFP703 |  | CAREFUSION | 8015M |  |  | Rental | MHHS-Northeast |  |  |  | FFP703 |  | Katy |  | Rental | [7 empty] | CONTROLLERINFUSIONPUMP-Alaris-Medley 8015 |  | MEDLEY PCU W/NETWORK *MEMORIAL HERMANN* |  |  | CONTROLLERINFUSIONPUMP-Alaris-Medley 8015 | [6 empty] | Verified as Rental |  |  | MHHS-Northeast
NO | YES |  |  |  | FFP740 |  | CAREFUSION | 8015M |  |  | Rental | MHHS-Northeast |  |  |  | FFP740 |  | Katy |  | Rental | [7 empty] | CONTROLLERINFUSIONPUMP-Alaris-Medley 8015 |  | MEDLEY PCU W/NETWORK *MEMORIAL HERMANN* |  |  | CONTROLLERINFUSIONPUMP-Alaris-Medley 8015 | [6 empty] | Verified as Rental |  |  | MHHS-Northeast
NO | YES |  |  |  | FFP743 |  | CAREFUSION | 8015M |  |  | Rental | MHHS-Northeast |  |  |  | FFP743 |  | Katy |  | Rental | [7 empty] | CONTROLLERINFUSIONPUMP-Alaris-Medley 8015 |  | MEDLEY PCU W/NETWORK *MEMORIAL HERMANN* |  |  | CONTROLLERINFUSIONPUMP-Alaris-Medley 8015 | [6 empty] | Verified as Rental |  |  | MHHS-Northeast
NO | YES |  |  |  | FFP749 |  | CAREFUSION | 8015M |  |  | Rental | MHHS-Northeast |  |  |  | FFP749 |  | Katy |  | Rental | [7 empty] | CONTROLLERINFUSIONPUMP-Alaris-Medley 8015 |  | MEDLEY PCU W/NETWORK *MEMORIAL HERMANN* |  |  | CONTROLLERINFUSIONPUMP-Alaris-Medley 8015 | [6 empty] | Verified as Rental |  |  | MHHS-Northeast
NO | YES |  |  |  | FFP758 |  | CAREFUSION | 8015M |  |  | Rental | MHHS-Northeast |  |  |  | FFP758 |  | Katy |  | Rental | [7 empty] | CONTROLLERINFUSIONPUMP-Alaris-Medley 8015 |  | MEDLEY PCU W/NETWORK *MEMORIAL HERMANN* |  |  | CONTROLLERINFUSIONPUMP-Alaris-Medley 8015 | [6 empty] | Verified as Rental |  |  | MHHS-Northeast
NO | YES |  |  |  | FFP796 |  | CAREFUSION | 8015M |  |  | Rental | MHHS-Northeast |  |  |  | FFP796 |  | Katy |  | Rental | [7 empty] | CONTROLLERINFUSIONPUMP-Alaris-Medley 8015 |  | MEDLEY PCU W/NETWORK *MEMORIAL HERMANN* |  |  | CONTROLLERINFUSIONPUMP-Alaris-Medley 8015 | [6 empty] | Verified as Rental |  |  | MHHS-Northeast
NO | YES |  |  |  | FFP797 |  | CAREFUSION | 8015M |  |  | Rental | MHHS-Northeast |  |  |  | FFP797 |  | Katy |  | Rental | [7 empty] | CONTROLLERINFUSIONPUMP-Alaris-Medley 8015 |  | MEDLEY PCU W/NETWORK *MEMORIAL HERMANN* |  |  | CONTROLLERINFUSIONPUMP-Alaris-Medley 8015 | [6 empty] | Verified as Rental |  |  | MHHS-Northeast
NO | YES |  |  |  | FFP880 |  | CAREFUSION | 8015M |  |  | Rental | MHHS-Northeast |  |  |  | FFP880 |  | Katy |  | Rental | [7 empty] | CONTROLLERINFUSIONPUMP-Alaris-Medley 8015 |  | MEDLEY PCU W/NETWORK *MEMORIAL HERMANN* |  |  | CONTROLLERINFUSIONPUMP-Alaris-Medley 8015 | [6 empty] | Verified as Rental |  |  | MHHS-Northeast
NO | YES |  |  |  | FFP923 |  | CAREFUSION | 8015M |  |  | Rental | MHHS-Northeast |  |  |  | FFP923 |  | Katy |  | Rental | [7 empty] | CONTROLLERINFUSIONPUMP-Alaris-Medley 8015 |  | MEDLEY PCU W/NETWORK *MEMORIAL HERMANN* |  |  | CONTROLLERINFUSIONPUMP-Alaris-Medley 8015 | [6 empty] | Verified as Rental |  |  | MHHS-Northeast
NO | YES |  |  |  | FFP943 |  | CAREFUSION | 8015M |  |  | Rental | MHHS-Northeast |  |  |  | FFP943 |  | Katy |  | Rental | [7 empty] | CONTROLLERINFUSIONPUMP-Alaris-Medley 8015 |  | MEDLEY PCU W/NETWORK *MEMORIAL HERMANN* |  |  | CONTROLLERINFUSIONPUMP-Alaris-Medley 8015 | [6 empty] | Verified as Rental |  |  | MHHS-Northeast
NO | YES |  |  |  | FFP972 |  | CAREFUSION | 8015M |  |  | Rental | MHHS-Northeast |  |  |  | FFP972 |  | Katy |  | Rental | [7 empty] | CONTROLLERINFUSIONPUMP-Alaris-Medley 8015 |  | MEDLEY PCU W/NETWORK *MEMORIAL HERMANN* |  |  | CONTROLLERINFUSIONPUMP-Alaris-Medley 8015 | [6 empty] | Verified as Rental |  |  | MHHS-Northeast
NO | YES |  |  |  | FFP981 |  | CAREFUSION | 8015M |  |  | Rental | MHHS-Northeast |  |  |  | FFP981 |  | Katy |  | Rental | [7 empty] | CONTROLLERINFUSIONPUMP-Alaris-Medley 8015 |  | MEDLEY PCU W/NETWORK *MEMORIAL HERMANN* |  |  | CONTROLLERINFUSIONPUMP-Alaris-Medley 8015 | [6 empty] | Verified as Rental |  |  | MHHS-Northeast
NO | YES |  |  |  | FFP1007 |  | CAREFUSION | 8015M |  |  | Rental | MHHS-Northeast |  |  |  | FFP1007 |  | Katy |  | Rental | [7 empty] | CONTROLLERINFUSIONPUMP-Alaris-Medley 8015 |  | MEDLEY PCU W/NETWORK *MEMORIAL HERMANN* |  |  | CONTROLLERINFUSIONPUMP-Alaris-Medley 8015 | [6 empty] | Verified as Rental |  |  | MHHS-Northeast
NO | YES |  |  |  | FFP1067 |  | CAREFUSION | 8015M |  |  | Rental | MHHS-Northeast |  |  |  | FFP1067 |  | Katy |  | Rental | [7 empty] | CONTROLLERINFUSIONPUMP-Alaris-Medley 8015 |  | MEDLEY PCU W/NETWORK *MEMORIAL HERMANN* |  |  | CONTROLLERINFUSIONPUMP-Alaris-Medley 8015 | [6 empty] | Verified as Rental |  |  | MHHS-Northeast
NO | YES |  |  |  | FFP1072 |  | CAREFUSION | 8015M |  |  | Rental | MHHS-Northeast |  |  |  | FFP1072 |  | Katy |  | Rental | [7 empty] | CONTROLLERINFUSIONPUMP-Alaris-Medley 8015 |  | MEDLEY PCU W/NETWORK *MEMORIAL HERMANN* |  |  | CONTROLLERINFUSIONPUMP-Alaris-Medley 8015 | [6 empty] | Verified as Rental |  |  | MHHS-Northeast
NO | YES |  |  |  | FFP1120 |  | CAREFUSION | 8015M |  |  | Rental | MHHS-Northeast |  |  |  | FFP1120 |  | Katy |  | Rental | [7 empty] | CONTROLLERINFUSIONPUMP-Alaris-Medley 8015 |  | MEDLEY PCU W/NETWORK *MEMORIAL HERMANN* |  |  | CONTROLLERINFUSIONPUMP-Alaris-Medley 8015 | [6 empty] | Verified as Rental |  |  | MHHS-Northeast
NO | YES |  |  |  | FFP1153 |  | CAREFUSION | 8015M |  |  | Rental | MHHS-Northeast |  |  |  | FFP1153 |  | Katy |  | Rental | [7 empty] | CONTROLLERINFUSIONPUMP-Alaris-Medley 8015 |  | MEDLEY PCU W/NETWORK *MEMORIAL HERMANN* |  |  | CONTROLLERINFUSIONPUMP-Alaris-Medley 8015 | [6 empty] | Verified as Rental |  |  | MHHS-Northeast
NO | YES |  |  |  | FFP1181 |  | CAREFUSION | 8015M |  |  | Rental | MHHS-Northeast |  |  |  | FFP1181 |  | Katy |  | Rental | [7 empty] | CONTROLLERINFUSIONPUMP-Alaris-Medley 8015 |  | MEDLEY PCU W/NETWORK *MEMORIAL HERMANN* |  |  | CONTROLLERINFUSIONPUMP-Alaris-Medley 8015 | [6 empty] | Verified as Rental |  |  | MHHS-Northeast
NO | YES |  |  |  | FFP1195 |  | CAREFUSION | 8015M |  |  | Rental | MHHS-Northeast |  |  |  | FFP1195 |  | Katy |  | Rental | [7 empty] | CONTROLLERINFUSIONPUMP-Alaris-Medley 8015 |  | MEDLEY PCU W/NETWORK *MEMORIAL HERMANN* |  |  | CONTROLLERINFUSIONPUMP-Alaris-Medley 8015 | [6 empty] | Verified as Rental |  |  | MHHS-Northeast
NO | YES |  |  |  | FFP1226 |  | CAREFUSION | 8015M |  |  | Rental | MHHS-Northeast |  |  |  | FFP1226 |  | Katy |  | Rental | [7 empty] | CONTROLLERINFUSIONPUMP-Alaris-Medley 8015 |  | MEDLEY PCU W/NETWORK *MEMORIAL HERMANN* |  |  | CONTROLLERINFUSIONPUMP-Alaris-Medley 8015 | [6 empty] | Verified as Rental |  |  | MHHS-Northeast
NO | YES |  |  |  | FFP1227 |  | CAREFUSION | 8015M |  |  | Rental | MHHS-Northeast |  |  |  | FFP1227 |  | Katy |  | Rental | [7 empty] | CONTROLLERINFUSIONPUMP-Alaris-Medley 8015 |  | MEDLEY PCU W/NETWORK *MEMORIAL HERMANN* |  |  | CONTROLLERINFUSIONPUMP-Alaris-Medley 8015 | [6 empty] | Verified as Rental |  |  | MHHS-Northeast
NO | YES |  |  |  | FFP1252 |  | CAREFUSION | 8015M |  |  | Rental | MHHS-Northeast |  |  |  | FFP1252 |  | Katy |  | Rental | [7 empty] | CONTROLLERINFUSIONPUMP-Alaris-Medley 8015 |  | MEDLEY PCU W/NETWORK *MEMORIAL HERMANN* |  |  | CONTROLLERINFUSIONPUMP-Alaris-Medley 8015 | [6 empty] | Verified as Rental |  |  | MHHS-Northeast
NO | YES |  |  |  | FFP1277 |  | CAREFUSION | 8015M |  |  | Rental | MHHS-Northeast |  |  |  | FFP1277 |  | Katy |  | Rental | [7 empty] | CONTROLLERINFUSIONPUMP-Alaris-Medley 8015 |  | MEDLEY PCU W/NETWORK *MEMORIAL HERMANN* |  |  | CONTROLLERINFUSIONPUMP-Alaris-Medley 8015 | [6 empty] | Verified as Rental |  |  | MHHS-Northeast
NO | YES |  |  |  | FFP1306 |  | CAREFUSION | 8015M |  |  | Rental | MHHS-Northeast |  |  |  | FFP1306 |  | Katy |  | Rental | [7 empty] | CONTROLLERINFUSIONPUMP-Alaris-Medley 8015 |  | MEDLEY PCU W/NETWORK *MEMORIAL HERMANN* |  |  | CONTROLLERINFUSIONPUMP-Alaris-Medley 8015 | [6 empty] | Verified as Rental |  |  | MHHS-Northeast
NO | YES |  |  |  | FFP1347 |  | CAREFUSION | 8015M |  |  | Rental | MHHS-Northeast |  |  |  | FFP1347 |  | Katy |  | Rental | [7 empty] | CONTROLLERINFUSIONPUMP-Alaris-Medley 8015 |  | MEDLEY PCU W/NETWORK *MEMORIAL HERMANN* |  |  | CONTROLLERINFUSIONPUMP-Alaris-Medley 8015 | [6 empty] | Verified as Rental |  |  | MHHS-Northeast
NO | YES |  |  |  | FFP1355 |  | CAREFUSION | 8015M |  |  | Rental | MHHS-Northeast |  |  |  | FFP1355 |  | Katy |  | Rental | [7 empty] | CONTROLLERINFUSIONPUMP-Alaris-Medley 8015 |  | MEDLEY PCU W/NETWORK *MEMORIAL HERMANN* |  |  | CONTROLLERINFUSIONPUMP-Alaris-Medley 8015 | [6 empty] | Verified as Rental |  |  | MHHS-Northeast
NO | YES |  |  |  | FFP1361 |  | CAREFUSION | 8015M |  |  | Rental | MHHS-Northeast |  |  |  | FFP1361 |  | Katy |  | Rental | [7 empty] | CONTROLLERINFUSIONPUMP-Alaris-Medley 8015 |  | MEDLEY PCU W/NETWORK *MEMORIAL HERMANN* |  |  | CONTROLLERINFUSIONPUMP-Alaris-Medley 8015 | [6 empty] | Verified as Rental |  |  | MHHS-Northeast
NO | YES |  |  |  | FFP1362 |  | CAREFUSION | 8015M |  |  | Rental | MHHS-Northeast |  |  |  | FFP1362 |  | Katy |  | Rental | [7 empty] | CONTROLLERINFUSIONPUMP-Alaris-Medley 8015 |  | MEDLEY PCU W/NETWORK *MEMORIAL HERMANN* |  |  | CONTROLLERINFUSIONPUMP-Alaris-Medley 8015 | [6 empty] | Verified as Rental |  |  | MHHS-Northeast
NO | YES |  |  |  | FFP1366 |  | CAREFUSION | 8015M |  |  | Rental | MHHS-Northeast |  |  |  | FFP1366 |  | Katy |  | Rental | [7 empty] | CONTROLLERINFUSIONPUMP-Alaris-Medley 8015 |  | MEDLEY PCU W/NETWORK *MEMORIAL HERMANN* |  |  | CONTROLLERINFUSIONPUMP-Alaris-Medley 8015 | [6 empty] | Verified as Rental |  |  | MHHS-Northeast
NO | YES |  |  |  | FFP1376 |  | CAREFUSION | 8015M |  |  | Rental | MHHS-Northeast |  |  |  | FFP1376 |  | Katy |  | Rental | [7 empty] | CONTROLLERINFUSIONPUMP-Alaris-Medley 8015 |  | MEDLEY PCU W/NETWORK *MEMORIAL HERMANN* |  |  | CONTROLLERINFUSIONPUMP-Alaris-Medley 8015 | [6 empty] | Verified as Rental |  |  | MHHS-Northeast
NO | YES |  |  |  | FFP1388 |  | CAREFUSION | 8015M |  |  | Rental | MHHS-Northeast |  |  |  | FFP1388 |  | Katy |  | Rental | [7 empty] | CONTROLLERINFUSIONPUMP-Alaris-Medley 8015 |  | MEDLEY PCU W/NETWORK *MEMORIAL HERMANN* |  |  | CONTROLLERINFUSIONPUMP-Alaris-Medley 8015 | [6 empty] | Verified as Rental |  |  | MHHS-Northeast
NO | YES |  |  |  | FFP1393 |  | CAREFUSION | 8015M |  |  | Rental | MHHS-Northeast |  |  |  | FFP1393 |  | Katy |  | Rental | [7 empty] | CONTROLLERINFUSIONPUMP-Alaris-Medley 8015 |  | MEDLEY PCU W/NETWORK *MEMORIAL HERMANN* |  |  | CONTROLLERINFUSIONPUMP-Alaris-Medley 8015 | [6 empty] | Verified as Rental |  |  | MHHS-Northeast
NO | YES |  |  |  | FFP1409 |  | CAREFUSION | 8015M |  |  | Rental | MHHS-Northeast |  |  |  | FFP1409 |  | Katy |  | Rental | [7 empty] | CONTROLLERINFUSIONPUMP-Alaris-Medley 8015 |  | MEDLEY PCU W/NETWORK *MEMORIAL HERMANN* |  |  | CONTROLLERINFUSIONPUMP-Alaris-Medley 8015 | [6 empty] | Verified as Rental |  |  | MHHS-Northeast
NO | YES |  |  |  | FFP1435 |  | CAREFUSION | 8015M |  |  | Rental | MHHS-Northeast |  |  |  | FFP1435 |  | Katy |  | Rental | [7 empty] | CONTROLLERINFUSIONPUMP-Alaris-Medley 8015 |  | MEDLEY PCU W/NETWORK *MEMORIAL HERMANN* |  |  | CONTROLLERINFUSIONPUMP-Alaris-Medley 8015 | [6 empty] | Verified as Rental |  |  | MHHS-Northeast
NO | YES |  |  |  | FFP1445 |  | CAREFUSION | 8015M |  |  | Rental | MHHS-Northeast |  |  |  | FFP1445 |  | Katy |  | Rental | [7 empty] | CONTROLLERINFUSIONPUMP-Alaris-Medley 8015 |  | MEDLEY PCU W/NETWORK *MEMORIAL HERMANN* |  |  | CONTROLLERINFUSIONPUMP-Alaris-Medley 8015 | [6 empty] | Verified as Rental |  |  | MHHS-Northeast
NO | YES |  |  |  | FFP1493 |  | CAREFUSION | 8015M |  |  | Rental | MHHS-Northeast |  |  |  | FFP1493 |  | Katy |  | Rental | [7 empty] | CONTROLLERINFUSIONPUMP-Alaris-Medley 8015 |  | MEDLEY PCU W/NETWORK *MEMORIAL HERMANN* |  |  | CONTROLLERINFUSIONPUMP-Alaris-Medley 8015 | [6 empty] | Verified as Rental |  |  | MHHS-Northeast
NO | YES |  |  |  | FFP1504 |  | CAREFUSION | 8015M |  |  | Rental | MHHS-Northeast |  |  |  | FFP1504 |  | Katy |  | Rental | [7 empty] | CONTROLLERINFUSIONPUMP-Alaris-Medley 8015 |  | MEDLEY PCU W/NETWORK *MEMORIAL HERMANN* |  |  | CONTROLLERINFUSIONPUMP-Alaris-Medley 8015 | [6 empty] | Verified as Rental |  |  | MHHS-Northeast
NO | YES |  |  |  | FFP1505 |  | CAREFUSION | 8015M |  |  | Rental | MHHS-Northeast |  |  |  | FFP1505 |  | Katy |  | Rental | [7 empty] | CONTROLLERINFUSIONPUMP-Alaris-Medley 8015 |  | MEDLEY PCU W/NETWORK *MEMORIAL HERMANN* |  |  | CONTROLLERINFUSIONPUMP-Alaris-Medley 8015 | [6 empty] | Verified as Rental |  |  | MHHS-Northeast
NO | YES |  |  |  | FFP1511 |  | CAREFUSION | 8015M |  |  | Rental | MHHS-Northeast |  |  |  | FFP1511 |  | Katy |  | Rental | [7 empty] | CONTROLLERINFUSIONPUMP-Alaris-Medley 8015 |  | MEDLEY PCU W/NETWORK *MEMORIAL HERMANN* |  |  | CONTROLLERINFUSIONPUMP-Alaris-Medley 8015 | [6 empty] | Verified as Rental |  |  | MHHS-Northeast
NO | YES |  |  |  | FFP1516 |  | CAREFUSION | 8015M |  |  | Rental | MHHS-Northeast |  |  |  | FFP1516 |  | Katy |  | Rental | [7 empty] | CONTROLLERINFUSIONPUMP-Alaris-Medley 8015 |  | MEDLEY PCU W/NETWORK *MEMORIAL HERMANN* |  |  | CONTROLLERINFUSIONPUMP-Alaris-Medley 8015 | [6 empty] | Verified as Rental |  |  | MHHS-Northeast
NO | YES |  |  |  | FFP1524 |  | CAREFUSION | 8015M |  |  | Rental | MHHS-Northeast |  |  |  | FFP1524 |  | Katy |  | Rental | [7 empty] | CONTROLLERINFUSIONPUMP-Alaris-Medley 8015 |  | MEDLEY PCU W/NETWORK *MEMORIAL HERMANN* |  |  | CONTROLLERINFUSIONPUMP-Alaris-Medley 8015 | [6 empty] | Verified as Rental |  |  | MHHS-Northeast
NO | YES |  |  |  | FFP1540 |  | CAREFUSION | 8015M |  |  | Rental | MHHS-Northeast |  |  |  | FFP1540 |  | Katy |  | Rental | [7 empty] | CONTROLLERINFUSIONPUMP-Alaris-Medley 8015 |  | MEDLEY PCU W/NETWORK *MEMORIAL HERMANN* |  |  | CONTROLLERINFUSIONPUMP-Alaris-Medley 8015 | [6 empty] | Verified as Rental |  |  | MHHS-Northeast
NO | YES |  |  |  | FFP1553 |  | CAREFUSION | 8015M |  |  | Rental | MHHS-Northeast |  |  |  | FFP1553 |  | Katy |  | Rental | [7 empty] | CONTROLLERINFUSIONPUMP-Alaris-Medley 8015 |  | MEDLEY PCU W/NETWORK *MEMORIAL HERMANN* |  |  | CONTROLLERINFUSIONPUMP-Alaris-Medley 8015 | [6 empty] | Verified as Rental |  |  | MHHS-Northeast
NO | YES |  |  |  | FFP1560 |  | CAREFUSION | 8015M |  |  | Rental | MHHS-Northeast |  |  |  | FFP1560 |  | Katy |  | Rental | [7 empty] | CONTROLLERINFUSIONPUMP-Alaris-Medley 8015 |  | MEDLEY PCU W/NETWORK *MEMORIAL HERMANN* |  |  | CONTROLLERINFUSIONPUMP-Alaris-Medley 8015 | [6 empty] | Verified as Rental |  |  | MHHS-Northeast
NO | YES |  |  |  | FFP1571 |  | CAREFUSION | 8015M |  |  | Rental | MHHS-Northeast |  |  |  | FFP1571 |  | Katy |  | Rental | [7 empty] | CONTROLLERINFUSIONPUMP-Alaris-Medley 8015 |  | MEDLEY PCU W/NETWORK *MEMORIAL HERMANN* |  |  | CONTROLLERINFUSIONPUMP-Alaris-Medley 8015 | [6 empty] | Verified as Rental |  |  | MHHS-Northeast
NO | YES |  |  |  | FFP1626 |  | CAREFUSION | 8015M |  |  | Rental | MHHS-Northeast |  |  |  | FFP1626 |  | Katy |  | Rental | [7 empty] | CONTROLLERINFUSIONPUMP-Alaris-Medley 8015 |  | MEDLEY PCU W/NETWORK *MEMORIAL HERMANN* |  |  | CONTROLLERINFUSIONPUMP-Alaris-Medley 8015 | [6 empty] | Verified as Rental |  |  | MHHS-Northeast
NO | YES |  |  |  | FFP1644 |  | CAREFUSION | 8015M |  |  | Rental | MHHS-Northeast |  |  |  | FFP1644 |  | Katy |  | Rental | [7 empty] | CONTROLLERINFUSIONPUMP-Alaris-Medley 8015 |  | MEDLEY PCU W/NETWORK *MEMORIAL HERMANN* |  |  | CONTROLLERINFUSIONPUMP-Alaris-Medley 8015 | [6 empty] | Verified as Rental |  |  | MHHS-Northeast
NO | YES |  |  |  | FFP1645 |  | CAREFUSION | 8015M |  |  | Rental | MHHS-Northeast |  |  |  | FFP1645 |  | Katy |  | Rental | [7 empty] | CONTROLLERINFUSIONPUMP-Alaris-Medley 8015 |  | MEDLEY PCU W/NETWORK *MEMORIAL HERMANN* |  |  | CONTROLLERINFUSIONPUMP-Alaris-Medley 8015 | [6 empty] | Verified as Rental |  |  | MHHS-Northeast
NO | YES |  |  |  | FFP1694 |  | CAREFUSION | 8015M |  |  | Rental | MHHS-Northeast |  |  |  | FFP1694 |  | Katy |  | Rental | [7 empty] | CONTROLLERINFUSIONPUMP-Alaris-Medley 8015 |  | MEDLEY PCU W/NETWORK *MEMORIAL HERMANN* |  |  | CONTROLLERINFUSIONPUMP-Alaris-Medley 8015 | [6 empty] | Verified as Rental |  |  | MHHS-Northeast
NO | YES |  |  |  | FFP1712 |  | CAREFUSION | 8015M |  |  | Rental | MHHS-Northeast |  |  |  | FFP1712 |  | Katy |  | Rental | [7 empty] | CONTROLLERINFUSIONPUMP-Alaris-Medley 8015 |  | MEDLEY PCU W/NETWORK *MEMORIAL HERMANN* |  |  | CONTROLLERINFUSIONPUMP-Alaris-Medley 8015 | [6 empty] | Verified as Rental |  |  | MHHS-Northeast
NO | YES |  |  |  | FFP1764 |  | CAREFUSION | 8015M |  |  | Rental | MHHS-Northeast |  |  |  | FFP1764 |  | Katy |  | Rental | [7 empty] | CONTROLLERINFUSIONPUMP-Alaris-Medley 8015 |  | MEDLEY PCU W/NETWORK *MEMORIAL HERMANN* |  |  | CONTROLLERINFUSIONPUMP-Alaris-Medley 8015 | [6 empty] | Verified as Rental |  |  | MHHS-Northeast
NO | YES |  |  |  | FFP1772 |  | CAREFUSION | 8015M |  |  | Rental | MHHS-Northeast |  |  |  | FFP1772 |  | Katy |  | Rental | [7 empty] | CONTROLLERINFUSIONPUMP-Alaris-Medley 8015 |  | MEDLEY PCU W/NETWORK *MEMORIAL HERMANN* |  |  | CONTROLLERINFUSIONPUMP-Alaris-Medley 8015 | [6 empty] | Verified as Rental |  |  | MHHS-Northeast
NO | YES |  |  |  | FFP1778 |  | CAREFUSION | 8015M |  |  | Rental | MHHS-Northeast |  |  |  | FFP1778 |  | Katy |  | Rental | [7 empty] | CONTROLLERINFUSIONPUMP-Alaris-Medley 8015 |  | MEDLEY PCU W/NETWORK *MEMORIAL HERMANN* |  |  | CONTROLLERINFUSIONPUMP-Alaris-Medley 8015 | [6 empty] | Verified as Rental |  |  | MHHS-Northeast
NO | YES |  |  |  | FFP1785 |  | CAREFUSION | 8015M |  |  | Rental | MHHS-Northeast |  |  |  | FFP1785 |  | Katy |  | Rental | [7 empty] | CONTROLLERINFUSIONPUMP-Alaris-Medley 8015 |  | MEDLEY PCU W/NETWORK *MEMORIAL HERMANN* |  |  | CONTROLLERINFUSIONPUMP-Alaris-Medley 8015 | [6 empty] | Verified as Rental |  |  | MHHS-Northeast
NO | YES |  |  |  | FFP1787 |  | CAREFUSION | 8015M |  |  | Rental | MHHS-Northeast |  |  |  | FFP1787 |  | Katy |  | Rental | [7 empty] | CONTROLLERINFUSIONPUMP-Alaris-Medley 8015 |  | MEDLEY PCU W/NETWORK *MEMORIAL HERMANN* |  |  | CONTROLLERINFUSIONPUMP-Alaris-Medley 8015 | [6 empty] | Verified as Rental |  |  | MHHS-Northeast
NO | YES |  |  |  | FFP1805 |  | CAREFUSION | 8015M |  |  | Rental | MHHS-Northeast |  |  |  | FFP1805 |  | Katy |  | Rental | [7 empty] | CONTROLLERINFUSIONPUMP-Alaris-Medley 8015 |  | MEDLEY PCU W/NETWORK *MEMORIAL HERMANN* |  |  | CONTROLLERINFUSIONPUMP-Alaris-Medley 8015 | [6 empty] | Verified as Rental |  |  | MHHS-Northeast
NO | YES |  |  |  | FFP1827 |  | CAREFUSION | 8015M |  |  | Rental | MHHS-Northeast |  |  |  | FFP1827 |  | Katy |  | Rental | [7 empty] | CONTROLLERINFUSIONPUMP-Alaris-Medley 8015 |  | MEDLEY PCU W/NETWORK *MEMORIAL HERMANN* |  |  | CONTROLLERINFUSIONPUMP-Alaris-Medley 8015 | [6 empty] | Verified as Rental |  |  | MHHS-Northeast
NO | YES |  |  |  | FFP1843 |  | CAREFUSION | 8015M |  |  | Rental | MHHS-Northeast |  |  |  | FFP1843 |  | Katy |  | Rental | [7 empty] | CONTROLLERINFUSIONPUMP-Alaris-Medley 8015 |  | MEDLEY PCU W/NETWORK *MEMORIAL HERMANN* |  |  | CONTROLLERINFUSIONPUMP-Alaris-Medley 8015 | [6 empty] | Verified as Rental |  |  | MHHS-Northeast
NO | YES |  |  |  | FFP1858 |  | CAREFUSION | 8015M |  |  | Rental | MHHS-Northeast |  |  |  | FFP1858 |  | Katy |  | Rental | [7 empty] | CONTROLLERINFUSIONPUMP-Alaris-Medley 8015 |  | MEDLEY PCU W/NETWORK *MEMORIAL HERMANN* |  |  | CONTROLLERINFUSIONPUMP-Alaris-Medley 8015 | [6 empty] | Verified as Rental |  |  | MHHS-Northeast
NO | YES |  |  |  | FFP1884 |  | CAREFUSION | 8015M |  |  | Rental | MHHS-Northeast |  |  |  | FFP1884 |  | Katy |  | Rental | [7 empty] | CONTROLLERINFUSIONPUMP-Alaris-Medley 8015 |  | MEDLEY PCU W/NETWORK *MEMORIAL HERMANN* |  |  | CONTROLLERINFUSIONPUMP-Alaris-Medley 8015 | [6 empty] | Verified as Rental |  |  | MHHS-Northeast
NO | YES |  |  |  | FFP1921 |  | CAREFUSION | 8015M |  |  | Rental | MHHS-Northeast |  |  |  | FFP1921 |  | Katy |  | Rental | [7 empty] | CONTROLLERINFUSIONPUMP-Alaris-Medley 8015 |  | MEDLEY PCU W/NETWORK *MEMORIAL HERMANN* |  |  | CONTROLLERINFUSIONPUMP-Alaris-Medley 8015 | [6 empty] | Verified as Rental |  |  | MHHS-Northeast
NO | YES |  |  |  | FFP1959 |  | CAREFUSION | 8015M |  |  | Rental | MHHS-Northeast |  |  |  | FFP1959 |  | Katy |  | Rental | [7 empty] | CONTROLLERINFUSIONPUMP-Alaris-Medley 8015 |  | MEDLEY PCU W/NETWORK *MEMORIAL HERMANN* |  |  | CONTROLLERINFUSIONPUMP-Alaris-Medley 8015 | [6 empty] | Verified as Rental |  |  | MHHS-Northeast
NO | YES |  |  |  | FFP1962 |  | CAREFUSION | 8015M |  |  | Rental | MHHS-Northeast |  |  |  | FFP1962 |  | Katy |  | Rental | [7 empty] | CONTROLLERINFUSIONPUMP-Alaris-Medley 8015 |  | MEDLEY PCU W/NETWORK *MEMORIAL HERMANN* |  |  | CONTROLLERINFUSIONPUMP-Alaris-Medley 8015 | [6 empty] | Verified as Rental |  |  | MHHS-Northeast
NO | YES |  |  |  | FFP1969 |  | CAREFUSION | 8015M |  |  | Rental | MHHS-Northeast |  |  |  | FFP1969 |  | Katy |  | Rental | [7 empty] | CONTROLLERINFUSIONPUMP-Alaris-Medley 8015 |  | MEDLEY PCU W/NETWORK *MEMORIAL HERMANN* |  |  | CONTROLLERINFUSIONPUMP-Alaris-Medley 8015 | [6 empty] | Verified as Rental |  |  | MHHS-Northeast
NO | YES |  |  |  | FFP1991 |  | CAREFUSION | 8015M |  |  | Rental | MHHS-Northeast |  |  |  | FFP1991 |  | Katy |  | Rental | [7 empty] | CONTROLLERINFUSIONPUMP-Alaris-Medley 8015 |  | MEDLEY PCU W/NETWORK *MEMORIAL HERMANN* |  |  | CONTROLLERINFUSIONPUMP-Alaris-Medley 8015 | [6 empty] | Verified as Rental |  |  | MHHS-Northeast
NO | YES |  |  |  | FFP1997 |  | CAREFUSION | 8015M |  |  | Rental | MHHS-Northeast |  |  |  | FFP1997 |  | Katy |  | Rental | [7 empty] | CONTROLLERINFUSIONPUMP-Alaris-Medley 8015 |  | MEDLEY PCU W/NETWORK *MEMORIAL HERMANN* |  |  | CONTROLLERINFUSIONPUMP-Alaris-Medley 8015 | [6 empty] | Verified as Rental |  |  | MHHS-Northeast
NO | YES |  |  |  | FFP2003 |  | CAREFUSION | 8015M |  |  | Rental | MHHS-Northeast |  |  |  | FFP2003 |  | Katy |  | Rental | [7 empty] | CONTROLLERINFUSIONPUMP-Alaris-Medley 8015 |  | MEDLEY PCU W/NETWORK *MEMORIAL HERMANN* |  |  | CONTROLLERINFUSIONPUMP-Alaris-Medley 8015 | [6 empty] | Verified as Rental |  |  | MHHS-Northeast
NO | YES |  |  |  | FFP2011 |  | CAREFUSION | 8015M |  |  | Rental | MHHS-Northeast |  |  |  | FFP2011 |  | Katy |  | Rental | [7 empty] | CONTROLLERINFUSIONPUMP-Alaris-Medley 8015 |  | MEDLEY PCU W/NETWORK *MEMORIAL HERMANN* |  |  | CONTROLLERINFUSIONPUMP-Alaris-Medley 8015 | [6 empty] | Verified as Rental |  |  | MHHS-Northeast
NO | YES |  |  |  | FFP2021 |  | CAREFUSION | 8015M |  |  | Rental | MHHS-Northeast |  |  |  | FFP2021 |  | Katy |  | Rental | [7 empty] | CONTROLLERINFUSIONPUMP-Alaris-Medley 8015 |  | MEDLEY PCU W/NETWORK *MEMORIAL HERMANN* |  |  | CONTROLLERINFUSIONPUMP-Alaris-Medley 8015 | [6 empty] | Verified as Rental |  |  | MHHS-Northeast
NO | YES |  |  |  | FFP2022 |  | CAREFUSION | 8015M |  |  | Rental | MHHS-Northeast |  |  |  | FFP2022 |  | Katy |  | Rental | [7 empty] | CONTROLLERINFUSIONPUMP-Alaris-Medley 8015 |  | MEDLEY PCU W/NETWORK *MEMORIAL HERMANN* |  |  | CONTROLLERINFUSIONPUMP-Alaris-Medley 8015 | [6 empty] | Verified as Rental |  |  | MHHS-Northeast
NO | YES |  |  |  | FFP2023 |  | CAREFUSION | 8015M |  |  | Rental | MHHS-Northeast |  |  |  | FFP2023 |  | Katy |  | Rental | [7 empty] | CONTROLLERINFUSIONPUMP-Alaris-Medley 8015 |  | MEDLEY PCU W/NETWORK *MEMORIAL HERMANN* |  |  | CONTROLLERINFUSIONPUMP-Alaris-Medley 8015 | [6 empty] | Verified as Rental |  |  | MHHS-Northeast
NO | YES |  |  |  | FFP2029 |  | CAREFUSION | 8015M |  |  | Rental | MHHS-Northeast |  |  |  | FFP2029 |  | Katy |  | Rental | [7 empty] | CONTROLLERINFUSIONPUMP-Alaris-Medley 8015 |  | MEDLEY PCU W/NETWORK *MEMORIAL HERMANN* |  |  | CONTROLLERINFUSIONPUMP-Alaris-Medley 8015 | [6 empty] | Verified as Rental |  |  | MHHS-Northeast
NO | YES |  |  |  | FFP2034 |  | CAREFUSION | 8015M |  |  | Rental | MHHS-Northeast |  |  |  | FFP2034 |  | Katy |  | Rental | [7 empty] | CONTROLLERINFUSIONPUMP-Alaris-Medley 8015 |  | MEDLEY PCU W/NETWORK *MEMORIAL HERMANN* |  |  | CONTROLLERINFUSIONPUMP-Alaris-Medley 8015 | [6 empty] | Verified as Rental |  |  | MHHS-Northeast
NO | YES |  |  |  | FFP2042 |  | CAREFUSION | 8015M |  |  | Rental | MHHS-Northeast |  |  |  | FFP2042 |  | Katy |  | Rental | [7 empty] | CONTROLLERINFUSIONPUMP-Alaris-Medley 8015 |  | MEDLEY PCU W/NETWORK *MEMORIAL HERMANN* |  |  | CONTROLLERINFUSIONPUMP-Alaris-Medley 8015 | [6 empty] | Verified as Rental |  |  | MHHS-Northeast
NO | YES |  |  |  | FFP2050 |  | CAREFUSION | 8015M |  |  | Rental | MHHS-Northeast |  |  |  | FFP2050 |  | Katy |  | Rental | [7 empty] | CONTROLLERINFUSIONPUMP-Alaris-Medley 8015 |  | MEDLEY PCU W/NETWORK *MEMORIAL HERMANN* |  |  | CONTROLLERINFUSIONPUMP-Alaris-Medley 8015 | [6 empty] | Verified as Rental |  |  | MHHS-Northeast
NO | YES |  |  |  | FFP2069 |  | CAREFUSION | 8015M |  |  | Rental | MHHS-Northeast |  |  |  | FFP2069 |  | Katy |  | Rental | [7 empty] | CONTROLLERINFUSIONPUMP-Alaris-Medley 8015 |  | MEDLEY PCU W/NETWORK *MEMORIAL HERMANN* |  |  | CONTROLLERINFUSIONPUMP-Alaris-Medley 8015 | [6 empty] | Verified as Rental |  |  | MHHS-Northeast
NO | YES |  |  |  | FFP2092 |  | CAREFUSION | 8015M |  |  | Rental | MHHS-Northeast |  |  |  | FFP2092 |  | Katy |  | Rental | [7 empty] | CONTROLLERINFUSIONPUMP-Alaris-Medley 8015 |  | MEDLEY PCU W/NETWORK *MEMORIAL HERMANN* |  |  | CONTROLLERINFUSIONPUMP-Alaris-Medley 8015 | [6 empty] | Verified as Rental |  |  | MHHS-Northeast
NO | YES |  |  |  | FFP2116 |  | CAREFUSION | 8015M |  |  | Rental | MHHS-Northeast |  |  |  | FFP2116 |  | Katy |  | Rental | [7 empty] | CONTROLLERINFUSIONPUMP-Alaris-Medley 8015 |  | MEDLEY PCU W/NETWORK *MEMORIAL HERMANN* |  |  | CONTROLLERINFUSIONPUMP-Alaris-Medley 8015 | [6 empty] | Verified as Rental |  |  | MHHS-Northeast
NO | YES |  |  |  | FFP2119 |  | CAREFUSION | 8015M |  |  | Rental | MHHS-Northeast |  |  |  | FFP2119 |  | Katy |  | Rental | [7 empty] | CONTROLLERINFUSIONPUMP-Alaris-Medley 8015 |  | MEDLEY PCU W/NETWORK *MEMORIAL HERMANN* |  |  | CONTROLLERINFUSIONPUMP-Alaris-Medley 8015 | [6 empty] | Verified as Rental |  |  | MHHS-Northeast
NO | YES |  |  |  | FFP2133 |  | CAREFUSION | 8015M |  |  | Rental | MHHS-Northeast |  |  |  | FFP2133 |  | Katy |  | Rental | [7 empty] | CONTROLLERINFUSIONPUMP-Alaris-Medley 8015 |  | MEDLEY PCU W/NETWORK *MEMORIAL HERMANN* |  |  | CONTROLLERINFUSIONPUMP-Alaris-Medley 8015 | [6 empty] | Verified as Rental |  |  | MHHS-Northeast
NO | YES |  |  |  | FFP2135 |  | CAREFUSION | 8015M |  |  | Rental | MHHS-Northeast |  |  |  | FFP2135 |  | Katy |  | Rental | [7 empty] | CONTROLLERINFUSIONPUMP-Alaris-Medley 8015 |  | MEDLEY PCU W/NETWORK *MEMORIAL HERMANN* |  |  | CONTROLLERINFUSIONPUMP-Alaris-Medley 8015 | [6 empty] | Verified as Rental |  |  | MHHS-Northeast
NO | YES |  |  |  | FFP2136 |  | CAREFUSION | 8015M |  |  | Rental | MHHS-Northeast |  |  |  | FFP2136 |  | Katy |  | Rental | [7 empty] | CONTROLLERINFUSIONPUMP-Alaris-Medley 8015 |  | MEDLEY PCU W/NETWORK *MEMORIAL HERMANN* |  |  | CONTROLLERINFUSIONPUMP-Alaris-Medley 8015 | [6 empty] | Verified as Rental |  |  | MHHS-Northeast
NO | YES |  |  |  | FFP2151 |  | CAREFUSION | 8015M |  |  | Rental | MHHS-Northeast |  |  |  | FFP2151 |  | Katy |  | Rental | [7 empty] | CONTROLLERINFUSIONPUMP-Alaris-Medley 8015 |  | MEDLEY PCU W/NETWORK *MEMORIAL HERMANN* |  |  | CONTROLLERINFUSIONPUMP-Alaris-Medley 8015 | [6 empty] | Verified as Rental |  |  | MHHS-Northeast
NO | YES |  |  |  | FFP2181 |  | CAREFUSION | 8015M |  |  | Rental | MHHS-Northeast |  |  |  | FFP2181 |  | Katy |  | Rental | [7 empty] | CONTROLLERINFUSIONPUMP-Alaris-Medley 8015 |  | MEDLEY PCU W/NETWORK *MEMORIAL HERMANN* |  |  | CONTROLLERINFUSIONPUMP-Alaris-Medley 8015 | [6 empty] | Verified as Rental |  |  | MHHS-Northeast
NO | YES |  |  |  | FFP2182 |  | CAREFUSION | 8015M |  |  | Rental | MHHS-Northeast |  |  |  | FFP2182 |  | Katy |  | Rental | [7 empty] | CONTROLLERINFUSIONPUMP-Alaris-Medley 8015 |  | MEDLEY PCU W/NETWORK *MEMORIAL HERMANN* |  |  | CONTROLLERINFUSIONPUMP-Alaris-Medley 8015 | [6 empty] | Verified as Rental |  |  | MHHS-Northeast
NO | YES |  |  |  | FFP2218 |  | CAREFUSION | 8015M |  |  | Rental | MHHS-Northeast |  |  |  | FFP2218 |  | Katy |  | Rental | [7 empty] | CONTROLLERINFUSIONPUMP-Alaris-Medley 8015 |  | MEDLEY PCU W/NETWORK *MEMORIAL HERMANN* |  |  | CONTROLLERINFUSIONPUMP-Alaris-Medley 8015 | [6 empty] | Verified as Rental |  |  | MHHS-Northeast
NO | YES |  |  |  | FFP2220 |  | CAREFUSION | 8015M |  |  | Rental | MHHS-Northeast |  |  |  | FFP2220 |  | Katy |  | Rental | [7 empty] | CONTROLLERINFUSIONPUMP-Alaris-Medley 8015 |  | MEDLEY PCU W/NETWORK *MEMORIAL HERMANN* |  |  | CONTROLLERINFUSIONPUMP-Alaris-Medley 8015 | [6 empty] | Verified as Rental |  |  | MHHS-Northeast
NO | YES |  |  |  | FFP2232 |  | CAREFUSION | 8015M |  |  | Rental | MHHS-Northeast |  |  |  | FFP2232 |  | Katy |  | Rental | [7 empty] | CONTROLLERINFUSIONPUMP-Alaris-Medley 8015 |  | MEDLEY PCU W/NETWORK *MEMORIAL HERMANN* |  |  | CONTROLLERINFUSIONPUMP-Alaris-Medley 8015 | [6 empty] | Verified as Rental |  |  | MHHS-Northeast
NO | YES |  |  |  | FFP2234 |  | CAREFUSION | 8015M |  |  | Rental | MHHS-Northeast |  |  |  | FFP2234 |  | Katy |  | Rental | [7 empty] | CONTROLLERINFUSIONPUMP-Alaris-Medley 8015 |  | MEDLEY PCU W/NETWORK *MEMORIAL HERMANN* |  |  | CONTROLLERINFUSIONPUMP-Alaris-Medley 8015 | [6 empty] | Verified as Rental |  |  | MHHS-Northeast
NO | YES |  |  |  | FFP2260 |  | CAREFUSION | 8015M |  |  | Rental | MHHS-Northeast |  |  |  | FFP2260 |  | Katy |  | Rental | [7 empty] | CONTROLLERINFUSIONPUMP-Alaris-Medley 8015 |  | MEDLEY PCU W/NETWORK *MEMORIAL HERMANN* |  |  | CONTROLLERINFUSIONPUMP-Alaris-Medley 8015 | [6 empty] | Verified as Rental |  |  | MHHS-Northeast
NO | YES |  |  |  | FFP2268 |  | CAREFUSION | 8015M |  |  | Rental | MHHS-Northeast |  |  |  | FFP2268 |  | Katy |  | Rental | [7 empty] | CONTROLLERINFUSIONPUMP-Alaris-Medley 8015 |  | MEDLEY PCU W/NETWORK *MEMORIAL HERMANN* |  |  | CONTROLLERINFUSIONPUMP-Alaris-Medley 8015 | [6 empty] | Verified as Rental |  |  | MHHS-Northeast
NO | YES |  |  |  | FFP2270 |  | CAREFUSION | 8015M |  |  | Rental | MHHS-Northeast |  |  |  | FFP2270 |  | Katy |  | Rental | [7 empty] | CONTROLLERINFUSIONPUMP-Alaris-Medley 8015 |  | MEDLEY PCU W/NETWORK *MEMORIAL HERMANN* |  |  | CONTROLLERINFUSIONPUMP-Alaris-Medley 8015 | [6 empty] | Verified as Rental |  |  | MHHS-Northeast
NO | YES |  |  |  | FFP2279 |  | CAREFUSION | 8015M |  |  | Rental | MHHS-Northeast |  |  |  | FFP2279 |  | Katy |  | Rental | [7 empty] | CONTROLLERINFUSIONPUMP-Alaris-Medley 8015 |  | MEDLEY PCU W/NETWORK *MEMORIAL HERMANN* |  |  | CONTROLLERINFUSIONPUMP-Alaris-Medley 8015 | [6 empty] | Verified as Rental |  |  | MHHS-Northeast
NO | YES |  |  |  | FFP2306 |  | CAREFUSION | 8015M |  |  | Rental | MHHS-Northeast |  |  |  | FFP2306 |  | Katy |  | Rental | [7 empty] | CONTROLLERINFUSIONPUMP-Alaris-Medley 8015 |  | MEDLEY PCU W/NETWORK *MEMORIAL HERMANN* |  |  | CONTROLLERINFUSIONPUMP-Alaris-Medley 8015 | [6 empty] | Verified as Rental |  |  | MHHS-Northeast
NO | YES |  |  |  | FFP2309 |  | CAREFUSION | 8015M |  |  | Rental | MHHS-Northeast |  |  |  | FFP2309 |  | Katy |  | Rental | [7 empty] | CONTROLLERINFUSIONPUMP-Alaris-Medley 8015 |  | MEDLEY PCU W/NETWORK *MEMORIAL HERMANN* |  |  | CONTROLLERINFUSIONPUMP-Alaris-Medley 8015 | [6 empty] | Verified as Rental |  |  | MHHS-Northeast
NO | YES |  |  |  | FFP2314 |  | CAREFUSION | 8015M |  |  | Rental | MHHS-Northeast |  |  |  | FFP2314 |  | Katy |  | Rental | [7 empty] | CONTROLLERINFUSIONPUMP-Alaris-Medley 8015 |  | MEDLEY PCU W/NETWORK *MEMORIAL HERMANN* |  |  | CONTROLLERINFUSIONPUMP-Alaris-Medley 8015 | [6 empty] | Verified as Rental |  |  | MHHS-Northeast
NO | YES |  |  |  | FFP2328 |  | CAREFUSION | 8015M |  |  | Rental | MHHS-Northeast |  |  |  | FFP2328 |  | Katy |  | Rental | [7 empty] | CONTROLLERINFUSIONPUMP-Alaris-Medley 8015 |  | MEDLEY PCU W/NETWORK *MEMORIAL HERMANN* |  |  | CONTROLLERINFUSIONPUMP-Alaris-Medley 8015 | [6 empty] | Verified as Rental |  |  | MHHS-Northeast
NO | YES |  |  |  | FFP2335 |  | CAREFUSION | 8015M |  |  | Rental | MHHS-Northeast |  |  |  | FFP2335 |  | Katy |  | Rental | [7 empty] | CONTROLLERINFUSIONPUMP-Alaris-Medley 8015 |  | MEDLEY PCU W/NETWORK *MEMORIAL HERMANN* |  |  | CONTROLLERINFUSIONPUMP-Alaris-Medley 8015 | [6 empty] | Verified as Rental |  |  | MHHS-Northeast
NO | YES |  |  |  | FFP2349 |  | CAREFUSION | 8015M |  |  | Rental | MHHS-Northeast |  |  |  | FFP2349 |  | Katy |  | Rental | [7 empty] | CONTROLLERINFUSIONPUMP-Alaris-Medley 8015 |  | MEDLEY PCU W/NETWORK *MEMORIAL HERMANN* |  |  | CONTROLLERINFUSIONPUMP-Alaris-Medley 8015 | [6 empty] | Verified as Rental |  |  | MHHS-Northeast
NO | YES |  |  |  | FFP2360 |  | CAREFUSION | 8015M |  |  | Rental | MHHS-Northeast |  |  |  | FFP2360 |  | Katy |  | Rental | [7 empty] | CONTROLLERINFUSIONPUMP-Alaris-Medley 8015 |  | MEDLEY PCU W/NETWORK *MEMORIAL HERMANN* |  |  | CONTROLLERINFUSIONPUMP-Alaris-Medley 8015 | [6 empty] | Verified as Rental |  |  | MHHS-Northeast
NO | YES |  |  |  | FFP2373 |  | CAREFUSION | 8015M |  |  | Rental | MHHS-Northeast |  |  |  | FFP2373 |  | Katy |  | Rental | [7 empty] | CONTROLLERINFUSIONPUMP-Alaris-Medley 8015 |  | MEDLEY PCU W/NETWORK *MEMORIAL HERMANN* |  |  | CONTROLLERINFUSIONPUMP-Alaris-Medley 8015 | [6 empty] | Verified as Rental |  |  | MHHS-Northeast
NO | YES |  |  |  | FFP2385 |  | CAREFUSION | 8015M |  |  | Rental | MHHS-Northeast |  |  |  | FFP2385 |  | Katy |  | Rental | [7 empty] | CONTROLLERINFUSIONPUMP-Alaris-Medley 8015 |  | MEDLEY PCU W/NETWORK *MEMORIAL HERMANN* |  |  | CONTROLLERINFUSIONPUMP-Alaris-Medley 8015 | [6 empty] | Verified as Rental |  |  | MHHS-Northeast
NO | YES |  |  |  | FFP2388 |  | CAREFUSION | 8015M |  |  | Rental | MHHS-Northeast |  |  |  | FFP2388 |  | Katy |  | Rental | [7 empty] | CONTROLLERINFUSIONPUMP-Alaris-Medley 8015 |  | MEDLEY PCU W/NETWORK *MEMORIAL HERMANN* |  |  | CONTROLLERINFUSIONPUMP-Alaris-Medley 8015 | [6 empty] | Verified as Rental |  |  | MHHS-Northeast
NO | YES |  |  |  | FFP2394 |  | CAREFUSION | 8015M |  |  | Rental | MHHS-Northeast |  |  |  | FFP2394 |  | Katy |  | Rental | [7 empty] | CONTROLLERINFUSIONPUMP-Alaris-Medley 8015 |  | MEDLEY PCU W/NETWORK *MEMORIAL HERMANN* |  |  | CONTROLLERINFUSIONPUMP-Alaris-Medley 8015 | [6 empty] | Verified as Rental |  |  | MHHS-Northeast
NO | YES |  |  |  | FFP2397 |  | CAREFUSION | 8015M |  |  | Rental | MHHS-Northeast |  |  |  | FFP2397 |  | Katy |  | Rental | [7 empty] | CONTROLLERINFUSIONPUMP-Alaris-Medley 8015 |  | MEDLEY PCU W/NETWORK *MEMORIAL HERMANN* |  |  | CONTROLLERINFUSIONPUMP-Alaris-Medley 8015 | [6 empty] | Verified as Rental |  |  | MHHS-Northeast
NO | YES |  |  |  | FFP2409 |  | CAREFUSION | 8015M |  |  | Rental | MHHS-Northeast |  |  |  | FFP2409 |  | Katy |  | Rental | [7 empty] | CONTROLLERINFUSIONPUMP-Alaris-Medley 8015 |  | MEDLEY PCU W/NETWORK *MEMORIAL HERMANN* |  |  | CONTROLLERINFUSIONPUMP-Alaris-Medley 8015 | [6 empty] | Verified as Rental |  |  | MHHS-Northeast
NO | YES |  |  |  | FFP2448 |  | CAREFUSION | 8015M |  |  | Rental | MHHS-Northeast |  |  |  | FFP2448 |  | Katy |  | Rental | [7 empty] | CONTROLLERINFUSIONPUMP-Alaris-Medley 8015 |  | MEDLEY PCU W/NETWORK *MEMORIAL HERMANN* |  |  | CONTROLLERINFUSIONPUMP-Alaris-Medley 8015 | [6 empty] | Verified as Rental |  |  | MHHS-Northeast
NO | YES |  |  |  | FFP2451 |  | CAREFUSION | 8015M |  |  | Rental | MHHS-Northeast |  |  |  | FFP2451 |  | Katy |  | Rental | [7 empty] | CONTROLLERINFUSIONPUMP-Alaris-Medley 8015 |  | MEDLEY PCU W/NETWORK *MEMORIAL HERMANN* |  |  | CONTROLLERINFUSIONPUMP-Alaris-Medley 8015 | [6 empty] | Verified as Rental |  |  | MHHS-Northeast
NO | YES |  |  |  | FFP2466 |  | CAREFUSION | 8015M |  |  | Rental | MHHS-Northeast |  |  |  | FFP2466 |  | Katy |  | Rental | [7 empty] | CONTROLLERINFUSIONPUMP-Alaris-Medley 8015 |  | MEDLEY PCU W/NETWORK *MEMORIAL HERMANN* |  |  | CONTROLLERINFUSIONPUMP-Alaris-Medley 8015 | [6 empty] | Verified as Rental |  |  | MHHS-Northeast
NO | YES |  |  |  | FFP2468 |  | CAREFUSION | 8015M |  |  | Rental | MHHS-Northeast |  |  |  | FFP2468 |  | Katy |  | Rental | [7 empty] | CONTROLLERINFUSIONPUMP-Alaris-Medley 8015 |  | MEDLEY PCU W/NETWORK *MEMORIAL HERMANN* |  |  | CONTROLLERINFUSIONPUMP-Alaris-Medley 8015 | [6 empty] | Verified as Rental |  |  | MHHS-Northeast
NO | YES |  |  |  | FFP2473 |  | CAREFUSION | 8015M |  |  | Rental | MHHS-Northeast |  |  |  | FFP2473 |  | Katy |  | Rental | [7 empty] | CONTROLLERINFUSIONPUMP-Alaris-Medley 8015 |  | MEDLEY PCU W/NETWORK *MEMORIAL HERMANN* |  |  | CONTROLLERINFUSIONPUMP-Alaris-Medley 8015 | [6 empty] | Verified as Rental |  |  | MHHS-Northeast
NO | YES |  |  |  | FFP2507 |  | CAREFUSION | 8015M |  |  | Rental | MHHS-Northeast |  |  |  | FFP2507 |  | Katy |  | Rental | [7 empty] | CONTROLLERINFUSIONPUMP-Alaris-Medley 8015 |  | MEDLEY PCU W/NETWORK *MEMORIAL HERMANN* |  |  | CONTROLLERINFUSIONPUMP-Alaris-Medley 8015 | [6 empty] | Verified as Rental |  |  | MHHS-Northeast
NO | YES |  |  |  | FFP2513 |  | CAREFUSION | 8015M |  |  | Rental | MHHS-Northeast |  |  |  | FFP2513 |  | Katy |  | Rental | [7 empty] | CONTROLLERINFUSIONPUMP-Alaris-Medley 8015 |  | MEDLEY PCU W/NETWORK *MEMORIAL HERMANN* |  |  | CONTROLLERINFUSIONPUMP-Alaris-Medley 8015 | [6 empty] | Verified as Rental |  |  | MHHS-Northeast
NO | YES |  |  |  | FFP2518 |  | CAREFUSION | 8015M |  |  | Rental | MHHS-Northeast |  |  |  | FFP2518 |  | Katy |  | Rental | [7 empty] | CONTROLLERINFUSIONPUMP-Alaris-Medley 8015 |  | MEDLEY PCU W/NETWORK *MEMORIAL HERMANN* |  |  | CONTROLLERINFUSIONPUMP-Alaris-Medley 8015 | [6 empty] | Verified as Rental |  |  | MHHS-Northeast
NO | YES |  |  |  | FFP2530 |  | CAREFUSION | 8015M |  |  | Rental | MHHS-Northeast |  |  |  | FFP2530 |  | Katy |  | Rental | [7 empty] | CONTROLLERINFUSIONPUMP-Alaris-Medley 8015 |  | MEDLEY PCU W/NETWORK *MEMORIAL HERMANN* |  |  | CONTROLLERINFUSIONPUMP-Alaris-Medley 8015 | [6 empty] | Verified as Rental |  |  | MHHS-Northeast
NO | YES |  |  |  | FFP2545 |  | CAREFUSION | 8015M |  |  | Rental | MHHS-Northeast |  |  |  | FFP2545 |  | Katy |  | Rental | [7 empty] | CONTROLLERINFUSIONPUMP-Alaris-Medley 8015 |  | MEDLEY PCU W/NETWORK *MEMORIAL HERMANN* |  |  | CONTROLLERINFUSIONPUMP-Alaris-Medley 8015 | [6 empty] | Verified as Rental |  |  | MHHS-Northeast
NO | YES |  |  |  | FFP2565 |  | CAREFUSION | 8015M |  |  | Rental | MHHS-Northeast |  |  |  | FFP2565 |  | Katy |  | Rental | [7 empty] | CONTROLLERINFUSIONPUMP-Alaris-Medley 8015 |  | MEDLEY PCU W/NETWORK *MEMORIAL HERMANN* |  |  | CONTROLLERINFUSIONPUMP-Alaris-Medley 8015 | [6 empty] | Verified as Rental |  |  | MHHS-Northeast
NO | YES |  |  |  | FFP2567 |  | CAREFUSION | 8015M |  |  | Rental | MHHS-Northeast |  |  |  | FFP2567 |  | Katy |  | Rental | [7 empty] | CONTROLLERINFUSIONPUMP-Alaris-Medley 8015 |  | MEDLEY PCU W/NETWORK *MEMORIAL HERMANN* |  |  | CONTROLLERINFUSIONPUMP-Alaris-Medley 8015 | [6 empty] | Verified as Rental |  |  | MHHS-Northeast
NO | YES |  |  |  | FFP2568 |  | CAREFUSION | 8015M |  |  | Rental | MHHS-Northeast |  |  |  | FFP2568 |  | Katy |  | Rental | [7 empty] | CONTROLLERINFUSIONPUMP-Alaris-Medley 8015 |  | MEDLEY PCU W/NETWORK *MEMORIAL HERMANN* |  |  | CONTROLLERINFUSIONPUMP-Alaris-Medley 8015 | [6 empty] | Verified as Rental |  |  | MHHS-Northeast
NO | YES |  |  |  | FFP2602 |  | CAREFUSION | 8015M |  |  | Rental | MHHS-Northeast |  |  |  | FFP2602 |  | Katy |  | Rental | [7 empty] | CONTROLLERINFUSIONPUMP-Alaris-Medley 8015 |  | MEDLEY PCU W/NETWORK *MEMORIAL HERMANN* |  |  | CONTROLLERINFUSIONPUMP-Alaris-Medley 8015 | [6 empty] | Verified as Rental |  |  | MHHS-Northeast
NO | YES |  |  |  | FFP2651 |  | CAREFUSION | 8015M |  |  | Rental | MHHS-Northeast |  |  |  | FFP2651 |  | Katy |  | Rental | [7 empty] | CONTROLLERINFUSIONPUMP-Alaris-Medley 8015 |  | MEDLEY PCU W/NETWORK *MEMORIAL HERMANN* |  |  | CONTROLLERINFUSIONPUMP-Alaris-Medley 8015 | [6 empty] | Verified as Rental |  |  | MHHS-Northeast
NO | YES |  |  |  | FFP2652 |  | CAREFUSION | 8015M |  |  | Rental | MHHS-Northeast |  |  |  | FFP2652 |  | Katy |  | Rental | [7 empty] | CONTROLLERINFUSIONPUMP-Alaris-Medley 8015 |  | MEDLEY PCU W/NETWORK *MEMORIAL HERMANN* |  |  | CONTROLLERINFUSIONPUMP-Alaris-Medley 8015 | [6 empty] | Verified as Rental |  |  | MHHS-Northeast
NO | YES |  |  |  | FFP2662 |  | CAREFUSION | 8015M |  |  | Rental | MHHS-Northeast |  |  |  | FFP2662 |  | Katy |  | Rental | [7 empty] | CONTROLLERINFUSIONPUMP-Alaris-Medley 8015 |  | MEDLEY PCU W/NETWORK *MEMORIAL HERMANN* |  |  | CONTROLLERINFUSIONPUMP-Alaris-Medley 8015 | [6 empty] | Verified as Rental |  |  | MHHS-Northeast
NO | YES |  |  |  | FFP2669 |  | CAREFUSION | 8015M |  |  | Rental | MHHS-Northeast |  |  |  | FFP2669 |  | Katy |  | Rental | [7 empty] | CONTROLLERINFUSIONPUMP-Alaris-Medley 8015 |  | MEDLEY PCU W/NETWORK *MEMORIAL HERMANN* |  |  | CONTROLLERINFUSIONPUMP-Alaris-Medley 8015 | [6 empty] | Verified as Rental |  |  | MHHS-Northeast
NO | YES |  |  |  | FFP2673 |  | CAREFUSION | 8015M |  |  | Rental | MHHS-Northeast |  |  |  | FFP2673 |  | Katy |  | Rental | [7 empty] | CONTROLLERINFUSIONPUMP-Alaris-Medley 8015 |  | MEDLEY PCU W/NETWORK *MEMORIAL HERMANN* |  |  | CONTROLLERINFUSIONPUMP-Alaris-Medley 8015 | [6 empty] | Verified as Rental |  |  | MHHS-Northeast
NO | YES |  |  |  | FFP2695 |  | CAREFUSION | 8015M |  |  | Rental | MHHS-Northeast |  |  |  | FFP2695 |  | Katy |  | Rental | [7 empty] | CONTROLLERINFUSIONPUMP-Alaris-Medley 8015 |  | MEDLEY PCU W/NETWORK *MEMORIAL HERMANN* |  |  | CONTROLLERINFUSIONPUMP-Alaris-Medley 8015 | [6 empty] | Verified as Rental |  |  | MHHS-Northeast
NO | YES |  |  |  | FFP2702 |  | CAREFUSION | 8015M |  |  | Rental | MHHS-Northeast |  |  |  | FFP2702 |  | Katy |  | Rental | [7 empty] | CONTROLLERINFUSIONPUMP-Alaris-Medley 8015 |  | MEDLEY PCU W/NETWORK *MEMORIAL HERMANN* |  |  | CONTROLLERINFUSIONPUMP-Alaris-Medley 8015 | [6 empty] | Verified as Rental |  |  | MHHS-Northeast
NO | YES |  |  |  | FFP2734 |  | CAREFUSION | 8015M |  |  | Rental | MHHS-Northeast |  |  |  | FFP2734 |  | Katy |  | Rental | [7 empty] | CONTROLLERINFUSIONPUMP-Alaris-Medley 8015 |  | MEDLEY PCU W/NETWORK *MEMORIAL HERMANN* |  |  | CONTROLLERINFUSIONPUMP-Alaris-Medley 8015 | [6 empty] | Verified as Rental |  |  | MHHS-Northeast
NO | YES |  |  |  | FFP2752 |  | CAREFUSION | 8015M |  |  | Rental | MHHS-Northeast |  |  |  | FFP2752 |  | Katy |  | Rental | [7 empty] | CONTROLLERINFUSIONPUMP-Alaris-Medley 8015 |  | MEDLEY PCU W/NETWORK *MEMORIAL HERMANN* |  |  | CONTROLLERINFUSIONPUMP-Alaris-Medley 8015 | [6 empty] | Verified as Rental |  |  | MHHS-Northeast
NO | YES |  |  |  | FFP2767 |  | CAREFUSION | 8015M |  |  | Rental | MHHS-Northeast |  |  |  | FFP2767 |  | Katy |  | Rental | [7 empty] | CONTROLLERINFUSIONPUMP-Alaris-Medley 8015 |  | MEDLEY PCU W/NETWORK *MEMORIAL HERMANN* |  |  | CONTROLLERINFUSIONPUMP-Alaris-Medley 8015 | [6 empty] | Verified as Rental |  |  | MHHS-Northeast
NO | YES |  |  |  | FFP2785 |  | CAREFUSION | 8015M |  |  | Rental | MHHS-Northeast |  |  |  | FFP2785 |  | Katy |  | Rental | [7 empty] | CONTROLLERINFUSIONPUMP-Alaris-Medley 8015 |  | MEDLEY PCU W/NETWORK *MEMORIAL HERMANN* |  |  | CONTROLLERINFUSIONPUMP-Alaris-Medley 8015 | [6 empty] | Verified as Rental |  |  | MHHS-Northeast
NO | YES |  |  |  | FFP2826 |  | CAREFUSION | 8015M |  |  | Rental | MHHS-Northeast |  |  |  | FFP2826 |  | Katy |  | Rental | [7 empty] | CONTROLLERINFUSIONPUMP-Alaris-Medley 8015 |  | MEDLEY PCU W/NETWORK *MEMORIAL HERMANN* |  |  | CONTROLLERINFUSIONPUMP-Alaris-Medley 8015 | [6 empty] | Verified as Rental |  |  | MHHS-Northeast
NO | YES |  |  |  | FFP2865 |  | CAREFUSION | 8015M |  |  | Rental | MHHS-Northeast |  |  |  | FFP2865 |  | Katy |  | Rental | [7 empty] | CONTROLLERINFUSIONPUMP-Alaris-Medley 8015 |  | MEDLEY PCU W/NETWORK *MEMORIAL HERMANN* |  |  | CONTROLLERINFUSIONPUMP-Alaris-Medley 8015 | [6 empty] | Verified as Rental |  |  | MHHS-Northeast
NO | YES |  |  |  | FFP2918 |  | CAREFUSION | 8015M |  |  | Rental | MHHS-Northeast |  |  |  | FFP2918 |  | Katy |  | Rental | [7 empty] | CONTROLLERINFUSIONPUMP-Alaris-Medley 8015 |  | MEDLEY PCU W/NETWORK *MEMORIAL HERMANN* |  |  | CONTROLLERINFUSIONPUMP-Alaris-Medley 8015 | [6 empty] | Verified as Rental |  |  | MHHS-Northeast
NO | YES |  |  |  | FFP2967 |  | CAREFUSION | 8015M |  |  | Rental | MHHS-Northeast |  |  |  | FFP2967 |  | Katy |  | Rental | [7 empty] | CONTROLLERINFUSIONPUMP-Alaris-Medley 8015 |  | MEDLEY PCU W/NETWORK *MEMORIAL HERMANN* |  |  | CONTROLLERINFUSIONPUMP-Alaris-Medley 8015 | [6 empty] | Verified as Rental |  |  | MHHS-Northeast
NO | YES |  |  |  | FFP2968 |  | CAREFUSION | 8015M |  |  | Rental | MHHS-Northeast |  |  |  | FFP2968 |  | Katy |  | Rental | [7 empty] | CONTROLLERINFUSIONPUMP-Alaris-Medley 8015 |  | MEDLEY PCU W/NETWORK *MEMORIAL HERMANN* |  |  | CONTROLLERINFUSIONPUMP-Alaris-Medley 8015 | [6 empty] | Verified as Rental |  |  | MHHS-Northeast
NO | YES |  |  |  | FFP2969 |  | CAREFUSION | 8015M |  |  | Rental | MHHS-Northeast |  |  |  | FFP2969 |  | Katy |  | Rental | [7 empty] | CONTROLLERINFUSIONPUMP-Alaris-Medley 8015 |  | MEDLEY PCU W/NETWORK *MEMORIAL HERMANN* |  |  | CONTROLLERINFUSIONPUMP-Alaris-Medley 8015 | [6 empty] | Verified as Rental |  |  | MHHS-Northeast
NO | YES |  |  |  | FFP2986 |  | CAREFUSION | 8015M |  |  | Rental | MHHS-Northeast |  |  |  | FFP2986 |  | Katy |  | Rental | [7 empty] | CONTROLLERINFUSIONPUMP-Alaris-Medley 8015 |  | MEDLEY PCU W/NETWORK *MEMORIAL HERMANN* |  |  | CONTROLLERINFUSIONPUMP-Alaris-Medley 8015 | [6 empty] | Verified as Rental |  |  | MHHS-Northeast
NO | YES |  |  |  | FFP3068 |  | CAREFUSION | 8015M |  |  | Rental | MHHS-Northeast |  |  |  | FFP3068 |  | Katy |  | Rental | [7 empty] | CONTROLLERINFUSIONPUMP-Alaris-Medley 8015 |  | MEDLEY PCU W/NETWORK *MEMORIAL HERMANN* |  |  | CONTROLLERINFUSIONPUMP-Alaris-Medley 8015 | [6 empty] | Verified as Rental |  |  | MHHS-Northeast
NO | YES |  |  |  | FFP3114 |  | CAREFUSION | 8015M |  |  | Rental | MHHS-Northeast |  |  |  | FFP3114 |  | Katy |  | Rental | [7 empty] | CONTROLLERINFUSIONPUMP-Alaris-Medley 8015 |  | MEDLEY PCU W/NETWORK *MEMORIAL HERMANN* |  |  | CONTROLLERINFUSIONPUMP-Alaris-Medley 8015 | [6 empty] | Verified as Rental |  |  | MHHS-Northeast
NO | YES |  |  |  | FFP3136 |  | CAREFUSION | 8015M |  |  | Rental | MHHS-Northeast |  |  |  | FFP3136 |  | Katy |  | Rental | [7 empty] | CONTROLLERINFUSIONPUMP-Alaris-Medley 8015 |  | MEDLEY PCU W/NETWORK *MEMORIAL HERMANN* |  |  | CONTROLLERINFUSIONPUMP-Alaris-Medley 8015 | [6 empty] | Verified as Rental |  |  | MHHS-Northeast
NO | YES |  |  |  | FFP3146 |  | CAREFUSION | 8015M |  |  | Rental | MHHS-Northeast |  |  |  | FFP3146 |  | Katy |  | Rental | [7 empty] | CONTROLLERINFUSIONPUMP-Alaris-Medley 8015 |  | MEDLEY PCU W/NETWORK *MEMORIAL HERMANN* |  |  | CONTROLLERINFUSIONPUMP-Alaris-Medley 8015 | [6 empty] | Verified as Rental |  |  | MHHS-Northeast
NO | YES |  |  |  | FFP3159 |  | CAREFUSION | 8015M |  |  | Rental | MHHS-Northeast |  |  |  | FFP3159 |  | Katy |  | Rental | [7 empty] | CONTROLLERINFUSIONPUMP-Alaris-Medley 8015 |  | MEDLEY PCU W/NETWORK *MEMORIAL HERMANN* |  |  | CONTROLLERINFUSIONPUMP-Alaris-Medley 8015 | [6 empty] | Verified as Rental |  |  | MHHS-Northeast
NO | YES |  |  |  | FFP3168 |  | CAREFUSION | 8015M |  |  | Rental | MHHS-Northeast |  |  |  | FFP3168 |  | Katy |  | Rental | [7 empty] | CONTROLLERINFUSIONPUMP-Alaris-Medley 8015 |  | MEDLEY PCU W/NETWORK *MEMORIAL HERMANN* |  |  | CONTROLLERINFUSIONPUMP-Alaris-Medley 8015 | [6 empty] | Verified as Rental |  |  | MHHS-Northeast
NO | YES |  |  |  | FFP3169 |  | CAREFUSION | 8015M |  |  | Rental | MHHS-Northeast |  |  |  | FFP3169 |  | Katy |  | Rental | [7 empty] | CONTROLLERINFUSIONPUMP-Alaris-Medley 8015 |  | MEDLEY PCU W/NETWORK *MEMORIAL HERMANN* |  |  | CONTROLLERINFUSIONPUMP-Alaris-Medley 8015 | [6 empty] | Verified as Rental |  |  | MHHS-Northeast
NO | YES |  |  |  | FFP3174 |  | CAREFUSION | 8015M |  |  | Rental | MHHS-Northeast |  |  |  | FFP3174 |  | Katy |  | Rental | [7 empty] | CONTROLLERINFUSIONPUMP-Alaris-Medley 8015 |  | MEDLEY PCU W/NETWORK *MEMORIAL HERMANN* |  |  | CONTROLLERINFUSIONPUMP-Alaris-Medley 8015 | [6 empty] | Verified as Rental |  |  | MHHS-Northeast
NO | YES |  |  |  | FFP3175 |  | CAREFUSION | 8015M |  |  | Rental | MHHS-Northeast |  |  |  | FFP3175 |  | Katy |  | Rental | [7 empty] | CONTROLLERINFUSIONPUMP-Alaris-Medley 8015 |  | MEDLEY PCU W/NETWORK *MEMORIAL HERMANN* |  |  | CONTROLLERINFUSIONPUMP-Alaris-Medley 8015 | [6 empty] | Verified as Rental |  |  | MHHS-Northeast
NO | YES |  |  |  | FFP3182 |  | CAREFUSION | 8015M |  |  | Rental | MHHS-Northeast |  |  |  | FFP3182 |  | Katy |  | Rental | [7 empty] | CONTROLLERINFUSIONPUMP-Alaris-Medley 8015 |  | MEDLEY PCU W/NETWORK *MEMORIAL HERMANN* |  |  | CONTROLLERINFUSIONPUMP-Alaris-Medley 8015 | [6 empty] | Verified as Rental |  |  | MHHS-Northeast
NO | YES |  |  |  | FFP3192 |  | CAREFUSION | 8015M |  |  | Rental | MHHS-Northeast |  |  |  | FFP3192 |  | Katy |  | Rental | [7 empty] | CONTROLLERINFUSIONPUMP-Alaris-Medley 8015 |  | MEDLEY PCU W/NETWORK *MEMORIAL HERMANN* |  |  | CONTROLLERINFUSIONPUMP-Alaris-Medley 8015 | [6 empty] | Verified as Rental |  |  | MHHS-Northeast
NO | YES |  |  |  | FFP3193 |  | CAREFUSION | 8015M |  |  | Rental | MHHS-Northeast |  |  |  | FFP3193 |  | Katy |  | Rental | [7 empty] | CONTROLLERINFUSIONPUMP-Alaris-Medley 8015 |  | MEDLEY PCU W/NETWORK *MEMORIAL HERMANN* |  |  | CONTROLLERINFUSIONPUMP-Alaris-Medley 8015 | [6 empty] | Verified as Rental |  |  | MHHS-Northeast
NO | YES |  |  |  | FFP3198 |  | CAREFUSION | 8015M |  |  | Rental | MHHS-Northeast |  |  |  | FFP3198 |  | Katy |  | Rental | [7 empty] | CONTROLLERINFUSIONPUMP-Alaris-Medley 8015 |  | MEDLEY PCU W/NETWORK *MEMORIAL HERMANN* |  |  | CONTROLLERINFUSIONPUMP-Alaris-Medley 8015 | [6 empty] | Verified as Rental |  |  | MHHS-Northeast
NO | YES |  |  |  | FFP3201 |  | CAREFUSION | 8015M |  |  | Rental | MHHS-Northeast |  |  |  | FFP3201 |  | Katy |  | Rental | [7 empty] | CONTROLLERINFUSIONPUMP-Alaris-Medley 8015 |  | MEDLEY PCU W/NETWORK *MEMORIAL HERMANN* |  |  | CONTROLLERINFUSIONPUMP-Alaris-Medley 8015 | [6 empty] | Verified as Rental |  |  | MHHS-Northeast
NO | YES |  |  |  | FFP3206 |  | CAREFUSION | 8015M |  |  | Rental | MHHS-Northeast |  |  |  | FFP3206 |  | Katy |  | Rental | [7 empty] | CONTROLLERINFUSIONPUMP-Alaris-Medley 8015 |  | MEDLEY PCU W/NETWORK *MEMORIAL HERMANN* |  |  | CONTROLLERINFUSIONPUMP-Alaris-Medley 8015 | [6 empty] | Verified as Rental |  |  | MHHS-Northeast
NO | YES |  |  |  | FFP3208 |  | CAREFUSION | 8015M |  |  | Rental | MHHS-Northeast |  |  |  | FFP3208 |  | Katy |  | Rental | [7 empty] | CONTROLLERINFUSIONPUMP-Alaris-Medley 8015 |  | MEDLEY PCU W/NETWORK *MEMORIAL HERMANN* |  |  | CONTROLLERINFUSIONPUMP-Alaris-Medley 8015 | [6 empty] | Verified as Rental |  |  | MHHS-Northeast
NO | YES |  |  |  | FFP3211 |  | CAREFUSION | 8015M |  |  | Rental | MHHS-Northeast |  |  |  | FFP3211 |  | Katy |  | Rental | [7 empty] | CONTROLLERINFUSIONPUMP-Alaris-Medley 8015 |  | MEDLEY PCU W/NETWORK *MEMORIAL HERMANN* |  |  | CONTROLLERINFUSIONPUMP-Alaris-Medley 8015 | [6 empty] | Verified as Rental |  |  | MHHS-Northeast
NO | YES |  |  |  | FFP3218 |  | CAREFUSION | 8015M |  |  | Rental | MHHS-Northeast |  |  |  | FFP3218 |  | Katy |  | Rental | [7 empty] | CONTROLLERINFUSIONPUMP-Alaris-Medley 8015 |  | MEDLEY PCU W/NETWORK *MEMORIAL HERMANN* |  |  | CONTROLLERINFUSIONPUMP-Alaris-Medley 8015 | [6 empty] | Verified as Rental |  |  | MHHS-Northeast
NO | YES |  |  |  | FFP3230 |  | CAREFUSION | 8015M |  |  | Rental | MHHS-Northeast |  |  |  | FFP3230 |  | Katy |  | Rental | [7 empty] | CONTROLLERINFUSIONPUMP-Alaris-Medley 8015 |  | MEDLEY PCU W/NETWORK *MEMORIAL HERMANN* |  |  | CONTROLLERINFUSIONPUMP-Alaris-Medley 8015 | [6 empty] | Verified as Rental |  |  | MHHS-Northeast
NO | YES |  |  |  | FFP3259 |  | CAREFUSION | 8015M |  |  | Rental | MHHS-Northeast |  |  |  | FFP3259 |  | Katy |  | Rental | [7 empty] | CONTROLLERINFUSIONPUMP-Alaris-Medley 8015 |  | MEDLEY PCU W/NETWORK *MEMORIAL HERMANN* |  |  | CONTROLLERINFUSIONPUMP-Alaris-Medley 8015 | [6 empty] | Verified as Rental |  |  | MHHS-Northeast
NO | YES |  |  |  | FFP3274 |  | CAREFUSION | 8015M |  |  | Rental | MHHS-Northeast |  |  |  | FFP3274 |  | Katy |  | Rental | [7 empty] | CONTROLLERINFUSIONPUMP-Alaris-Medley 8015 |  | MEDLEY PCU W/NETWORK *MEMORIAL HERMANN* |  |  | CONTROLLERINFUSIONPUMP-Alaris-Medley 8015 | [6 empty] | Verified as Rental |  |  | MHHS-Northeast
NO | YES |  |  |  | FFP3304 |  | CAREFUSION | 8015M |  |  | Rental | MHHS-Northeast |  |  |  | FFP3304 |  | Katy |  | Rental | [7 empty] | CONTROLLERINFUSIONPUMP-Alaris-Medley 8015 |  | MEDLEY PCU W/NETWORK *MEMORIAL HERMANN* |  |  | CONTROLLERINFUSIONPUMP-Alaris-Medley 8015 | [6 empty] | Verified as Rental |  |  | MHHS-Northeast
NO | YES |  |  |  | FFP3307 |  | CAREFUSION | 8015M |  |  | Rental | MHHS-Northeast |  |  |  | FFP3307 |  | Katy |  | Rental | [7 empty] | CONTROLLERINFUSIONPUMP-Alaris-Medley 8015 |  | MEDLEY PCU W/NETWORK *MEMORIAL HERMANN* |  |  | CONTROLLERINFUSIONPUMP-Alaris-Medley 8015 | [6 empty] | Verified as Rental |  |  | MHHS-Northeast
NO | YES |  |  |  | FFP3308 |  | CAREFUSION | 8015M |  |  | Rental | MHHS-Northeast |  |  |  | FFP3308 |  | Katy |  | Rental | [7 empty] | CONTROLLERINFUSIONPUMP-Alaris-Medley 8015 |  | MEDLEY PCU W/NETWORK *MEMORIAL HERMANN* |  |  | CONTROLLERINFUSIONPUMP-Alaris-Medley 8015 | [6 empty] | Verified as Rental |  |  | MHHS-Northeast
NO | YES |  |  |  | FFP3311 |  | CAREFUSION | 8015M |  |  | Rental | MHHS-Northeast |  |  |  | FFP3311 |  | Katy |  | Rental | [7 empty] | CONTROLLERINFUSIONPUMP-Alaris-Medley 8015 |  | MEDLEY PCU W/NETWORK *MEMORIAL HERMANN* |  |  | CONTROLLERINFUSIONPUMP-Alaris-Medley 8015 | [6 empty] | Verified as Rental |  |  | MHHS-Northeast
NO | YES |  |  |  | FFP3316 |  | CAREFUSION | 8015M |  |  | Rental | MHHS-Northeast |  |  |  | FFP3316 |  | Katy |  | Rental | [7 empty] | CONTROLLERINFUSIONPUMP-Alaris-Medley 8015 |  | MEDLEY PCU W/NETWORK *MEMORIAL HERMANN* |  |  | CONTROLLERINFUSIONPUMP-Alaris-Medley 8015 | [6 empty] | Verified as Rental |  |  | MHHS-Northeast
NO | YES |  |  |  | FFP3329 |  | CAREFUSION | 8015M |  |  | Rental | MHHS-Northeast |  |  |  | FFP3329 |  | Katy |  | Rental | [7 empty] | CONTROLLERINFUSIONPUMP-Alaris-Medley 8015 |  | MEDLEY PCU W/NETWORK *MEMORIAL HERMANN* |  |  | CONTROLLERINFUSIONPUMP-Alaris-Medley 8015 | [6 empty] | Verified as Rental |  |  | MHHS-Northeast
NO | YES |  |  |  | FFP3367 |  | CAREFUSION | 8015M |  |  | Rental | MHHS-Northeast |  |  |  | FFP3367 |  | Katy |  | Rental | [7 empty] | CONTROLLERINFUSIONPUMP-Alaris-Medley 8015 |  | MEDLEY PCU W/NETWORK *MEMORIAL HERMANN* |  |  | CONTROLLERINFUSIONPUMP-Alaris-Medley 8015 | [6 empty] | Verified as Rental |  |  | MHHS-Northeast
NO | YES |  |  |  | FFP3390 |  | CAREFUSION | 8015M |  |  | Rental | MHHS-Northeast |  |  |  | FFP3390 |  | Katy |  | Rental | [7 empty] | CONTROLLERINFUSIONPUMP-Alaris-Medley 8015 |  | MEDLEY PCU W/NETWORK *MEMORIAL HERMANN* |  |  | CONTROLLERINFUSIONPUMP-Alaris-Medley 8015 | [6 empty] | Verified as Rental |  |  | MHHS-Northeast
NO | YES |  |  |  | FFP3402 |  | CAREFUSION | 8015M |  |  | Rental | MHHS-Northeast |  |  |  | FFP3402 |  | Katy |  | Rental | [7 empty] | CONTROLLERINFUSIONPUMP-Alaris-Medley 8015 |  | MEDLEY PCU W/NETWORK *MEMORIAL HERMANN* |  |  | CONTROLLERINFUSIONPUMP-Alaris-Medley 8015 | [6 empty] | Verified as Rental |  |  | MHHS-Northeast
NO | YES |  |  |  | FFP3417 |  | CAREFUSION | 8015M |  |  | Rental | MHHS-Northeast |  |  |  | FFP3417 |  | Katy |  | Rental | [7 empty] | CONTROLLERINFUSIONPUMP-Alaris-Medley 8015 |  | MEDLEY PCU W/NETWORK *MEMORIAL HERMANN* |  |  | CONTROLLERINFUSIONPUMP-Alaris-Medley 8015 | [6 empty] | Verified as Rental |  |  | MHHS-Northeast