NO | YES |  |  |  | 925-01961 | 925-01961 | Prometheus Group | PATHWAY TR-20 |  |  | SMR-(TMC)-Shepherd Square | MHHS-SMR |  | Electromyograph |  | 925-01961 | 925-01961 | TMC | MHHS-Others | SMR-(TMC)-Shepherd Square | [5 empty] | ELECTROMYOGRAPHS | Electromyograph | ELECTROMYOGRAPH-Prometheus Gr-Pathway TR-20 | ELECTROMYOGRAPH | Pathway TR-20 |  |  |  | Prometheus Gr | Electromyograph |  | ELECTROMYOGRAPH-Prometheus Gr-Pathway TR-20 |  |  |  | EM-A | Covered PM Repair - Biomedical | MHHS-SMR | [8 empty] | ELECTROMYOGRAPH | Electromyograph | Prometheus Gr
NO | NO |  |  |  | 005-11697 |  | Prometheus Group | PATHWAY TR-20 |  |  | SMR - (SE) - CLEAR LAKE (WEBSTER) | MHHS-SMR |  | Electromyograph |  | 005-11697 |  | Southeast & Bay Area |  | SMR - (SE) - CLEAR LAKE (WEBSTER) | [5 empty] | ELECTROMYOGRAPHS |  | ELECTROMYOGRAPH-Prometheus Gr-Pathway TR-20 | ELECTROMYOGRAPH | Pathway TR-20 |  |  |  | Prometheus Gr | Electromyograph |  | ELECTROMYOGRAPH-Prometheus Gr-Pathway TR-20 |  |  |  |  | Not Covered Vendor Only - Biomedical | MHHS-SMR
NO | NO |  |  |  | 925-01215 |  | Prometheus Group | PATHWAY TR-20 |  |  | SMR - (TMC) - GREENWAY PLAZA | MHHS-SMR |  | Electromyograph |  | 925-01215 |  | TMC |  | SMR - (TMC) - GREENWAY PLAZA | [5 empty] | ELECTROMYOGRAPHS |  | ELECTROMYOGRAPH-Prometheus Gr-Pathway TR-20 | ELECTROMYOGRAPH | Pathway TR-20 |  |  |  | Prometheus Gr | Electromyograph |  | ELECTROMYOGRAPH-Prometheus Gr-Pathway TR-20 |  |  |  |  | Not Covered Vendor Only - Biomedical | MHHS-SMR
NO | NO |  |  |  | 925-01249 |  | Prometheus Group | PATHWAY TR-20 |  |  | SMR - (TMC) - GREENWAY PLAZA | MHHS-SMR |  | Electromyograph |  | 925-01249 |  | TMC |  | SMR - (TMC) - GREENWAY PLAZA | [5 empty] | ELECTROMYOGRAPHS |  | ELECTROMYOGRAPH-Prometheus Gr-Pathway TR-20 | ELECTROMYOGRAPH | Pathway TR-20 |  |  |  | Prometheus Gr | Electromyograph |  | ELECTROMYOGRAPH-Prometheus Gr-Pathway TR-20 |  |  |  |  | Not Covered Vendor Only - Biomedical | MHHS-SMR
NO | NO |  |  |  | 069-45394 |  | Prometheus Group | PATHWAY TR-20 |  |  | SMR - (TMC) - IRONMAN [MHMP-16FLR] | MHHS-SMR |  | Electromyograph |  | 069-45394 |  | TMC |  | SMR - (TMC) - IRONMAN [MHMP-16FLR] | [5 empty] | ELECTROMYOGRAPHS |  | ELECTROMYOGRAPH-Prometheus Gr-Pathway TR-20 | ELECTROMYOGRAPH | Pathway TR-20 |  |  |  | Prometheus Gr | Electromyograph |  | ELECTROMYOGRAPH-Prometheus Gr-Pathway TR-20 |  |  |  |  | Not Covered Vendor Only - Biomedical | MHHS-SMR
NO | NO |  |  |  | 069-45395 |  | Prometheus Group | PATHWAY TR-20 |  |  | SMR - (TMC) - IRONMAN [MHMP-16FLR] | MHHS-SMR |  | Electromyograph |  | 069-45395 |  | TMC |  | SMR - (TMC) - IRONMAN [MHMP-16FLR] | [5 empty] | ELECTROMYOGRAPHS |  | ELECTROMYOGRAPH-Prometheus Gr-Pathway TR-20 | ELECTROMYOGRAPH | Pathway TR-20 |  |  |  | Prometheus Gr | Electromyograph |  | ELECTROMYOGRAPH-Prometheus Gr-Pathway TR-20 |  |  |  |  | Covered PM Repair - Biomedical | MHHS-SMR
NO | NO |  |  |  | 069-45396 |  | Prometheus Group | PATHWAY TR-20 |  |  | SMR - (TMC) - IRONMAN [MHMP-16FLR] | MHHS-SMR |  | Electromyograph |  | 069-45396 |  | TMC |  | SMR - (TMC) - IRONMAN [MHMP-16FLR] | [5 empty] | ELECTROMYOGRAPHS |  | ELECTROMYOGRAPH-Prometheus Gr-Pathway TR-20 | ELECTROMYOGRAPH | Pathway TR-20 |  |  |  | Prometheus Gr | Electromyograph |  | ELECTROMYOGRAPH-Prometheus Gr-Pathway TR-20 |  |  |  |  | Covered PM Repair - Biomedical | MHHS-SMR
NO | NO |  |  |  | 069-45397 |  | Prometheus Group | PATHWAY TR-20 |  |  | SMR - (TMC) - IRONMAN [MHMP-16FLR] | MHHS-SMR |  | Electromyograph |  | 069-45397 |  | TMC |  | SMR - (TMC) - IRONMAN [MHMP-16FLR] | [5 empty] | ELECTROMYOGRAPHS |  | ELECTROMYOGRAPH-Prometheus Gr-Pathway TR-20 | ELECTROMYOGRAPH | Pathway TR-20 |  |  |  | Prometheus Gr | Electromyograph |  | ELECTROMYOGRAPH-Prometheus Gr-Pathway TR-20 |  |  |  |  | Covered PM Repair - Biomedical | MHHS-SMR
NO | NO |  |  |  | 069-45398 |  | Prometheus Group | PATHWAY TR-20 |  |  | SMR - (TMC) - IRONMAN [MHMP-16FLR] | MHHS-SMR |  | Electromyograph |  | 069-45398 |  | TMC |  | SMR - (TMC) - IRONMAN [MHMP-16FLR] | [5 empty] | ELECTROMYOGRAPHS |  | ELECTROMYOGRAPH-Prometheus Gr-Pathway TR-20 | ELECTROMYOGRAPH | Pathway TR-20 |  |  |  | Prometheus Gr | Electromyograph |  | ELECTROMYOGRAPH-Prometheus Gr-Pathway TR-20 |  |  |  |  | Covered PM Repair - Biomedical | MHHS-SMR
NO | NO |  |  |  | 925-01957 |  | Prometheus Group | PATHWAY TR-20 |  |  | SMR - (TMC) - SHEPHERD SQUARE | MHHS-SMR |  | Electromyograph |  | 925-01957 |  | TMC |  | SMR - (TMC) - SHEPHERD SQUARE | [5 empty] | ELECTROMYOGRAPHS |  | ELECTROMYOGRAPH-Prometheus Gr-Pathway TR-20 | ELECTROMYOGRAPH | Pathway TR-20 |  |  |  | Prometheus Gr | Electromyograph |  | ELECTROMYOGRAPH-Prometheus Gr-Pathway TR-20 |  |  |  |  | Covered PM Repair - Biomedical | MHHS-SMR
NO | NO |  |  |  | 925-01958 |  | Prometheus Group | PATHWAY TR-20 |  |  | SMR - (TMC) - SHEPHERD SQUARE | MHHS-SMR |  | Electromyograph |  | 925-01958 |  | TMC |  | SMR - (TMC) - SHEPHERD SQUARE | [5 empty] | ELECTROMYOGRAPHS |  | ELECTROMYOGRAPH-Prometheus Gr-Pathway TR-20 | ELECTROMYOGRAPH | Pathway TR-20 |  |  |  | Prometheus Gr | Electromyograph |  | ELECTROMYOGRAPH-Prometheus Gr-Pathway TR-20 |  |  |  |  | Covered PM Repair - Biomedical | MHHS-SMR
NO | NO |  |  |  | 925-01217 |  | Prometheus Group | TR-10C |  |  | SMR - (TMC) - GREENWAY PLAZA | MHHS-SMR |  |  |  | 925-01217 |  | TMC |  | SMR - (TMC) - GREENWAY PLAZA | [5 empty] | ULTRASOUND THERAPY SYSTEM |  | .needs class | [5 empty] | Prometheus Gr | [7 empty] | Covered PM Repair - Biomedical | MHHS-SMR
NO | NO |  |  |  | 069-45399 |  | Prometheus Group | TR-10C |  |  | SMR - (TMC) - IRONMAN [MHMP-16FLR] | MHHS-SMR |  |  |  | 069-45399 |  | TMC |  | SMR - (TMC) - IRONMAN [MHMP-16FLR] | [5 empty] | ULTRASOUND THERAPY SYSTEM |  | .needs class | [5 empty] | Prometheus Gr | [7 empty] | Covered PM Repair - Biomedical | MHHS-SMR
YES | YES |  |  |  | 069-27077 | 069-27077 | Pronk Tech | Ox-1 |  | Ox1123 | Biomed |  |  |  |  | 069-27077 | 069-27077 | TMC | Memorial Hermann Texas Medical Center | Biomed | Biomed shop | 7/1/19 |  | 8/1/20
YES | YES | [5 empty] | Pronk Tech | OxSim OX-1 |  | Ox1119 | KATY - LABORATORY - BLOOD BANK | [6 empty] | Katy | Memorial Hermann Katy Hospital | KATY - LABORATORY - BLOOD BANK | Biomed Shop | 7/1/19 | 7/1/20 |  |  |  | Analyzer, Pulse Oximeter | ANALYZERPULSEOX-Pronk Tech-OxSim OX-1 | [12 empty] | TEST-A | [9 empty] | Analyzer, Pulse Oximeter | ANALYZERPULSEOX | Analyzer, Pulse Oximeter | Pronk Tech
YES | YES |  |  |  |  | 142-00308 | Pronk Tech | OxSim OX-1 |  | Ox1100 | Biomed | [5 empty] | 142-00308 | Katy | Memorial Hermann Northeast Hospital | Biomed | Biomed shop | 8/1/19 | 8/1/20 |  |  |  | Analyzer, Pulse Oximeter | ANALYZERPULSEOX-Pronk Tech-OxSim OX-1 | [12 empty] | TEST-A | [9 empty] | Analyzer, Pulse Oximeter | ANALYZERPULSEOX | Analyzer, Pulse Oximeter | Pronk Tech
NO | YES |  |  |  | 099-06246 | 099-06246 | Pronk Tech | Safe T Sim |  |  | SE-Nurse Call |  |  |  |  | 099-06246 | 099-06246 | Southeast | MHHS-Southeast | SE-Nurse Call | Biomed | 7/1/19
NO | YES |  |  |  | 099-06252 | 099-06252 | Pronk Tech | Safe T Sim |  |  | SE-Nurse Call |  |  |  |  | 099-06252 | 099-06252 | Southeast | MHHS-Southeast | SE-Nurse Call | Biomed | 7/1/19 |  | 7/1/20
YES | YES |  |  |  | 099-06677 | 099-06677 | Pronk Tech | Safe-T Sim ST-1 |  |  | SE - UNIT 3A (IMU) |  |  |  |  | 099-06677 | 099-06677 | Southeast | Memorial Hermann Southeast Hospital | SE - UNIT 3A (IMU) | Biomed shop | [5 empty] | Analyzer, Safety | ANALYZERSFTY-Pronk Tech-Safe-T Sim ST-1 | [12 empty] | TEST-A | [9 empty] | Analyzer, Safety | ANALYZERSFTY | Analyzer, Safety | Pronk Tech
YES | YES | Serial Number 1339 |  |  | 099-06678 | 099-06678 | Pronk Tech | Safe-T Sim ST-1 |  |  | SE - UNIT 3A (IMU) |  |  |  |  | 099-06678 | 099-06678 | Southeast | Memorial Hermann Southeast Hospital | SE - UNIT 3A (IMU) | Biomed shop | [5 empty] | Analyzer, Safety | ANALYZERSFTY-Pronk Tech-Safe-T Sim ST-1 | [12 empty] | TEST-A | [9 empty] | Analyzer, Safety | ANALYZERSFTY | Analyzer, Safety | Pronk Tech
YES | YES |  |  |  | 099-08004 | 099-08004 | Pronk Tech | Simcube |  |  | Biomed |  |  |  |  | 099-08004 | 099-08004 | TMC | Memorial Hermann Texas Medical Center | Biomed | Biomed shop | 7/1/19 |  | 8/1/20
YES | YES |  |  |  | 099-06248 | 099-06248 | Pronk Tech | Simcube |  |  | SE - NURSE CALL |  |  |  |  | 099-06248 | 099-06248 | Southeast | Memorial Hermann South East | SE - NURSE CALL | Biomed | 7/1/19 |  | 7/1/20
YES | YES |  |  |  | 041-33272 | 041-33272 | ProTeam | SCM ?Ai1282 |  | 107109 19003R106187 | TIRR - MEMORIAL CITY |  |  |  |  | 041-33272 | 041-33272 | West | TIRR Memorial Hermann Outpatient Rehabilitation - Memorial City (#108) | TIRR - MEMORIAL CITY | Pool Area
YES | YES |  |  |  | 151-04334 | 151-04334 | ProTens | Dual Stim |  |  | West broadway sports rehab |  |  |  |  | 151-04334 | 151-04334 | Pearland | Memorial Hermann Sports Medicine | West broadway sports rehab | Cabinet by sink | 2/1/20 |  |  | No pm
NO | NO |  |  |  | 925-01983 |  | PROTEUS FITNESS INNOVATION | PAR-5500 |  | CK500ZO1575 | SMR - (MHOSH) - BELLAIRE | MHHS-SMR |  |  |  | 925-01983 |  | Central & Greater Heights |  | SMR - (MHOSH) - BELLAIRE | [5 empty] | EXERCISERS |  | .needs class | [13 empty] | Not Covered Vendor Only - Biomedical | MHHS-SMR
NO | NO |  |  |  | 929-01007 |  | PROTEUS FITNESS INNOVATION | PAR-5500 |  | CK5500Z01575 | SMR - (MHOSH) - BELLAIRE | MHHS-SMR |  |  |  | 929-01007 |  | Central & Greater Heights |  | SMR - (MHOSH) - BELLAIRE | [5 empty] | EXERCISERS |  | .needs class | [13 empty] | Not Covered Vendor Only - Biomedical | MHHS-SMR
NO | YES |  |  |  | 129-02354 | 129-02354 | Protocol Systems Inc | EZ EM 6400 |  | 6400-81920 fq a | SUGAR LAND - CATH LAB | MHHS-Sugarland |  |  |  | 129-02354 | 129-02354 | Sugar Land | Memorial Hermann Sugar Land Hospital | SUGAR LAND - CATH LAB | Cath Lab Storage | 7/1/19 |  |  |  | INSUFFLATORS |  | .needs class | [5 empty] | Protocol Sys | [7 empty] | Covered PM Repair - Biomedical | MHHS-Sugarland
NO | YES |  |  |  | 069-37882 | 069-37882 | Protocol Systems Inc | EZ EM 6400 |  | 6400-#88964DXC | TMC - MHTMC - RAPID RESPONSE | MHHS-TMC |  |  |  | 069-37882 | 069-37882 | TMC | Memorial Hermann-Texas Medical Center | TMC - MHTMC - RAPID RESPONSE | J2/400.6 |  |  |  |  | INSUFFLATORS |  | .needs class | [5 empty] | Protocol Sys | [7 empty] | Covered PM Repair - Biomedical | MHHS-TMC
YES | YES |  |  |  | 041-10999 | 041-10999 | Protonics | Vacutimer |  | 2244-9 | Biomed |  |  |  |  | 041-10999 | 041-10999 | Mem city | Memorial city - Memorial herman hospital | Biomed | Biomed shop |  |  |  | No pm sticker found
YES | YES |  |  |  | 017-00864 | 017-00864 | Pss Select | PS 800 |  | FD2.30417803-00 | MH MG - (STX) - SOUTH TEXAS - WHARTON |  |  |  |  | 017-00864 | 017-00864 | MH Med Grp Wharton | OB/GYN | MH MG - (STX) - SOUTH TEXAS - WHARTON | Nurses station
YES | YES |  |  |  | 000-02866 | 000-02866 | Pss Select | PS 800 |  | FD2.30420378-01 | MH MG - (STX) - SOUTH TEXAS - WHARTON |  |  |  |  | 000-02866 | 000-02866 | South | OB/GYN | MH MG - (STX) - SOUTH TEXAS - WHARTON | Nurses station
YES | YES |  |  |  | 099-09025 | 099-09025 | PSS World Medical Inc | SELECT |  |  | Cardio Vascular |  |  |  |  | 099-09025 | 099-09025 | Southwest | Memorial Hermann Heart | Cardio Vascular | Exam 11
NO | NO |  |  |  | 017-00619 |  | PSS World Medical, Inc. | 247-P |  | PS2308021 | MH MG - (SL) - PHYSICIANS AT SUGAR CREEK | MHHS-MG |  |  |  | 017-00619 |  | Sugar Land |  | MH MG - (SL) - PHYSICIANS AT SUGAR CREEK | [5 empty] | ELECTROSURGICAL UNITS |  | COAGULATORBIPOLAR-PSS (Phy Sales Ser)-247 |  |  |  |  | COAGULATORBIPOLAR-PSS (Phy Sales Ser)-247 | PSS World Med | [7 empty] | Covered PM Repair - Biomedical | MHHS-MG
NO | NO |  |  |  | 069-TBD |  | PSS World Medical, Inc. |  |  | BI0018676 | MH MG - (TMC) - UPPER KIRBY | MHHS-MG |  | Lamp, Exam |  | 069-TBD |  | TMC |  | MH MG - (TMC) - UPPER KIRBY | [5 empty] | LIGHTS, SURGICAL |  | LAMPEXAM-PSS (Phy Sales Ser)-545 | LAMPEXAM |  |  |  |  | PSS World Med | Lamp, Exam |  | LAMPEXAM-PSS (Phy Sales Ser)-545 |  |  |  |  | Covered PM Repair - Biomedical | MHHS-MG
NO | NO | [5 empty] | PSS World Medical, Inc. |  |  | BI0018677 | MH MG - (TMC) - UPPER KIRBY | MHHS-MG |  | Lamp, Exam |  |  |  | TMC |  | MH MG - (TMC) - UPPER KIRBY | [5 empty] | LIGHTS, SURGICAL |  | LAMPEXAM-PSS (Phy Sales Ser)-545 | LAMPEXAM |  |  |  |  | PSS World Med | Lamp, Exam |  | LAMPEXAM-PSS (Phy Sales Ser)-545 |  |  |  |  | Covered PM Repair - Biomedical | MHHS-MG
NO | NO | [5 empty] | PSS World Medical, Inc. |  |  | BI0018675 | MH MG - (TMC) - UPPER KIRBY | MHHS-MG |  | Lamp, Exam |  |  |  | TMC |  | MH MG - (TMC) - UPPER KIRBY | [5 empty] | LIGHTS, EXAMINATION |  | LAMPEXAM-Select Medical Sys-551 | LAMPEXAM |  |  |  |  | Select Medical Sys | Lamp, Exam |  |  | LAMPEXAM-Select Medical Sys-551 |  |  |  | Covered PM Repair - Biomedical | MHHS-MG
NO | YES |  |  |  | 142-01808 | 142-01808 | PSS World Medical, Inc. |  |  | l0904096 | Neighborhood Clinic-(NE)-Northeast | MHHS-Neighborhood Clinics |  | Exerciser/Ergometer, Rower |  | 142-01808 | 142-01808 | Katy | MHHS-Others | Neighborhood Clinic-(NE)-Northeast | Room 2 | 8/1/19 | 8/1/20 |  |  | CENTRIFUGES | Exerciser/Ergometer, Rower | EXERCISERERGROWER-Kids Fit Int-602 | EXERCISERERGROWER |  |  |  |  | Kids Fit Int | Exerciser/Ergometer, Rower |  |  | EXERCISERERGROWER-Kids Fit Int-602 | 8/29/19 |  | EER-A | Covered PM Repair - Biomedical | MHHS-Neighborhood Clinics | [8 empty] | EXERCISERERGROWER | Exerciser/Ergometer, Rower | Kids Fit Int
NO | NO |  |  |  | 069-33618 |  | PSS World Medical, Inc. |  |  | L1008142 | MH DL - (SW) - BELLAIRE | MHHS-Diagnostic Labs |  | Exerciser/Ergometer, Rower |  | 069-33618 |  | Southwest |  | MH DL - (SW) - BELLAIRE | [5 empty] | CENTRIFUGES |  | EXERCISERERGROWER-Kids Fit Int-602 | EXERCISERERGROWER |  |  |  |  | Kids Fit Int | Exerciser/Ergometer, Rower |  |  | EXERCISERERGROWER-Kids Fit Int-602 |  |  |  | Not Covered Vendor Only - Lab Ana/Anes | MHHS-Diagnostic Labs
NO | NO |  |  |  | 009-07693 |  | PSS World Medical, Inc. |  |  | L1102106 | MH MG - (TMC) - UPPER KIRBY | MHHS-MG |  | Exerciser/Ergometer, Rower |  | 009-07693 |  | TMC |  | MH MG - (TMC) - UPPER KIRBY | [5 empty] | CENTRIFUGES |  | EXERCISERERGROWER-Kids Fit Int-602 | EXERCISERERGROWER |  |  |  |  | Kids Fit Int | Exerciser/Ergometer, Rower |  |  | EXERCISERERGROWER-Kids Fit Int-602 |  |  |  | Not Covered Vendor Only - Biomedical | MHHS-MG
NO | NO |  |  |  | 069-37580 |  | PSS World Medical, Inc. |  |  | L0707298 | MH MG - (TMC) - VANGUARD UROLOGY (STE 2300) | MHHS-MG |  | Exerciser/Ergometer, Rower |  | 069-37580 |  | TMC |  | MH MG - (TMC) - VANGUARD UROLOGY (STE 2300) | [5 empty] | CENTRIFUGES |  | EXERCISERERGROWER-Kids Fit Int-602 | EXERCISERERGROWER |  |  |  |  | Kids Fit Int | Exerciser/Ergometer, Rower |  |  | EXERCISERERGROWER-Kids Fit Int-602 |  |  |  | Not Covered Vendor Only - Biomedical | MHHS-MG
NO | YES |  |  |  | 129-06377 | 129-06377 | PSS World Medical, Inc. | LUMEON 3074 |  | LV002802 | MH MG-(KY)-OB/GYN | MHHS-MG |  |  |  | 129-06377 | 129-06377 | Katy | MHHS-MG | MH MG-(KY)-OB/GYN | Nursing | 2/1/16 |  |  |  | THERMOMETERS, ELECTRONIC, PATIENT |  | .needs class | [5 empty] | PSS World Med |  |  |  |  | 1/2/13 |  |  | Covered PM Repair - Biomedical | MHHS-MG
NO | NO |  |  |  | 029-08940 |  | PSS World Medical, Inc. | LUMEON 834 |  | CR-13129211 | MH MG - (WDLS) - TWL PINECROFT (100/101) | MHHS-MG |  | Oximeter, Pulse |  | 029-08940 |  | Woodlands |  | MH MG - (WDLS) - TWL PINECROFT (100/101) | [5 empty] | OXIMETERS, PULSE |  | OXIMETERPULSE-PSS World Medical-LUMEON 834 | OXIMETERPULSE | LUMEON 834 |  |  |  | PSS World Med | Oximeter, Pulse |  | OXIMETERPULSE-PSS World Medical-LUMEON 834 |  |  |  |  | Covered PM Repair - Biomedical | MHHS-MG
NO | NO |  |  |  | 069-43397 |  | PSS World Medical, Inc. | LUMEON DOPPLER SYSTEM |  | LY001335 | CAHF - (TMC) - TMC MEDICAL PLAZA [MHMP-STE2500] | MHHS - Heart Failure Clinics |  |  |  | 069-43397 |  | TMC |  | CAHF - (TMC) - TMC MEDICAL PLAZA [MHMP-STE2500] | [5 empty] | DETECTORS, BLOOD FLOW/FETAL HEART, ULTRASONIC |  | .needs class | [5 empty] | PSS World Med | [7 empty] | Covered PM Repair - Biomedical | MHHS - Heart Failure Clinics
NO | NO |  |  |  | 069-43428 |  | PSS World Medical, Inc. | LUMEON DOPPLER SYSTEM |  |  | CAHF - (TMC) - TMC MEDICAL PLAZA [MHMP-STE2500] | MHHS - Heart Failure Clinics |  |  |  | 069-43428 |  | TMC |  | CAHF - (TMC) - TMC MEDICAL PLAZA [MHMP-STE2500] | [5 empty] | DETECTORS, BLOOD FLOW/FETAL HEART, ULTRASONIC |  | .needs class | [5 empty] | PSS World Med | [7 empty] | Covered PM Repair - Biomedical | MHHS - Heart Failure Clinics
NO | NO |  |  |  | 129-06398 |  | PSS World Medical, Inc. | LUMEON DOPPLER SYSTEM |  |  | MH MG - (SL) - PHYSICIANS AT SUGAR CREEK | MHHS-MG |  |  |  | 129-06398 |  | Sugar Land |  | MH MG - (SL) - PHYSICIANS AT SUGAR CREEK | [5 empty] | DETECTORS, BLOOD FLOW/FETAL HEART, ULTRASONIC |  | .needs class | [5 empty] | PSS World Med | [7 empty] | Covered PM Repair - Biomedical | MHHS-MG
NO | NO |  |  |  | 129-06635 |  | PSS World Medical, Inc. | LUMEON DOPPLER SYSTEM |  |  | MH MG - (SL) - PHYSICIANS AT SUGAR CREEK | MHHS-MG |  |  |  | 129-06635 |  | Sugar Land |  | MH MG - (SL) - PHYSICIANS AT SUGAR CREEK | [5 empty] | DETECTORS, BLOOD FLOW/FETAL HEART, ULTRASONIC |  | .needs class | [5 empty] | PSS World Med | [7 empty] | Covered PM Repair - Biomedical | MHHS-MG
YES | YES | Serial Number Cnf |  |  | 099-07510 | 099-07510 | Psvpro | Cnf |  | Cnf | SE - OR |  |  |  |  | 099-07510 | 099-07510 | Southeast | Memorial Hermann Southeast Hospital | SE - OR | Or 5 |  |  |  | No pm |  |  | .needs class
YES | YES |  |  |  | 099-07763 | 099-07763 | PSVPro | Inside |  |  | SE - OR |  |  |  |  | 099-07763 | 099-07763 | Southeast | Memorial Hermann Southeast Hospital | SE - OR | OR4
YES | YES | Serial Number Cnf |  |  | 133-31010 | 133-31010 | PSVPRO INSIDE | Cnf |  | Cnf | SUGAR LAND - OR |  |  |  |  | 133-31010 | 133-31010 | Sugar Land |  | SUGAR LAND - OR |  |  |  |  | No pm |  |  | .needs class
YES | YES | Serial Number Cnf |  |  |  | 099-01934 | PulmOne USA Inc | Pulmo Aid |  | Cnf | [6 empty] | 099-01934 | [7 empty] | No pm
NO | NO |  |  |  | 013-35630 |  | Pulmonetic Systems Inc. | LTV 1000 |  | A10189 | SW - ER | MHHS-Southwest |  | Ventilator |  | 013-35630 |  | Southwest |  | SW - ER | [5 empty] | VENTILATORS |  | VENTILATOR-Viasys-LTV1000 | VENTILATOR | LTV1000 |  |  |  | VIASYS | Ventilator |  |  | VENTILATOR-Viasys-LTV1000 |  |  |  | Covered PM Repair - Biomedical | MHHS-Southwest
NO | NO |  |  |  | 013-35631 |  | Pulmonetic Systems Inc. | LTV 1000 |  | A10215 | SW - ER | MHHS-Southwest |  | Ventilator |  | 013-35631 |  | Southwest |  | SW - ER | [5 empty] | VENTILATORS |  | VENTILATOR-Viasys-LTV1000 | VENTILATOR | LTV1000 |  |  |  | VIASYS | Ventilator |  |  | VENTILATOR-Viasys-LTV1000 |  |  |  | Not Covered Vendor Only - Biomedical | MHHS-Southwest
NO | NO |  |  |  | 013-35632 |  | Pulmonetic Systems Inc. | LTV 1000 |  | A10205 | SW - ER | MHHS-Southwest |  | Ventilator |  | 013-35632 |  | Southwest |  | SW - ER | [5 empty] | VENTILATORS |  | VENTILATOR-Viasys-LTV1000 | VENTILATOR | LTV1000 |  |  |  | VIASYS | Ventilator |  |  | VENTILATOR-Viasys-LTV1000 |  |  |  | Covered PM Repair - Biomedical | MHHS-Southwest
NO | YES |  |  |  | 077-05012 | 077-05012 | Pulmonetic Systems Inc. | LTV 1200 |  | E00648 | TMC-Children's-Pedi Transport (7Hp) | MHHS-TMC |  | Ventilator |  | 077-05012 | 077-05012 | TMC | MHHS-TMC | TMC-Children's-Pedi Transport (7Hp) |  | 10/25/18 |  |  |  | VENTILATORS |  | VENTILATOR-Viasys-LTV1200 | VENTILATOR | LTV1200 |  |  |  | VIASYS | Ventilator |  |  | VENTILATOR-Viasys-LTV1200 | 11/22/15 | Verified 3/30/2020 4:07pm (Central) |  | Covered PM Repair - Biomedical | MHHS-TMC
NO | YES |  |  |  | 069-33523 | 069-33523 | Pulmonetic Systems Inc. | LTV 1200 |  | E41597 | TMC-Respiratory-Pedi | MHHS-TMC |  | Ventilator |  | 069-33523 | 069-33523 | TMC | MHHS-TMC | TMC-Respiratory-Pedi |  | 3/21/17 |  |  |  | VENTILATORS |  | VENTILATOR-Viasys-LTV1200 | VENTILATOR | LTV1200 |  |  |  | VIASYS | Ventilator |  |  | VENTILATOR-Viasys-LTV1200 | 12/31/19 | Verified 3/30/2020 4:07pm (Central) |  | Covered PM Repair - Biomedical | MHHS-TMC
NO | YES |  |  |  | 069-33528 | 069-33528 | Pulmonetic Systems Inc. | LTV 1200 |  | E41942 | TMC-Respiratory-Pedi | MHHS-TMC |  | Ventilator |  | 069-33528 | 069-33528 | TMC | MHHS-TMC | TMC-Respiratory-Pedi |  | 12/3/18 |  |  |  | VENTILATORS |  | VENTILATOR-Viasys-LTV1200 | VENTILATOR | LTV1200 |  |  |  | VIASYS | Ventilator |  |  | VENTILATOR-Viasys-LTV1200 |  | Verified 3/30/2020 4:07pm (Central) |  | Covered PM Repair - Biomedical | MHHS-TMC
NO | YES |  |  |  | 077-07593 | 077-07593 | Pulmonetic Systems Inc. | LTV 1200 |  | E50106 | TMC-Respiratory-Pedi | MHHS-TMC |  | Ventilator |  | 077-07593 | 077-07593 | TMC | MHHS-TMC | TMC-Respiratory-Pedi |  | 7/7/17 |  |  |  | VENTILATORS |  | VENTILATOR-Viasys-LTV1200 | VENTILATOR | LTV1200 |  |  |  | VIASYS | Ventilator |  |  | VENTILATOR-Viasys-LTV1200 |  | Verified 3/30/2020 4:07pm (Central) |  | Covered PM Repair - Biomedical | MHHS-TMC
NO | NO |  |  |  | 077-07594 |  | Pulmonetic Systems Inc. | LTV 1200 |  | E50115 | TMC - RESPIRATORY - PEDI | MHHS-TMC |  | Ventilator |  | 077-07594 |  | TMC |  | TMC - RESPIRATORY - PEDI | [5 empty] | VENTILATORS |  | VENTILATOR-Viasys-LTV1200 | VENTILATOR | LTV1200 |  |  |  | VIASYS | Ventilator |  |  | VENTILATOR-Viasys-LTV1200 |  |  |  | Covered PM Repair - Biomedical | MHHS-TMC
NO | NO | [5 empty] | Pulmonetic Systems Inc. | LTV 1200 |  | E00666 | TMC - RESPIRATORY - PEDI | MHHS-TMC |  | Ventilator |  |  |  | TMC |  | TMC - RESPIRATORY - PEDI | [5 empty] | VENTILATORS |  | VENTILATOR-Viasys-LTV1200 | VENTILATOR | LTV1200 |  |  |  | VIASYS | Ventilator |  |  | VENTILATOR-Viasys-LTV1200 |  |  |  | Covered PM Repair - Biomedical | MHHS-TMC
NO | YES |  |  |  | DVA130 |  | PULMONETICS | LTV 1200 |  | E33446 | Rental | MHHS-TMC |  |  |  | DVA130 |  | TMC |  | Rental | [7 empty] | .needs class |  | LTV 1200 VENTILATOR | [9 empty] | Verified as Rental |  |  | MHHS-TMC
YES | YES |  |  |  | 041-01580 | 041-01580 | Puritan Bennett |  |  | 608231-020 | MEMORIAL CITY - Endo |  |  |  |  | 041-01580 | 041-01580 | West | Memorial Hermann Memorial City Medical Center | MEMORIAL CITY - Endo | Endo procedure room 2 |  |  |  | CFN pm ticket
YES | YES |  |  |  | 041-01560 | 041-01560 | Puritan Bennett |  |  | 608231-013 | MEMORIAL CITY - Endo |  |  |  |  | 041-01560 | 041-01560 | West | Memorial Hermann Memorial City Medical Center | MEMORIAL CITY - Endo | Endo procedure room 2 |  |  |  | CFN pm sticker
YES | YES |  |  |  | 041-33773 | 041-33773 | Puritan Bennett |  |  |  | MEMORIAL CITY - Endo |  |  |  |  | 041-33773 | 041-33773 | West | Memorial Hermann Memorial City Medical Center | MEMORIAL CITY - Endo | Endo procedure room 2 |  |  |  | CNF pm sticker or serial number
YES | YES |  |  |  | 041-01612 | 041-01612 | Puritan Bennett |  |  |  | MEMORIAL CITY - DIGESTIVE DISEASE CENTER |  |  |  |  | 041-01612 | 041-01612 | West | Memorial Hermann Memorial City Medical Center | MEMORIAL CITY - DIGESTIVE DISEASE CENTER | Endo procedure room 3 |  |  |  | No pm sticker and gauge looks busted
YES | YES |  |  |  | 013-39107 | 013-39107 | Puritan Bennett |  |  | 35C1800954 | SW - HVI - PREOP |  |  |  |  | 013-39107 | 013-39107 | Southwest | Memorial Hermann Heart | SW - HVI - PREOP | Clean Hold |  |  |  | New Add - No PM Sticker
YES | YES |  |  |  | 099-11779 | 099-11779 | Puritan Bennett |  |  | 35C1500634 | TMC - JONES - NEURO ICU (7J) |  |  |  |  | 099-11779 | 099-11779 |  | Memorial Hermann-tmc | TMC - JONES - NEURO ICU (7J) | J7 14 |  |  |  | In use on patient |  |  | VENTILATOR-Covidien-980
YES | YES | Serial Number Cnf |  |  | 041-00322 | 041-00322 | Puritan Bennett | Cnf |  | Cnf | Memorial city - out patient surgery |  |  |  |  | 041-00322 | 041-00322 | West and memorial city | Memorial city - memorial herman hospital | Memorial city - out patient surgery | Recovery |  |  |  | One pm required
YES | YES |  |  |  | 041-03911 | 041-03911 | Puritan Bennett | N/A |  | 606171-017 | MEMORIAL CITY - DIGESTIVE DISEASE CENTER |  |  |  |  | 041-03911 | 041-03911 | West | Memorial Hermann Memorial City Medical Center | MEMORIAL CITY - DIGESTIVE DISEASE CENTER | MEMORIAL CITY - DIGESTIVE
YES | YES |  |  |  | 041-00326 | 041-00326 | Puritan Bennett | Nmn |  | 605101-038 | [5 empty] | 041-00326 | 041-00326 | Mem city | Memorial city - memorial herman hospital |  | Biomed |  |  |  | No pm sticker found
YES | YES |  |  |  | 041-00158 | 041-00158 | Puritan Bennett | PB 100 |  | 606171-009 | MEMORIAL CITY - Outpatient Surgery |  |  |  |  | 041-00158 | 041-00158 | West | Memorial Hermann Memorial City Medical Center | MEMORIAL CITY - Outpatient Surgery | W1 Recovery
YES | YES |  |  |  | 041-00346 | 041-00346 | Puritan Bennett | PB 100 |  | 605101-047 | MEMORIAL CITY - Outpatient Surgery |  |  |  |  | 041-00346 | 041-00346 | West | Memorial Hermann Memorial City Medical Center | MEMORIAL CITY - Outpatient Surgery | W1 Recovery
YES | YES | Serial Number CNL |  |  | 041-00188 | 041-00188 | Puritan Bennett | Suction Regulator |  | CNL | Memorial City Day Surgery |  |  |  |  | 041-00188 | 041-00188 | West | Memorial Hermann - Memorial City | Memorial City Day Surgery | West Tower Recovery 5
YES | YES | Serial Number Cnf |  |  | 041-00205 | 041-00205 | Puritan Bennett | Suction Regulator |  | CNF | MEMORIAL CITY - OUTPATIENT SURGERY RECOVERY |  |  |  |  | 041-00205 | 041-00205 | West | Memorial Hermann - Memorial City | MEMORIAL CITY - OUTPATIENT SURGERY RECOVERY | West Tower 1st Floor Recovery 3
YES | YES | Serial Number Cnf |  |  | 041-00211 | 041-00211 | Puritan Bennett | Suction Regulator |  | CNF | MEMORIAL CITY - OUTPATIENT SURGERY RECOVERY |  |  |  |  | 041-00211 | 041-00211 | West | Memorial Hermann - Memorial City | MEMORIAL CITY - OUTPATIENT SURGERY RECOVERY | West Tower 1st Floor Recovery 2
YES | YES | Serial Number Cnf |  |  | 041-00194 | 041-00194 | Puritan Bennett | Suction Regulator |  | CNF | MEMORIAL CITY - OUTPATIENT SURGERY RECOVERY |  |  |  |  | 041-00194 | 041-00194 | West | Memorial Hermann - Memorial City | MEMORIAL CITY - OUTPATIENT SURGERY RECOVERY | West Tower 1st Floor Recovery 4
YES | YES |  |  |  | 041-00187 | 041-00187 | Puritan-Bennett | Suction Regulator |  | 606171-011 | MEMORIAL CITY - MHT - JHC PACU |  |  |  |  | 041-00187 | 041-00187 | West | Memorial City - Memorial Hermann Hospital West | MEMORIAL CITY - MHT - JHC PACU | West Recovery 15
NO | NO |  |  |  | 009-34314 |  | PURITAN-BENNETT CORP |  |  | 35B1920581 | GH - RESPIRATORY | MHHS-Greater Heights |  | Ventilator |  | 009-34314 |  | Central & Greater Heights |  | GH - RESPIRATORY | [5 empty] | VENTILATORS |  | VENTILATOR-Covidien-980 | VENTILATOR |  |  |  |  | Covidien | Ventilator |  |  | VENTILATOR-Covidien-980 |  |  |  | Covered PM Repair - Biomedical | MHHS-Greater Heights
YES | YES | Serial Number Cnf |  |  |  |  | Pyxis | Unknown |  | CNF | Radiology | [6 empty] | West | Memorial Hermann - Katy | Radiology | W1 209.2 Ultrasound 3 Hallway
NO | YES | [5 empty] | QED-Medical |  |  | 30-3348 | Woodlands-OR | MHHS-Woodlands |  | Light Source, Fiberoptic |  |  |  | Woodlands | MHHS-Woodlands | Woodlands-OR | OR Storage | 10/1/19 |  | 10/1/20 |  | LIGHT SOURCES, FIBEROPTIC | Light Source, Fiberoptic | LIGHTSOURCEFIBEROPT-QED(QualityEnablingDev)-3010 | LIGHTSOURCEFIBEROPT |  |  |  |  | QED (Quality Enabling Dev | Light Source, Fiberoptic |  |  | LIGHTSOURCEFIBEROPT-QED(QualityEnablingDev)-3010 | 11/11/20 |  |  | No Coverage Specified | MHHS-Woodlands | [8 empty] | LIGHTSOURCEFIBEROPT | Light Source, Fiberoptic | QED (Quality Enabling Dev
NO | YES |  |  |  | 069-43572 | 069-43572 | QIAGEN | BIOROBOT EZ1 |  | 0906A0427 | TMC-Hermann-COU (1R) | MHHS-TMC |  | Automation Systems, Laboratory |  | 069-43572 | 069-43572 | TMC | MHHS-TMC | TMC-Hermann-COU (1R) | PRE DNA | 1/1/17 |  |  |  | ANALYZERS, LABORATORY, CLINICAL CHEMISTRY | Automation Systems, Laboratory | LABAUTO-QIAGEN-BioRobot EZ1 | LABAUTO | BioRobot EZ1 |  |  |  | QIAGEN | Automation Systems, Laboratory |  | LABAUTO-QIAGEN-BioRobot EZ1 |  | 11/1/20 |  | ASL-A | Not Covered Vendor Only - Biomedical | MHHS-TMC | [7 empty] | Automation Systems, Laboratory | LABAUTO | Automation Systems, Laboratory | QIAGEN
YES | YES |  |  |  | 069-48248 | 069-48248 | QinFlow | QIF-01 |  | BUA00801 | TMC - HERMANN - LIFE FLIGHT (11HP) |  |  |  |  | 069-48248 | 069-48248 | TMC | Memorial Hermann Texas Medical Center | TMC - HERMANN - LIFE FLIGHT (11HP) | Life Flight | 2/1/20 |  | 8/1/20
YES | YES | Asset Tag 069-49953 |  |  | 069-49953 | 069-49953 | Qinflow | QIF-02 |  |  | TMC - OR - PEDI OR (2R) |  |  |  |  | 069-49953 | 069-49953 | TMC | Memorial Hermann-Texas Medical Center | TMC - OR - PEDI OR (2R)
YES | YES |  |  |  | 069-49949 | 069-49949 | QinFlow | QIF-02 |  |  | TMC - OR - PEDI OR (2R) |  |  |  |  | 069-49949 | 069-49949 | TMC | Memorial Hermann-Texas Medical Center | TMC - OR - PEDI OR (2R) | OR - PEDI OR (2R) |  |  | 4/1/20
YES | YES | Asset Tag 069-49953 |  |  | 069-49953 | 069-49953 | QinFlow | Qlf-02 |  | ACM00120 | TMC - OR - PEDI OR (2R) |  |  |  |  | 069-49953 | 069-49953 | TMC | Memorial Hermann-Texas Medical Center | TMC - OR - PEDI OR (2R) |  |  |  |  | Cnf inspection dates
NO | NO |  |  |  | 069-46187 |  | QINFLOW | WARRIOR |  | BUA1200032 | TMC - HERMANN - ADULT ER (1HP) | MHHS-TMC |  |  |  | 069-46187 |  | TMC |  | TMC - HERMANN - ADULT ER (1HP) | [5 empty] | WARMING UNITS, BLOOD/INTRAVENOUS SOLUTION |  | .needs class | [13 empty] | Not Covered Vendor Only - Biomedical | MHHS-TMC
NO | NO |  |  |  | 069-39613 |  | QINFLOW | WARRIOR |  | BUA00851 | TMC - HERMANN - LIFE FLIGHT (11HP) | MHHS-TMC |  |  |  | 069-39613 |  | TMC |  | TMC - HERMANN - LIFE FLIGHT (11HP) | [5 empty] | WARMING UNITS, BLOOD/INTRAVENOUS SOLUTION |  | .needs class | [13 empty] | Not Covered Vendor Only - Biomedical | MHHS-TMC
NO | NO |  |  |  | 069-39614 |  | QINFLOW | WARRIOR |  | BUA00853 | TMC - HERMANN - LIFE FLIGHT (11HP) | MHHS-TMC |  |  |  | 069-39614 |  | TMC |  | TMC - HERMANN - LIFE FLIGHT (11HP) | [5 empty] | WARMING UNITS, BLOOD/INTRAVENOUS SOLUTION |  | .needs class | [13 empty] | Covered PM Repair - Biomedical | MHHS-TMC
NO | NO |  |  |  | 069-39615 |  | QINFLOW | WARRIOR |  | BUA00854 | TMC - HERMANN - LIFE FLIGHT (11HP) | MHHS-TMC |  |  |  | 069-39615 |  | TMC |  | TMC - HERMANN - LIFE FLIGHT (11HP) | [5 empty] | WARMING UNITS, BLOOD/INTRAVENOUS SOLUTION |  | .needs class | [13 empty] | Covered PM Repair - Biomedical | MHHS-TMC
NO | NO |  |  |  | 069-39616 |  | QINFLOW | WARRIOR |  | BUA00855 | TMC - HERMANN - LIFE FLIGHT (11HP) | MHHS-TMC |  |  |  | 069-39616 |  | TMC |  | TMC - HERMANN - LIFE FLIGHT (11HP) | [5 empty] | WARMING UNITS, BLOOD/INTRAVENOUS SOLUTION |  | .needs class | [13 empty] | Covered PM Repair - Biomedical | MHHS-TMC
NO | NO |  |  |  | 069-39617 |  | QINFLOW | WARRIOR |  | BUA00856 | TMC - HERMANN - LIFE FLIGHT (11HP) | MHHS-TMC |  |  |  | 069-39617 |  | TMC |  | TMC - HERMANN - LIFE FLIGHT (11HP) | [5 empty] | WARMING UNITS, BLOOD/INTRAVENOUS SOLUTION |  | .needs class | [13 empty] | Covered PM Repair - Biomedical | MHHS-TMC
NO | NO |  |  |  | 069-39618 |  | QINFLOW | WARRIOR |  | BUA00857 | TMC - HERMANN - LIFE FLIGHT (11HP) | MHHS-TMC |  |  |  | 069-39618 |  | TMC |  | TMC - HERMANN - LIFE FLIGHT (11HP) | [5 empty] | WARMING UNITS, BLOOD/INTRAVENOUS SOLUTION |  | .needs class | [13 empty] | Covered PM Repair - Biomedical | MHHS-TMC
NO | NO |  |  |  | 069-39619 |  | QINFLOW | WARRIOR |  | BUA00874 | TMC - HERMANN - LIFE FLIGHT (11HP) | MHHS-TMC |  |  |  | 069-39619 |  | TMC |  | TMC - HERMANN - LIFE FLIGHT (11HP) | [5 empty] | WARMING UNITS, BLOOD/INTRAVENOUS SOLUTION |  | .needs class | [13 empty] | Covered PM Repair - Biomedical | MHHS-TMC
NO | NO |  |  |  | 069-39620 |  | QINFLOW | WARRIOR |  | BUA00875 | TMC - HERMANN - LIFE FLIGHT (11HP) | MHHS-TMC |  |  |  | 069-39620 |  | TMC |  | TMC - HERMANN - LIFE FLIGHT (11HP) | [5 empty] | WARMING UNITS, BLOOD/INTRAVENOUS SOLUTION |  | .needs class | [13 empty] | Not Covered Vendor Only - Biomedical | MHHS-TMC
NO | NO |  |  |  | 069-46479 |  | QINFLOW | WARRIOR |  | BUA00826 | TMC - HERMANN - LIFE FLIGHT (11HP) | MHHS-TMC |  |  |  | 069-46479 |  | TMC |  | TMC - HERMANN - LIFE FLIGHT (11HP) | [5 empty] | WARMING UNITS, BLOOD/INTRAVENOUS SOLUTION |  | .needs class | [13 empty] | Not Covered Vendor Only - Biomedical | MHHS-TMC
NO | NO |  |  |  | 069-48446 |  | QINFLOW | WARRIOR |  | ACM0004 | TMC - OR - ANESTHESIA (2HP) | MHHS-TMC |  |  |  | 069-48446 |  | TMC |  | TMC - OR - ANESTHESIA (2HP) | [5 empty] | WARMING UNITS, BLOOD/INTRAVENOUS SOLUTION |  | .needs class | [13 empty] | Not Covered Vendor Only - Biomedical | MHHS-TMC
NO | NO |  |  |  | 069-48447 |  | QINFLOW | WARRIOR |  | ACM0026 | TMC - OR - ANESTHESIA (2HP) | MHHS-TMC |  |  |  | 069-48447 |  | TMC |  | TMC - OR - ANESTHESIA (2HP) | [5 empty] | WARMING UNITS, BLOOD/INTRAVENOUS SOLUTION |  | .needs class | [13 empty] | Not Covered Vendor Only - Biomedical | MHHS-TMC
NO | NO |  |  |  | 069-48448 |  | QINFLOW | WARRIOR |  | ACM0094 | TMC - OR - ANESTHESIA (2HP) | MHHS-TMC |  |  |  | 069-48448 |  | TMC |  | TMC - OR - ANESTHESIA (2HP) | [5 empty] | WARMING UNITS, BLOOD/INTRAVENOUS SOLUTION |  | .needs class | [13 empty] | Covered PM Repair - Biomedical | MHHS-TMC
NO | NO |  |  |  | 069-48449 |  | QINFLOW | WARRIOR |  | ACM00096 | TMC - OR - ANESTHESIA (2HP) | MHHS-TMC |  |  |  | 069-48449 |  | TMC |  | TMC - OR - ANESTHESIA (2HP) | [5 empty] | WARMING UNITS, BLOOD/INTRAVENOUS SOLUTION |  | .needs class | [13 empty] | Covered PM Repair - Biomedical | MHHS-TMC
NO | NO |  |  |  | 069-48450 |  | QINFLOW | WARRIOR |  | ACM00097 | TMC - OR - ANESTHESIA (2HP) | MHHS-TMC |  |  |  | 069-48450 |  | TMC |  | TMC - OR - ANESTHESIA (2HP) | [5 empty] | WARMING UNITS, BLOOD/INTRAVENOUS SOLUTION |  | .needs class | [13 empty] | Covered PM Repair - Biomedical | MHHS-TMC
NO | NO |  |  |  | 069-48451 |  | QINFLOW | WARRIOR |  | ACM00126 | TMC - OR - ANESTHESIA (2HP) | MHHS-TMC |  |  |  | 069-48451 |  | TMC |  | TMC - OR - ANESTHESIA (2HP) | [5 empty] | WARMING UNITS, BLOOD/INTRAVENOUS SOLUTION |  | .needs class | [13 empty] | Covered PM Repair - Biomedical | MHHS-TMC
NO | NO |  |  |  | 069-48452 |  | QINFLOW | WARRIOR |  | BUA1200036 | TMC - OR - ANESTHESIA (2HP) | MHHS-TMC |  |  |  | 069-48452 |  | TMC |  | TMC - OR - ANESTHESIA (2HP) | [5 empty] | WARMING UNITS, BLOOD/INTRAVENOUS SOLUTION |  | .needs class | [13 empty] | Covered PM Repair - Biomedical | MHHS-TMC
NO | NO |  |  |  | 069-48453 |  | QINFLOW | WARRIOR |  | BUA00251 | TMC - OR - ANESTHESIA (2HP) | MHHS-TMC |  |  |  | 069-48453 |  | TMC |  | TMC - OR - ANESTHESIA (2HP) | [5 empty] | WARMING UNITS, BLOOD/INTRAVENOUS SOLUTION |  | .needs class | [13 empty] | Covered PM Repair - Biomedical | MHHS-TMC
NO | YES |  |  |  | 069-42576 | 069-42576 | QUANTEL MEDICAL, INC | ABSOLU |  |  | TMC-Hermann-Pedi ER (1Hp) | MHHS-TMC |  |  |  | 069-42576 | 069-42576 | TMC | MHHS-TMC | TMC-Hermann-Pedi ER (1Hp) | Pedi 24 - Opthomology Room |  |  | 3/1/20 |  | ULTRASONIC UNITS, DIAGNOSTIC |  | .needs class |  |  |  |  | .needs class | Quantel Med | [7 empty] | Covered PM Repair - Biomedical | MHHS-TMC
YES | YES |  |  |  | 005-11972 | 005-11972 | Quantum Fitness | Arm Curls |  |  | SMR - (SE) - SOUTHEAST (MP1) |  |  |  |  | 005-11972 | 005-11972 | Southeast | Memorial Hermann Sports Medicine | SMR - (SE) - SOUTHEAST (MP1) | Main Gym |  |  |  | One Time Inspection Sticker
YES | YES |  |  |  | 099-13412 | 099-13412 | Quantum Fitness | Cable System |  |  | Baseball USA |  |  |  |  | 099-13412 | 099-13412 | West | Memorial Hermann Sports Medicine | Baseball USA
YES | YES |  |  |  | 041-33144 | 041-33144 | Quantum Fitness | Chin dip assist |  |  | MEMORIAL CITY - SUCCESSFUL RETURNS |  |  |  |  | 041-33144 | 041-33144 | West | 929 suite 1500 | MEMORIAL CITY - SUCCESSFUL RETURNS | Physical therapy |  |  |  | No pm
YES | YES |  |  |  | 151-03787 | 151-03787 | Quantum Fitness | CNF |  |  | SMR - (STX) - RBJ - RICHMOND |  |  |  |  | 151-03787 | 151-03787 | South | Sports med | SMR - (STX) - RBJ - RICHMOND | Sports med | [6 empty] | .needs class
YES | YES |  |  |  | 151-03786 | 151-03786 | Quantum Fitness | CNF |  |  | Richmond Sports Medicine and Rehab |  |  |  |  | 151-03786 | 151-03786 | South | Richmond Sports Medicine and Rehab | Richmond Sports Medicine and Rehab | Rehab | [6 empty] | .needs class
YES | YES |  |  |  | 151-03788 | 151-03788 | Quantum Fitness | CNF |  |  | SMR - (STX) - RBJ - RICHMOND |  |  |  |  | 151-03788 | 151-03788 | South | Sports med | SMR - (STX) - RBJ - RICHMOND | Sports med | [6 empty] | .needs class
YES | YES | Serial Number Cnf |  |  |  | 151-03789 | Quantum Fitness | CNF |  | CNF | Richmond Sports Medicine and Rehab | [5 empty] | 151-03789 | South | Richmond Sports Medicine and Rehab | Richmond Sports Medicine and Rehab | Rehab | 8/1/09 | 8/1/10 |  |  |  |  | .needs class
YES | YES |  |  |  | 151-03791 | 151-03791 | Quantum Fitness | CNF |  |  | Richmond Sports Medicine and Rehab |  |  |  |  | 151-03791 | 151-03791 | South | Richmond Sports Medicine and Rehab | Richmond Sports Medicine and Rehab | Rehab | 8/1/09 | 8/1/10 |  |  |  |  | .needs class
YES | YES | Serial Number Cnf |  |  | 151-04883 | 151-04883 | Quantum Fitness | CNF |  | CNF | SMR - (PL) - PEARLAND WEST (SILVERLAKE) |  |  |  |  | 151-04883 | 151-04883 | Pearland | Memorial Hermann Sports Medicine | SMR - (PL) - PEARLAND WEST (SILVERLAKE) | Sports med | [6 empty] | .needs class
YES | YES |  |  |  | 099-02211 | 099-02211 | Quantum Fitness | CNF |  |  | KT CCC - (KY) - EMERGENCY ROOM |  |  |  |  | 099-02211 | 099-02211 | Katy | Memorial Hermann Imaging Center - Convenient Care Center in Katy | KT CCC - (KY) - EMERGENCY ROOM | Sports med and rehab | [6 empty] | .needs class
YES | YES |  |  |  | 099-02129 | 099-02129 | Quantum Fitness | Cnf |  |  | SMR - (KY) - KATY (MP2) |  |  |  |  | 099-02129 | 099-02129 | Katy | Katy | SMR - (KY) - KATY (MP2) | Rehab | 2/1/20 | [5 empty] | .needs class
YES | YES |  |  |  | 583-01126 | 583-01126 | Quantum Fitness | CNF |  |  | Katy - Inpatient Rehab |  |  |  |  | 583-01126 | 583-01126 | Katy | Memorial Hermann Katy Hospital | Katy - Inpatient Rehab | Katy - Inpatient Rehab | [6 empty] | .needs class
YES | YES |  |  |  | 583-01127 | 583-01127 | Quantum Fitness | CNF |  |  | MH Inpatient Rehab fitness |  |  |  |  | 583-01127 | 583-01127 | Katy | Inpatient Rehab | MH Inpatient Rehab fitness | Fitness room | [6 empty] | .needs class
YES | YES | Serial Number Cnf |  |  | 099-00710 | 099-00710 | Quantum Fitness | CNF |  | CNF | [5 empty] | 099-00710 | 099-00710 | Sugar Land | Memorial Hermann Sports Medicine |  | Main area | 2/1/20 | 2/1/20 |  |  |  |  | .needs class
YES | YES |  |  |  | 142-09391 | 142-09391 | Quantum Fitness | Cnf |  |  | SMR - (SL) - WILLIAMS TRACE |  |  |  |  | 142-09391 | 142-09391 | Sugar Land | Memorial Hermann Sports Medicine | SMR - (SL) - WILLIAMS TRACE |  |  |  |  | No pm |  |  | .needs class
YES | YES | Serial Number Cnf |  |  | 099-00712 | 099-00712 | Quantum Fitness | CNF |  | CNF | [5 empty] | 099-00712 | 099-00712 | Sugar Land | Memorial Hermann Sports Medicine |  | Main area | [6 empty] | .needs class
YES | YES | Serial Number Cnf |  |  | 099-00713 | 099-00713 | Quantum Fitness | CNF |  | CNF | [5 empty] | 099-00713 | 099-00713 | Sugar Land | Memorial Hermann Sports Medicine |  | Main area | [6 empty] | .needs class
YES | YES |  |  |  | 129-04561 | 129-04561 | Quantum Fitness | CNF | [7 empty] | 129-04561 | 129-04561 | Sugar Land | Memorial Hermann Sports Medicine |  | Main Area | [6 empty] | .needs class
YES | YES |  |  |  | 142-09380 | 142-09380 | Quantum Fitness | CNF | [7 empty] | 142-09380 | 142-09380 | Sugar Land | Memorial Hermann Sports Medicine |  | Main Area | [6 empty] | .needs class
YES | YES |  |  |  | 129-04558 | 129-04558 | Quantum Fitness | Core Exerciser |  |  | SMR - (SL) - SIENNA PLANTATION |  |  |  |  | 129-04558 | 129-04558 | Sugar Land | Memorial Hermann Sports Medicine | SMR - (SL) - SIENNA PLANTATION | Gym Floor
YES | YES | Serial Number Cnf |  |  | 099-13854 | 099-13854 | Quantum Fitness | Exerciser |  | Cnf | SMR - (MC) - BASEBALL USA |  |  |  |  | 099-13854 | 099-13854 | West | Memorial Hermann Sports Medicine | SMR - (MC) - BASEBALL USA | Gym Floor
YES | YES | Serial Number Cnf |  |  | 099-12076 | 099-12076 | Quantum Fitness | Exerciser |  | Cnf | Sports Med |  |  |  |  | 099-12076 | 099-12076 | Southeast | Memorial Hermann Sports Medicine | Sports Med | Gym Floor
YES | YES |  |  |  | 005-11970 | 005-11970 | Quantum Fitness | Lat Pulldown |  |  | SMR - (SE) - SOUTHEAST (MP1) |  |  |  |  | 005-11970 | 005-11970 | Southeast | Memorial Hermann Sports Medicine | SMR - (SE) - SOUTHEAST (MP1) | Main Gym |  |  |  | One Time Inspection Sticker
YES | YES |  |  |  | 099-12187 | 099-12187 | Quantum Fitness | Leg Curl |  |  | Sports Rehab |  |  |  |  | 099-12187 | 099-12187 | Southeast | Memorial Hermann Sports Medicine | Sports Rehab | Main Gym |  |  |  | New Add | [14 empty] | (null)
YES | YES | [5 empty] | Quantum Fitness | Leg Curls |  |  | SMR - (NE) - SUMMER CREEK CCC | [6 empty] | NorthEast |  | SMR - (NE) - SUMMER CREEK CCC |  |  |  |  | No pm
YES | YES | [5 empty] | Quantum Fitness | Leg exerciser |  |  | SMR - (STX) - WHARTON | [6 empty] | South | Physical Therapy | SMR - (STX) - WHARTON | Gym Floor
YES | YES | [5 empty] | Quantum Fitness | Leg extension |  |  | Sienna sports rehab | [6 empty] | Sugar Land | Memorial Hermann Sports Medicine | Sienna sports rehab | Gym |  |  |  | No pm sticker
YES | YES |  |  |  | 142-09381 | 142-09381 | Quantum Fitness | Leg extension |  |  | Sienna sports rehab |  |  |  |  | 142-09381 | 142-09381 | Sugar Land | Memorial Hermann Sports Medicine | Sienna sports rehab | Gym |  |  |  | Data plate with model missing
YES | YES |  |  |  | 074-06036 | 074-06036 | Quantum Fitness | Leg Extension |  |  | SMR - (WDLS) - MED PLAZA 4 (MP4) |  |  |  |  | 074-06036 | 074-06036 | Woodlands | Woodlands Med Plaza 4 | SMR - (WDLS) - MED PLAZA 4 (MP4) | Open Gym |  |  |  | ?AuOne time safety inspection?Au sticker - no visible SN
YES | YES |  |  |  | 099-10499 | 099-10499 | Quantum Fitness | Leg Extension |  |  | SMR - (SW) - SOUTHWEST (MP4) |  |  |  |  | 099-10499 | 099-10499 | Southwest | Memorial Hermann Diagnostic Laboratory - Southwest Medical Plaza 4 | SMR - (SW) - SOUTHWEST (MP4) | Suite 570 |  |  |  | New Add - no SN visible
YES | YES | Serial Number Cnf |  |  | 041-18844 | 041-18844 | Quantum Fitness | Leg Press |  | Cnf | SMR - (TMC) - SHEPHERD SQUARE |  |  |  |  | 041-18844 | 041-18844 | TMC | Sports Rehab | SMR - (TMC) - SHEPHERD SQUARE | Gym Floor
YES | YES |  |  |  | 099-01921 | 099-01921 | Quantum Fitness | Leg Press |  |  | SMR - (NE) - SUMMER CREEK CCC |  |  |  |  | 099-01921 | 099-01921 | NorthEast |  | SMR - (NE) - SUMMER CREEK CCC |  |  |  |  | No pm
YES | YES |  |  |  | 099-10496 | 099-10496 | Quantum Fitness | Leg Press |  |  | SMR - (SW) - SOUTHWEST (MP4) |  |  |  |  | 099-10496 | 099-10496 | Southwest | Memorial Hermann Diagnostic Laboratory - Southwest Medical Plaza 4 | SMR - (SW) - SOUTHWEST (MP4) | Suite 570 |  |  |  | New Add - no SN present
YES | YES |  |  |  | 099-02212 | 099-02212 | Quantum Fitness | MultiHip |  |  | KT CCC - (KY) - EMERGENCY ROOM |  |  |  |  | 099-02212 | 099-02212 | Katy | Memorial Hermann Imaging Center - Convenient Care Center in Katy | KT CCC - (KY) - EMERGENCY ROOM | Sports med and rehab | 2/1/20 |  |  |  |  | System, Exerciser, Multi-Weight | SYSTEMEXERMULTIWEIGHT-Quantum Fitness-MultiHip | [22 empty] | System, Exerciser, Multi-Weight | SYSTEMEXERMULTIWEIGHT | System, Exerciser, Multi-Weight | Quantum Fitness
YES | YES |  |  |  | 129-04128 | 129-04128 | Quantum Fitness | MultiHip |  |  | SMR - (SL) - WILLIAMS TRACE |  |  |  |  | 129-04128 | 129-04128 | Sugar Land | Memorial Hermann Sports Medicine | SMR - (SL) - WILLIAMS TRACE | [6 empty] | System, Exerciser, Multi-Weight | SYSTEMEXERMULTIWEIGHT-Quantum Fitness-MultiHip | [22 empty] | System, Exerciser, Multi-Weight | SYSTEMEXERMULTIWEIGHT | System, Exerciser, Multi-Weight | Quantum Fitness
YES | YES |  |  |  | 074-06035 | 074-06035 | Quantum Fitness | MultiHip |  |  | SMR - (WDLS) - MED PLAZA 4 (MP4) |  |  |  |  | 074-06035 | 074-06035 | Woodlands | Woodlands Med Plaza 4 | SMR - (WDLS) - MED PLAZA 4 (MP4) | Open Gym |  |  |  | ?AuOne time safety inspection?Au sticker - no visible SN |  | System, Exerciser, Multi-Weight | SYSTEMEXERMULTIWEIGHT-Quantum Fitness-MultiHip | [22 empty] | System, Exerciser, Multi-Weight | SYSTEMEXERMULTIWEIGHT | System, Exerciser, Multi-Weight | Quantum Fitness
YES | YES |  |  |  | 099-10498 | 099-10498 | Quantum Fitness | MultiHip |  |  | SMR - (SW) - SOUTHWEST (MP4) |  |  |  |  | 099-10498 | 099-10498 | Southwest | Memorial Hermann Diagnostic Laboratory - Southwest Medical Plaza 4 | SMR - (SW) - SOUTHWEST (MP4) | Suite 570 |  |  |  | New Add - no SN visible |  | System, Exerciser, Multi-Weight | SYSTEMEXERMULTIWEIGHT-Quantum Fitness-MultiHip | [22 empty] | System, Exerciser, Multi-Weight | SYSTEMEXERMULTIWEIGHT | System, Exerciser, Multi-Weight | Quantum Fitness
YES | YES |  |  |  | 099-13411 | 099-13411 | Quantum Fitness | MultiHip |  |  | SMR - (MC) - BASEBALL USA |  |  |  |  | 099-13411 | 099-13411 | West | Memorial Hermann Sports Medicine | SMR - (MC) - BASEBALL USA | Storage Area |  |  |  | New Add |  | System, Exerciser, Multi-Weight | SYSTEMEXERMULTIWEIGHT-Quantum Fitness-MultiHip | [22 empty] | System, Exerciser, Multi-Weight | SYSTEMEXERMULTIWEIGHT | System, Exerciser, Multi-Weight | Quantum Fitness
NO | YES |  |  |  |  | 099-13139 | Quantum Fitness | N/A |  |  | SMR - (TMC) - IRONMAN [MHMP-16FLR] | [5 empty] | 099-13139 | TMC | MHHS-Others | SMR - (TMC) - IRONMAN [MHMP-16FLR] | Ironman
YES | YES |  |  |  | 069-23242 | 069-23242 | Quantum Fitness | NA |  |  | Iron man |  |  |  |  | 069-23242 | 069-23242 | TMC | IRONMAN Sports Medicine Institute at the Texas Medical Center 16th Floor | Iron man | Iron man | 4/1/16 |  | 4/1/17
YES | YES |  |  |  | 041-33278 | 041-33278 | Quantum Fitness | QPS-6036 |  |  | Ironman |  |  |  |  | 041-33278 | 041-33278 | West | IRONMAN Sports Medicine Institute Memorial City (#101) | Ironman | IRONMAN Katy Freeway | [5 empty] | System, Exerciser, Multi-Weight | SYSTEMEXERMULTIWEIGHT-Quantum Fitness-QPS-6036 | [22 empty] | System, Exerciser, Multi-Weight | SYSTEMEXERMULTIWEIGHT | System, Exerciser, Multi-Weight | Quantum Fitness
YES | YES | [5 empty] | Quantum Fitness | Quantum |  |  | SMR - (STX) - WHARTON | [6 empty] | South | Physical Therapy | SMR - (STX) - WHARTON | Gym Floor
YES | YES | Serial Number Cnf |  |  | 142-09392 | 142-09392 | Quantum Fitness | Rear Deltoid |  | Cnf | SMR - (SL) - WILLIAMS TRACE |  |  |  |  | 142-09392 | 142-09392 | Sugar Land | Memorial Hermann Sports Medicine | SMR - (SL) - WILLIAMS TRACE |  |  |  |  | No pm
YES | YES | Serial Number Cnf |  |  | 142-09390 | 142-09390 | Quantum Fitness | Rigid Lat Pull |  | Cnf | SMR - (SL) - WILLIAMS TRACE |  |  |  |  | 142-09390 | 142-09390 | Sugar Land | Memorial Hermann Sports Medicine | SMR - (SL) - WILLIAMS TRACE |  |  |  |  | No pm
YES | YES |  |  |  | 133-02871 | 133-02871 | Quantum Fitness | Seated Leg |  |  | SMR - (SL) - WILLIAMS TRACE |  |  |  |  | 133-02871 | 133-02871 | Sugar Land | Memorial Hermann Sports Medicine | SMR - (SL) - WILLIAMS TRACE
YES | YES |  |  |  | 074-06033 | 074-06033 | Quantum Fitness | Seated Leg Curl |  |  | SMR - (WDLS) - MED PLAZA 4 (MP4) |  |  |  |  | 074-06033 | 074-06033 | Woodlands | Woodlands Med Plaza 4 | SMR - (WDLS) - MED PLAZA 4 (MP4) | Open Gym |  |  |  | ?AuOne time inspection?Au sticker - no SN
YES | YES |  |  |  | 099-13410 | 099-13410 | Quantum Fitness | Seated Leg Curl / Leg Extension |  |  | SMR - (MC) - BASEBALL USA |  |  |  |  | 099-13410 | 099-13410 | West | Memorial Hermann Sports Medicine | SMR - (MC) - BASEBALL USA | Storage Area |  |  |  | New Add
YES | YES |  |  |  | 099-13853 | 099-13853 | Quantum Fitness | Seated Leg Press |  |  | SMR - (MC) - BASEBALL USA |  |  |  |  | 099-13853 | 099-13853 | West | Memorial Hermann Sports Medicine | SMR - (MC) - BASEBALL USA | Gym Floor
YES | YES |  |  |  | 583-01125 | 583-01125 | Quantum Fitness | Unknown |  |  | Inpatient rehab |  |  |  |  | 583-01125 | 583-01125 | Katy | Memorial Hermann Rehabilitation Hospital - Katy (#102) | Inpatient rehab | Gym
YES | YES |  |  |  | 583-01128 | 583-01128 | Quantum Fitness | Unknown |  |  | Inpatient rehab |  |  |  |  | 583-01128 | 583-01128 | Katy | Memorial Hermann Rehabilitation Hospital - Katy (#102) | Inpatient rehab | Gym
YES | YES |  |  |  | 929-01233 | 929-01233 | Quantum Fitness Corp. |  |  |  | SMR - (WDLS) - STERLING RIDGE |  |  |  |  | 929-01233 | 929-01233 | Woodlands | Sports medicine and rehab | SMR - (WDLS) - STERLING RIDGE | Sports medicine and rehabilitation
NO | YES |  |  |  | 009-10781 | 009-10781 | Quantum Fitness Corp. | LITESTREAM XF |  |  | SMR-(GH)-Greater Heights | MHHS-SMR |  |  |  | 009-10781 | 009-10781 | Central | MHHS-Others | SMR-(GH)-Greater Heights | Gym floor | 3/1/18 |  |  | One time safety | WHEELCHAIRS, MECHANICAL |  | .needs class | [5 empty] | Quantum Fitness |  |  |  |  | 10/1/19 |  |  | Covered PM Repair - Biomedical | MHHS-SMR
NO | YES |  |  |  | 005-07503 | 005-07503 | Quantum Fitness Corp. | Q-3.1M |  |  | SE-Cardiac Rehab | MHHS-Southeast |  |  |  | 005-07503 | 005-07503 | Southeast | MHHS-Southeast | SE-Cardiac Rehab | Gym | 9/1/19 |  | 9/1/20 |  | TREADMILLS |  | .needs class | [5 empty] | Quantum Fitness | [7 empty] | Covered PM Repair - Biomedical | MHHS-Southeast
NO | NO |  |  |  | 129-04557 |  | Quantum Fitness Corp. | Q210H |  |  | SMR - (SL) - SIENNA PLANTATION | MHHS-SMR |  |  |  | 129-04557 |  | Sugar Land |  | SMR - (SL) - SIENNA PLANTATION | [5 empty] | EXERCISERS |  | .needs class | [5 empty] | Quantum Fitness | [7 empty] | Covered PM Repair - Biomedical | MHHS-SMR
NO | NO |  |  |  | 925-01237 |  | Quantum Fitness Corp. | QCS-542 |  |  | SMR - (TMC) - GREENWAY PLAZA | MHHS-SMR |  |  |  | 925-01237 |  | TMC |  | SMR - (TMC) - GREENWAY PLAZA | [5 empty] | EXERCISERS |  | .needs class | [5 empty] | Quantum Fitness | [7 empty] | Covered PM Repair - Biomedical | MHHS-SMR
NO | YES |  |  |  | 029-11804 | 029-11804 | Quantum Fitness Corp. | QCS-550 |  |  | SMR - (WDLS) - STERLING RIDGE | MHHS-SMR |  |  |  | 029-11804 | 029-11804 | Woodlands | Sports medicine and rehab | SMR - (WDLS) - STERLING RIDGE | Sports medicine and rehabilitation |  |  |  |  | EXERCISERS |  | .needs class | [5 empty] | Quantum Fitness | [7 empty] | Covered PM Repair - Biomedical | MHHS-SMR
NO | YES |  |  |  | 029-06483 | 029-06483 | Quantum Fitness Corp. | QES-2030 LEG EXTENSION |  |  | SMR-(WDLS)-Conroe North | MHHS-SMR |  |  |  | 029-06483 | 029-06483 | Woodlands | MHHS-Others | SMR-(WDLS)-Conroe North | Open Gym | 4/1/18 |  |  | ?AuOne time inspection?Au sticker | EXERCISERS |  | .needs class | [5 empty] | Quantum Fitness | [7 empty] | Covered PM Repair - Biomedical | MHHS-SMR
NO | YES |  |  |  | 029-11990 | 029-11990 | Quantum Fitness Corp. | QES-2030 LEG EXTENSION |  |  | SMR-(WDLS)-Spring Sports Park | MHHS-SMR |  |  |  | 029-11990 | 029-11990 | Woodlands | MHHS-Others | SMR-(WDLS)-Spring Sports Park | Sport rehab | 4/1/17 |  |  |  | EXERCISERS |  | .needs class | [5 empty] | Quantum Fitness | [7 empty] | Clinical Miscellaneous | MHHS-SMR
NO | YES |  |  |  | 929-01238 | 929-01238 | Quantum Fitness Corp. | QES-2030 LEG EXTENSION |  |  | SMR-(WDLS)-Wl Ironman [Pinecroft-Ste450] | MHHS-SMR |  |  |  | 929-01238 | 929-01238 | Woodlands | MHHS-Others | SMR-(WDLS)-Wl Ironman [Pinecroft-Ste450] | Gym |  |  |  |  | EXERCISERS |  | .needs class | [5 empty] | Quantum Fitness | [7 empty] | Covered PM Repair - Biomedical | MHHS-SMR
NO | YES |  |  |  | 151-02355 | 151-02355 | Quantum Fitness Corp. | QES-2036 |  |  | SMR - (CY) - CYPRESS CCC (MP1) | MHHS-SMR |  |  |  | 151-02355 | 151-02355 | Northwest | MHHS-Others | SMR - (CY) - CYPRESS CCC (MP1) | Sports Medicine and Rehab |  |  |  | No pm required | EXERCISERS |  | .needs class | [5 empty] | Quantum Fitness | [7 empty] | Covered PM Repair - Biomedical | MHHS-SMR
NO | YES |  |  |  | 041-18845 | 041-18845 | Quantum Fitness Corp. | QES-2036 |  | NSN | SMR - (MC) - MC IRONMAN [GARAGE5-STE101] | MHHS-SMR |  |  |  | 041-18845 | 041-18845 | West | MHHS-Others | SMR - (MC) - MC IRONMAN [GARAGE5-STE101] | Physical therapy |  |  |  | No pm | EXERCISERS |  | .needs class | [5 empty] | Quantum Fitness | [7 empty] | Covered PM Repair - Biomedical | MHHS-SMR
NO | YES | Asset Tag 925-01967 |  |  | 925-01967 | 925-01967 | Quantum Fitness Corp. | QES-2036 |  |  | SMR-(TMC)-Shepherd Square | MHHS-SMR |  |  |  | 925-01967 | 925-01967 | TMC | MHHS-Others | SMR-(TMC)-Shepherd Square | Gym Floor | 2/1/18 |  |  |  | EXERCISERS |  | .needs class | [5 empty] | Quantum Fitness | [7 empty] | Covered PM Repair - Biomedical | MHHS-SMR
NO | YES |  |  |  | 029-08830 | 029-08830 | Quantum Fitness Corp. | QES-2036 |  |  | SMR - (WDLS) - STERLING RIDGE | MHHS-SMR |  |  |  | 029-08830 | 029-08830 | Woodlands | Physical Therapist Suite C | SMR - (WDLS) - STERLING RIDGE | [5 empty] | EXERCISERS |  | .needs class | [5 empty] | Quantum Fitness | [7 empty] | Covered PM Repair - Biomedical | MHHS-SMR
NO | YES |  |  |  | 929-01239 | 929-01239 | Quantum Fitness Corp. | QES-2036 |  |  | SMR-(WDLS)-Wl Ironman [Pinecroft-Ste450] | MHHS-SMR |  |  |  | 929-01239 | 929-01239 | Woodlands | MHHS-Others | SMR-(WDLS)-Wl Ironman [Pinecroft-Ste450] | Gym |  |  |  |  | EXERCISERS |  | .needs class | [5 empty] | Quantum Fitness | [7 empty] | Covered PM Repair - Biomedical | MHHS-SMR
NO | NO |  |  |  | 929-01009 |  | Quantum Fitness Corp. | QES-2036 |  |  | SMR - (MHOSH) - BELLAIRE | MHHS-SMR |  |  |  | 929-01009 |  | Central & Greater Heights |  | SMR - (MHOSH) - BELLAIRE | [5 empty] | EXERCISERS |  | .needs class | [5 empty] | Quantum Fitness | [7 empty] | Covered PM Repair - Biomedical | MHHS-SMR
NO | NO |  |  |  | 000-03705 |  | Quantum Fitness Corp. | QES-2036 |  |  | SMR - (NE) - ATASCOCITA | MHHS-SMR |  |  |  | 000-03705 |  | Katy |  | SMR - (NE) - ATASCOCITA | [5 empty] | EXERCISERS |  | .needs class | [5 empty] | Quantum Fitness | [7 empty] | Covered PM Repair - Biomedical | MHHS-SMR
NO | NO |  |  |  | 929-01196 |  | Quantum Fitness Corp. | QES-2036 |  |  | SMR - (WDLS) - CONROE SOUTH | MHHS-SMR |  |  |  | 929-01196 |  | Woodlands |  | SMR - (WDLS) - CONROE SOUTH | [5 empty] | EXERCISERS |  | .needs class | [5 empty] | Quantum Fitness | [7 empty] | Not Covered Vendor Only - Biomedical | MHHS-SMR
NO | YES |  |  |  | 069-37111 | 069-37111 | Quantum Fitness Corp. | QIS-8000 |  |  | SMR - (TMC) - IRONMAN [MHMP-16FLR] | MHHS-SMR |  |  |  | 069-37111 | 069-37111 | TMC | MHHS-Others | SMR - (TMC) - IRONMAN [MHMP-16FLR] | Gym | 4/1/17 |  |  | PM Not Required | EXERCISERS |  | .needs class | [5 empty] | Quantum Fitness | [7 empty] | Covered PM Repair - Biomedical | MHHS-SMR
NO | NO |  |  |  | 069-23243 |  | Quantum Fitness Corp. | QIS-8000 |  |  | SMR - (TMC) - IRONMAN [MHMP-16FLR] | MHHS-SMR |  |  |  | 069-23243 |  | TMC |  | SMR - (TMC) - IRONMAN [MHMP-16FLR] | [5 empty] | EXERCISERS |  | .needs class | [5 empty] | Quantum Fitness | [7 empty] | Covered PM Repair - Biomedical | MHHS-SMR
NO | NO | [5 empty] | Quantum Fitness Corp. | QIS-8030 |  |  | SMR - (MC) - P&RC | MHHS-SMR | [5 empty] | West & Memorial City |  | SMR - (MC) - P&RC | [5 empty] | EXERCISERS |  | .needs class | [5 empty] | Quantum Fitness | [7 empty] | Covered PM Repair - Biomedical | MHHS-SMR
NO | YES |  |  |  | 142-06925 | 142-06925 | Quantum Fitness Corp. | QIS-8542 |  | SPB24 | SMR-(NE)-Ne Hospital | MHHS-SMR |  |  |  | 142-06925 | 142-06925 | Katy | MHHS-Others | SMR-(NE)-Ne Hospital | Sports Med Gym Floor | 9/1/17 |  |  |  | EXERCISERS |  | .needs class | [5 empty] | Quantum Fitness |  |  |  |  | 8/1/16 |  |  | Covered PM Repair - Biomedical | MHHS-SMR
NO | YES |  |  |  | 041-18846 | 041-18846 | Quantum Fitness Corp. | QIS-8550 MULTI-HIP |  | NSN | SMR-(NE)-Ne Hospital | MHHS-SMR |  |  |  | 041-18846 | 041-18846 | Katy | MHHS-Others | SMR-(NE)-Ne Hospital | Sports Medicine | 9/1/17 |  |  |  | EXERCISERS |  | .needs class | [5 empty] | Quantum Fitness | [7 empty] | Covered PM Repair - Biomedical | MHHS-SMR
NO | YES |  |  |  | 133-02868 | 133 02868 | Quantum Fitness Corp. | QIS-8550 MULTI-HIP |  |  | SMR - (SE) - ALVIN | MHHS-SMR |  |  |  | 133-02868 | 133 02868 | Southeast |  | SMR - (SE) - ALVIN |  | 10/1/17 |  |  |  | EXERCISERS |  | .needs class | [5 empty] | Quantum Fitness | [7 empty] | Covered PM Repair - Biomedical | MHHS-SMR
NO | YES |  |  |  | 029-11580 | 029-11580 | Quantum Fitness Corp. | QIS-8550 MULTI-HIP |  |  | SMR-(WDLS)-Spring CCC | MHHS-SMR |  |  |  | 029-11580 | 029-11580 | Woodlands | MHHS-Others | SMR-(WDLS)-Spring CCC |  | 2/1/18 |  |  |  | EXERCISERS |  | .needs class | [5 empty] | Quantum Fitness | [7 empty] | Covered PM Repair - Biomedical | MHHS-SMR
NO | YES |  |  |  | 000-03694 | 000-03694 | Quantum Fitness Corp. | QPS-6036 |  |  | Rehabilitation Center | MHHS-SMR |  | System, Exerciser, Multi-Weight |  | 000-03694 | 000-03694 | Katy | SMR NE Kingwood | Rehabilitation Center | Gym |  |  |  | No p.m. | EXERCISERS |  | SYSTEMEXERMULTIWEIGHT-Quantum Fitness-QPS-6036 | SYSTEMEXERMULTIWEIGHT | QPS-6036 |  |  |  | Quantum Fitness | System, Exerciser, Multi-Weight |  | SYSTEMEXERMULTIWEIGHT-Quantum Fitness-QPS-6036 |  |  |  |  | Covered PM Repair - Biomedical | MHHS-SMR
NO | NO |  |  |  | 000-03704 |  | Quantum Fitness Corp. | QPS-6036 |  |  | SMR - (NE) - ATASCOCITA | MHHS-SMR |  | System, Exerciser, Multi-Weight |  | 000-03704 |  | Katy |  | SMR - (NE) - ATASCOCITA | [5 empty] | EXERCISERS |  | SYSTEMEXERMULTIWEIGHT-Quantum Fitness-QPS-6036 | SYSTEMEXERMULTIWEIGHT | QPS-6036 |  |  |  | Quantum Fitness | System, Exerciser, Multi-Weight |  | SYSTEMEXERMULTIWEIGHT-Quantum Fitness-QPS-6036 |  |  |  |  | Covered PM Repair - Biomedical | MHHS-SMR
NO | NO |  |  |  | 929-01197 |  | Quantum Fitness Corp. | QWT-108 |  |  | SMR - (WDLS) - CONROE SOUTH | MHHS-SMR |  |  |  | 929-01197 |  | Woodlands |  | SMR - (WDLS) - CONROE SOUTH | [5 empty] | EXERCISERS |  | .needs class | [5 empty] | Quantum Fitness | [7 empty] | Not Covered Vendor Only - Biomedical | MHHS-SMR
YES | YES |  |  |  | 005-11965 | 005-11965 | Quantum Instruments | Leg curl |  |  | Sports Med |  |  |  |  | 005-11965 | 005-11965 | Southeast | Memorial Hermann Sports Medicine | Sports Med | Sports
YES | YES |  |  |  | 005-11966 | 005-11966 | Quantum Instruments | Leg curl |  |  | Sports Med |  |  |  |  | 005-11966 | 005-11966 | Southeast | Memorial Hermann Sports Medicine | Sports Med | Sports
YES | YES |  |  |  | 005-11971 | 005-11971 | Quantum Instruments | Leg curl |  |  | Sports Med |  |  |  |  | 005-11971 | 005-11971 | Southeast | Memorial Hermann Sports Medicine | Sports Med | Sports
YES | YES |  |  |  | 005-11969 | 005-11969 | Quantum Instruments | Leg curl |  |  | Sports Med |  |  |  |  | 005-11969 | 005-11969 | Southeast | Memorial Hermann Sports Medicine | Sports Med | Sports
YES | YES | Serial Number Cnf |  |  | 151-04446 |  | Quantum Instruments | PMLX |  | CNF | Biomed Dept |  |  |  |  | 151-04446 |  | West | Memorial Hermann Memorial City Medical Center | Biomed Dept | Biomed Dept
NO | YES | Asset Tag 925-01967 |  |  | 925-01967 | 925-01967 | Quanum Fitness Corp | Leg Press |  |  | SMR-(TMC)-Shepherd Square |  |  |  |  | 925-01967 | 925-01967 | Katy | MHHS-Others | SMR-(TMC)-Shepherd Square | Shephard Square |  |  |  | No pm
NO | YES |  |  |  | 005-12138 | 005-12138 | Quest Products, Inc. | MPS2 |  |  | SE-OR | MHHS-Southeast |  | Heart-Lung Bypass Unit |  | 005-12138 | 005-12138 | Southeast | MHHS-Southeast | SE-OR | Room 12 | 1/1/18 |  | 7/1/18 |  | HEART-LUNG BYPASS UNITS |  | HEARTLUNGBYPASSUNT-Quest Diagn-MPS 2 | HEARTLUNGBYPASSUNT | MPS 2 |  |  |  | Quest Diagn | Heart-Lung Bypass Unit |  |  | HEARTLUNGBYPASSUNT-Quest Diagn-MPS 2 | 7/16/19 |  |  | Covered PM Repair - Biomedical | MHHS-Southeast
NO | YES |  |  |  | 005-33430 | 005-33430 | Quest Products, Inc. | MPS2 |  |  | SE-OR | MHHS-Southeast |  | Heart-Lung Bypass Unit |  | 005-33430 | 005-33430 | Southeast | MHHS-Southeast | SE-OR | OR14 | 7/1/19 |  |  |  | HEART-LUNG BYPASS UNITS |  | HEARTLUNGBYPASSUNT-Quest Diagn-MPS 2 | HEARTLUNGBYPASSUNT | MPS 2 |  |  |  | Quest Diagn | Heart-Lung Bypass Unit |  |  | HEARTLUNGBYPASSUNT-Quest Diagn-MPS 2 | 6/28/16 |  |  | Covered PM Repair - Biomedical | MHHS-Southeast
YES | YES |  |  |  | 099-07903 | 099-07903 | Quick | 861dw |  | Qk861dw1809b1103 | TMC - Biomedical |  |  |  |  | 099-07903 | 099-07903 | TMC | Memorial Hermann-Texas Medical Center | TMC - Biomedical | Biomed shop |  |  |  | No pm
YES | YES |  |  |  | 099-07901 | 099-07901 | Quick | Ts1200a |  | QK TS1200A1907B02990 | TMC - Biomedical |  |  |  |  | 099-07901 | 099-07901 | TMC | Memorial Hermann-Texas Medical Center | TMC - Biomedical | Biomed shop |  |  |  | No pm
YES | YES |  |  |  | 151-05151 | 151-05151 | Quidel | Sofia 2 |  |  | Mhmg cypress |  |  |  |  | 151-05151 | 151-05151 | North cypress | Mhmg cypress 119 | Mhmg cypress | Work room |  |  |  | Model may be 20299 |  | Analyzer, Immunochemistry | ANALYZERIMMUNOCHEMISTRY-Quidel Corp-Sofia2 | [12 empty] | AI-A | [10 empty] | ANALYZERIMMUNOCHEMISTRY | Analyzer, Immunochemistry | Quidel Corp
YES | YES |  |  |  | 151-05152 | 151-05152 | Quidel | Sofia 2 |  |  | Mhmg cypress 119 |  |  |  |  | 151-05152 | 151-05152 | North cypress | Mhmg cypress 119 | Mhmg cypress 119 | Work room | 2/1/20 |  |  | Model may be 20299 |  | Analyzer, Immunochemistry | ANALYZERIMMUNOCHEMISTRY-Quidel Corp-Sofia2 | [12 empty] | AI-A | [10 empty] | ANALYZERIMMUNOCHEMISTRY | Analyzer, Immunochemistry | Quidel Corp
YES | YES | Serial Number Cnf |  |  | 151-03752 | 151-03752 | Quidel | Sofia 2 |  | Cnf | MH MG - (STX) - SOUTH TEXAS - WHARTON |  |  |  |  | 151-03752 | 151-03752 | MH Med Grp | Primary Care | MH MG - (STX) - SOUTH TEXAS - WHARTON | Nurses Station |  |  |  | In use unable to verify sn |  | Analyzer, Immunochemistry | ANALYZERIMMUNOCHEMISTRY-Quidel Corp-Sofia2 | [12 empty] | AI-A | [10 empty] | ANALYZERIMMUNOCHEMISTRY | Analyzer, Immunochemistry | Quidel Corp
YES | YES | Serial Number Cnf |  |  | 151-03753 | 151-03753 | Quidel | Sofia 2 |  | Cnf | MH MG - (STX) - SOUTH TEXAS - WHARTON |  |  |  |  | 151-03753 | 151-03753 | MH Med Grp | Primary Care | MH MG - (STX) - SOUTH TEXAS - WHARTON | Nurses Station |  |  |  | In use unable to verify sn |  | Analyzer, Immunochemistry | ANALYZERIMMUNOCHEMISTRY-Quidel Corp-Sofia2 | [12 empty] | AI-A | [10 empty] | ANALYZERIMMUNOCHEMISTRY | Analyzer, Immunochemistry | Quidel Corp
YES | YES |  |  |  | 151-03854 | 151-03854 | Quidel | Sofia 2 |  |  | Copperfield |  |  |  |  | 151-03854 | 151-03854 | North cypress | Copperfield | Copperfield | Lab | 2/1/20 |  |  | Model may be 20299 |  | Analyzer, Immunochemistry | ANALYZERIMMUNOCHEMISTRY-Quidel Corp-Sofia2 | [12 empty] | AI-A | [10 empty] | ANALYZERIMMUNOCHEMISTRY | Analyzer, Immunochemistry | Quidel Corp
YES | YES |  |  |  | 151-03855 | 151-03855 | Quidel | Sofia 2 |  |  | Copperfield |  |  |  |  | 151-03855 | 151-03855 | Copperfield | Copperfield | Copperfield | Lab |  |  |  | Model may be 20299 |  | Analyzer, Immunochemistry | ANALYZERIMMUNOCHEMISTRY-Quidel Corp-Sofia2 | [12 empty] | AI-A | [10 empty] | ANALYZERIMMUNOCHEMISTRY | Analyzer, Immunochemistry | Quidel Corp
YES | YES | [5 empty] | Quidel | Sofia 2 |  |  | MH MG - (STX) - SOUTH TEXAS - WHARTON | [6 empty] | South | Peds | MH MG - (STX) - SOUTH TEXAS - WHARTON | Lab | [5 empty] | Analyzer, Immunochemistry | ANALYZERIMMUNOCHEMISTRY-Quidel Corp-Sofia2 | [12 empty] | AI-A | [10 empty] | ANALYZERIMMUNOCHEMISTRY | Analyzer, Immunochemistry | Quidel Corp
YES | YES | [5 empty] | Quidel | Sofia 2 |  |  | MH MG - (STX) - SOUTH TEXAS - WHARTON | [6 empty] | South | Peds | MH MG - (STX) - SOUTH TEXAS - WHARTON | Lab | [5 empty] | Analyzer, Immunochemistry | ANALYZERIMMUNOCHEMISTRY-Quidel Corp-Sofia2 | [12 empty] | AI-A | [10 empty] | ANALYZERIMMUNOCHEMISTRY | Analyzer, Immunochemistry | Quidel Corp
YES | YES | [5 empty] | Quidel | Sofia 2 |  |  | MH MG - (STX) - SOUTH TEXAS - WHARTON | [6 empty] | South | Peds 1 | MH MG - (STX) - SOUTH TEXAS - WHARTON | Exam 1 | [5 empty] | Analyzer, Immunochemistry | ANALYZERIMMUNOCHEMISTRY-Quidel Corp-Sofia2 | [12 empty] | AI-A | [10 empty] | ANALYZERIMMUNOCHEMISTRY | Analyzer, Immunochemistry | Quidel Corp
YES | YES | Asset Tag 29024697 |  |  |  |  | Quidel | Sofia 2 |  |  | MH MG - (STX) - SOUTH TEXAS - WHARTON | [6 empty] | South | Peds 1 | MH MG - (STX) - SOUTH TEXAS - WHARTON | Exam 1 | [5 empty] | Analyzer, Immunochemistry | ANALYZERIMMUNOCHEMISTRY-Quidel Corp-Sofia2 | [12 empty] | AI-A | [10 empty] | ANALYZERIMMUNOCHEMISTRY | Analyzer, Immunochemistry | Quidel Corp
YES | YES |  |  |  | 151-04390 | 151-04390 | Quidel | Sofia 2 |  |  | MH MG - (PL) - CENTRAL PEARLAND |  |  |  |  | 151-04390 | 151-04390 | Pearland | Memorial Hermann Sports Medicine | MH MG - (PL) - CENTRAL PEARLAND | Lab | [5 empty] | Analyzer, Immunochemistry | ANALYZERIMMUNOCHEMISTRY-Quidel Corp-Sofia2 | [12 empty] | AI-A | [10 empty] | ANALYZERIMMUNOCHEMISTRY | Analyzer, Immunochemistry | Quidel Corp
YES | YES |  |  |  | 151-04391 | 151-04391 | Quidel | Sofia 2 |  |  | MH MG - (PL) - CENTRAL PEARLAND |  |  |  |  | 151-04391 | 151-04391 | Pearland | Memorial Hermann Sports Medicine | MH MG - (PL) - CENTRAL PEARLAND | Lab | [5 empty] | Analyzer, Immunochemistry | ANALYZERIMMUNOCHEMISTRY-Quidel Corp-Sofia2 | [12 empty] | AI-A | [10 empty] | ANALYZERIMMUNOCHEMISTRY | Analyzer, Immunochemistry | Quidel Corp
YES | YES |  |  |  | 151-04394 | 151-04394 | Quidel | Sofia 2 |  |  | MH MG - (PL) - CENTRAL PEARLAND |  |  |  |  | 151-04394 | 151-04394 | Pearland | Memorial Hermann Sports Medicine | MH MG - (PL) - CENTRAL PEARLAND | Lab 1 | [5 empty] | Analyzer, Immunochemistry | ANALYZERIMMUNOCHEMISTRY-Quidel Corp-Sofia2 | [12 empty] | AI-A | [10 empty] | ANALYZERIMMUNOCHEMISTRY | Analyzer, Immunochemistry | Quidel Corp
YES | YES |  |  |  | 151-04395 | 151-04395 | Quidel | Sofia 2 |  |  | MH MG - (PL) - CENTRAL PEARLAND |  |  |  |  | 151-04395 | 151-04395 | Pearland | Memorial Hermann Sports Medicine | MH MG - (PL) - CENTRAL PEARLAND | Lab 1 | [5 empty] | Analyzer, Immunochemistry | ANALYZERIMMUNOCHEMISTRY-Quidel Corp-Sofia2 | [12 empty] | AI-A | [10 empty] | ANALYZERIMMUNOCHEMISTRY | Analyzer, Immunochemistry | Quidel Corp
YES | YES |  |  |  | 099-00310 | 099-00310 | Quidel | Sofia 2 |  |  | MH MG - (KY) - KATY PEDS (MP2) |  |  |  |  | 099-00310 | 099-00310 | Katy | Katy | MH MG - (KY) - KATY PEDS (MP2) | Padi Lab | 2/1/20 |  |  |  |  | Analyzer, Immunochemistry | ANALYZERIMMUNOCHEMISTRY-Quidel Corp-Sofia2 | [12 empty] | AI-A | [10 empty] | ANALYZERIMMUNOCHEMISTRY | Analyzer, Immunochemistry | Quidel Corp
YES | YES |  |  |  | 099-00309 | 099-00309 | Quidel | Sofia 2 |  |  | MH MG - (KY) - KATY PEDS (MP2) |  |  |  |  | 099-00309 | 099-00309 | Katy | Katy | MH MG - (KY) - KATY PEDS (MP2) | Padi Lab | [5 empty] | Analyzer, Immunochemistry | ANALYZERIMMUNOCHEMISTRY-Quidel Corp-Sofia2 | [12 empty] | AI-A | [10 empty] | ANALYZERIMMUNOCHEMISTRY | Analyzer, Immunochemistry | Quidel Corp
YES | YES |  |  |  | 099-00308 | 099-00308 | Quidel | Sofia 2 |  |  | MH MG - (KY) - KATY PEDS (MP2) |  |  |  |  | 099-00308 | 099-00308 | Katy | Katy | MH MG - (KY) - KATY PEDS (MP2) | Padi Lab | [5 empty] | Analyzer, Immunochemistry | ANALYZERIMMUNOCHEMISTRY-Quidel Corp-Sofia2 | [12 empty] | AI-A | [10 empty] | ANALYZERIMMUNOCHEMISTRY | Analyzer, Immunochemistry | Quidel Corp
YES | YES |  |  |  | 099-08448 | 099-08448 | Quidel | Sofia 2 |  |  | MH MG - (STX) - SOUTH TEXAS - ROSENBERG |  |  |  |  | 099-08448 | 099-08448 | South | Rosenberg | MH MG - (STX) - SOUTH TEXAS - ROSENBERG | Work Room |  |  |  | New Add |  |  | ANALYZERIMMUNOCHEMISTRY-Quidel Corp-Sofia2
YES | YES |  |  |  | 099-08449 | 099-08449 | Quidel | Sofia 2 |  |  | MH MG - (STX) - SOUTH TEXAS - ROSENBERG |  |  |  |  | 099-08449 | 099-08449 | South | Rosenberg | MH MG - (STX) - SOUTH TEXAS - ROSENBERG | Work Room |  |  |  | New Add |  |  | ANALYZERIMMUNOCHEMISTRY-Quidel Corp-Sofia2
YES | YES |  |  |  | 099-08450 | 099-08450 | Quidel | Sofia 2 |  |  | MH MG - (STX) - SOUTH TEXAS - ROSENBERG |  |  |  |  | 099-08450 | 099-08450 | South | Rosenberg | MH MG - (STX) - SOUTH TEXAS - ROSENBERG | Work Room |  |  |  | New Add |  |  | ANALYZERIMMUNOCHEMISTRY-Quidel Corp-Sofia2
YES | YES |  |  |  | 041-33842 | 041-33842 | Quidel | Sofia 2 |  |  | Memorial City-Employee Health |  |  |  |  | 041-33842 | 041-33842 | West | Memorial City- Memorial Hermann Hospital West Tower | Memorial City-Employee Health | Lab Area |  |  |  | One time inspection sticker found on unit
YES | YES |  |  |  | 041-33843 | 041-33843 | Quidel | Sofia 2 |  |  | Memorial City-Employee Health |  |  |  |  | 041-33843 | 041-33843 | West | Memorial City- Memorial Hermann Hospital West Tower | Memorial City-Employee Health | Lab Area |  |  |  | One time inspection sticker found on unit
YES | YES |  |  |  | 142-09561 | 142-09561 | Quidel | Sofia2 |  |  | MH MG-(WDLS)-Imperial Oaks |  |  |  |  | 142-09561 | 142-09561 | Woodlands | Memorial herman Imperial Oaks suite 100 | MH MG-(WDLS)-Imperial Oaks | Lab |  |  |  | No pm found
YES | YES |  |  |  | 142-09562 | 142-09562 | Quidel | Sofia2 |  |  | MH MG-(WDLS)-Imperial Oaks |  |  |  |  | 142-09562 | 142-09562 | Woodlands | Memorial herman Imperial Oaks suite 100 | MH MG-(WDLS)-Imperial Oaks | Lab |  |  |  | In use no serial and no pm found
YES | YES |  |  |  | 099-08078 | 099-08078 | Quidel | Sophia 2 |  |  | Tower 3. Suite 30 |  |  |  |  | 099-08078 | 099-08078 | Greater heights | Memorial Hermann Hospital | Tower 3. Suite 30 | Hallway | [6 empty] | ANALYZERIMMUNOCHEMISTRY-Quidel Corp-Sofia2
YES | YES |  |  |  | 074-06375 | 074-06375 | Quidel | Sophia 2 |  |  | Tower 3. Suite 30 |  |  |  |  | 074-06375 | 074-06375 | Greater heights | Memorial Hermann Hospital | Tower 3. Suite 30 | Hallway | [6 empty] | ANALYZERIMMUNOCHEMISTRY-Quidel Corp-Sofia2
NO | YES | Serial Number 24196 |  |  | 099-02206 | 099-02206 | Quidel Corp | Sofia |  |  | MH MG-(KY)-Katy CCC |  |  |  |  | 099-02206 | 099-02206 | Katy | MHHS-MG | MH MG-(KY)-Katy CCC | Lab | [5 empty] | Analyzer, Immunochemistry | ANALYZERIMMUNOCHEMISTRY-Quidel Corp-Sofia | [12 empty] | AI-A | [9 empty] | Analyzer, Immunochemistry | ANALYZERIMMUNOCHEMISTRY | Analyzer, Immunochemistry | Quidel Corp
YES | YES |  |  |  | 000-04943 | 000-04943 | Quidel Corp | Sofia |  |  | ER |  |  |  |  | 000-04943 | 000-04943 | Katy | Memorial Hermann Convenient Care Center in Kingwood (Kingwood CCC) | ER | Lab | 2/1/20 |  |  |  |  | Analyzer, Immunochemistry | ANALYZERIMMUNOCHEMISTRY-Quidel Corp-Sofia | [12 empty] | AI-A | [9 empty] | Analyzer, Immunochemistry | ANALYZERIMMUNOCHEMISTRY | Analyzer, Immunochemistry | Quidel Corp
YES | YES |  |  |  | 000-04942 | 000-04942 | Quidel Corp | Sofia |  |  | ER |  |  |  |  | 000-04942 | 000-04942 | Katy | Memorial Hermann Convenient Care Center in Kingwood (Kingwood CCC) | ER | Lab | [5 empty] | Analyzer, Immunochemistry | ANALYZERIMMUNOCHEMISTRY-Quidel Corp-Sofia | [12 empty] | AI-A | [9 empty] | Analyzer, Immunochemistry | ANALYZERIMMUNOCHEMISTRY | Analyzer, Immunochemistry | Quidel Corp
YES | YES |  |  |  | 099-01412 | 099-01412 | Quidel Corp | Sofia |  |  | NE - LABORATORY |  |  |  |  | 099-01412 | 099-01412 | Katy | Memorial Hermann Katy Hospital | NE - LABORATORY | Speciman sampling |  |  |  | No pm |  | Analyzer, Immunochemistry | ANALYZERIMMUNOCHEMISTRY-Quidel Corp-Sofia | [12 empty] | AI-A | [9 empty] | Analyzer, Immunochemistry | ANALYZERIMMUNOCHEMISTRY | Analyzer, Immunochemistry | Quidel Corp
YES | YES |  |  |  | 099-01413 | 099-01413 | Quidel Corp | Sofia |  |  | NE - LABORATORY |  |  |  |  | 099-01413 | 099-01413 | Katy | Memorial Hermann Katy Hospital | NE - LABORATORY | Speciman sampling |  |  |  | No pm |  | Analyzer, Immunochemistry | ANALYZERIMMUNOCHEMISTRY-Quidel Corp-Sofia | [12 empty] | AI-A | [9 empty] | Analyzer, Immunochemistry | ANALYZERIMMUNOCHEMISTRY | Analyzer, Immunochemistry | Quidel Corp
YES | YES |  |  |  | 099-01915 | 099-01915 | Quidel Corp | Sofia |  |  | SC CCC - (NE) - LABORATORY |  |  |  |  | 099-01915 | 099-01915 | Katy | Memorial Hermann Convenient Care Center in Summer Creek (Summer Creek CCC) | SC CCC - (NE) - LABORATORY | Lab | [5 empty] | Analyzer, Immunochemistry | ANALYZERIMMUNOCHEMISTRY-Quidel Corp-Sofia | [12 empty] | AI-A | [9 empty] | Analyzer, Immunochemistry | ANALYZERIMMUNOCHEMISTRY | Analyzer, Immunochemistry | Quidel Corp
YES | YES |  |  |  | 099-01916 | 099-01916 | Quidel Corp | Sofia |  |  | SC CCC - (NE) - LABORATORY |  |  |  |  | 099-01916 | 099-01916 | Katy | Memorial Hermann Convenient Care Center in Summer Creek (Summer Creek CCC) | SC CCC - (NE) - LABORATORY | Lab | [5 empty] | Analyzer, Immunochemistry | ANALYZERIMMUNOCHEMISTRY-Quidel Corp-Sofia | [12 empty] | AI-A | [9 empty] | Analyzer, Immunochemistry | ANALYZERIMMUNOCHEMISTRY | Analyzer, Immunochemistry | Quidel Corp
YES | YES |  |  |  | 000-04401 | 000-04401 | Quidel Corp | Sofia |  |  | SP CCC - (SL) - LABORATORY |  |  |  |  | 000-04401 | 000-04401 | Sugar Land |  | SP CCC - (SL) - LABORATORY |  |  |  |  | No pm |  | Analyzer, Immunochemistry | ANALYZERIMMUNOCHEMISTRY-Quidel Corp-Sofia | [12 empty] | AI-A | [9 empty] | Analyzer, Immunochemistry | ANALYZERIMMUNOCHEMISTRY | Analyzer, Immunochemistry | Quidel Corp
YES | YES |  |  |  | 000-04402 | 000-04402 | Quidel Corp | Sofia |  |  | SP CCC - (SL) - LABORATORY |  |  |  |  | 000-04402 | 000-04402 | Sugar Land |  | SP CCC - (SL) - LABORATORY |  |  |  |  | No pm |  | Analyzer, Immunochemistry | ANALYZERIMMUNOCHEMISTRY-Quidel Corp-Sofia | [12 empty] | AI-A | [9 empty] | Analyzer, Immunochemistry | ANALYZERIMMUNOCHEMISTRY | Analyzer, Immunochemistry | Quidel Corp
YES | YES |  |  |  | 099-13631 | 099-13631 | Quidel Corp | Sofia |  |  | SW - Lab |  |  |  |  | 099-13631 | 099-13631 | Southwest | Memorial Hermann Southwest Hospital | SW - Lab | Microbiology |  |  |  | New Add |  | Analyzer, Immunochemistry | ANALYZERIMMUNOCHEMISTRY-Quidel Corp-Sofia | [12 empty] | AI-A | [9 empty] | Analyzer, Immunochemistry | ANALYZERIMMUNOCHEMISTRY | Analyzer, Immunochemistry | Quidel Corp
YES | YES |  |  |  | 099-13632 | 099-13632 | Quidel Corp | Sofia |  |  | SW - Microbiology |  |  |  |  | 099-13632 | 099-13632 | Southwest | Memorial Hermann Diagnostic Laboratory - Southwest | SW - Microbiology | Lab | [5 empty] | Analyzer, Immunochemistry | ANALYZERIMMUNOCHEMISTRY-Quidel Corp-Sofia | [12 empty] | AI-A | [9 empty] | Analyzer, Immunochemistry | ANALYZERIMMUNOCHEMISTRY | Analyzer, Immunochemistry | Quidel Corp
YES | YES |  |  |  | 099-13633 | 099-13633 | Quidel Corp | Sofia |  |  | SW - Microbiology |  |  |  |  | 099-13633 | 099-13633 | Southwest | Memorial Hermann Diagnostic Laboratory - Southwest | SW - Microbiology | Lab | [5 empty] | Analyzer, Immunochemistry | ANALYZERIMMUNOCHEMISTRY-Quidel Corp-Sofia | [12 empty] | AI-A | [9 empty] | Analyzer, Immunochemistry | ANALYZERIMMUNOCHEMISTRY | Analyzer, Immunochemistry | Quidel Corp
YES | YES |  |  |  | 142-09488 | 142-09488 | Quidel Corp | Sofia 2 |  |  | MH MG - (WDLS) - URGENT CARE - SPRING |  |  |  |  | 142-09488 | 142-09488 | Woodlands |  | MH MG - (WDLS) - URGENT CARE - SPRING | Urgent care 1 | [5 empty] | Analyzer, Immunochemistry | ANALYZERIMMUNOCHEMISTRY-Quidel Corp-Sofia2 | [12 empty] | AI-A | [10 empty] | ANALYZERIMMUNOCHEMISTRY | Analyzer, Immunochemistry | Quidel Corp
YES | YES |  |  |  | 142-09489 | 142-09489 | Quidel Corp | Sofia 2 |  |  | MH MG - (WDLS) - URGENT CARE - SPRING |  |  |  |  | 142-09489 | 142-09489 | Woodlands |  | MH MG - (WDLS) - URGENT CARE - SPRING | Urgent care 1 | [5 empty] | Analyzer, Immunochemistry | ANALYZERIMMUNOCHEMISTRY-Quidel Corp-Sofia2 | [12 empty] | AI-A | [10 empty] | ANALYZERIMMUNOCHEMISTRY | Analyzer, Immunochemistry | Quidel Corp
YES | YES |  |  |  | 142-09490 | 142-09490 | Quidel Corp | Sofia 2 |  |  | MH MG - (WDLS) - URGENT CARE - SPRING |  |  |  |  | 142-09490 | 142-09490 | Woodlands |  | MH MG - (WDLS) - URGENT CARE - SPRING | Urgent care 1 | [5 empty] | Analyzer, Immunochemistry | ANALYZERIMMUNOCHEMISTRY-Quidel Corp-Sofia2 | [12 empty] | AI-A | [10 empty] | ANALYZERIMMUNOCHEMISTRY | Analyzer, Immunochemistry | Quidel Corp
YES | YES |  |  |  | 142-09491 | 142-09491 | Quidel Corp | Sofia 2 |  |  | MH MG - (WDLS) - URGENT CARE - SPRING |  |  |  |  | 142-09491 | 142-09491 | Woodlands |  | MH MG - (WDLS) - URGENT CARE - SPRING | Urgent care 1 | [5 empty] | Analyzer, Immunochemistry | ANALYZERIMMUNOCHEMISTRY-Quidel Corp-Sofia2 | [12 empty] | AI-A | [10 empty] | ANALYZERIMMUNOCHEMISTRY | Analyzer, Immunochemistry | Quidel Corp
YES | YES |  |  |  | 009-33066 | 009-33066 | Quidel Corp | Sofia 2 |  |  | MH MG - (NE) - ATASCOCITA PEDIATRICS |  |  |  |  | 009-33066 | 009-33066 | Katy | MHMG-Suite 202 | MH MG - (NE) - ATASCOCITA PEDIATRICS
YES | YES |  |  |  | 009-33067 | 009-33067 | Quidel Corp | Sofia 2 |  |  | MH MG - (NE) - ATASCOCITA PEDIATRICS |  |  |  |  | 009-33067 | 009-33067 | Katy | MHMG-Suite 202 | MH MG - (NE) - ATASCOCITA PEDIATRICS
YES | YES |  |  |  | 151-04956 | 151-04956 | Quidel Corp | Sofia2 |  |  | Occupational health |  |  |  |  | 151-04956 | 151-04956 | Northwest | Cypress | Occupational health | C1704 | [5 empty] | Analyzer, Immunochemistry | ANALYZERIMMUNOCHEMISTRY-Quidel Corp-Sofia2 | [12 empty] | AI-A | [9 empty] | Analyzer, Immunochemistry | ANALYZERIMMUNOCHEMISTRY | Analyzer, Immunochemistry | Quidel Corp
YES | YES |  |  |  | 151-04957 | 151-04957 | Quidel Corp | Sofia2 |  |  | Occupational health |  |  |  |  | 151-04957 | 151-04957 | Northwest | Cypress | Occupational health | C1704 | [5 empty] | Analyzer, Immunochemistry | ANALYZERIMMUNOCHEMISTRY-Quidel Corp-Sofia2 | [12 empty] | AI-A | [9 empty] | Analyzer, Immunochemistry | ANALYZERIMMUNOCHEMISTRY | Analyzer, Immunochemistry | Quidel Corp
YES | YES |  |  |  | 151-04979 | 151-04979 | Quidel Corp | Sofia2 | [7 empty] | 151-04979 | 151-04979 | Northwest | Memorial Hermann Medical Group Fairfield (#100) |  | Lab | [5 empty] | Analyzer, Immunochemistry | ANALYZERIMMUNOCHEMISTRY-Quidel Corp-Sofia2 | [12 empty] | AI-A | [9 empty] | Analyzer, Immunochemistry | ANALYZERIMMUNOCHEMISTRY | Analyzer, Immunochemistry | Quidel Corp
YES | YES |  |  |  | 151-04980 | 151-04980 | Quidel Corp | Sofia2 | [7 empty] | 151-04980 | 151-04980 | Northwest | Memorial Hermann Medical Group Fairfield (#100) |  | Lab | [5 empty] | Analyzer, Immunochemistry | ANALYZERIMMUNOCHEMISTRY-Quidel Corp-Sofia2 | [12 empty] | AI-A | [9 empty] | Analyzer, Immunochemistry | ANALYZERIMMUNOCHEMISTRY | Analyzer, Immunochemistry | Quidel Corp
YES | YES |  |  |  | 099-02778 | 099-02778 | Quidel Corp | Sofia2 |  |  | MH MG - (TMC) - URGENT CARE - WEST UNIVERSITY |  |  |  |  | 099-02778 | 099-02778 | TMC | Urgent care bellaire | MH MG - (TMC) - URGENT CARE - WEST UNIVERSITY | Lab |  |  |  | No pm |  | Analyzer, Immunochemistry | ANALYZERIMMUNOCHEMISTRY-Quidel Corp-Sofia2 | [12 empty] | AI-A | [9 empty] | Analyzer, Immunochemistry | ANALYZERIMMUNOCHEMISTRY | Analyzer, Immunochemistry | Quidel Corp
YES | YES |  |  |  | 099-02779 | 099-02779 | Quidel Corp | Sofia2 |  |  | MH MG - (TMC) - URGENT CARE - WEST UNIVERSITY |  |  |  |  | 099-02779 | 099-02779 | TMC | Urgent care bellaire | MH MG - (TMC) - URGENT CARE - WEST UNIVERSITY | Lab |  |  |  | No pm |  | Analyzer, Immunochemistry | ANALYZERIMMUNOCHEMISTRY-Quidel Corp-Sofia2 | [12 empty] | AI-A | [9 empty] | Analyzer, Immunochemistry | ANALYZERIMMUNOCHEMISTRY | Analyzer, Immunochemistry | Quidel Corp
YES | YES |  |  |  | 099-02794 | 099-02794 | Quidel Corp | Sofia2 |  |  | MH MG - (TMC) - URGENT CARE - WEST UNIVERSITY |  |  |  |  | 099-02794 | 099-02794 | TMC | Urgent care bellaire | MH MG - (TMC) - URGENT CARE - WEST UNIVERSITY | Lab |  |  |  | No pm |  | Analyzer, Immunochemistry | ANALYZERIMMUNOCHEMISTRY-Quidel Corp-Sofia2 | [12 empty] | AI-A | [9 empty] | Analyzer, Immunochemistry | ANALYZERIMMUNOCHEMISTRY | Analyzer, Immunochemistry | Quidel Corp
YES | YES |  |  |  | 099-02795 | 099-02795 | Quidel Corp | Sofia2 |  |  | MH MG - (TMC) - URGENT CARE - WEST UNIVERSITY |  |  |  |  | 099-02795 | 099-02795 | TMC | Urgent care bellaire | MH MG - (TMC) - URGENT CARE - WEST UNIVERSITY | Lab |  |  |  | No pm |  | Analyzer, Immunochemistry | ANALYZERIMMUNOCHEMISTRY-Quidel Corp-Sofia2 | [12 empty] | AI-A | [9 empty] | Analyzer, Immunochemistry | ANALYZERIMMUNOCHEMISTRY | Analyzer, Immunochemistry | Quidel Corp
YES | YES | Serial Number 1411 |  |  | 099-02780 | 099-02780 | Quidel Corp | Sofia2 |  |  | MH MG - (TMC) - URGENT CARE - WEST UNIVERSITY |  |  |  |  | 099-02780 | 099-02780 | TMC | Urgent care bellaire | MH MG - (TMC) - URGENT CARE - WEST UNIVERSITY | Lab |  |  |  | No pm |  | Analyzer, Immunochemistry | ANALYZERIMMUNOCHEMISTRY-Quidel Corp-Sofia2 | [12 empty] | AI-A | [9 empty] | Analyzer, Immunochemistry | ANALYZERIMMUNOCHEMISTRY | Analyzer, Immunochemistry | Quidel Corp
YES | YES |  |  |  | 099-02207 | 099-02207 | Quidel Corp | Sofia2 |  |  | MH MG - (KY) - KATY CCC |  |  |  |  | 099-02207 | 099-02207 | Katy | Memorial Hermann Medical Group Katy (#400) | MH MG - (KY) - KATY CCC | Lab | [5 empty] | Analyzer, Immunochemistry | ANALYZERIMMUNOCHEMISTRY-Quidel Corp-Sofia2 | [12 empty] | AI-A | [9 empty] | Analyzer, Immunochemistry | ANALYZERIMMUNOCHEMISTRY | Analyzer, Immunochemistry | Quidel Corp
YES | YES |  |  |  | 099-02205 | 099-02205 | Quidel Corp | Sofia2 |  |  | MH MG - (KY) - KATY CCC |  |  |  |  | 099-02205 | 099-02205 | Katy | Memorial Hermann Medical Group Katy (#400) | MH MG - (KY) - KATY CCC | Lab | [5 empty] | Analyzer, Immunochemistry | ANALYZERIMMUNOCHEMISTRY-Quidel Corp-Sofia2 | [12 empty] | AI-A | [9 empty] | Analyzer, Immunochemistry | ANALYZERIMMUNOCHEMISTRY | Analyzer, Immunochemistry | Quidel Corp
YES | YES |  |  |  | 099-02787 | 099-02787 | Quidel Corp | Sofia2 |  |  | MH MG - (GH) - URGENT CARE - WASHINGTON AVE |  |  |  |  | 099-02787 | 099-02787 | Central | Memorial Hermann Urgent Care Washington Avenue (#100) | MH MG - (GH) - URGENT CARE - WASHINGTON AVE | Lab |  |  |  | No pm |  | Analyzer, Immunochemistry | ANALYZERIMMUNOCHEMISTRY-Quidel Corp-Sofia2 | [12 empty] | AI-A | [9 empty] | Analyzer, Immunochemistry | ANALYZERIMMUNOCHEMISTRY | Analyzer, Immunochemistry | Quidel Corp
YES | YES |  |  |  | 099-02788 | 099-02788 | Quidel Corp | Sofia2 |  |  | MH MG - (GH) - URGENT CARE - WASHINGTON AVE |  |  |  |  | 099-02788 | 099-02788 | Central Greater Heights | Memorial Hermann Urgent Care Washington Avenue (#100) | MH MG - (GH) - URGENT CARE - WASHINGTON AVE | Lab |  |  |  | No pm |  | Analyzer, Immunochemistry | ANALYZERIMMUNOCHEMISTRY-Quidel Corp-Sofia2 | [12 empty] | AI-A | [9 empty] | Analyzer, Immunochemistry | ANALYZERIMMUNOCHEMISTRY | Analyzer, Immunochemistry | Quidel Corp
YES | YES |  |  |  | 099-02789 | 099-02789 | Quidel Corp | Sofia2 |  |  | MH MG - (GH) - URGENT CARE - WASHINGTON AVE |  |  |  |  | 099-02789 | 099-02789 | Central | Memorial Hermann Urgent Care Washington Avenue (#100) | MH MG - (GH) - URGENT CARE - WASHINGTON AVE | Lab |  |  |  | No plm |  | Analyzer, Immunochemistry | ANALYZERIMMUNOCHEMISTRY-Quidel Corp-Sofia2 | [12 empty] | AI-A | [9 empty] | Analyzer, Immunochemistry | ANALYZERIMMUNOCHEMISTRY | Analyzer, Immunochemistry | Quidel Corp
YES | YES |  |  |  | 099-02601 | 099-02601 | Quidel Corp | Sofia2 |  |  | Suite 400 |  |  |  |  | 099-02601 | 099-02601 | Katy | Memorial Hermann Medical Group Katy (#400) | Suite 400 | Work room | 2/1/20 |  |  |  |  | Analyzer, Immunochemistry | ANALYZERIMMUNOCHEMISTRY-Quidel Corp-Sofia2 | [12 empty] | AI-A | [9 empty] | Analyzer, Immunochemistry | ANALYZERIMMUNOCHEMISTRY | Analyzer, Immunochemistry | Quidel Corp
YES | YES |  |  |  | 099-02599 | 099-02599 | Quidel Corp | Sofia2 |  |  | Suite 400 |  |  |  |  | 099-02599 | 099-02599 | Katy | Memorial Hermann Medical Group Katy (#400) | Suite 400 | Work room | [5 empty] | Analyzer, Immunochemistry | ANALYZERIMMUNOCHEMISTRY-Quidel Corp-Sofia2 | [12 empty] | AI-A | [9 empty] | Analyzer, Immunochemistry | ANALYZERIMMUNOCHEMISTRY | Analyzer, Immunochemistry | Quidel Corp
YES | YES |  |  |  | 099-00342 | 099-00342 | Quidel Corp | Sofia2 |  |  | CAHF - (KY) - KATY [MP2-STE200] |  |  |  |  | 099-00342 | 099-00342 | Katy | Memorial Hermann Katy Hospital | CAHF - (KY) - KATY [MP2-STE200] | Exam room 2 | [5 empty] | Analyzer, Immunochemistry | ANALYZERIMMUNOCHEMISTRY-Quidel Corp-Sofia2 | [12 empty] | AI-A | [9 empty] | Analyzer, Immunochemistry | ANALYZERIMMUNOCHEMISTRY | Analyzer, Immunochemistry | Quidel Corp
YES | YES |  |  |  | 099-00305 | 099-00305 | Quidel Corp | Sofia2 |  |  | CAHF - (KY) - KATY [MP2-STE200] |  |  |  |  | 099-00305 | 099-00305 | Katy | Memorial Hermann Katy Hospital | CAHF - (KY) - KATY [MP2-STE200] | Exam room 2 | [5 empty] | Analyzer, Immunochemistry | ANALYZERIMMUNOCHEMISTRY-Quidel Corp-Sofia2 | [12 empty] | AI-A | [9 empty] | Analyzer, Immunochemistry | ANALYZERIMMUNOCHEMISTRY | Analyzer, Immunochemistry | Quidel Corp
YES | YES |  |  |  | 099-00306 | 099-00306 | Quidel Corp | Sofia2 |  |  | CAHF - (KY) - KATY [MP2-STE200] |  |  |  |  | 099-00306 | 099-00306 | Katy | Memorial Hermann Katy Hospital | CAHF - (KY) - KATY [MP2-STE200] | Exam room 2 | [5 empty] | Analyzer, Immunochemistry | ANALYZERIMMUNOCHEMISTRY-Quidel Corp-Sofia2 | [12 empty] | AI-A | [9 empty] | Analyzer, Immunochemistry | ANALYZERIMMUNOCHEMISTRY | Analyzer, Immunochemistry | Quidel Corp
YES | YES |  |  |  | 099-00307 | 099-00307 | Quidel Corp | Sofia2 |  |  | CAHF - (KY) - KATY [MP2-STE200] |  |  |  |  | 099-00307 | 099-00307 | Katy | Memorial Hermann Katy Hospital | CAHF - (KY) - KATY [MP2-STE200] | Exam room 2 | [5 empty] | Analyzer, Immunochemistry | ANALYZERIMMUNOCHEMISTRY-Quidel Corp-Sofia2 | [12 empty] | AI-A | [9 empty] | Analyzer, Immunochemistry | ANALYZERIMMUNOCHEMISTRY | Analyzer, Immunochemistry | Quidel Corp
YES | YES |  |  |  | 099-02169 | 099-02169 | Quidel Corp | Sofia2 |  |  | MH MG - (SW) - BELLAIRE CENTER |  |  |  |  | 099-02169 | 099-02169 | Southwest |  | MH MG - (SW) - BELLAIRE CENTER | [6 empty] | Analyzer, Immunochemistry | ANALYZERIMMUNOCHEMISTRY-Quidel Corp-Sofia2 | [12 empty] | AI-A | [9 empty] | Analyzer, Immunochemistry | ANALYZERIMMUNOCHEMISTRY | Analyzer, Immunochemistry | Quidel Corp
YES | YES |  |  |  | 099-02170 | 099-02170 | Quidel Corp | Sofia2 |  |  | MH MG - (SW) - BELLAIRE CENTER |  |  |  |  | 099-02170 | 099-02170 | Southwest |  | MH MG - (SW) - BELLAIRE CENTER | [6 empty] | Analyzer, Immunochemistry | ANALYZERIMMUNOCHEMISTRY-Quidel Corp-Sofia2 | [12 empty] | AI-A | [9 empty] | Analyzer, Immunochemistry | ANALYZERIMMUNOCHEMISTRY | Analyzer, Immunochemistry | Quidel Corp
YES | YES |  |  |  | 099-02655 | 099-02655 | Quidel Corp | Sofia2 |  |  | MH MG - (NE) - KINGWOOD CCC - TIMESHARE |  |  |  |  | 099-02655 | 099-02655 | Katy | Memorial Hermann Medical Group Kingwood (located in the CCC) - Level 2 (#500) | MH MG - (NE) - KINGWOOD CCC - TIMESHARE | Vaccine room | [5 empty] | Analyzer, Immunochemistry | ANALYZERIMMUNOCHEMISTRY-Quidel Corp-Sofia2 | [12 empty] | AI-A | [9 empty] | Analyzer, Immunochemistry | ANALYZERIMMUNOCHEMISTRY | Analyzer, Immunochemistry | Quidel Corp
YES | YES |  |  |  | 099-02654 | 099-02654 | Quidel Corp | Sofia2 |  |  | MH MG - (NE) - KINGWOOD CCC - TIMESHARE |  |  |  |  | 099-02654 | 099-02654 | Katy | Memorial Hermann Medical Group Kingwood (located in the CCC) - Level 2 (#500) | MH MG - (NE) - KINGWOOD CCC - TIMESHARE | Vaccine room | [5 empty] | Analyzer, Immunochemistry | ANALYZERIMMUNOCHEMISTRY-Quidel Corp-Sofia2 | [12 empty] | AI-A | [9 empty] | Analyzer, Immunochemistry | ANALYZERIMMUNOCHEMISTRY | Analyzer, Immunochemistry | Quidel Corp
YES | YES |  |  |  | 099-01998 | 099-01998 | Quidel Corp | Sofia2 |  |  | MH MG - (GH) - GH CCC - TIMESHeARE |  |  |  |  | 099-01998 | 099-01998 | Central | Memorial Hermann Medical Group Greater Heights Primary Care (located in the CCC) | MH MG - (GH) - GH CCC - TIMESHeARE | Room 1 | 2/1/20 |  |  | No pm |  | Analyzer, Immunochemistry | ANALYZERIMMUNOCHEMISTRY-Quidel Corp-Sofia2 | [12 empty] | AI-A | [9 empty] | Analyzer, Immunochemistry | ANALYZERIMMUNOCHEMISTRY | Analyzer, Immunochemistry | Quidel Corp
YES | YES |  |  |  | 099-01999 | 099-01999 | Quidel Corp | Sofia2 |  |  | Suite 400 |  |  |  |  | 099-01999 | 099-01999 | Central | Memorial Hermann Medical Group Greater Heights Primary Care (located in the CCC) | Suite 400 | CCC |  |  |  | No pm |  | Analyzer, Immunochemistry | ANALYZERIMMUNOCHEMISTRY-Quidel Corp-Sofia2 | [12 empty] | AI-A | [9 empty] | Analyzer, Immunochemistry | ANALYZERIMMUNOCHEMISTRY | Analyzer, Immunochemistry | Quidel Corp
YES | YES | [5 empty] | Quidel Corp | Sofia2 |  |  | MH MG - (NE) - SUMMER CREEK CCC | [6 empty] | Katy | Memorial Hermann Summer Creek Primary Care | MH MG - (NE) - SUMMER CREEK CCC | Storage room |  |  |  | Out of asset tags |  | Analyzer, Immunochemistry | ANALYZERIMMUNOCHEMISTRY-Quidel Corp-Sofia2 | [12 empty] | AI-A | [9 empty] | Analyzer, Immunochemistry | ANALYZERIMMUNOCHEMISTRY | Analyzer, Immunochemistry | Quidel Corp
YES | YES | [5 empty] | Quidel Corp | Sofia2 |  |  | MH MG - (NE) - SUMMER CREEK CCC | [6 empty] | Katy | Memorial Hermann Summer Creek Primary Care | MH MG - (NE) - SUMMER CREEK CCC | Storage room |  |  |  | Out of asset tags |  | Analyzer, Immunochemistry | ANALYZERIMMUNOCHEMISTRY-Quidel Corp-Sofia2 | [12 empty] | AI-A | [9 empty] | Analyzer, Immunochemistry | ANALYZERIMMUNOCHEMISTRY | Analyzer, Immunochemistry | Quidel Corp
YES | YES |  |  |  | 142-08898 | 142-08898 | Quidel Corp | Sofia2 |  |  | MH MG - (SL) - URGENT CARE - TELFAIR |  |  |  |  | 142-08898 | 142-08898 | Sugar Land | Memorial Hermann Urgent Care Telfair (#A) | MH MG - (SL) - URGENT CARE - TELFAIR | Lab | [5 empty] | Analyzer, Immunochemistry | ANALYZERIMMUNOCHEMISTRY-Quidel Corp-Sofia2 | [12 empty] | AI-A | [9 empty] | Analyzer, Immunochemistry | ANALYZERIMMUNOCHEMISTRY | Analyzer, Immunochemistry | Quidel Corp
YES | YES |  |  |  | 142-08899 | 142-08899 | Quidel Corp | Sofia2 |  |  | MH MG - (SL) - URGENT CARE - TELFAIR |  |  |  |  | 142-08899 | 142-08899 | Sugar Land | Memorial Hermann Urgent Care Telfair (#A) | MH MG - (SL) - URGENT CARE - TELFAIR | Lab | [5 empty] | Analyzer, Immunochemistry | ANALYZERIMMUNOCHEMISTRY-Quidel Corp-Sofia2 | [12 empty] | AI-A | [9 empty] | Analyzer, Immunochemistry | ANALYZERIMMUNOCHEMISTRY | Analyzer, Immunochemistry | Quidel Corp
YES | YES |  |  |  | 142-08900 | 142-08900 | Quidel Corp | Sofia2 |  |  | MH MG - (SL) - URGENT CARE - TELFAIR |  |  |  |  | 142-08900 | 142-08900 | Sugar Land | Memorial Hermann Urgent Care Telfair (#A) | MH MG - (SL) - URGENT CARE - TELFAIR | Lab | [5 empty] | Analyzer, Immunochemistry | ANALYZERIMMUNOCHEMISTRY-Quidel Corp-Sofia2 | [12 empty] | AI-A | [9 empty] | Analyzer, Immunochemistry | ANALYZERIMMUNOCHEMISTRY | Analyzer, Immunochemistry | Quidel Corp
YES | YES |  |  |  | 142-08901 | 142-08901 | Quidel Corp | Sofia2 |  |  | MH MG - (SL) - URGENT CARE - TELFAIR |  |  |  |  | 142-08901 | 142-08901 | Sugar Land | Memorial Hermann Urgent Care Telfair (#A) | MH MG - (SL) - URGENT CARE - TELFAIR | Lab | [5 empty] | Analyzer, Immunochemistry | ANALYZERIMMUNOCHEMISTRY-Quidel Corp-Sofia2 | [12 empty] | AI-A | [9 empty] | Analyzer, Immunochemistry | ANALYZERIMMUNOCHEMISTRY | Analyzer, Immunochemistry | Quidel Corp
YES | YES |  |  |  | 142-08902 | 142-08902 | Quidel Corp | Sofia2 |  |  | MH MG - (SL) - SWEETWATER |  |  |  |  | 142-08902 | 142-08902 | Sugar Land | Memorial Hermann Medical Group Sweetwater (#B) | MH MG - (SL) - SWEETWATER | Exam 5 | [5 empty] | Analyzer, Immunochemistry | ANALYZERIMMUNOCHEMISTRY-Quidel Corp-Sofia2 | [12 empty] | AI-A | [9 empty] | Analyzer, Immunochemistry | ANALYZERIMMUNOCHEMISTRY | Analyzer, Immunochemistry | Quidel Corp
YES | YES |  |  |  | 142-08903 | 142-08903 | Quidel Corp | Sofia2 |  |  | MH MG - (SL) - SWEETWATER |  |  |  |  | 142-08903 | 142-08903 | Sugar Land | Memorial Hermann Medical Group Sweetwater (#B) | MH MG - (SL) - SWEETWATER | Exam 5 | [5 empty] | Analyzer, Immunochemistry | ANALYZERIMMUNOCHEMISTRY-Quidel Corp-Sofia2 | [12 empty] | AI-A | [9 empty] | Analyzer, Immunochemistry | ANALYZERIMMUNOCHEMISTRY | Analyzer, Immunochemistry | Quidel Corp
YES | YES |  |  |  | 142-09396 | 142-09396 | Quidel Corp | Sofia2 |  |  | MH MG - (SL) - PHYSICIANS AT SUGAR CREEK |  |  |  |  | 142-09396 | 142-09396 | Sugar Land | Sugar Land | MH MG - (SL) - PHYSICIANS AT SUGAR CREEK |  |  |  |  | No pm |  | Analyzer, Immunochemistry | ANALYZERIMMUNOCHEMISTRY-Quidel Corp-Sofia2 | [12 empty] | AI-A | [9 empty] | Analyzer, Immunochemistry | ANALYZERIMMUNOCHEMISTRY | Analyzer, Immunochemistry | Quidel Corp
YES | YES |  |  |  | 142-09335 | 142-09335 | Quidel Corp | Sofia2 |  |  | MH MG - (SL) - PHYSICIANS AT SUGAR CREEK |  |  |  |  | 142-09335 | 142-09335 | Sugar Land | Memorial Hermann Surgery Center Sugar Land (#200) | MH MG - (SL) - PHYSICIANS AT SUGAR CREEK | Procedure room 3 | [5 empty] | Analyzer, Immunochemistry | ANALYZERIMMUNOCHEMISTRY-Quidel Corp-Sofia2 | [12 empty] | AI-A | [9 empty] | Analyzer, Immunochemistry | ANALYZERIMMUNOCHEMISTRY | Analyzer, Immunochemistry | Quidel Corp
YES | YES |  |  |  | 142-09338 | 142-09338 | Quidel Corp | Sofia2 |  |  | MH MG - (SL) - PHYSICIANS AT SUGAR CREEK |  |  |  |  | 142-09338 | 142-09338 | Sugar Land | Memorial Hermann Surgery Center Sugar Land (#200) | MH MG - (SL) - PHYSICIANS AT SUGAR CREEK | Procedure room 3 | [5 empty] | Analyzer, Immunochemistry | ANALYZERIMMUNOCHEMISTRY-Quidel Corp-Sofia2 | [12 empty] | AI-A | [9 empty] | Analyzer, Immunochemistry | ANALYZERIMMUNOCHEMISTRY | Analyzer, Immunochemistry | Quidel Corp
YES | YES |  |  |  | 142-09343 | 142-09343 | Quidel Corp | Sofia2 |  |  | MH MG - (SL) - PHYSICIANS AT SUGAR CREEK |  |  |  |  | 142-09343 | 142-09343 | Sugar Land | Memorial Hermann Surgery Center Sugar Land (#200) | MH MG - (SL) - PHYSICIANS AT SUGAR CREEK | Xray room | [5 empty] | Analyzer, Immunochemistry | ANALYZERIMMUNOCHEMISTRY-Quidel Corp-Sofia2 | [12 empty] | AI-A | [9 empty] | Analyzer, Immunochemistry | ANALYZERIMMUNOCHEMISTRY | Analyzer, Immunochemistry | Quidel Corp
YES | YES |  |  |  | 142-09346 | 142-09346 | Quidel Corp | Sofia2 |  |  | Green clinic |  |  |  |  | 142-09346 | 142-09346 | Sugar Land | Memorial Hermann Medical Group Sugar Land Multi-Specialty (#350) | Green clinic | Nurses station greengreen clinic | [5 empty] | Analyzer, Immunochemistry | ANALYZERIMMUNOCHEMISTRY-Quidel Corp-Sofia2 | [12 empty] | AI-A | [9 empty] | Analyzer, Immunochemistry | ANALYZERIMMUNOCHEMISTRY | Analyzer, Immunochemistry | Quidel Corp
YES | YES |  |  |  | 142-09366 | 142-09366 | Quidel Corp | Sofia2 |  |  | MH MG - (SL) - PHYSICIANS AT SUGAR CREEK |  |  |  |  | 142-09366 | 142-09366 | Sugar Land |  | MH MG - (SL) - PHYSICIANS AT SUGAR CREEK |  |  |  |  | No pm |  | Analyzer, Immunochemistry | ANALYZERIMMUNOCHEMISTRY-Quidel Corp-Sofia2 | [12 empty] | AI-A | [9 empty] | Analyzer, Immunochemistry | ANALYZERIMMUNOCHEMISTRY | Analyzer, Immunochemistry | Quidel Corp
YES | YES |  |  |  | 142-09410 | 142-09410 | Quidel Corp | Sofia2 |  |  | MH MG - (SL) - PHYSICIANS AT SUGAR CREEK |  |  |  |  | 142-09410 | 142-09410 | Sugar Land | Physicians Center at Sugar Creek | MH MG - (SL) - PHYSICIANS AT SUGAR CREEK | Occ Med | [5 empty] | Analyzer, Immunochemistry | ANALYZERIMMUNOCHEMISTRY-Quidel Corp-Sofia2 | [12 empty] | AI-A | [9 empty] | Analyzer, Immunochemistry | ANALYZERIMMUNOCHEMISTRY | Analyzer, Immunochemistry | Quidel Corp
YES | YES |  |  |  | 142-09409 | 142-09409 | Quidel Corp | Sofia2 |  |  | Physicians Center of Sugar Creek |  |  |  |  | 142-09409 | 142-09409 | Sugar Land | Physicians Center of Sugar Creek | Physicians Center of Sugar Creek | Occ Med | [5 empty] | Analyzer, Immunochemistry | ANALYZERIMMUNOCHEMISTRY-Quidel Corp-Sofia2 | [12 empty] | AI-A | [9 empty] | Analyzer, Immunochemistry | ANALYZERIMMUNOCHEMISTRY | Analyzer, Immunochemistry | Quidel Corp
YES | YES |  |  |  | 142-09044 | 142-09044 | Quidel Corp | Sofia2 |  |  | MH MG - (SL) - SUGAR LAND PRIMARY CARE (MP1) |  |  |  |  | 142-09044 | 142-09044 | Sugar Land | Memorial Hermann Medical Group Sugar Land (#300) | MH MG - (SL) - SUGAR LAND PRIMARY CARE (MP1) | Work Room 2 | [5 empty] | Analyzer, Immunochemistry | ANALYZERIMMUNOCHEMISTRY-Quidel Corp-Sofia2 | [12 empty] | AI-A | [9 empty] | Analyzer, Immunochemistry | ANALYZERIMMUNOCHEMISTRY | Analyzer, Immunochemistry | Quidel Corp
YES | YES |  |  |  | 142-09045 | 142-09045 | Quidel Corp | Sofia2 |  |  | MH MG - (SL) - SUGAR LAND PRIMARY CARE (MP1) |  |  |  |  | 142-09045 | 142-09045 | Sugar Land | Memorial Hermann Medical Group Sugar Land (#300) | MH MG - (SL) - SUGAR LAND PRIMARY CARE (MP1) | Work Room 2 | [5 empty] | Analyzer, Immunochemistry | ANALYZERIMMUNOCHEMISTRY-Quidel Corp-Sofia2 | [12 empty] | AI-A | [9 empty] | Analyzer, Immunochemistry | ANALYZERIMMUNOCHEMISTRY | Analyzer, Immunochemistry | Quidel Corp
YES | YES |  |  |  | 000-04908 | 000-04908 | Quidel Corp | Sofia2 |  |  | MH MG - (WDLS) - TWL EXEC HEALTH (STE 301) |  |  |  |  | 000-04908 | 000-04908 | Woodlands | MHMG Suite 401 | MH MG - (WDLS) - TWL EXEC HEALTH (STE 301) | Workroom | 3/1/20 |  |  | No pm |  | Analyzer, Immunochemistry | ANALYZERIMMUNOCHEMISTRY-Quidel Corp-Sofia2 | [12 empty] | AI-A | [9 empty] | Analyzer, Immunochemistry | ANALYZERIMMUNOCHEMISTRY | Analyzer, Immunochemistry | Quidel Corp
YES | YES |  |  |  | 074-06118 | 074-06118 | Quidel Corp | Sofia2 |  |  | Family Practice |  |  |  |  | 074-06118 | 074-06118 | Woodlands | Memorial Hermann Medical Group The Woodlands Endocrinology (#302) | Family Practice | Hall | 3/1/20 |  |  | No p.m. |  | Analyzer, Immunochemistry | ANALYZERIMMUNOCHEMISTRY-Quidel Corp-Sofia2 | [12 empty] | AI-A | [9 empty] | Analyzer, Immunochemistry | ANALYZERIMMUNOCHEMISTRY | Analyzer, Immunochemistry | Quidel Corp
YES | YES |  |  |  | 074-06119 | 074-06119 | Quidel Corp | Sofia2 |  |  | Family Practice |  |  |  |  | 074-06119 | 074-06119 | Woodlands | Memorial Hermann Medical Group The Woodlands Endocrinology (#302) | Family Practice | Hall | 3/1/20 |  |  | No p.m. |  | Analyzer, Immunochemistry | ANALYZERIMMUNOCHEMISTRY-Quidel Corp-Sofia2 | [12 empty] | AI-A | [9 empty] | Analyzer, Immunochemistry | ANALYZERIMMUNOCHEMISTRY | Analyzer, Immunochemistry | Quidel Corp
YES | YES |  |  |  | 074-06121 | 074-06121 | Quidel Corp | Sofia2 |  |  | Suite 100 |  |  |  |  | 074-06121 | 074-06121 | Woodlands | Memorial Hermann Medical Group The Woodlands (#100 and #101) | Suite 100 | Hallway | 3/1/20 |  |  | No p.m. |  | Analyzer, Immunochemistry | ANALYZERIMMUNOCHEMISTRY-Quidel Corp-Sofia2 | [12 empty] | AI-A | [9 empty] | Analyzer, Immunochemistry | ANALYZERIMMUNOCHEMISTRY | Analyzer, Immunochemistry | Quidel Corp
YES | YES |  |  |  | 099-02790 | 099-02790 | Quidel Corp | Sofia2 |  |  | MH MG - (GH) - URGENT CARE - WASHINGTON AVE |  |  |  |  | 099-02790 | 099-02790 | Central | Memorial Hermann urgent care 4500 Washington Ave. | MH MG - (GH) - URGENT CARE - WASHINGTON AVE | Physian office | [5 empty] | Analyzer, Immunochemistry | ANALYZERIMMUNOCHEMISTRY-Quidel Corp-Sofia2 | [12 empty] | AI-A | [9 empty] | Analyzer, Immunochemistry | ANALYZERIMMUNOCHEMISTRY | Analyzer, Immunochemistry | Quidel Corp
YES | YES |  |  |  | 099-14351 | 099-14351 | Quidel Corp | Sofia2 |  |  | MH MG - (SE) - URGENT CARE - CLEAR LAKE (WEBSTER) |  |  |  |  | 099-14351 | 099-14351 | Southeast | Memorial Hermann Urgent Care Clear Lake (#3) | MH MG - (SE) - URGENT CARE - CLEAR LAKE (WEBSTER) | Lab | [5 empty] | Analyzer, Immunochemistry | ANALYZERIMMUNOCHEMISTRY-Quidel Corp-Sofia2 | [12 empty] | AI-A | [9 empty] | Analyzer, Immunochemistry | ANALYZERIMMUNOCHEMISTRY | Analyzer, Immunochemistry | Quidel Corp
YES | YES |  |  |  | 099-14350 | 099-14350 | Quidel Corp | Sofia2 |  |  | MH MG - (SE) - URGENT CARE - CLEAR LAKE (WEBSTER) |  |  |  |  | 099-14350 | 099-14350 | Southeast | Memorial Hermann Urgent Care Clear Lake (#3) | MH MG - (SE) - URGENT CARE - CLEAR LAKE (WEBSTER) | Lab | [5 empty] | Analyzer, Immunochemistry | ANALYZERIMMUNOCHEMISTRY-Quidel Corp-Sofia2 | [12 empty] | AI-A | [9 empty] | Analyzer, Immunochemistry | ANALYZERIMMUNOCHEMISTRY | Analyzer, Immunochemistry | Quidel Corp
YES | YES |  |  |  | 099-14352 | 099-14352 | Quidel Corp | Sofia2 |  |  | MH MG - (SE) - URGENT CARE - CLEAR LAKE (WEBSTER) |  |  |  |  | 099-14352 | 099-14352 | Southeast | Memorial Hermann Urgent Care Clear Lake (#3) | MH MG - (SE) - URGENT CARE - CLEAR LAKE (WEBSTER) | Lab | [5 empty] | Analyzer, Immunochemistry | ANALYZERIMMUNOCHEMISTRY-Quidel Corp-Sofia2 | [12 empty] | AI-A | [9 empty] | Analyzer, Immunochemistry | ANALYZERIMMUNOCHEMISTRY | Analyzer, Immunochemistry | Quidel Corp
YES | YES |  |  |  | 099-14353 | 099-14353 | Quidel Corp | Sofia2 |  |  | MH MG - (SE) - URGENT CARE - CLEAR LAKE (WEBSTER) |  |  |  |  | 099-14353 | 099-14353 | Southeast | Memorial Hermann Urgent Care Clear Lake (#3) | MH MG - (SE) - URGENT CARE - CLEAR LAKE (WEBSTER) | Lab | [5 empty] | Analyzer, Immunochemistry | ANALYZERIMMUNOCHEMISTRY-Quidel Corp-Sofia2 | [12 empty] | AI-A | [9 empty] | Analyzer, Immunochemistry | ANALYZERIMMUNOCHEMISTRY | Analyzer, Immunochemistry | Quidel Corp
YES | YES |  |  |  | 099-06754 | 099-06754 | Quidel Corp | Sofia2 |  |  | MH MG - (MC) - MEMORIAL CITY (MP3) |  |  |  |  | 099-06754 | 099-06754 | West | Memorial Hermann Medical Group Memorial City (#100) | MH MG - (MC) - MEMORIAL CITY (MP3) | [6 empty] | Analyzer, Immunochemistry | ANALYZERIMMUNOCHEMISTRY-Quidel Corp-Sofia2 | [12 empty] | AI-A | [9 empty] | Analyzer, Immunochemistry | ANALYZERIMMUNOCHEMISTRY | Analyzer, Immunochemistry | Quidel Corp
YES | YES |  |  |  | 099-06753 | 099-06753 | Quidel Corp | Sofia2 |  |  | MH MG - (MC) - MEMORIAL CITY (MP3) |  |  |  |  | 099-06753 | 099-06753 | West | Memorial Hermann Medical Group Memorial City (#100) | MH MG - (MC) - MEMORIAL CITY (MP3) | [6 empty] | Analyzer, Immunochemistry | ANALYZERIMMUNOCHEMISTRY-Quidel Corp-Sofia2 | [12 empty] | AI-A | [9 empty] | Analyzer, Immunochemistry | ANALYZERIMMUNOCHEMISTRY | Analyzer, Immunochemistry | Quidel Corp
YES | YES |  |  |  | 099-06455 | 099-06455 | Quidel Corp | Sofia2 |  |  | Memorial City Suite 100 |  |  |  |  | 099-06455 | 099-06455 | West | Memorial Hermann Medical Group Memorial City (#100) | Memorial City Suite 100 | Autocalve RM 121 | [5 empty] | Analyzer, Immunochemistry | ANALYZERIMMUNOCHEMISTRY-Quidel Corp-Sofia2 | [12 empty] | AI-A | [9 empty] | Analyzer, Immunochemistry | ANALYZERIMMUNOCHEMISTRY | Analyzer, Immunochemistry | Quidel Corp
YES | YES |  |  |  | 099-06456 | 099-06456 | Quidel Corp | Sofia2 |  |  | Memorial City Suite 100 |  |  |  |  | 099-06456 | 099-06456 | West | Memorial Hermann Medical Group Memorial City (#100) | Memorial City Suite 100 | Autocalve RM 121 | [5 empty] | Analyzer, Immunochemistry | ANALYZERIMMUNOCHEMISTRY-Quidel Corp-Sofia2 | [12 empty] | AI-A | [9 empty] | Analyzer, Immunochemistry | ANALYZERIMMUNOCHEMISTRY | Analyzer, Immunochemistry | Quidel Corp
YES | YES |  |  |  | 029-13609 | 029-13609 | Quidel Corp | Sophia2 |  |  | Lab |  |  |  |  | 029-13609 | 029-13609 | Woodlands | Memorial Hermann urgent care 1100 B | Lab | Urgent Care 154 | [6 empty] | ANALYZERIMMUNOCHEMISTRY-Quidel Corp-Sofia2
YES | YES |  |  |  | 029-13610 | 029-13610 | Quidel Corp | Sophia2 |  |  | Lab |  |  |  |  | 029-13610 | 029-13610 | Woodlands | Memorial Hermann urgent care 1100 B | Lab | Urgent Care | [6 empty] | ANALYZERIMMUNOCHEMISTRY-Quidel Corp-Sofia2
YES | YES |  |  |  | 029-13611 | 029-13611 | Quidel Corp | Sophia2 |  |  | Lab |  |  |  |  | 029-13611 | 029-13611 | Woodlands | Memorial Hermann urgent care 1100 B | Lab | Urgent Care | [6 empty] | ANALYZERIMMUNOCHEMISTRY-Quidel Corp-Sofia2
YES | YES |  |  |  | 029-13612 | 029-13612 | Quidel Corp | Sophia2 |  |  | Lab |  |  |  |  | 029-13612 | 029-13612 | Woodlands | Memorial Hermann urgent care 1100 B | Lab | Urgent Care | [6 empty] | ANALYZERIMMUNOCHEMISTRY-Quidel Corp-Sofia2
NO | YES |  |  |  | 017-01157 | 017-01157 | Quidel Corp. | SOFIA |  |  | MH MG-(PL)-Central Pearland | MHHS-MG |  | Analyzer, Immunochemistry |  | 017-01157 | 017-01157 | Pearland | MHHS-MG | MH MG-(PL)-Central Pearland | By exam 8 | 2/1/19 |  |  | One time safety | ANALYZERS, LABORATORY, IMMUNOASSAY | Analyzer, Immunochemistry | ANALYZERIMMUNOCHEMISTRY-Quidel Corp-Sofia | ANALYZERIMMUNOCHEMISTRY | Sofia |  |  |  | Quidel Corp | Analyzer, Immunochemistry |  | ANALYZERIMMUNOCHEMISTRY-Quidel Corp-Sofia |  | 2/1/19 |  | AI-A | Covered PM Repair - Biomedical | MHHS-MG | [8 empty] | ANALYZERIMMUNOCHEMISTRY | Analyzer, Immunochemistry | Quidel Corp
NO | YES |  |  |  | 133-08271 | 133-08271 | Quidel Corp. | SOFIA |  |  | Katy-Laboratory | MHHS-Katy |  | Analyzer, Immunochemistry |  | 133-08271 | 133-08271 | Katy | MHHS-Katy | Katy-Laboratory | Lab |  |  |  |  | ANALYZERS, LABORATORY, IMMUNOASSAY | Analyzer, Immunochemistry | ANALYZERIMMUNOCHEMISTRY-Quidel Corp-Sofia | ANALYZERIMMUNOCHEMISTRY | Sofia |  |  |  | Quidel Corp | Analyzer, Immunochemistry |  | ANALYZERIMMUNOCHEMISTRY-Quidel Corp-Sofia |  | 4/14/17 |  | AI-A | Not Covered Vendor Only - Biomedical | MHHS-Katy | [8 empty] | ANALYZERIMMUNOCHEMISTRY | Analyzer, Immunochemistry | Quidel Corp
NO | YES |  |  |  | 133-08272 | 133-08272 | Quidel Corp. | SOFIA |  |  | Katy-Laboratory | MHHS-Katy |  | Analyzer, Immunochemistry |  | 133-08272 | 133-08272 | Katy | MHHS-Katy | Katy-Laboratory | Lab |  |  |  |  | ANALYZERS, LABORATORY, IMMUNOASSAY | Analyzer, Immunochemistry | ANALYZERIMMUNOCHEMISTRY-Quidel Corp-Sofia | ANALYZERIMMUNOCHEMISTRY | Sofia |  |  |  | Quidel Corp | Analyzer, Immunochemistry |  | ANALYZERIMMUNOCHEMISTRY-Quidel Corp-Sofia |  |  |  | AI-A | Not Covered Vendor Only - Rad, Low End | MHHS-Katy | [8 empty] | ANALYZERIMMUNOCHEMISTRY | Analyzer, Immunochemistry | Quidel Corp
NO | YES |  |  |  | 017-01043 |  | Quidel Corp. | SOFIA |  |  | MH MG - (MC) - PHILLIPS 66 | MHHS-MG |  | Analyzer, Immunochemistry |  | 017-01043 |  | West & Memorial City |  | MH MG - (MC) - PHILLIPS 66 |  | 09/18/2017 |  |  |  | ANALYZERS, LABORATORY, IMMUNOASSAY |  | ANALYZERIMMUNOCHEMISTRY-Quidel Corp-Sofia | ANALYZERIMMUNOCHEMISTRY | Sofia |  |  |  | Quidel Corp | Analyzer, Immunochemistry |  | ANALYZERIMMUNOCHEMISTRY-Quidel Corp-Sofia |  |  |  |  | Covered PM Repair - Radiology, Low End | MHHS-MG
NO | YES |  |  |  | 017-01044 |  | Quidel Corp. | SOFIA |  |  | MH MG - (MC) - PHILLIPS 66 | MHHS-MG |  | Analyzer, Immunochemistry |  | 017-01044 |  | West & Memorial City |  | MH MG - (MC) - PHILLIPS 66 |  | 09/18/2017 |  |  |  | ANALYZERS, LABORATORY, IMMUNOASSAY |  | ANALYZERIMMUNOCHEMISTRY-Quidel Corp-Sofia | ANALYZERIMMUNOCHEMISTRY | Sofia |  |  |  | Quidel Corp | Analyzer, Immunochemistry |  | ANALYZERIMMUNOCHEMISTRY-Quidel Corp-Sofia |  | 01/20/2021 |  |  | Not Covered Vendor Only - Rad, High End | MHHS-MG
NO | YES |  |  |  | 009-10440 | 009-10440 | Quidel Corp. | SOFIA |  |  | CBC - (GH) - HOGG MIDDLE SCHOOL CLINIC | MHHS-Neighborhood Clinics |  | Analyzer, Immunochemistry |  | 009-10440 | 009-10440 | Central & Greater Heights |  | CBC - (GH) - HOGG MIDDLE SCHOOL CLINIC |  | 07/28/2017 |  |  |  | ANALYZERS, LABORATORY, IMMUNOASSAY |  | ANALYZERIMMUNOCHEMISTRY-Quidel Corp-Sofia | ANALYZERIMMUNOCHEMISTRY | Sofia |  |  |  | Quidel Corp | Analyzer, Immunochemistry |  | ANALYZERIMMUNOCHEMISTRY-Quidel Corp-Sofia |  | 04/14/2017 |  |  | Covered PM Repair - Biomedical | MHHS-Neighborhood Clinics
NO | YES |  |  |  | 005-11854 | 005-11854 | Quidel Corp. | SOFIA |  |  | CBC - (SE) - MATTHYS ELEMENTARY SCHOOL | MHHS-Neighborhood Clinics |  | Analyzer, Immunochemistry |  | 005-11854 | 005-11854 | Southeast & Bay Area |  | CBC - (SE) - MATTHYS ELEMENTARY SCHOOL |  | 07/17/2018 |  |  |  | ANALYZERS, LABORATORY, IMMUNOASSAY |  | ANALYZERIMMUNOCHEMISTRY-Quidel Corp-Sofia | ANALYZERIMMUNOCHEMISTRY | Sofia |  |  |  | Quidel Corp | Analyzer, Immunochemistry |  | ANALYZERIMMUNOCHEMISTRY-Quidel Corp-Sofia |  |  |  |  | Covered PM Repair - Biomedical | MHHS-Neighborhood Clinics
NO | YES |  |  |  | 929-00892 | 929-00892 | Quidel Corp. | SOFIA |  |  | CBC - (SW) - ELROD ELEMENTARY SCHOOL CLINIC | MHHS-Neighborhood Clinics |  | Analyzer, Immunochemistry |  | 929-00892 | 929-00892 | Southwest |  | CBC - (SW) - ELROD ELEMENTARY SCHOOL CLINIC |  | 08/13/2019 |  |  |  | ANALYZERS, LABORATORY, IMMUNOASSAY |  | ANALYZERIMMUNOCHEMISTRY-Quidel Corp-Sofia | ANALYZERIMMUNOCHEMISTRY | Sofia |  |  |  | Quidel Corp | Analyzer, Immunochemistry |  | ANALYZERIMMUNOCHEMISTRY-Quidel Corp-Sofia |  |  |  |  | Covered PM Repair - Biomedical | MHHS-Neighborhood Clinics
NO | YES |  |  |  | 041-20726 | 041-20726 | Quidel Corp. | SOFIA |  |  | Clinical Laboratory | MHHS-Mem City |  | Analyzer, Immunochemistry |  | 041-20726 | 041-20726 | West | Memorial Hermann Memorial City Medical Center | Clinical Laboratory | Work Station #1 (Right) Inside Door |  |  |  |  | ANALYZERS, LABORATORY, IMMUNOASSAY |  | ANALYZERIMMUNOCHEMISTRY-Quidel Corp-Sofia | ANALYZERIMMUNOCHEMISTRY | Sofia |  |  |  | Quidel Corp | Analyzer, Immunochemistry |  | ANALYZERIMMUNOCHEMISTRY-Quidel Corp-Sofia |  |  |  |  | Covered PM Repair - Biomedical | MHHS-Mem City
NO | YES |  |  |  | 041-20727 | 041-20727 | Quidel Corp. | SOFIA |  |  | Clinical Laboratory | MHHS-Mem City |  | Analyzer, Immunochemistry |  | 041-20727 | 041-20727 | West | Memorial Hermann Memorial City Medical Center | Clinical Laboratory | Work Station #1 (Right) Inside Door |  |  |  |  | ANALYZERS, LABORATORY, IMMUNOASSAY |  | ANALYZERIMMUNOCHEMISTRY-Quidel Corp-Sofia | ANALYZERIMMUNOCHEMISTRY | Sofia |  |  |  | Quidel Corp | Analyzer, Immunochemistry |  | ANALYZERIMMUNOCHEMISTRY-Quidel Corp-Sofia |  |  |  |  | Covered PM Repair - Biomedical | MHHS-Mem City
NO | YES |  |  |  | 583-01364 | 583-01364 | Quidel Corp. | SOFIA |  |  | MH MG-(KY)-Firethorne | MHHS-MG |  | Analyzer, Immunochemistry |  | 583-01364 | 583-01364 | Katy | MHHS-MG | MH MG-(KY)-Firethorne | Exam 10 | 1/1/19 |  |  | One time safety | ANALYZERS, LABORATORY, IMMUNOASSAY | Analyzer, Immunochemistry | ANALYZERIMMUNOCHEMISTRY-Quidel Corp-Sofia | ANALYZERIMMUNOCHEMISTRY | Sofia |  |  |  | Quidel Corp | Analyzer, Immunochemistry |  | ANALYZERIMMUNOCHEMISTRY-Quidel Corp-Sofia |  |  |  | AI-A | Not Covered Vendor Only - Biomedical | MHHS-MG | [8 empty] | ANALYZERIMMUNOCHEMISTRY | Analyzer, Immunochemistry | Quidel Corp
NO | YES |  |  |  | 583-01365 | 583-01365 | Quidel Corp. | SOFIA |  |  | MH MG-(KY)-Firethorne | MHHS-MG |  | Analyzer, Immunochemistry |  | 583-01365 | 583-01365 | Katy | MHHS-MG | MH MG-(KY)-Firethorne | Exam 10 | 1/1/19 |  |  | One time safety | ANALYZERS, LABORATORY, IMMUNOASSAY | Analyzer, Immunochemistry | ANALYZERIMMUNOCHEMISTRY-Quidel Corp-Sofia | ANALYZERIMMUNOCHEMISTRY | Sofia |  |  |  | Quidel Corp | Analyzer, Immunochemistry |  | ANALYZERIMMUNOCHEMISTRY-Quidel Corp-Sofia |  |  |  | AI-A | Covered PM Repair - Biomedical | MHHS-MG | [8 empty] | ANALYZERIMMUNOCHEMISTRY | Analyzer, Immunochemistry | Quidel Corp
NO | YES |  |  |  | 583-01358 | 583-01358 | Quidel Corp. | SOFIA |  |  | MH MG - (KY) - OCC HEALTH CENTER (MP1) | MHHS-MG |  | Analyzer, Immunochemistry |  | 583-01358 | 583-01358 | Katy | Memorial Hermann Occupational Medicine Katy (#540) | MH MG - (KY) - OCC HEALTH CENTER (MP1) | Lab |  |  |  | No p.m. | ANALYZERS, LABORATORY, IMMUNOASSAY |  | ANALYZERIMMUNOCHEMISTRY-Quidel Corp-Sofia | ANALYZERIMMUNOCHEMISTRY | Sofia |  |  |  | Quidel Corp | Analyzer, Immunochemistry |  | ANALYZERIMMUNOCHEMISTRY-Quidel Corp-Sofia |  |  |  |  | Covered PM Repair - Biomedical | MHHS-MG
NO | YES |  |  |  | 041-20946 |  | Quidel Corp. | SOFIA |  |  | MH MG - (MC) - CONOCO PHILIPS | MHHS-MG |  | Analyzer, Immunochemistry |  | 041-20946 |  | West & Memorial City |  | MH MG - (MC) - CONOCO PHILIPS |  | 04/27/2017 |  |  |  | ANALYZERS, LABORATORY, IMMUNOASSAY |  | ANALYZERIMMUNOCHEMISTRY-Quidel Corp-Sofia | ANALYZERIMMUNOCHEMISTRY | Sofia |  |  |  | Quidel Corp | Analyzer, Immunochemistry |  | ANALYZERIMMUNOCHEMISTRY-Quidel Corp-Sofia |  |  |  |  | Covered PM Repair - Radiology, Low End | MHHS-MG
NO | YES |  |  |  |  | 009-33068 | Quidel Corp. | SOFIA |  |  | MH MG - (NE) - ATASCOCITA PEDIATRICS | MHHS-MG |  | Analyzer, Immunochemistry |  |  | 009-33068 | Katy | MHMG-Suite 202 | MH MG - (NE) - ATASCOCITA PEDIATRICS | [5 empty] | ANALYZERS, LABORATORY, IMMUNOASSAY |  | ANALYZERIMMUNOCHEMISTRY-Quidel Corp-Sofia | ANALYZERIMMUNOCHEMISTRY | Sofia |  |  |  | Quidel Corp | Analyzer, Immunochemistry |  | ANALYZERIMMUNOCHEMISTRY-Quidel Corp-Sofia |  |  |  |  | Covered PM Repair - Biomedical | MHHS-MG
NO | YES |  |  |  |  | 009-33069 | Quidel Corp. | SOFIA |  |  | MH MG - (NE) - ATASCOCITA PEDIATRICS | MHHS-MG |  | Analyzer, Immunochemistry |  |  | 009-33069 | Katy | MHMG-Suite 202 | MH MG - (NE) - ATASCOCITA PEDIATRICS | [5 empty] | ANALYZERS, LABORATORY, IMMUNOASSAY |  | ANALYZERIMMUNOCHEMISTRY-Quidel Corp-Sofia | ANALYZERIMMUNOCHEMISTRY | Sofia |  |  |  | Quidel Corp | Analyzer, Immunochemistry |  | ANALYZERIMMUNOCHEMISTRY-Quidel Corp-Sofia |  |  |  |  | Covered PM Repair - Biomedical | MHHS-MG
NO | YES |  |  |  | 005-10835 | 005-10835 | Quidel Corp. | SOFIA |  |  | Pearland-Laboratory-Main | MHHS-Pearland Hospital |  | Analyzer, Immunochemistry |  | 005-10835 | 005-10835 | Pearland | MHHS-Pearland Hospital | Pearland-Laboratory-Main | Speciman Processing | 11/1/15 |  |  |  | ANALYZERS, LABORATORY, IMMUNOASSAY | Analyzer, Immunochemistry | ANALYZERIMMUNOCHEMISTRY-Quidel Corp-Sofia | ANALYZERIMMUNOCHEMISTRY | Sofia |  |  |  | Quidel Corp | Analyzer, Immunochemistry |  | ANALYZERIMMUNOCHEMISTRY-Quidel Corp-Sofia |  |  |  | AI-A | Covered PM Repair - Biomedical | MHHS-Pearland Hospital | [8 empty] | ANALYZERIMMUNOCHEMISTRY | Analyzer, Immunochemistry | Quidel Corp
NO | YES |  |  |  | 145-00881 | 145-00881 | Quidel Corp. | SOFIA |  |  | Pearland-Laboratory-Main | MHHS-Pearland Hospital |  | Analyzer, Immunochemistry |  | 145-00881 | 145-00881 | Pearland | MHHS-Pearland Hospital | Pearland-Laboratory-Main | Speciman Processing | 12/1/17 |  |  |  | ANALYZERS, LABORATORY, IMMUNOASSAY | Analyzer, Immunochemistry | ANALYZERIMMUNOCHEMISTRY-Quidel Corp-Sofia | ANALYZERIMMUNOCHEMISTRY | Sofia |  |  |  | Quidel Corp | Analyzer, Immunochemistry |  | ANALYZERIMMUNOCHEMISTRY-Quidel Corp-Sofia |  | 4/14/17 |  | AI-A | Covered PM Repair - Biomedical | MHHS-Pearland Hospital | [8 empty] | ANALYZERIMMUNOCHEMISTRY | Analyzer, Immunochemistry | Quidel Corp
NO | YES |  |  |  | 583-00706 | 583-00706 | Quidel Corp. | SOFIA |  |  | KT CCC-(KY)-Laboratory | MHHS-South Katy CCC |  | Analyzer, Immunochemistry |  | 583-00706 | 583-00706 | Katy | MHHS-Others | KT CCC-(KY)-Laboratory | Lab |  |  |  |  | ANALYZERS, LABORATORY, IMMUNOASSAY | Analyzer, Immunochemistry | ANALYZERIMMUNOCHEMISTRY-Quidel Corp-Sofia | ANALYZERIMMUNOCHEMISTRY | Sofia |  |  |  | Quidel Corp | Analyzer, Immunochemistry |  | ANALYZERIMMUNOCHEMISTRY-Quidel Corp-Sofia |  |  |  | AI-A | Covered PM Repair - Radiology, Low End | MHHS-South Katy CCC | [8 empty] | ANALYZERIMMUNOCHEMISTRY | Analyzer, Immunochemistry | Quidel Corp
NO | YES |  |  |  | 583-00707 | 583-00707 | Quidel Corp. | SOFIA |  |  | KT CCC-(KY)-Laboratory | MHHS-South Katy CCC |  | Analyzer, Immunochemistry |  | 583-00707 | 583-00707 | Katy | MHHS-Others | KT CCC-(KY)-Laboratory | Lab |  |  |  |  | ANALYZERS, LABORATORY, IMMUNOASSAY | Analyzer, Immunochemistry | ANALYZERIMMUNOCHEMISTRY-Quidel Corp-Sofia | ANALYZERIMMUNOCHEMISTRY | Sofia |  |  |  | Quidel Corp | Analyzer, Immunochemistry |  | ANALYZERIMMUNOCHEMISTRY-Quidel Corp-Sofia |  | 7/31/18 |  | AI-A | Covered PM Repair - Respiratory/Steriliz | MHHS-South Katy CCC | [8 empty] | ANALYZERIMMUNOCHEMISTRY | Analyzer, Immunochemistry | Quidel Corp
NO | YES |  |  |  | 069-43060 | 069-43060 | Quidel Corp. | SOFIA |  |  | TMC-Laboratory-Microbiology (1R) | MHHS-TMC |  | Analyzer, Immunochemistry |  | 069-43060 | 069-43060 | TMC | MHHS-TMC | TMC-Laboratory-Microbiology (1R) | MICROBIOLOGY |  |  |  |  | ANALYZERS, LABORATORY, IMMUNOASSAY |  | ANALYZERIMMUNOCHEMISTRY-Quidel Corp-Sofia | ANALYZERIMMUNOCHEMISTRY | Sofia |  |  |  | Quidel Corp | Analyzer, Immunochemistry |  | ANALYZERIMMUNOCHEMISTRY-Quidel Corp-Sofia |  |  |  |  | Covered PM Repair - Radiology, Low End | MHHS-TMC
NO | YES |  |  |  | 069-43061 | 069-43061 | Quidel Corp. | SOFIA |  |  | TMC-Laboratory-Microbiology (1R) | MHHS-TMC |  | Analyzer, Immunochemistry |  | 069-43061 | 069-43061 | TMC | MHHS-TMC | TMC-Laboratory-Microbiology (1R) | [5 empty] | ANALYZERS, LABORATORY, IMMUNOASSAY |  | ANALYZERIMMUNOCHEMISTRY-Quidel Corp-Sofia | ANALYZERIMMUNOCHEMISTRY | Sofia |  |  |  | Quidel Corp | Analyzer, Immunochemistry |  | ANALYZERIMMUNOCHEMISTRY-Quidel Corp-Sofia |  | 5/14/13 |  |  | Covered PM Repair - Radiology, Low End | MHHS-TMC
NO | YES |  |  |  | 069-43062 | 069-43062 | Quidel Corp. | SOFIA |  |  | TMC-Laboratory-Microbiology (1R) | MHHS-TMC |  | Analyzer, Immunochemistry |  | 069-43062 | 069-43062 | TMC | MHHS-TMC | TMC-Laboratory-Microbiology (1R) | [5 empty] | ANALYZERS, LABORATORY, IMMUNOASSAY |  | ANALYZERIMMUNOCHEMISTRY-Quidel Corp-Sofia | ANALYZERIMMUNOCHEMISTRY | Sofia |  |  |  | Quidel Corp | Analyzer, Immunochemistry |  | ANALYZERIMMUNOCHEMISTRY-Quidel Corp-Sofia |  |  |  |  | Covered PM Repair - Radiology, Low End | MHHS-TMC
NO | YES |  |  |  | 029-10128 | 029-10128 | Quidel Corp. | SOFIA |  |  | Woodlands-Laboratory-Blood Bank | MHHS-Woodlands |  | Analyzer, Immunochemistry |  | 029-10128 | 029-10128 | Woodlands | MHHS-Woodlands | Woodlands-Laboratory-Blood Bank | Lab | 1/1/20 | 3/1/20 | 1/1/21 |  | ANALYZERS, LABORATORY, IMMUNOASSAY | Analyzer, Immunochemistry | ANALYZERIMMUNOCHEMISTRY-Quidel Corp-Sofia | ANALYZERIMMUNOCHEMISTRY | Sofia |  |  |  | Quidel Corp | Analyzer, Immunochemistry |  | ANALYZERIMMUNOCHEMISTRY-Quidel Corp-Sofia |  | 3/29/16 |  | AI-A | Covered PM Repair - Radiology, High End | MHHS-Woodlands | [8 empty] | ANALYZERIMMUNOCHEMISTRY | Analyzer, Immunochemistry | Quidel Corp
NO | YES |  |  |  | 029-10129 | 029-10129 | Quidel Corp. | SOFIA |  |  | Woodlands-Laboratory-Blood Bank | MHHS-Woodlands |  | Analyzer, Immunochemistry |  | 029-10129 | 029-10129 | Woodlands | MHHS-Woodlands | Woodlands-Laboratory-Blood Bank | Lab | 1/1/20 | 3/1/20 | 1/1/21 |  | ANALYZERS, LABORATORY, IMMUNOASSAY | Analyzer, Immunochemistry | ANALYZERIMMUNOCHEMISTRY-Quidel Corp-Sofia | ANALYZERIMMUNOCHEMISTRY | Sofia |  |  |  | Quidel Corp | Analyzer, Immunochemistry |  | ANALYZERIMMUNOCHEMISTRY-Quidel Corp-Sofia |  | 4/1/16 |  | AI-A | Covered PM Repair - Radiology, Low End | MHHS-Woodlands | [8 empty] | ANALYZERIMMUNOCHEMISTRY | Analyzer, Immunochemistry | Quidel Corp
NO | YES |  |  |  | 029-10166 | 029-10166 | Quidel Corp. | SOFIA |  |  | Woodlands-Terramont ER (Clinic) | MHHS-Woodlands |  | Analyzer, Immunochemistry |  | 029-10166 | 029-10166 | Woodlands | MHHS-Woodlands | Woodlands-Terramont ER (Clinic) | Lab | 12/1/16 |  |  | ?AuNo pm required?Au sticker | ANALYZERS, LABORATORY, IMMUNOASSAY | Analyzer, Immunochemistry | ANALYZERIMMUNOCHEMISTRY-Quidel Corp-Sofia | ANALYZERIMMUNOCHEMISTRY | Sofia |  |  |  | Quidel Corp | Analyzer, Immunochemistry |  | ANALYZERIMMUNOCHEMISTRY-Quidel Corp-Sofia |  | 4/14/17 |  | AI-A | Covered PM Repair - Biomedical | MHHS-Woodlands | [8 empty] | ANALYZERIMMUNOCHEMISTRY | Analyzer, Immunochemistry | Quidel Corp
NO | YES |  |  |  | 029-12147 | 029-12147 | Quidel Corp. | SOFIA |  |  | Woodlands-Terramont ER (Clinic) | MHHS-Woodlands |  | Analyzer, Immunochemistry |  | 029-12147 | 029-12147 | Woodlands | MHHS-Woodlands | Woodlands-Terramont ER (Clinic) | Lab | 10/1/17 |  |  | ?AuNo PM required?Au sticker | ANALYZERS, LABORATORY, IMMUNOASSAY | Analyzer, Immunochemistry | ANALYZERIMMUNOCHEMISTRY-Quidel Corp-Sofia | ANALYZERIMMUNOCHEMISTRY | Sofia |  |  |  | Quidel Corp | Analyzer, Immunochemistry |  | ANALYZERIMMUNOCHEMISTRY-Quidel Corp-Sofia |  |  |  | AI-A | Covered PM Repair - Biomedical | MHHS-Woodlands | [8 empty] | ANALYZERIMMUNOCHEMISTRY | Analyzer, Immunochemistry | Quidel Corp
NO | NO |  |  |  | 005-33864 |  | Quidel Corp. | SOFIA |  |  | MH MG - (PL) - CENTRAL PEARLAND | MHHS-MG |  | Analyzer, Immunochemistry |  | 005-33864 |  | Pearland |  | MH MG - (PL) - CENTRAL PEARLAND | [5 empty] | ANALYZERS, LABORATORY, IMMUNOASSAY |  | ANALYZERIMMUNOCHEMISTRY-Quidel Corp-Sofia | ANALYZERIMMUNOCHEMISTRY | Sofia |  |  |  | Quidel Corp | Analyzer, Immunochemistry |  | ANALYZERIMMUNOCHEMISTRY-Quidel Corp-Sofia |  |  |  |  | Covered PM Repair - Radiology, Low End | MHHS-MG
NO | NO |  |  |  | 017-01052 |  | Quidel Corp. | SOFIA |  |  | MH MG - (PL) - CENTRAL PEARLAND | MHHS-MG |  | Analyzer, Immunochemistry |  | 017-01052 |  | Pearland |  | MH MG - (PL) - CENTRAL PEARLAND | [5 empty] | ANALYZERS, LABORATORY, IMMUNOASSAY |  | ANALYZERIMMUNOCHEMISTRY-Quidel Corp-Sofia | ANALYZERIMMUNOCHEMISTRY | Sofia |  |  |  | Quidel Corp | Analyzer, Immunochemistry |  | ANALYZERIMMUNOCHEMISTRY-Quidel Corp-Sofia |  |  |  |  | Covered PM Repair - Radiology, Low End | MHHS-MG
NO | NO |  |  |  | 017-01100 |  | Quidel Corp. | SOFIA |  |  | MH MG - (PL) - CENTRAL PEARLAND | MHHS-MG |  | Analyzer, Immunochemistry |  | 017-01100 |  | Pearland |  | MH MG - (PL) - CENTRAL PEARLAND | [5 empty] | ANALYZERS, LABORATORY, IMMUNOASSAY |  | ANALYZERIMMUNOCHEMISTRY-Quidel Corp-Sofia | ANALYZERIMMUNOCHEMISTRY | Sofia |  |  |  | Quidel Corp | Analyzer, Immunochemistry |  | ANALYZERIMMUNOCHEMISTRY-Quidel Corp-Sofia |  |  |  |  | Covered PM Repair - Biomedical | MHHS-MG
NO | NO |  |  |  | 017-01117 |  | Quidel Corp. | SOFIA |  |  | MH MG - (PL) - CENTRAL PEARLAND | MHHS-MG |  | Analyzer, Immunochemistry |  | 017-01117 |  | Pearland |  | MH MG - (PL) - CENTRAL PEARLAND | [5 empty] | ANALYZERS, LABORATORY, IMMUNOASSAY |  | ANALYZERIMMUNOCHEMISTRY-Quidel Corp-Sofia | ANALYZERIMMUNOCHEMISTRY | Sofia |  |  |  | Quidel Corp | Analyzer, Immunochemistry |  | ANALYZERIMMUNOCHEMISTRY-Quidel Corp-Sofia |  |  |  |  | Covered PM Repair - Biomedical | MHHS-MG
NO | NO |  |  |  | 005-10792 |  | Quidel Corp. | SOFIA |  |  | MH MG - (PL) - PEARLAND CLINIC | MHHS-MG |  | Analyzer, Immunochemistry |  | 005-10792 |  | Pearland |  | MH MG - (PL) - PEARLAND CLINIC | [5 empty] | ANALYZERS, LABORATORY, IMMUNOASSAY |  | ANALYZERIMMUNOCHEMISTRY-Quidel Corp-Sofia | ANALYZERIMMUNOCHEMISTRY | Sofia |  |  |  | Quidel Corp | Analyzer, Immunochemistry |  | ANALYZERIMMUNOCHEMISTRY-Quidel Corp-Sofia |  |  |  |  | Covered PM Repair - Biomedical | MHHS-MG
NO | NO |  |  |  | 005-10793 |  | Quidel Corp. | SOFIA |  |  | MH MG - (PL) - PEARLAND CLINIC | MHHS-MG |  | Analyzer, Immunochemistry |  | 005-10793 |  | Pearland |  | MH MG - (PL) - PEARLAND CLINIC | [5 empty] | ANALYZERS, LABORATORY, IMMUNOASSAY |  | ANALYZERIMMUNOCHEMISTRY-Quidel Corp-Sofia | ANALYZERIMMUNOCHEMISTRY | Sofia |  |  |  | Quidel Corp | Analyzer, Immunochemistry |  | ANALYZERIMMUNOCHEMISTRY-Quidel Corp-Sofia |  |  |  |  | Covered PM Repair - Radiology, Low End | MHHS-MG
NO | NO |  |  |  | 005-10821 |  | Quidel Corp. | SOFIA |  |  | MH MG - (PL) - PEARLAND CLINIC | MHHS-MG |  | Analyzer, Immunochemistry |  | 005-10821 |  | Pearland |  | MH MG - (PL) - PEARLAND CLINIC | [5 empty] | ANALYZERS, LABORATORY, IMMUNOASSAY |  | ANALYZERIMMUNOCHEMISTRY-Quidel Corp-Sofia | ANALYZERIMMUNOCHEMISTRY | Sofia |  |  |  | Quidel Corp | Analyzer, Immunochemistry |  | ANALYZERIMMUNOCHEMISTRY-Quidel Corp-Sofia |  |  |  |  | Covered PM Repair - Radiology, Low End | MHHS-MG
NO | NO |  |  |  | 005-10822 |  | Quidel Corp. | SOFIA |  |  | MH MG - (PL) - PEARLAND CLINIC | MHHS-MG |  | Analyzer, Immunochemistry |  | 005-10822 |  | Pearland |  | MH MG - (PL) - PEARLAND CLINIC | [5 empty] | ANALYZERS, LABORATORY, IMMUNOASSAY |  | ANALYZERIMMUNOCHEMISTRY-Quidel Corp-Sofia | ANALYZERIMMUNOCHEMISTRY | Sofia |  |  |  | Quidel Corp | Analyzer, Immunochemistry |  | ANALYZERIMMUNOCHEMISTRY-Quidel Corp-Sofia |  |  |  |  | Not Covered Vendor Only - Rad, Low End | MHHS-MG
NO | NO |  |  |  | 009-33300 |  | Quidel Corp. | SOFIA |  |  | GH - LABORATORY | MHHS-Greater Heights |  | Analyzer, Immunochemistry |  | 009-33300 |  | Central & Greater Heights |  | GH - LABORATORY | [5 empty] | ANALYZERS, LABORATORY, IMMUNOASSAY |  | ANALYZERIMMUNOCHEMISTRY-Quidel Corp-Sofia | ANALYZERIMMUNOCHEMISTRY | Sofia |  |  |  | Quidel Corp | Analyzer, Immunochemistry |  | ANALYZERIMMUNOCHEMISTRY-Quidel Corp-Sofia |  |  |  |  | Covered PM Repair - Biomedical | MHHS-Greater Heights
NO | NO |  |  |  | 009-33301 |  | Quidel Corp. | SOFIA |  |  | GH - LABORATORY | MHHS-Greater Heights |  | Analyzer, Immunochemistry |  | 009-33301 |  | Central & Greater Heights |  | GH - LABORATORY | [5 empty] | ANALYZERS, LABORATORY, IMMUNOASSAY |  | ANALYZERIMMUNOCHEMISTRY-Quidel Corp-Sofia | ANALYZERIMMUNOCHEMISTRY | Sofia |  |  |  | Quidel Corp | Analyzer, Immunochemistry |  | ANALYZERIMMUNOCHEMISTRY-Quidel Corp-Sofia |  |  |  |  | Covered PM Repair - Biomedical | MHHS-Greater Heights
NO | NO |  |  |  | 133-010215 |  | Quidel Corp. | SOFIA |  |  | KATY - LABORATORY | MHHS-Katy |  | Analyzer, Immunochemistry |  | 133-010215 |  | Katy |  | KATY - LABORATORY | [5 empty] | ANALYZERS, LABORATORY, IMMUNOASSAY |  | ANALYZERIMMUNOCHEMISTRY-Quidel Corp-Sofia | ANALYZERIMMUNOCHEMISTRY | Sofia |  |  |  | Quidel Corp | Analyzer, Immunochemistry |  | ANALYZERIMMUNOCHEMISTRY-Quidel Corp-Sofia |  |  |  |  | Covered PM Repair - Radiology, Low End | MHHS-Katy
NO | NO |  |  |  | 017-01272 |  | Quidel Corp. | SOFIA |  |  | MH MG - (MC) - MEMORIAL CITY (MP3) | MHHS-MG |  | Analyzer, Immunochemistry |  | 017-01272 |  | West & Memorial City |  | MH MG - (MC) - MEMORIAL CITY (MP3) | [5 empty] | ANALYZERS, LABORATORY, IMMUNOASSAY |  | ANALYZERIMMUNOCHEMISTRY-Quidel Corp-Sofia | ANALYZERIMMUNOCHEMISTRY | Sofia |  |  |  | Quidel Corp | Analyzer, Immunochemistry |  | ANALYZERIMMUNOCHEMISTRY-Quidel Corp-Sofia |  |  |  |  | Covered PM Repair - Biomedical | MHHS-MG
NO | NO |  |  |  | 017-01273 |  | Quidel Corp. | SOFIA |  |  | MH MG - (MC) - MEMORIAL CITY (MP3) | MHHS-MG |  | Analyzer, Immunochemistry |  | 017-01273 |  | West & Memorial City |  | MH MG - (MC) - MEMORIAL CITY (MP3) | [5 empty] | ANALYZERS, LABORATORY, IMMUNOASSAY |  | ANALYZERIMMUNOCHEMISTRY-Quidel Corp-Sofia | ANALYZERIMMUNOCHEMISTRY | Sofia |  |  |  | Quidel Corp | Analyzer, Immunochemistry |  | ANALYZERIMMUNOCHEMISTRY-Quidel Corp-Sofia |  |  |  |  | Covered PM Repair - Respiratory/Steriliz | MHHS-MG
NO | NO |  |  |  | 017-01279 |  | Quidel Corp. | SOFIA |  |  | MH MG - (MC) - MEMORIAL CITY (MP3) | MHHS-MG |  | Analyzer, Immunochemistry |  | 017-01279 |  | West & Memorial City |  | MH MG - (MC) - MEMORIAL CITY (MP3) | [5 empty] | ANALYZERS, LABORATORY, IMMUNOASSAY |  | ANALYZERIMMUNOCHEMISTRY-Quidel Corp-Sofia | ANALYZERIMMUNOCHEMISTRY | Sofia |  |  |  | Quidel Corp | Analyzer, Immunochemistry |  | ANALYZERIMMUNOCHEMISTRY-Quidel Corp-Sofia |  |  |  |  | Covered PM Repair - Radiology, Low End | MHHS-MG
NO | NO |  |  |  | 017-01280 |  | Quidel Corp. | SOFIA |  |  | MH MG - (MC) - MEMORIAL CITY (MP3) | MHHS-MG |  | Analyzer, Immunochemistry |  | 017-01280 |  | West & Memorial City |  | MH MG - (MC) - MEMORIAL CITY (MP3) | [5 empty] | ANALYZERS, LABORATORY, IMMUNOASSAY |  | ANALYZERIMMUNOCHEMISTRY-Quidel Corp-Sofia | ANALYZERIMMUNOCHEMISTRY | Sofia |  |  |  | Quidel Corp | Analyzer, Immunochemistry |  | ANALYZERIMMUNOCHEMISTRY-Quidel Corp-Sofia |  |  |  |  | Covered PM Repair - Biomedical | MHHS-MG
NO | NO |  |  |  | 017-01224 |  | Quidel Corp. | SOFIA |  |  | CLOSED - (SE) - SOUTHEAST MEDICAL ASSOCIATES | MHHS-MG |  | Analyzer, Immunochemistry |  | 017-01224 |  | Southeast & Bay Area |  | CLOSED - (SE) - SOUTHEAST MEDICAL ASSOCIATES | [5 empty] | ANALYZERS, LABORATORY, IMMUNOASSAY |  | ANALYZERIMMUNOCHEMISTRY-Quidel Corp-Sofia | ANALYZERIMMUNOCHEMISTRY | Sofia |  |  |  | Quidel Corp | Analyzer, Immunochemistry |  | ANALYZERIMMUNOCHEMISTRY-Quidel Corp-Sofia |  |  |  |  | Covered PM Repair - Radiology, Low End | MHHS-MG
NO | NO |  |  |  | 041-20746 |  | Quidel Corp. | SOFIA |  |  | MEMORIAL CITY - LABORATORY | MHHS-Mem City |  | Analyzer, Immunochemistry |  | 041-20746 |  | West & Memorial City |  | MEMORIAL CITY - LABORATORY | [5 empty] | ANALYZERS, LABORATORY, IMMUNOASSAY |  | ANALYZERIMMUNOCHEMISTRY-Quidel Corp-Sofia | ANALYZERIMMUNOCHEMISTRY | Sofia |  |  |  | Quidel Corp | Analyzer, Immunochemistry |  | ANALYZERIMMUNOCHEMISTRY-Quidel Corp-Sofia |  |  |  |  | Not Covered Vendor Only - Rad, Low End | MHHS-Mem City
NO | NO |  |  |  | 041-20747 |  | Quidel Corp. | SOFIA |  |  | MEMORIAL CITY - LABORATORY | MHHS-Mem City |  | Analyzer, Immunochemistry |  | 041-20747 |  | West & Memorial City |  | MEMORIAL CITY - LABORATORY | [5 empty] | ANALYZERS, LABORATORY, IMMUNOASSAY |  | ANALYZERIMMUNOCHEMISTRY-Quidel Corp-Sofia | ANALYZERIMMUNOCHEMISTRY | Sofia |  |  |  | Quidel Corp | Analyzer, Immunochemistry |  | ANALYZERIMMUNOCHEMISTRY-Quidel Corp-Sofia |  |  |  |  | Covered PM Repair - Radiology, Low End | MHHS-Mem City
NO | NO | [5 empty] | Quidel Corp. | SOFIA |  |  | MH MG - (CY) - COPPERFIELD | MHHS-MG |  | Analyzer, Immunochemistry |  |  |  | Northwest & Cypress |  | MH MG - (CY) - COPPERFIELD | [5 empty] | ANALYZERS, LABORATORY, IMMUNOASSAY |  | ANALYZERIMMUNOCHEMISTRY-Quidel Corp-Sofia | ANALYZERIMMUNOCHEMISTRY | Sofia |  |  |  | Quidel Corp | Analyzer, Immunochemistry |  | ANALYZERIMMUNOCHEMISTRY-Quidel Corp-Sofia |  |  |  |  | Covered PM Repair - Biomedical | MHHS-MG
NO | NO |  |  |  | 000-04380 |  | Quidel Corp. | SOFIA |  |  | MH MG - (CY) - CY-FAIR MED PLAZA | MHHS-MG |  | Analyzer, Immunochemistry |  | 000-04380 |  | Northwest & Cypress |  | MH MG - (CY) - CY-FAIR MED PLAZA | [5 empty] | ANALYZERS, LABORATORY, IMMUNOASSAY |  | ANALYZERIMMUNOCHEMISTRY-Quidel Corp-Sofia | ANALYZERIMMUNOCHEMISTRY | Sofia |  |  |  | Quidel Corp | Analyzer, Immunochemistry |  | ANALYZERIMMUNOCHEMISTRY-Quidel Corp-Sofia |  |  |  |  | Covered PM Repair - Biomedical | MHHS-MG
NO | NO |  |  |  | 151-02349 |  | Quidel Corp. | SOFIA |  |  | MH MG - (CY) - FAIRFIELD [MP1-STE100] | MHHS-MG |  | Analyzer, Immunochemistry |  | 151-02349 |  | Northwest & Cypress |  | MH MG - (CY) - FAIRFIELD [MP1-STE100] | [5 empty] | ANALYZERS, LABORATORY, IMMUNOASSAY |  | ANALYZERIMMUNOCHEMISTRY-Quidel Corp-Sofia | ANALYZERIMMUNOCHEMISTRY | Sofia |  |  |  | Quidel Corp | Analyzer, Immunochemistry |  | ANALYZERIMMUNOCHEMISTRY-Quidel Corp-Sofia |  |  |  |  | Covered PM Repair - Biomedical | MHHS-MG
NO | NO |  |  |  | 151-02350 |  | Quidel Corp. | SOFIA |  |  | MH MG - (CY) - FAIRFIELD [MP1-STE100] | MHHS-MG |  | Analyzer, Immunochemistry |  | 151-02350 |  | Northwest & Cypress |  | MH MG - (CY) - FAIRFIELD [MP1-STE100] | [5 empty] | ANALYZERS, LABORATORY, IMMUNOASSAY |  | ANALYZERIMMUNOCHEMISTRY-Quidel Corp-Sofia | ANALYZERIMMUNOCHEMISTRY | Sofia |  |  |  | Quidel Corp | Analyzer, Immunochemistry |  | ANALYZERIMMUNOCHEMISTRY-Quidel Corp-Sofia |  |  |  |  | Covered PM Repair - Biomedical | MHHS-MG
NO | NO |  |  |  | 151-01893 |  | Quidel Corp. | SOFIA |  |  | MH MG - (CY) - GOODMAN WALLER | MHHS-MG |  | Analyzer, Immunochemistry |  | 151-01893 |  | Northwest & Cypress |  | MH MG - (CY) - GOODMAN WALLER | [5 empty] | ANALYZERS, LABORATORY, IMMUNOASSAY |  | ANALYZERIMMUNOCHEMISTRY-Quidel Corp-Sofia | ANALYZERIMMUNOCHEMISTRY | Sofia |  |  |  | Quidel Corp | Analyzer, Immunochemistry |  | ANALYZERIMMUNOCHEMISTRY-Quidel Corp-Sofia |  |  |  |  | Covered PM Repair - Biomedical | MHHS-MG
NO | NO |  |  |  | 151-02451 |  | Quidel Corp. | SOFIA |  |  | MH MG - (CY) - OCCUPATIONAL MEDICINE [MP1-STE180] | MHHS-MG |  | Analyzer, Immunochemistry |  | 151-02451 |  | Northwest & Cypress |  | MH MG - (CY) - OCCUPATIONAL MEDICINE [MP1-STE180] | [5 empty] | ANALYZERS, LABORATORY, IMMUNOASSAY |  | ANALYZERIMMUNOCHEMISTRY-Quidel Corp-Sofia | ANALYZERIMMUNOCHEMISTRY | Sofia |  |  |  | Quidel Corp | Analyzer, Immunochemistry |  | ANALYZERIMMUNOCHEMISTRY-Quidel Corp-Sofia |  |  |  |  | Covered PM Repair - Biomedical | MHHS-MG
NO | NO |  |  |  | 009-10037 |  | Quidel Corp. | SOFIA |  |  | MH MG - (GH) - GH CCC | MHHS-MG |  | Analyzer, Immunochemistry |  | 009-10037 |  | Central & Greater Heights |  | MH MG - (GH) - GH CCC | [5 empty] | ANALYZERS, LABORATORY, IMMUNOASSAY |  | ANALYZERIMMUNOCHEMISTRY-Quidel Corp-Sofia | ANALYZERIMMUNOCHEMISTRY | Sofia |  |  |  | Quidel Corp | Analyzer, Immunochemistry |  | ANALYZERIMMUNOCHEMISTRY-Quidel Corp-Sofia |  |  |  |  | Not Covered Vendor Only - Lab Ana/Anes | MHHS-MG
NO | NO |  |  |  | 017-01263 |  | Quidel Corp. | SOFIA |  |  | MH MG - (GH) - GH FAMILY MEDICINE (MP3) | MHHS-MG |  | Analyzer, Immunochemistry |  | 017-01263 |  | Central & Greater Heights |  | MH MG - (GH) - GH FAMILY MEDICINE (MP3) | [5 empty] | ANALYZERS, LABORATORY, IMMUNOASSAY |  | ANALYZERIMMUNOCHEMISTRY-Quidel Corp-Sofia | ANALYZERIMMUNOCHEMISTRY | Sofia |  |  |  | Quidel Corp | Analyzer, Immunochemistry |  | ANALYZERIMMUNOCHEMISTRY-Quidel Corp-Sofia |  |  |  |  | Covered PM Repair - Radiology, Low End | MHHS-MG
NO | NO |  |  |  | 929-01160 |  | Quidel Corp. | SOFIA |  |  | MH MG - (GH) - URGENT CARE - WASHINGTON AVE | MHHS-MG |  | Analyzer, Immunochemistry |  | 929-01160 |  | Central & Greater Heights |  | MH MG - (GH) - URGENT CARE - WASHINGTON AVE | [5 empty] | ANALYZERS, LABORATORY, IMMUNOASSAY |  | ANALYZERIMMUNOCHEMISTRY-Quidel Corp-Sofia | ANALYZERIMMUNOCHEMISTRY | Sofia |  |  |  | Quidel Corp | Analyzer, Immunochemistry |  | ANALYZERIMMUNOCHEMISTRY-Quidel Corp-Sofia |  |  |  |  | Covered PM Repair - Radiology, Low End | MHHS-MG
NO | NO |  |  |  | 929-01161 |  | Quidel Corp. | SOFIA |  |  | MH MG - (GH) - URGENT CARE - WASHINGTON AVE | MHHS-MG |  | Analyzer, Immunochemistry |  | 929-01161 |  | Central & Greater Heights |  | MH MG - (GH) - URGENT CARE - WASHINGTON AVE | [5 empty] | ANALYZERS, LABORATORY, IMMUNOASSAY |  | ANALYZERIMMUNOCHEMISTRY-Quidel Corp-Sofia | ANALYZERIMMUNOCHEMISTRY | Sofia |  |  |  | Quidel Corp | Analyzer, Immunochemistry |  | ANALYZERIMMUNOCHEMISTRY-Quidel Corp-Sofia |  |  |  |  | Covered PM Repair - Radiology, Low End | MHHS-MG
NO | NO |  |  |  | 583-01356 |  | Quidel Corp. | SOFIA |  |  | MH MG - (KY) - KATY [MP2-STE400] | MHHS-MG |  | Analyzer, Immunochemistry |  | 583-01356 |  | Katy |  | MH MG - (KY) - KATY [MP2-STE400] | [5 empty] | ANALYZERS, LABORATORY, IMMUNOASSAY |  | ANALYZERIMMUNOCHEMISTRY-Quidel Corp-Sofia | ANALYZERIMMUNOCHEMISTRY | Sofia |  |  |  | Quidel Corp | Analyzer, Immunochemistry |  | ANALYZERIMMUNOCHEMISTRY-Quidel Corp-Sofia |  |  |  |  | Not Covered Vendor Only - Rad, Low End | MHHS-MG
NO | NO | [5 empty] | Quidel Corp. | SOFIA |  |  | MH MG - (KY) - KATY CCC | MHHS-MG |  | Analyzer, Immunochemistry |  |  |  | Katy |  | MH MG - (KY) - KATY CCC | [5 empty] | ANALYZERS, LABORATORY, IMMUNOASSAY |  | ANALYZERIMMUNOCHEMISTRY-Quidel Corp-Sofia | ANALYZERIMMUNOCHEMISTRY | Sofia |  |  |  | Quidel Corp | Analyzer, Immunochemistry |  | ANALYZERIMMUNOCHEMISTRY-Quidel Corp-Sofia |  |  |  |  | Covered PM Repair - Biomedical | MHHS-MG
NO | NO | [5 empty] | Quidel Corp. | SOFIA |  |  | MH MG - (KY) - KATY CCC | MHHS-MG |  | Analyzer, Immunochemistry |  |  |  | Katy |  | MH MG - (KY) - KATY CCC | [5 empty] | ANALYZERS, LABORATORY, IMMUNOASSAY |  | ANALYZERIMMUNOCHEMISTRY-Quidel Corp-Sofia | ANALYZERIMMUNOCHEMISTRY | Sofia |  |  |  | Quidel Corp | Analyzer, Immunochemistry |  | ANALYZERIMMUNOCHEMISTRY-Quidel Corp-Sofia |  |  |  |  | Covered PM Repair - Radiology, High End | MHHS-MG
NO | NO |  |  |  | 583-00816 |  | Quidel Corp. | SOFIA |  |  | MH MG - (KY) - KATY PEDS (MP2) | MHHS-MG |  | Analyzer, Immunochemistry |  | 583-00816 |  | Katy |  | MH MG - (KY) - KATY PEDS (MP2) | [5 empty] | ANALYZERS, LABORATORY, IMMUNOASSAY |  | ANALYZERIMMUNOCHEMISTRY-Quidel Corp-Sofia | ANALYZERIMMUNOCHEMISTRY | Sofia |  |  |  | Quidel Corp | Analyzer, Immunochemistry |  | ANALYZERIMMUNOCHEMISTRY-Quidel Corp-Sofia |  |  |  |  | Covered PM Repair - Biomedical | MHHS-MG
NO | NO |  |  |  | 583-00817 |  | Quidel Corp. | SOFIA |  |  | MH MG - (KY) - KATY PEDS (MP2) | MHHS-MG |  | Analyzer, Immunochemistry |  | 583-00817 |  | Katy |  | MH MG - (KY) - KATY PEDS (MP2) | [5 empty] | ANALYZERS, LABORATORY, IMMUNOASSAY |  | ANALYZERIMMUNOCHEMISTRY-Quidel Corp-Sofia | ANALYZERIMMUNOCHEMISTRY | Sofia |  |  |  | Quidel Corp | Analyzer, Immunochemistry |  | ANALYZERIMMUNOCHEMISTRY-Quidel Corp-Sofia |  |  |  |  | Not Covered Vendor Only - Rad, Low End | MHHS-MG
NO | NO |  |  |  | 583-00818 |  | Quidel Corp. | SOFIA |  |  | MH MG - (KY) - KATY PEDS (MP2) | MHHS-MG |  | Analyzer, Immunochemistry |  | 583-00818 |  | Katy |  | MH MG - (KY) - KATY PEDS (MP2) | [5 empty] | ANALYZERS, LABORATORY, IMMUNOASSAY |  | ANALYZERIMMUNOCHEMISTRY-Quidel Corp-Sofia | ANALYZERIMMUNOCHEMISTRY | Sofia |  |  |  | Quidel Corp | Analyzer, Immunochemistry |  | ANALYZERIMMUNOCHEMISTRY-Quidel Corp-Sofia |  |  |  |  | Covered PM Repair - Biomedical | MHHS-MG
NO | NO |  |  |  | 583-01375 |  | Quidel Corp. | SOFIA |  |  | MH MG - (KY) - URGENT CARE - FULSHEAR | MHHS-MG |  | Analyzer, Immunochemistry |  | 583-01375 |  | Katy |  | MH MG - (KY) - URGENT CARE - FULSHEAR | [5 empty] | ANALYZERS, LABORATORY, IMMUNOASSAY |  | ANALYZERIMMUNOCHEMISTRY-Quidel Corp-Sofia | ANALYZERIMMUNOCHEMISTRY | Sofia |  |  |  | Quidel Corp | Analyzer, Immunochemistry |  | ANALYZERIMMUNOCHEMISTRY-Quidel Corp-Sofia |  |  |  |  | Covered PM Repair - Radiology, Low End | MHHS-MG
NO | NO |  |  |  | 583-01382 |  | Quidel Corp. | SOFIA |  |  | MH MG - (KY) - URGENT CARE - FULSHEAR | MHHS-MG |  | Analyzer, Immunochemistry |  | 583-01382 |  | Katy |  | MH MG - (KY) - URGENT CARE - FULSHEAR | [5 empty] | ANALYZERS, LABORATORY, IMMUNOASSAY |  | ANALYZERIMMUNOCHEMISTRY-Quidel Corp-Sofia | ANALYZERIMMUNOCHEMISTRY | Sofia |  |  |  | Quidel Corp | Analyzer, Immunochemistry |  | ANALYZERIMMUNOCHEMISTRY-Quidel Corp-Sofia |  |  |  |  | Not Covered Vendor Only - Rad, High End | MHHS-MG
NO | NO |  |  |  | 142-07486 |  | Quidel Corp. | SOFIA |  |  | MH MG - (NE) - KINGWOOD CCC | MHHS-MG |  | Analyzer, Immunochemistry |  | 142-07486 |  | Katy |  | MH MG - (NE) - KINGWOOD CCC | [5 empty] | ANALYZERS, LABORATORY, IMMUNOASSAY |  | ANALYZERIMMUNOCHEMISTRY-Quidel Corp-Sofia | ANALYZERIMMUNOCHEMISTRY | Sofia |  |  |  | Quidel Corp | Analyzer, Immunochemistry |  | ANALYZERIMMUNOCHEMISTRY-Quidel Corp-Sofia |  |  |  |  | Covered PM Repair - Biomedical | MHHS-MG
NO | NO |  |  |  | 005-10757 |  | Quidel Corp. | SOFIA |  |  | MH MG - (SE) - ALVIN | MHHS-MG |  | Analyzer, Immunochemistry |  | 005-10757 |  | Southeast & Bay Area |  | MH MG - (SE) - ALVIN | [5 empty] | ANALYZERS, LABORATORY, IMMUNOASSAY |  | ANALYZERIMMUNOCHEMISTRY-Quidel Corp-Sofia | ANALYZERIMMUNOCHEMISTRY | Sofia |  |  |  | Quidel Corp | Analyzer, Immunochemistry |  | ANALYZERIMMUNOCHEMISTRY-Quidel Corp-Sofia |  |  |  |  | Covered PM Repair - Biomedical | MHHS-MG
NO | NO |  |  |  | 005-10810 |  | Quidel Corp. | SOFIA |  |  | MH MG - (SE) - CLEAR LAKE (WEBSTER) | MHHS-MG |  | Analyzer, Immunochemistry |  | 005-10810 |  | Southeast & Bay Area |  | MH MG - (SE) - CLEAR LAKE (WEBSTER) | [5 empty] | ANALYZERS, LABORATORY, IMMUNOASSAY |  | ANALYZERIMMUNOCHEMISTRY-Quidel Corp-Sofia | ANALYZERIMMUNOCHEMISTRY | Sofia |  |  |  | Quidel Corp | Analyzer, Immunochemistry |  | ANALYZERIMMUNOCHEMISTRY-Quidel Corp-Sofia |  |  |  |  | Covered PM Repair - Radiology, High End | MHHS-MG
NO | NO |  |  |  | 005-11745 |  | Quidel Corp. | SOFIA |  |  | MH MG - (SE) - CLEAR LAKE (WEBSTER) | MHHS-MG |  | Analyzer, Immunochemistry |  | 005-11745 |  | Southeast & Bay Area |  | MH MG - (SE) - CLEAR LAKE (WEBSTER) | [5 empty] | ANALYZERS, LABORATORY, IMMUNOASSAY |  | ANALYZERIMMUNOCHEMISTRY-Quidel Corp-Sofia | ANALYZERIMMUNOCHEMISTRY | Sofia |  |  |  | Quidel Corp | Analyzer, Immunochemistry |  | ANALYZERIMMUNOCHEMISTRY-Quidel Corp-Sofia |  |  |  |  | Covered PM Repair - Radiology, High End | MHHS-MG
NO | NO |  |  |  | 005-10823 |  | Quidel Corp. | SOFIA |  |  | MH MG - (SE) - FRIENDSWOOD | MHHS-MG |  | Analyzer, Immunochemistry |  | 005-10823 |  | Southeast & Bay Area |  | MH MG - (SE) - FRIENDSWOOD | [5 empty] | ANALYZERS, LABORATORY, IMMUNOASSAY |  | ANALYZERIMMUNOCHEMISTRY-Quidel Corp-Sofia | ANALYZERIMMUNOCHEMISTRY | Sofia |  |  |  | Quidel Corp | Analyzer, Immunochemistry |  | ANALYZERIMMUNOCHEMISTRY-Quidel Corp-Sofia |  |  |  |  | Covered PM Repair - Radiology, Low End | MHHS-MG
NO | NO |  |  |  | 005-11775 |  | Quidel Corp. | SOFIA |  |  | MH MG - (SE) - LC CCC | MHHS-MG |  | Analyzer, Immunochemistry |  | 005-11775 |  | Southeast & Bay Area |  | MH MG - (SE) - LC CCC | [5 empty] | ANALYZERS, LABORATORY, IMMUNOASSAY |  | ANALYZERIMMUNOCHEMISTRY-Quidel Corp-Sofia | ANALYZERIMMUNOCHEMISTRY | Sofia |  |  |  | Quidel Corp | Analyzer, Immunochemistry |  | ANALYZERIMMUNOCHEMISTRY-Quidel Corp-Sofia |  |  |  |  | Covered PM Repair - Radiology, High End | MHHS-MG
NO | NO |  |  |  | 005-33810 |  | Quidel Corp. | SOFIA |  |  | MH MG - (SE) - LC CCC - OCC MED | MHHS-MG |  | Analyzer, Immunochemistry |  | 005-33810 |  | Southeast & Bay Area |  | MH MG - (SE) - LC CCC - OCC MED | [5 empty] | ANALYZERS, LABORATORY, IMMUNOASSAY |  | ANALYZERIMMUNOCHEMISTRY-Quidel Corp-Sofia | ANALYZERIMMUNOCHEMISTRY | Sofia |  |  |  | Quidel Corp | Analyzer, Immunochemistry |  | ANALYZERIMMUNOCHEMISTRY-Quidel Corp-Sofia |  |  |  |  | Covered PM Repair - Radiology, Low End | MHHS-MG
NO | NO |  |  |  | 005-TBD |  | Quidel Corp. | SOFIA |  |  | MH MG - (SE) - LC CCC - OCC MED | MHHS-MG |  | Analyzer, Immunochemistry |  | 005-TBD |  | Southeast & Bay Area |  | MH MG - (SE) - LC CCC - OCC MED | [5 empty] | ANALYZERS, LABORATORY, IMMUNOASSAY |  | ANALYZERIMMUNOCHEMISTRY-Quidel Corp-Sofia | ANALYZERIMMUNOCHEMISTRY | Sofia |  |  |  | Quidel Corp | Analyzer, Immunochemistry |  | ANALYZERIMMUNOCHEMISTRY-Quidel Corp-Sofia |  |  |  |  | Covered PM Repair - Biomedical | MHHS-MG
NO | NO |  |  |  | 005-11707 |  | Quidel Corp. | SOFIA |  |  | MH MG - (SE) - URGENT CARE - CLEAR LAKE (WEBSTER) | MHHS-MG |  | Analyzer, Immunochemistry |  | 005-11707 |  | Southeast & Bay Area |  | MH MG - (SE) - URGENT CARE - CLEAR LAKE (WEBSTER) | [5 empty] | ANALYZERS, LABORATORY, IMMUNOASSAY |  | ANALYZERIMMUNOCHEMISTRY-Quidel Corp-Sofia | ANALYZERIMMUNOCHEMISTRY | Sofia |  |  |  | Quidel Corp | Analyzer, Immunochemistry |  | ANALYZERIMMUNOCHEMISTRY-Quidel Corp-Sofia |  |  |  |  | Covered PM Repair - Biomedical | MHHS-MG
NO | NO |  |  |  | 005-11736 |  | Quidel Corp. | SOFIA |  |  | MH MG - (SE) - URGENT CARE - CLEAR LAKE (WEBSTER) | MHHS-MG |  | Analyzer, Immunochemistry |  | 005-11736 |  | Southeast & Bay Area |  | MH MG - (SE) - URGENT CARE - CLEAR LAKE (WEBSTER) | [5 empty] | ANALYZERS, LABORATORY, IMMUNOASSAY |  | ANALYZERIMMUNOCHEMISTRY-Quidel Corp-Sofia | ANALYZERIMMUNOCHEMISTRY | Sofia |  |  |  | Quidel Corp | Analyzer, Immunochemistry |  | ANALYZERIMMUNOCHEMISTRY-Quidel Corp-Sofia |  |  |  |  | Covered PM Repair - Biomedical | MHHS-MG
NO | NO |  |  |  | 005-10530 |  | Quidel Corp. | SOFIA |  |  | MH MG - (SE) - URGENT CARE - FRIENDSWOOD | MHHS-MG |  | Analyzer, Immunochemistry |  | 005-10530 |  | Southeast & Bay Area |  | MH MG - (SE) - URGENT CARE - FRIENDSWOOD | [5 empty] | ANALYZERS, LABORATORY, IMMUNOASSAY |  | ANALYZERIMMUNOCHEMISTRY-Quidel Corp-Sofia | ANALYZERIMMUNOCHEMISTRY | Sofia |  |  |  | Quidel Corp | Analyzer, Immunochemistry |  | ANALYZERIMMUNOCHEMISTRY-Quidel Corp-Sofia |  |  |  |  | Not Covered Vendor Only - Lab Ana/Anes | MHHS-MG
NO | NO |  |  |  | 005-11699 |  | Quidel Corp. | SOFIA |  |  | MH MG - (SE) - URGENT CARE - FRIENDSWOOD | MHHS-MG |  | Analyzer, Immunochemistry |  | 005-11699 |  | Southeast & Bay Area |  | MH MG - (SE) - URGENT CARE - FRIENDSWOOD | [5 empty] | ANALYZERS, LABORATORY, IMMUNOASSAY |  | ANALYZERIMMUNOCHEMISTRY-Quidel Corp-Sofia | ANALYZERIMMUNOCHEMISTRY | Sofia |  |  |  | Quidel Corp | Analyzer, Immunochemistry |  | ANALYZERIMMUNOCHEMISTRY-Quidel Corp-Sofia |  |  |  |  | Covered PM Repair - Biomedical | MHHS-MG
NO | NO |  |  |  | 005-10824 |  | Quidel Corp. | SOFIA |  |  | MH MG - (SL) - SUGAR LAND PEDIATRICS | MHHS-MG |  | Analyzer, Immunochemistry |  | 005-10824 |  | Sugar Land |  | MH MG - (SL) - SUGAR LAND PEDIATRICS | [5 empty] | ANALYZERS, LABORATORY, IMMUNOASSAY |  | ANALYZERIMMUNOCHEMISTRY-Quidel Corp-Sofia | ANALYZERIMMUNOCHEMISTRY | Sofia |  |  |  | Quidel Corp | Analyzer, Immunochemistry |  | ANALYZERIMMUNOCHEMISTRY-Quidel Corp-Sofia |  |  |  |  | Covered PM Repair - Biomedical | MHHS-MG
NO | NO |  |  |  | 925-01211 |  | Quidel Corp. | SOFIA |  |  | MH MG - (SW) - BELLAIRE CENTER | MHHS-MG |  | Analyzer, Immunochemistry |  | 925-01211 |  | Southwest |  | MH MG - (SW) - BELLAIRE CENTER | [5 empty] | ANALYZERS, LABORATORY, IMMUNOASSAY |  | ANALYZERIMMUNOCHEMISTRY-Quidel Corp-Sofia | ANALYZERIMMUNOCHEMISTRY | Sofia |  |  |  | Quidel Corp | Analyzer, Immunochemistry |  | ANALYZERIMMUNOCHEMISTRY-Quidel Corp-Sofia |  |  |  |  | Covered PM Repair - Biomedical | MHHS-MG
NO | NO |  |  |  | 069-43620 |  | Quidel Corp. | SOFIA |  |  | MH MG - (TMC) - DOWNTOWN | MHHS-MG |  | Analyzer, Immunochemistry |  | 069-43620 |  | TMC |  | MH MG - (TMC) - DOWNTOWN | [5 empty] | ANALYZERS, LABORATORY, IMMUNOASSAY |  | ANALYZERIMMUNOCHEMISTRY-Quidel Corp-Sofia | ANALYZERIMMUNOCHEMISTRY | Sofia |  |  |  | Quidel Corp | Analyzer, Immunochemistry |  | ANALYZERIMMUNOCHEMISTRY-Quidel Corp-Sofia |  |  |  |  | Covered PM Repair - Radiology, Low End | MHHS-MG
NO | NO |  |  |  | 069-41874 |  | Quidel Corp. | SOFIA |  |  | MH MG - (TMC) - FANNIN PEDIATRICS (STE 2110) | MHHS-MG |  | Analyzer, Immunochemistry |  | 069-41874 |  | TMC |  | MH MG - (TMC) - FANNIN PEDIATRICS (STE 2110) | [5 empty] | ANALYZERS, LABORATORY, IMMUNOASSAY |  | ANALYZERIMMUNOCHEMISTRY-Quidel Corp-Sofia | ANALYZERIMMUNOCHEMISTRY | Sofia |  |  |  | Quidel Corp | Analyzer, Immunochemistry |  | ANALYZERIMMUNOCHEMISTRY-Quidel Corp-Sofia |  |  |  |  | Covered PM Repair - Biomedical | MHHS-MG
NO | NO |  |  |  | 069-42723 |  | Quidel Corp. | SOFIA |  |  | MH MG - (TMC) - INT MED/ENDOCRINOLOGY (STE 2015) | MHHS-MG |  | Analyzer, Immunochemistry |  | 069-42723 |  | TMC |  | MH MG - (TMC) - INT MED/ENDOCRINOLOGY (STE 2015) | [5 empty] | ANALYZERS, LABORATORY, IMMUNOASSAY |  | ANALYZERIMMUNOCHEMISTRY-Quidel Corp-Sofia | ANALYZERIMMUNOCHEMISTRY | Sofia |  |  |  | Quidel Corp | Analyzer, Immunochemistry |  | ANALYZERIMMUNOCHEMISTRY-Quidel Corp-Sofia |  |  |  |  | Covered PM Repair - Radiology, Low End | MHHS-MG
NO | NO |  |  |  | 069-TBD |  | Quidel Corp. | SOFIA |  |  | MH MG - (TMC) - PEDIATRICS (STE 2445) | MHHS-MG |  | Analyzer, Immunochemistry |  | 069-TBD |  | TMC |  | MH MG - (TMC) - PEDIATRICS (STE 2445) | [5 empty] | ANALYZERS, LABORATORY, IMMUNOASSAY |  | ANALYZERIMMUNOCHEMISTRY-Quidel Corp-Sofia | ANALYZERIMMUNOCHEMISTRY | Sofia |  |  |  | Quidel Corp | Analyzer, Immunochemistry |  | ANALYZERIMMUNOCHEMISTRY-Quidel Corp-Sofia |  |  |  |  | Covered PM Repair - Radiology, Low End | MHHS-MG
NO | NO |  |  |  | 069-TBD |  | Quidel Corp. | SOFIA |  |  | MH MG - (TMC) - UPPER KIRBY | MHHS-MG |  | Analyzer, Immunochemistry |  | 069-TBD |  | TMC |  | MH MG - (TMC) - UPPER KIRBY | [5 empty] | ANALYZERS, LABORATORY, IMMUNOASSAY |  | ANALYZERIMMUNOCHEMISTRY-Quidel Corp-Sofia | ANALYZERIMMUNOCHEMISTRY | Sofia |  |  |  | Quidel Corp | Analyzer, Immunochemistry |  | ANALYZERIMMUNOCHEMISTRY-Quidel Corp-Sofia |  |  |  |  | Covered PM Repair - Radiology, Low End | MHHS-MG
NO | NO |  |  |  | 069-TBD |  | Quidel Corp. | SOFIA |  |  | MH MG - (TMC) - UPPER KIRBY | MHHS-MG |  | Analyzer, Immunochemistry |  | 069-TBD |  | TMC |  | MH MG - (TMC) - UPPER KIRBY | [5 empty] | ANALYZERS, LABORATORY, IMMUNOASSAY |  | ANALYZERIMMUNOCHEMISTRY-Quidel Corp-Sofia | ANALYZERIMMUNOCHEMISTRY | Sofia |  |  |  | Quidel Corp | Analyzer, Immunochemistry |  | ANALYZERIMMUNOCHEMISTRY-Quidel Corp-Sofia |  |  |  |  | Covered PM Repair - Radiology, High End | MHHS-MG
NO | NO |  |  |  | 029-11953 |  | Quidel Corp. | SOFIA |  |  | MH MG - (WDLS) - IMPERIAL OAKS | MHHS-MG |  | Analyzer, Immunochemistry |  | 029-11953 |  | Woodlands |  | MH MG - (WDLS) - IMPERIAL OAKS | [5 empty] | ANALYZERS, LABORATORY, IMMUNOASSAY |  | ANALYZERIMMUNOCHEMISTRY-Quidel Corp-Sofia | ANALYZERIMMUNOCHEMISTRY | Sofia |  |  |  | Quidel Corp | Analyzer, Immunochemistry |  | ANALYZERIMMUNOCHEMISTRY-Quidel Corp-Sofia |  |  |  |  | Covered PM Repair - Radiology, Low End | MHHS-MG
NO | NO |  |  |  | 029-11957 |  | Quidel Corp. | SOFIA |  |  | MH MG - (WDLS) - IMPERIAL OAKS | MHHS-MG |  | Analyzer, Immunochemistry |  | 029-11957 |  | Woodlands |  | MH MG - (WDLS) - IMPERIAL OAKS | [5 empty] | ANALYZERS, LABORATORY, IMMUNOASSAY |  | ANALYZERIMMUNOCHEMISTRY-Quidel Corp-Sofia | ANALYZERIMMUNOCHEMISTRY | Sofia |  |  |  | Quidel Corp | Analyzer, Immunochemistry |  | ANALYZERIMMUNOCHEMISTRY-Quidel Corp-Sofia |  |  |  |  | Covered PM Repair - Biomedical | MHHS-MG
NO | NO |  |  |  | 029-11607 |  | Quidel Corp. | SOFIA |  |  | MH MG - (WDLS) - SPRING CCC | MHHS-MG |  | Analyzer, Immunochemistry |  | 029-11607 |  | Woodlands |  | MH MG - (WDLS) - SPRING CCC | [5 empty] | ANALYZERS, LABORATORY, IMMUNOASSAY |  | ANALYZERIMMUNOCHEMISTRY-Quidel Corp-Sofia | ANALYZERIMMUNOCHEMISTRY | Sofia |  |  |  | Quidel Corp | Analyzer, Immunochemistry |  | ANALYZERIMMUNOCHEMISTRY-Quidel Corp-Sofia |  |  |  |  | Covered PM Repair - Biomedical | MHHS-MG
NO | NO |  |  |  | 029-11646 |  | Quidel Corp. | SOFIA |  |  | MH MG - (WDLS) - SPRING CCC | MHHS-MG |  | Analyzer, Immunochemistry |  | 029-11646 |  | Woodlands |  | MH MG - (WDLS) - SPRING CCC | [5 empty] | ANALYZERS, LABORATORY, IMMUNOASSAY |  | ANALYZERIMMUNOCHEMISTRY-Quidel Corp-Sofia | ANALYZERIMMUNOCHEMISTRY | Sofia |  |  |  | Quidel Corp | Analyzer, Immunochemistry |  | ANALYZERIMMUNOCHEMISTRY-Quidel Corp-Sofia |  |  |  |  | No Coverage Specified | MHHS-MG
NO | NO |  |  |  | 029-12098 |  | Quidel Corp. | SOFIA |  |  | MH MG - (WDLS) - STERLING RIDGE | MHHS-MG |  | Analyzer, Immunochemistry |  | 029-12098 |  | Woodlands |  | MH MG - (WDLS) - STERLING RIDGE | [5 empty] | ANALYZERS, LABORATORY, IMMUNOASSAY |  | ANALYZERIMMUNOCHEMISTRY-Quidel Corp-Sofia | ANALYZERIMMUNOCHEMISTRY | Sofia |  |  |  | Quidel Corp | Analyzer, Immunochemistry |  | ANALYZERIMMUNOCHEMISTRY-Quidel Corp-Sofia |  |  |  |  | Covered PM Repair - Radiology, High End | MHHS-MG
NO | NO |  |  |  | 929-01259 |  | Quidel Corp. | SOFIA |  |  | MH MG - (WDLS) - TWL PINECROFT (100/101) | MHHS-MG |  | Analyzer, Immunochemistry |  | 929-01259 |  | Woodlands |  | MH MG - (WDLS) - TWL PINECROFT (100/101) | [5 empty] | ANALYZERS, LABORATORY, IMMUNOASSAY |  | ANALYZERIMMUNOCHEMISTRY-Quidel Corp-Sofia | ANALYZERIMMUNOCHEMISTRY | Sofia |  |  |  | Quidel Corp | Analyzer, Immunochemistry |  | ANALYZERIMMUNOCHEMISTRY-Quidel Corp-Sofia |  |  |  |  | Covered PM Repair - Biomedical | MHHS-MG
NO | NO |  |  |  | 929-01315 |  | Quidel Corp. | SOFIA |  |  | MH MG - (WDLS) - TWL PINECROFT (100/101) | MHHS-MG |  | Analyzer, Immunochemistry |  | 929-01315 |  | Woodlands |  | MH MG - (WDLS) - TWL PINECROFT (100/101) | [5 empty] | ANALYZERS, LABORATORY, IMMUNOASSAY |  | ANALYZERIMMUNOCHEMISTRY-Quidel Corp-Sofia | ANALYZERIMMUNOCHEMISTRY | Sofia |  |  |  | Quidel Corp | Analyzer, Immunochemistry |  | ANALYZERIMMUNOCHEMISTRY-Quidel Corp-Sofia |  |  |  |  | Covered PM Repair - Radiology, Low End | MHHS-MG
NO | NO |  |  |  | 929-01325 |  | Quidel Corp. | SOFIA |  |  | MH MG - (WDLS) - TWL PINECROFT (100/101) | MHHS-MG |  | Analyzer, Immunochemistry |  | 929-01325 |  | Woodlands |  | MH MG - (WDLS) - TWL PINECROFT (100/101) | [5 empty] | ANALYZERS, LABORATORY, IMMUNOASSAY |  | ANALYZERIMMUNOCHEMISTRY-Quidel Corp-Sofia | ANALYZERIMMUNOCHEMISTRY | Sofia |  |  |  | Quidel Corp | Analyzer, Immunochemistry |  | ANALYZERIMMUNOCHEMISTRY-Quidel Corp-Sofia |  |  |  |  | Covered PM Repair - Biomedical | MHHS-MG
NO | NO |  |  |  | 029-11305 |  | Quidel Corp. | SOFIA |  |  | MH MG - (WDLS) - URGENT CARE - SPRING | MHHS-MG |  | Analyzer, Immunochemistry |  | 029-11305 |  | Woodlands |  | MH MG - (WDLS) - URGENT CARE - SPRING | [5 empty] | ANALYZERS, LABORATORY, IMMUNOASSAY |  | ANALYZERIMMUNOCHEMISTRY-Quidel Corp-Sofia | ANALYZERIMMUNOCHEMISTRY | Sofia |  |  |  | Quidel Corp | Analyzer, Immunochemistry |  | ANALYZERIMMUNOCHEMISTRY-Quidel Corp-Sofia |  |  |  |  | Covered PM Repair - Radiology, Low End | MHHS-MG
NO | NO |  |  |  | 029-11306 |  | Quidel Corp. | SOFIA |  |  | MH MG - (WDLS) - URGENT CARE - SPRING | MHHS-MG |  | Analyzer, Immunochemistry |  | 029-11306 |  | Woodlands |  | MH MG - (WDLS) - URGENT CARE - SPRING | [5 empty] | ANALYZERS, LABORATORY, IMMUNOASSAY |  | ANALYZERIMMUNOCHEMISTRY-Quidel Corp-Sofia | ANALYZERIMMUNOCHEMISTRY | Sofia |  |  |  | Quidel Corp | Analyzer, Immunochemistry |  | ANALYZERIMMUNOCHEMISTRY-Quidel Corp-Sofia |  |  |  |  | Not Covered Vendor Only - Rad, High End | MHHS-MG
NO | NO |  |  |  | 069-43066 |  | Quidel Corp. | SOFIA |  |  | TMC - LABORATORY - EMERGENCY ROOM (1HP) | MHHS-TMC |  | Analyzer, Immunochemistry |  | 069-43066 |  | TMC |  | TMC - LABORATORY - EMERGENCY ROOM (1HP) | [5 empty] | ANALYZERS, LABORATORY, IMMUNOASSAY |  | ANALYZERIMMUNOCHEMISTRY-Quidel Corp-Sofia | ANALYZERIMMUNOCHEMISTRY | Sofia |  |  |  | Quidel Corp | Analyzer, Immunochemistry |  | ANALYZERIMMUNOCHEMISTRY-Quidel Corp-Sofia |  |  |  |  | Not Covered Vendor Only - Rad, High End | MHHS-TMC
NO | NO |  |  |  | 029-10165 |  | Quidel Corp. | SOFIA |  |  | WOODLANDS - TERRAMONT LAB (CLINIC) | MHHS-Woodlands |  | Analyzer, Immunochemistry |  | 029-10165 |  | Woodlands |  | WOODLANDS - TERRAMONT LAB (CLINIC) | [5 empty] | ANALYZERS, LABORATORY, IMMUNOASSAY |  | ANALYZERIMMUNOCHEMISTRY-Quidel Corp-Sofia | ANALYZERIMMUNOCHEMISTRY | Sofia |  |  |  | Quidel Corp | Analyzer, Immunochemistry |  | ANALYZERIMMUNOCHEMISTRY-Quidel Corp-Sofia |  |  |  |  | Covered PM Repair - Radiology, Low End | MHHS-Woodlands
NO | YES |  |  |  | 000-05199 | 000-05199 | Quidel Corp. | SOFIA 2 |  |  | MH MG-(PL)-Pearland Clinic | MHHS-MG |  | Analyzer, Immunochemistry |  | 000-05199 | 000-05199 | Pearland | MHHS-MG | MH MG-(PL)-Pearland Clinic | Lab |  |  |  | No pm required sticker | ANALYZERS, LABORATORY, IMMUNOASSAY | Analyzer, Immunochemistry | ANALYZERIMMUNOCHEMISTRY-Quidel Corp-Sofia2 | ANALYZERIMMUNOCHEMISTRY | Sofia2 |  |  |  | Quidel Corp | Analyzer, Immunochemistry |  | ANALYZERIMMUNOCHEMISTRY-Quidel Corp-Sofia2 |  |  |  | AI-A | Covered PM Repair - Biomedical | MHHS-MG | [8 empty] | ANALYZERIMMUNOCHEMISTRY | Analyzer, Immunochemistry | Quidel Corp
NO | YES |  |  |  | 143-01685 | 143-01685 | Quidel Corp. | SOFIA 2 |  |  | MH MG-(PL)-Pearland Clinic | MHHS-MG |  | Analyzer, Immunochemistry |  | 143-01685 | 143-01685 | Pearland | MHHS-MG | MH MG-(PL)-Pearland Clinic | Lab |  |  |  |  | ANALYZERS, LABORATORY, IMMUNOASSAY | Analyzer, Immunochemistry | ANALYZERIMMUNOCHEMISTRY-Quidel Corp-Sofia2 | ANALYZERIMMUNOCHEMISTRY | Sofia2 |  |  |  | Quidel Corp | Analyzer, Immunochemistry |  | ANALYZERIMMUNOCHEMISTRY-Quidel Corp-Sofia2 |  |  |  | AI-A | Covered PM Repair - Radiology, Low End | MHHS-MG | [8 empty] | ANALYZERIMMUNOCHEMISTRY | Analyzer, Immunochemistry | Quidel Corp
NO | YES |  |  |  | 000-04311 | 000-04311 | Quidel Corp. | SOFIA 2 |  |  | MH MG-(GH)-Urgent Care-Greater Heights | MHHS-MG |  | Analyzer, Immunochemistry |  | 000-04311 | 000-04311 | Central | MHHS-MG | MH MG-(GH)-Urgent Care-Greater Heights | Lab | 10/1/18 |  |  | One time safety | ANALYZERS, LABORATORY, IMMUNOASSAY | Analyzer, Immunochemistry | ANALYZERIMMUNOCHEMISTRY-Quidel Corp-Sofia2 | ANALYZERIMMUNOCHEMISTRY | Sofia2 |  |  |  | Quidel Corp | Analyzer, Immunochemistry |  | ANALYZERIMMUNOCHEMISTRY-Quidel Corp-Sofia2 |  |  |  | AI-A | Covered PM Repair - Biomedical | MHHS-MG | [8 empty] | ANALYZERIMMUNOCHEMISTRY | Analyzer, Immunochemistry | Quidel Corp
NO | YES |  |  |  | 000-04312 | 000-04312 | Quidel Corp. | SOFIA 2 |  |  | MH MG-(GH)-Urgent Care-Greater Heights | MHHS-MG |  | Analyzer, Immunochemistry |  | 000-04312 | 000-04312 | Central | MHHS-MG | MH MG-(GH)-Urgent Care-Greater Heights | Lab | 10/1/18 |  |  | One time safety | ANALYZERS, LABORATORY, IMMUNOASSAY | Analyzer, Immunochemistry | ANALYZERIMMUNOCHEMISTRY-Quidel Corp-Sofia2 | ANALYZERIMMUNOCHEMISTRY | Sofia2 |  |  |  | Quidel Corp | Analyzer, Immunochemistry |  | ANALYZERIMMUNOCHEMISTRY-Quidel Corp-Sofia2 |  |  |  | AI-A | Covered PM Repair - Radiology, Low End | MHHS-MG | [8 empty] | ANALYZERIMMUNOCHEMISTRY | Analyzer, Immunochemistry | Quidel Corp
NO | YES |  |  |  | 000-04313 | 000-04313 | Quidel Corp. | SOFIA 2 |  |  | MH MG-(GH)-Urgent Care-Greater Heights | MHHS-MG |  | Analyzer, Immunochemistry |  | 000-04313 | 000-04313 | Central | MHHS-MG | MH MG-(GH)-Urgent Care-Greater Heights | Lab |  |  |  | One time safety | ANALYZERS, LABORATORY, IMMUNOASSAY | Analyzer, Immunochemistry | ANALYZERIMMUNOCHEMISTRY-Quidel Corp-Sofia2 | ANALYZERIMMUNOCHEMISTRY | Sofia2 |  |  |  | Quidel Corp | Analyzer, Immunochemistry |  | ANALYZERIMMUNOCHEMISTRY-Quidel Corp-Sofia2 |  |  |  | AI-A | Covered PM Repair - Radiology, Low End | MHHS-MG | [8 empty] | ANALYZERIMMUNOCHEMISTRY | Analyzer, Immunochemistry | Quidel Corp
NO | YES |  |  |  | 000-04314 | 000-04314 | Quidel Corp. | SOFIA 2 |  |  | MH MG-(GH)-Urgent Care-Greater Heights | MHHS-MG |  | Analyzer, Immunochemistry |  | 000-04314 | 000-04314 | Central | MHHS-MG | MH MG-(GH)-Urgent Care-Greater Heights | Lab | 10/1/18 |  |  | One time safety | ANALYZERS, LABORATORY, IMMUNOASSAY | Analyzer, Immunochemistry | ANALYZERIMMUNOCHEMISTRY-Quidel Corp-Sofia2 | ANALYZERIMMUNOCHEMISTRY | Sofia2 |  |  |  | Quidel Corp | Analyzer, Immunochemistry |  | ANALYZERIMMUNOCHEMISTRY-Quidel Corp-Sofia2 |  |  |  | AI-A | Covered PM Repair - Radiology, Low End | MHHS-MG | [8 empty] | ANALYZERIMMUNOCHEMISTRY | Analyzer, Immunochemistry | Quidel Corp
NO | YES |  |  |  | 000-05111 | 000-05111 | Quidel Corp. | SOFIA 2 |  |  | MH MG-(KY)-Katy Sports Medicine | MHHS-MG |  | Analyzer, Immunochemistry |  | 000-05111 | 000-05111 | Katy | MHHS-MG | MH MG-(KY)-Katy Sports Medicine | Nurses station | 10/1/19 |  |  | No pm required | ANALYZERS, LABORATORY, IMMUNOASSAY | Analyzer, Immunochemistry | ANALYZERIMMUNOCHEMISTRY-Quidel Corp-Sofia2 | ANALYZERIMMUNOCHEMISTRY | Sofia2 |  |  |  | Quidel Corp | Analyzer, Immunochemistry |  | ANALYZERIMMUNOCHEMISTRY-Quidel Corp-Sofia2 |  |  |  | AI-A | Covered PM Repair - Radiology, Low End | MHHS-MG | [8 empty] | ANALYZERIMMUNOCHEMISTRY | Analyzer, Immunochemistry | Quidel Corp
NO | YES |  |  |  | 000-05112 | 000-05112 | Quidel Corp. | SOFIA 2 |  |  | MH MG-(KY)-Katy Sports Medicine | MHHS-MG |  | Analyzer, Immunochemistry |  | 000-05112 | 000-05112 | Katy | MHHS-MG | MH MG-(KY)-Katy Sports Medicine | Nurses station | 10/1/19 |  |  | No pm required | ANALYZERS, LABORATORY, IMMUNOASSAY | Analyzer, Immunochemistry | ANALYZERIMMUNOCHEMISTRY-Quidel Corp-Sofia2 | ANALYZERIMMUNOCHEMISTRY | Sofia2 |  |  |  | Quidel Corp | Analyzer, Immunochemistry |  | ANALYZERIMMUNOCHEMISTRY-Quidel Corp-Sofia2 |  | 4/14/17 |  | AI-A | Covered PM Repair - Biomedical | MHHS-MG | [8 empty] | ANALYZERIMMUNOCHEMISTRY | Analyzer, Immunochemistry | Quidel Corp
NO | YES |  |  |  | 929-00902 |  | Quidel Corp. | SOFIA 2 |  |  | MH MG - (WDLS) - CONROE ISD | MHHS-MG |  | Analyzer, Immunochemistry |  | 929-00902 |  | Woodlands |  | MH MG - (WDLS) - CONROE ISD |  | 08/19/2019 |  |  |  | ANALYZERS, LABORATORY, IMMUNOASSAY |  | ANALYZERIMMUNOCHEMISTRY-Quidel Corp-Sofia2 | ANALYZERIMMUNOCHEMISTRY | Sofia2 |  |  |  | Quidel Corp | Analyzer, Immunochemistry |  | ANALYZERIMMUNOCHEMISTRY-Quidel Corp-Sofia2 |  |  |  |  | Covered PM Repair - Biomedical | MHHS-MG
NO | YES |  |  |  | 929-01404 |  | Quidel Corp. | SOFIA 2 |  |  | MH MG - (WDLS) - CONROE ISD | MHHS-MG |  | Analyzer, Immunochemistry |  | 929-01404 |  | Woodlands |  | MH MG - (WDLS) - CONROE ISD |  | 08/19/2019 |  |  |  | ANALYZERS, LABORATORY, IMMUNOASSAY |  | ANALYZERIMMUNOCHEMISTRY-Quidel Corp-Sofia2 | ANALYZERIMMUNOCHEMISTRY | Sofia2 |  |  |  | Quidel Corp | Analyzer, Immunochemistry |  | ANALYZERIMMUNOCHEMISTRY-Quidel Corp-Sofia2 |  | 02/01/2019 |  |  | Covered PM Repair - Radiology, High End | MHHS-MG
YES | YES |  |  |  | 099-02825 | 099-02825 | Quidel Corp. | SOFIA 2 |  |  | MH MG - (KY) - URGENT CARE - FULSHEAR |  |  |  |  | 099-02825 | 099-02825 | Katy | Memorial Hermann Urgent Care Fulshear (#1200) | MH MG - (KY) - URGENT CARE - FULSHEAR | Lab | [5 empty] | Analyzer, Immunochemistry | ANALYZERIMMUNOCHEMISTRY-Quidel Corp-Sofia2 | [12 empty] | AI-A | [10 empty] | ANALYZERIMMUNOCHEMISTRY | Analyzer, Immunochemistry | Quidel Corp
YES | YES |  |  |  | 099-02826 | 099-02826 | Quidel Corp. | SOFIA 2 |  |  | MH MG - (KY) - URGENT CARE - FULSHEAR |  |  |  |  | 099-02826 | 099-02826 | Katy | Memorial Hermann Urgent Care Fulshear (#1200) | MH MG - (KY) - URGENT CARE - FULSHEAR | Lab | [5 empty] | Analyzer, Immunochemistry | ANALYZERIMMUNOCHEMISTRY-Quidel Corp-Sofia2 | [12 empty] | AI-A | [10 empty] | ANALYZERIMMUNOCHEMISTRY | Analyzer, Immunochemistry | Quidel Corp
YES | YES |  |  |  | 099-02827 | 099-02827 | Quidel Corp. | SOFIA 2 |  |  | MH MG - (KY) - URGENT CARE - FULSHEAR |  |  |  |  | 099-02827 | 099-02827 | Katy | Memorial Hermann Urgent Care Fulshear (#1200) | MH MG - (KY) - URGENT CARE - FULSHEAR | Lab | [5 empty] | Analyzer, Immunochemistry | ANALYZERIMMUNOCHEMISTRY-Quidel Corp-Sofia2 | [12 empty] | AI-A | [10 empty] | ANALYZERIMMUNOCHEMISTRY | Analyzer, Immunochemistry | Quidel Corp
YES | YES |  |  |  | 099-02828 | 099-02828 | Quidel Corp. | SOFIA 2 |  |  | MH MG - (KY) - URGENT CARE - FULSHEAR |  |  |  |  | 099-02828 | 099-02828 | Katy | Memorial Hermann Urgent Care Fulshear (#1200) | MH MG - (KY) - URGENT CARE - FULSHEAR | Lab | [5 empty] | Analyzer, Immunochemistry | ANALYZERIMMUNOCHEMISTRY-Quidel Corp-Sofia2 | [12 empty] | AI-A | [10 empty] | ANALYZERIMMUNOCHEMISTRY | Analyzer, Immunochemistry | Quidel Corp
YES | YES |  |  |  | 099-02834 | 099-02834 | Quidel Corp. | SOFIA 2 |  |  | MH MG - (KY) - FIRETHORNE |  |  |  |  | 099-02834 | 099-02834 | Katy | Memorial Hermann Summer Creek Primary Care | MH MG - (KY) - FIRETHORNE | Exam 10 |  |  |  | No pm |  | Analyzer, Immunochemistry | ANALYZERIMMUNOCHEMISTRY-Quidel Corp-Sofia2 | [12 empty] | AI-A | [10 empty] | ANALYZERIMMUNOCHEMISTRY | Analyzer, Immunochemistry | Quidel Corp
YES | YES |  |  |  | 099-02835 | 099-02835 | Quidel Corp. | SOFIA 2 |  |  | MH MG - (KY) - FIRETHORNE |  |  |  |  | 099-02835 | 099-02835 | Katy | Memorial Hermann Summer Creek Primary Care | MH MG - (KY) - FIRETHORNE | Exam 10 |  |  |  | No pm |  | Analyzer, Immunochemistry | ANALYZERIMMUNOCHEMISTRY-Quidel Corp-Sofia2 | [12 empty] | AI-A | [10 empty] | ANALYZERIMMUNOCHEMISTRY | Analyzer, Immunochemistry | Quidel Corp
NO | NO |  |  |  | 000-05200 |  | Quidel Corp. | SOFIA 2 |  |  | MH MG - (PL) - PEARLAND CLINIC | MHHS-MG |  | Analyzer, Immunochemistry |  | 000-05200 |  | Pearland |  | MH MG - (PL) - PEARLAND CLINIC | [5 empty] | ANALYZERS, LABORATORY, IMMUNOASSAY |  | ANALYZERIMMUNOCHEMISTRY-Quidel Corp-Sofia2 | ANALYZERIMMUNOCHEMISTRY | Sofia2 |  |  |  | Quidel Corp | Analyzer, Immunochemistry |  | ANALYZERIMMUNOCHEMISTRY-Quidel Corp-Sofia2 |  |  |  |  | Covered PM Repair - Radiology, High End | MHHS-MG
NO | NO |  |  |  | 929-01513 |  | Quidel Corp. | SOFIA 2 |  |  | MH MG - (MC) - URGENT CARE - TOWN & COUNTRY | MHHS-MG |  | Analyzer, Immunochemistry |  | 929-01513 |  | West & Memorial City |  | MH MG - (MC) - URGENT CARE - TOWN & COUNTRY | [5 empty] | ANALYZERS, LABORATORY, IMMUNOASSAY |  | ANALYZERIMMUNOCHEMISTRY-Quidel Corp-Sofia2 | ANALYZERIMMUNOCHEMISTRY | Sofia2 |  |  |  | Quidel Corp | Analyzer, Immunochemistry |  | ANALYZERIMMUNOCHEMISTRY-Quidel Corp-Sofia2 |  |  |  |  | Clinical Miscellaneous | MHHS-MG
NO | NO |  |  |  | 929-01514 |  | Quidel Corp. | SOFIA 2 |  |  | MH MG - (MC) - URGENT CARE - TOWN & COUNTRY | MHHS-MG |  | Analyzer, Immunochemistry |  | 929-01514 |  | West & Memorial City |  | MH MG - (MC) - URGENT CARE - TOWN & COUNTRY | [5 empty] | ANALYZERS, LABORATORY, IMMUNOASSAY |  | ANALYZERIMMUNOCHEMISTRY-Quidel Corp-Sofia2 | ANALYZERIMMUNOCHEMISTRY | Sofia2 |  |  |  | Quidel Corp | Analyzer, Immunochemistry |  | ANALYZERIMMUNOCHEMISTRY-Quidel Corp-Sofia2 |  |  |  |  | Covered PM Repair - Radiology, Low End | MHHS-MG
NO | NO |  |  |  | 929-01515 |  | Quidel Corp. | SOFIA 2 |  |  | MH MG - (MC) - URGENT CARE - TOWN & COUNTRY | MHHS-MG |  | Analyzer, Immunochemistry |  | 929-01515 |  | West & Memorial City |  | MH MG - (MC) - URGENT CARE - TOWN & COUNTRY | [5 empty] | ANALYZERS, LABORATORY, IMMUNOASSAY |  | ANALYZERIMMUNOCHEMISTRY-Quidel Corp-Sofia2 | ANALYZERIMMUNOCHEMISTRY | Sofia2 |  |  |  | Quidel Corp | Analyzer, Immunochemistry |  | ANALYZERIMMUNOCHEMISTRY-Quidel Corp-Sofia2 |  |  |  |  | Covered PM Repair - Biomedical | MHHS-MG
NO | NO |  |  |  | 929-01516 |  | Quidel Corp. | SOFIA 2 |  |  | MH MG - (MC) - URGENT CARE - TOWN & COUNTRY | MHHS-MG |  | Analyzer, Immunochemistry |  | 929-01516 |  | West & Memorial City |  | MH MG - (MC) - URGENT CARE - TOWN & COUNTRY | [5 empty] | ANALYZERS, LABORATORY, IMMUNOASSAY |  | ANALYZERIMMUNOCHEMISTRY-Quidel Corp-Sofia2 | ANALYZERIMMUNOCHEMISTRY | Sofia2 |  |  |  | Quidel Corp | Analyzer, Immunochemistry |  | ANALYZERIMMUNOCHEMISTRY-Quidel Corp-Sofia2 |  |  |  |  | Covered PM Repair - Biomedical | MHHS-MG
NO | NO |  |  |  | 143-01696 |  | Quidel Corp. | SOFIA 2 |  |  | MH MG - (SL) - SUGAR LAND PEDIATRICS | MHHS-MG |  | Analyzer, Immunochemistry |  | 143-01696 |  | Sugar Land |  | MH MG - (SL) - SUGAR LAND PEDIATRICS | [5 empty] | ANALYZERS, LABORATORY, IMMUNOASSAY |  | ANALYZERIMMUNOCHEMISTRY-Quidel Corp-Sofia2 | ANALYZERIMMUNOCHEMISTRY | Sofia2 |  |  |  | Quidel Corp | Analyzer, Immunochemistry |  | ANALYZERIMMUNOCHEMISTRY-Quidel Corp-Sofia2 |  |  |  |  | Covered PM Repair - Radiology, Low End | MHHS-MG
NO | NO |  |  |  | 143-01701 |  | Quidel Corp. | SOFIA 2 |  |  | MH MG - (SL) - SUGAR LAND PEDIATRICS | MHHS-MG |  | Analyzer, Immunochemistry |  | 143-01701 |  | Sugar Land |  | MH MG - (SL) - SUGAR LAND PEDIATRICS | [5 empty] | ANALYZERS, LABORATORY, IMMUNOASSAY |  | ANALYZERIMMUNOCHEMISTRY-Quidel Corp-Sofia2 | ANALYZERIMMUNOCHEMISTRY | Sofia2 |  |  |  | Quidel Corp | Analyzer, Immunochemistry |  | ANALYZERIMMUNOCHEMISTRY-Quidel Corp-Sofia2 |  |  |  |  | Covered PM Repair - Radiology, High End | MHHS-MG
YES | YES |  |  |  | 099-03772 | 099-03772 | Quidel Corporation |  |  |  | 5th floor |  |  |  |  | 099-03772 | 099-03772 | Katy | Katy | 5th floor | Occupational Medicine |  | 2/1/20 |  | No pm
YES | YES |  |  |  | 099-03771 | 099-03771 | Quidel Corporation |  |  |  | 5th floor |  |  |  |  | 099-03771 | 099-03771 | Katy | Katy | 5th floor | Occupational Medicine |  |  |  | No pm
YES | YES |  |  |  | 099-02600 | 099-02600 | Quidel Corporation |  |  |  | Suite 400 |  |  |  |  | 099-02600 | 099-02600 | Katy | Katy | Suite 400 | 4th floor |  |  |  | No pm
YES | YES |  |  |  | 133-10215 | 133-10215 | Quidel corporation | Sofia |  |  | Katy-Laboratory |  |  |  |  | 133-10215 | 133-10215 | Katy | MHHS-Katy | Katy-Laboratory | Microbiology | 2/1/20 | 2/1/20 |  |  |  | Analyzer, Immunochemistry | ANALYZERIMMUNOCHEMISTRY-Quidel Corp-Sofia | [12 empty] | AI-A | [10 empty] | ANALYZERIMMUNOCHEMISTRY | Analyzer, Immunochemistry | Quidel Corp
NO | YES |  |  |  | 013-35019 | 013-35019 | Quincy Lab | 10-140 |  | 108R-00397 | SW-Laboratory-Histology | MHHS-Southwest |  | Incubator, Small/Large |  | 013-35019 | 013-35019 | Southwest | MHHS-Southwest | SW-Laboratory-Histology | Lab |  |  |  |  | INCUBATORS, LABORATORY, THERMOCYCLING | Incubator, Small/Large | INCUBATORSMALLLARGE-Quincy Lab Inc-10-140 | INCUBATORSMALLLARGE | 10-140 |  |  |  | Quincy Lab Inc | Incubator, Small/Large |  | INCUBATORSMALLLARGE-Quincy Lab Inc-10-140 |  | 2/7/20 |  |  | Not Covered Vendor Only - Biomedical | MHHS-Southwest | [8 empty] | INCUBATORSMALLLARGE | Incubator, Small/Large | Quincy Lab Inc
NO | NO | [5 empty] | Quincy Lab | 10-140 |  |  | TIRR - PHARMACY | MHHS-TIRR |  | Incubator, Small/Large |  |  |  | TMC |  | TIRR - PHARMACY | [5 empty] | INCUBATORS, LABORATORY, THERMOCYCLING |  | INCUBATORSMALLLARGE-Quincy Lab Inc-10-140 | INCUBATORSMALLLARGE | 10-140 |  |  |  | Quincy Lab Inc | Incubator, Small/Large |  | INCUBATORSMALLLARGE-Quincy Lab Inc-10-140 |  |  |  |  | Not Covered Vendor Only - Biomedical | MHHS-TIRR
NO | YES |  |  |  | 009-06708 | 009-06708 | Quincy Lab | 12-140AE |  | A2E-00553 | GH-Cath Lab | MHHS-Greater Heights |  | Warmer, Contrast Media |  | 009-06708 | 009-06708 | Central | MHHS-Greater Heights | GH-Cath Lab | GH CATH LAB | 4/1/19 |  | 4/1/20 |  | WARMING UNITS, MULTIPURPOSE | Warmer, Contrast Media | WARMERCONTRASTMEDIA-GE-12-140AE | WARMERCONTRASTMEDIA | 12-140AE |  |  |  | GE | Warmer, Contrast Media |  |  | WARMERCONTRASTMEDIA-GE-12-140AE | 6/30/16 |  |  | Covered PM Repair - Biomedical | MHHS-Greater Heights | [8 empty] | WARMERCONTRASTMEDIA | Warmer, Contrast Media | GE
NO | NO | [5 empty] | Quincy Lab | 12-140AE |  | A2E-00580 | GH - CATH LAB | MHHS-Greater Heights |  | Warmer, Contrast Media |  |  |  | Central & Greater Heights |  | GH - CATH LAB | [5 empty] | WARMING UNITS, MULTIPURPOSE |  | WARMERCONTRASTMEDIA-GE-12-140AE | WARMERCONTRASTMEDIA | 12-140AE |  |  |  | GE | Warmer, Contrast Media |  |  | WARMERCONTRASTMEDIA-GE-12-140AE |  |  |  | Covered PM Repair - Biomedical | MHHS-Greater Heights
NO | NO |  |  |  | 041-13513 |  | Quincy Lab | 12-140AE |  | A2E-00496 | MEMORIAL CITY - PHARMACY | MHHS-Mem City |  | Warmer, Contrast Media |  | 041-13513 |  | West & Memorial City |  | MEMORIAL CITY - PHARMACY | [5 empty] | WARMING UNITS, MULTIPURPOSE |  | WARMERCONTRASTMEDIA-GE-12-140AE | WARMERCONTRASTMEDIA | 12-140AE |  |  |  | GE | Warmer, Contrast Media |  |  | WARMERCONTRASTMEDIA-GE-12-140AE |  |  |  | Covered PM Repair - Biomedical | MHHS-Mem City
YES | YES |  |  |  | 151-04219 | 151-04219 | Quincy Lab Inc | 10-140 |  | L-22822 | CY - PHARMACY |  |  |  |  | 151-04219 | 151-04219 | Northwest | Memorial Hermann Cypress Hospital | CY - PHARMACY | Pharmacy | 2/1/19 | 2/1/20 |  |  |  | Incubator, Small/Large | INCUBATORSMALLLARGE-Quincy Lab Inc-10-140 | [22 empty] | Incubator, Small/Large | INCUBATORSMALLLARGE | Incubator, Small/Large | Quincy Lab Inc
YES | YES |  |  |  | 129-31668 | 129-31668 | Quincy Lab Inc | 10-140M |  | MSC3-00599 | [5 empty] | 129-31668 | 129-31668 | Sugar Land | Memorial Hermann Sugar Land Hospital |  | ICU | [5 empty] | Incubator, Small/Large | INCUBATORSMALLLARGE-Quincy Lab Inc-10-140M | [22 empty] | Incubator, Small/Large | INCUBATORSMALLLARGE | Incubator, Small/Large | Quincy Lab Inc
YES | YES |  |  |  | 069-48250 | 069-48250 | Quinflow | QIF-01 |  | BUA00401 | Life Flight |  |  |  |  | 069-48250 | 069-48250 | TMC | Memorial Hermann-Texas Medical Center | Life Flight | Storage | 2/1/20 |  | 8/1/20
YES | YES |  |  |  | 069-48247 | 069-48247 | Quinflow | QIF-01 |  | BUA00865 | Life Flight |  |  |  |  | 069-48247 | 069-48247 | TMC | Memorial Hermann-Texas Medical Center | Life Flight | Storage | 2/1/20 |  | 8/1/20
YES | YES |  |  |  | 069-48249 | 069-48249 | Quinflow | QIF-01 |  | BUA00099 | Life Flight |  |  |  |  | 069-48249 | 069-48249 | TMC | Memorial Hermann-Texas Medical Center | Life Flight | Storage | 2/1/20 |  | 8/1/20
YES | YES |  |  |  | 069-48251 | 069-48251 | Quinflow | QIF-01 |  | BUA00811 | Life Flight |  |  |  |  | 069-48251 | 069-48251 | TMC | Memorial Hermann-Texas Medical Center | Life Flight | Storage | 2/1/20 |  | 8/1/20
YES | YES |  |  |  | 069-49957 | 069-49957 | QuinFlow | QIF-02 |  | ACM00121 | TMC - OR - PEDI OR (2R) |  |  |  |  | 069-49957 | 069-49957 | TMC | Memorial Hermann-Texas Medical Center | TMC - OR - PEDI OR (2R) | S2 OR 55 | 1/1/20 |  | 1/1/21
YES | YES |  |  |  | 013-38304 | 013-38304 | Quinton Cardiology Inc | Medtrak st55 |  |  | MH MG - (SW) - SOUTHWEST CARDIOLOGY (MP2) |  |  |  |  | 013-38304 | 013-38304 | Southwest | Memorial Hermann Southwest Hospital | MH MG - (SW) - SOUTHWEST CARDIOLOGY (MP2) | Treadmill room | 11/1/18 |  | 11/1/19
NO | NO |  |  |  | 074-00728 |  | Quinton Instrument Co | CLUBTRACK |  | 00377-001-38624 | TMC - PLAZA - CARDIAC REHAB (UT POB) | MHHS-TMC |  | Treadmill |  | 074-00728 |  | TMC |  | TMC - PLAZA - CARDIAC REHAB (UT POB) | [5 empty] | TREADMILLS |  | TREADMILL-Quinton-Club Track | TREADMILL | Club Track |  |  |  | Quinton | Treadmill |  |  | TREADMILL-Quinton-Club Track |  |  |  | Covered PM Repair - Biomedical | MHHS-TMC
NO | NO |  |  |  | 074-00729 |  | Quinton Instrument Co | CLUBTRACK |  |  | TMC - PLAZA - CARDIAC REHAB (UT POB) | MHHS-TMC |  | Treadmill |  | 074-00729 |  | TMC |  | TMC - PLAZA - CARDIAC REHAB (UT POB) | [5 empty] | TREADMILLS |  | TREADMILL-Quinton-Club Track | TREADMILL | Club Track |  |  |  | Quinton | Treadmill |  |  | TREADMILL-Quinton-Club Track |  |  |  | Not Covered Vendor Only - Biomedical | MHHS-TMC
NO | YES | [5 empty] | Quinton Instrument Co | MEDTRACK CR60 |  |  | SW-HVI-Cardiac Rehab | MHHS-Southwest |  | Treadmill |  |  |  | Southwest | MHHS-Southwest | SW-HVI-Cardiac Rehab | Cardiac Rehab Gym | 11/1/19 |  | 11/1/20 |  | TREADMILLS | Treadmill | TREADMILL-Quinton-MEDTRACK CR60 | TREADMILL | MEDTRACK CR60 |  |  |  | Quinton | Treadmill |  | TREADMILL-Quinton-MEDTRACK CR60 |  |  |  | TREAD-A | Covered PM Repair - Biomedical | MHHS-Southwest | [8 empty] | TREADMILL | Treadmill | Quinton
NO | YES |  |  |  |  | 013-18154 | Quinton Instrument Co | MEDTRACK CR60 |  |  | SW-HVI-Cardiac Rehab | MHHS-Southwest |  | Treadmill |  |  | 013-18154 | Southwest | MHHS-Southwest | SW-HVI-Cardiac Rehab | Cardiac Rehab Gym | 11/1/19 |  | 11/1/20 |  | TREADMILLS | Treadmill | TREADMILL-Quinton-MEDTRACK CR60 | TREADMILL | MEDTRACK CR60 |  |  |  | Quinton | Treadmill |  | TREADMILL-Quinton-MEDTRACK CR60 |  |  |  | TREAD-A | Covered PM Repair - Biomedical | MHHS-Southwest | [8 empty] | TREADMILL | Treadmill | Quinton
NO | NO |  |  |  | 000-05069 |  | Quinton Instrument Co | MEDTRACK ST55 |  | 00378-001-26146 | SMR - (MC) - WESTSIDE | MHHS-SMR |  | Treadmill |  | 000-05069 |  | West & Memorial City |  | SMR - (MC) - WESTSIDE | [5 empty] | TREADMILLS |  | TREADMILL-Cardiac Science-Medtrack ST55 | TREADMILL | Medtrack ST55 |  |  |  | Cardiac Science | Treadmill |  |  | TREADMILL-Cardiac Science-Medtrack ST55 |  |  |  | Covered PM Repair - Biomedical | MHHS-SMR
NO | YES |  |  |  | 583-00717 | 583-00717 | Quinton Instrument Co | Q STRESS |  | 2UA6151X07 | CAHF-(KY)-Katy [Mp2-Ste200] | MHHS - Heart Failure Clinics |  | Cardiac Stress System |  | 583-00717 | 583-00717 | Katy | MHHS-Others | CAHF-(KY)-Katy [Mp2-Ste200] | Treadmill room | 1/1/18 | 1/1/19 |  |  | MONITORING SYSTEMS, PHYSIOLOGIC, STRESS EXERCISE | Cardiac Stress System | CARDIACSTRESSSYSTEM-Cardiac Science-Q-Stress | CARDIACSTRESSSYSTEM | Q-Stress |  |  |  | Cardiac Science | Cardiac Stress System |  |  | CARDIACSTRESSSYSTEM-Cardiac Science-Q-Stress |  |  | CSS-A | Covered PM Repair - Biomedical | MHHS - Heart Failure Clinics | [8 empty] | CARDIACSTRESSSYSTEM | Cardiac Stress System | Cardiac Science
NO | YES |  |  |  | 029-08943 | 029-08943 | Quinton Instrument Co | Q STRESS |  | QS009309 | MH MG-(WDLS)-Twl Cardiology (Ste 300) | MHHS-MG |  | Cardiac Stress System |  | 029-08943 | 029-08943 | Woodlands | MHHS-MG | MH MG-(WDLS)-Twl Cardiology (Ste 300) |  | 8/1/18 | 8/1/19 |  |  | MONITORING SYSTEMS, PHYSIOLOGIC, STRESS EXERCISE | Cardiac Stress System | CARDIACSTRESSSYSTEM-Cardiac Science-Q-Stress | CARDIACSTRESSSYSTEM | Q-Stress |  |  |  | Cardiac Science | Cardiac Stress System |  |  | CARDIACSTRESSSYSTEM-Cardiac Science-Q-Stress |  |  | CSS-A | Covered PM Repair - Biomedical | MHHS-MG | [8 empty] | CARDIACSTRESSSYSTEM | Cardiac Stress System | Cardiac Science
NO | YES |  |  |  | 009-10352 | 009-10352 | Quinton Instrument Co | TM55 |  |  | CAHF-(KY)-Katy [Mp2-Ste200] | MHHS - Heart Failure Clinics |  | Cardiac Stress System |  | 009-10352 | 009-10352 | Southeast | MHHS-Others | CAHF-(KY)-Katy [Mp2-Ste200] | Stress Room | 4/1/19 |  | 4/1/20 |  | TREADMILLS | Cardiac Stress System | CARDIACSTRESSSYSTEM-Quinton-TM55 | CARDIACSTRESSSYSTEM | TM55 |  |  |  | Quinton | Cardiac Stress System |  | CARDIACSTRESSSYSTEM-Quinton-TM55 |  | 4/1/18 |  | CSS-A | Covered PM Repair - Biomedical | MHHS - Heart Failure Clinics | [8 empty] | CARDIACSTRESSSYSTEM | Cardiac Stress System | Quinton
NO | YES |  |  |  | 583-00719 | 583-00719 | Quinton Instrument Co | TM55 |  |  | CAHF-(KY)-Katy [Mp2-Ste200] | MHHS - Heart Failure Clinics |  | Cardiac Stress System |  | 583-00719 | 583-00719 | Katy | MHHS-Others | CAHF-(KY)-Katy [Mp2-Ste200] | Treadmill room | 1/1/19 |  |  | One time safety | TREADMILLS | Cardiac Stress System | CARDIACSTRESSSYSTEM-Quinton-TM55 | CARDIACSTRESSSYSTEM | TM55 |  |  |  | Quinton | Cardiac Stress System |  | CARDIACSTRESSSYSTEM-Quinton-TM55 |  | 4/1/18 |  | CSS-A | Covered PM Repair - Biomedical | MHHS - Heart Failure Clinics | [8 empty] | CARDIACSTRESSSYSTEM | Cardiac Stress System | Quinton
YES | YES |  |  |  | 074-06420 | 074-06420 | Quinton Instrument Company | Q4500 |  |  | MH MG - (SW) - SOUTHWEST CARDIOLOGY (MP2) |  |  |  |  | 074-06420 | 074-06420 | Southwest | Memorial Hermann Southwest Hospital | MH MG - (SW) - SOUTHWEST CARDIOLOGY (MP2) | Treadmill room
NO | YES |  |  |  | 129-06008 | 129-06008 | Quintron Instrument Company | BREATHTRACKER SC |  |  | MH MG-(STX)-South Texas-Wharton | MHHS-MG |  | Analyzer, Alcohol Breath |  | 129-06008 | 129-06008 | South | MHHS-MG | MH MG-(STX)-South Texas-Wharton | Exam room 4 | 10/1/18 | 10/1/20 |  |  | CHROMATOGRAPHY SYSTEMS | Analyzer, Alcohol Breath | ANALYZERALCOHBREA-QuinTron Instru-BreathTrackerSC | ANALYZERALCOHBREA | BreathTracker SC |  |  |  | QuinTron Instru | Analyzer, Alcohol Breath |  | ANALYZERALCOHBREA-QuinTron Instru-BreathTrackerSC |  | 12/19/20 |  | AAB-A | No Coverage Specified | MHHS-MG | [8 empty] | ANALYZERALCOHBREA | Analyzer, Alcohol Breath | QuinTron Instru
NO | NO |  |  |  | 077-08951 |  | Quintron Instrument Company | BREATHTRACKER SC |  |  | TMC - GI/ENDO - PEDI (GHP) | MHHS-TMC |  | Analyzer, Alcohol Breath |  | 077-08951 |  | TMC |  | TMC - GI/ENDO - PEDI (GHP) | [5 empty] | CHROMATOGRAPHY SYSTEMS |  | ANALYZERALCOHBREA-QuinTron Instru-BreathTrackerSC | ANALYZERALCOHBREA | BreathTracker SC |  |  |  | QuinTron Instru | Analyzer, Alcohol Breath |  | ANALYZERALCOHBREA-QuinTron Instru-BreathTrackerSC |  |  |  |  | Not Covered Vendor Only - Biomedical | MHHS-TMC
NO | NO | [5 empty] | Quintron Instrument Company | BREATHTRACKER SC |  |  | TMC - PLAZA - ERTAN DDC (STE 1400) | MHHS-TMC |  | Analyzer, Alcohol Breath |  |  |  | TMC |  | TMC - PLAZA - ERTAN DDC (STE 1400) | [5 empty] | CHROMATOGRAPHY SYSTEMS |  | ANALYZERALCOHBREA-QuinTron Instru-BreathTrackerSC | ANALYZERALCOHBREA | BreathTracker SC |  |  |  | QuinTron Instru | Analyzer, Alcohol Breath |  | ANALYZERALCOHBREA-QuinTron Instru-BreathTrackerSC |  |  |  |  | No Coverage Specified | MHHS-TMC
NO | YES |  |  |  | 013-17711 | 013-17711 | R2 Technology | ImageChecker D |  | D0533 | OPID-(SW)-Southwest Bc-450 (Mp1) | MHHS-OPID |  |  |  | 013-17711 | 013-17711 | Southwest | MHHS-Others | OPID-(SW)-Southwest Bc-450 (Mp1) | Breast Center | 7/1/19 |  |  |  | COMPUTER AIDED DETECTION SYSTEMS |  | .needs class | [13 empty] | Covered PM Repair - Biomedical | MHHS-OPID
YES | YES |  |  |  | 099-10660 | 099-10660 | R2 Technology | ImageChecker D |  | D0782 | Breast Center |  |  |  |  | 099-10660 | 099-10660 | Southwest | Memorial Herman Southwest Hospital | Breast Center | Breast Center
YES | YES | Serial Number 9223372036854780000 |  |  | 069-48344 | 069-48344 | Rad Sourece | RS3400 |  |  | Memorial Hermann- Texas Medica Center Blood Bank |  |  |  |  | 069-48344 | 069-48344 |  | TCM | Memorial Hermann- Texas Medica Center Blood Bank |  | 12/1/19 |  | 12/1/20
YES | YES |  |  |  | 133-02772 | 133-02772 | Radcal |  |  | 95-0161 | KATY - |  |  |  |  | 133-02772 | 133-02772 | Katy | Katy | KATY - | Bio med shop |  |  |  | No pm
NO | YES |  |  |  | 142-06967 | 142-06967 | Radiation Product Design, Inc. | 878-060 |  | 16-108724-004 | NE-Cancer Center | MHHS-Northeast |  |  |  | 142-06967 | 142-06967 | Katy | MHHS-Northeast | NE-Cancer Center | Aplication room | 3/1/19 | 3/1/20 |  |  | NON-CLINICAL EQUIPMENT | Alloy Melter | ALLOYMELTER-Radiation Products Design-878 |  |  |  |  | ALLOYMELTER-Radiation Products Design-878 | Radiation Products Design | [7 empty] | Covered PM Repair - Biomedical | MHHS-Northeast | [8 empty] | ALLOYMELTER | Alloy Melter | Radiation Products Design
YES | YES |  |  |  | 041-34430 | 041-34430 | Radiation Products Design, Inc. | 859-910 |  | 19-113579 | MH MG - (MC) - COMPREHENSIVE HEART CARE |  |  |  |  | 041-34430 | 041-34430 | West |  | MH MG - (MC) - COMPREHENSIVE HEART CARE
NO | NO | [5 empty] | Radiometer America Inc | TCM3 |  | 101r36n13 | SW - HYPERBARIC | MHHS-Southwest |  | Monitor, Transcutaneous |  |  |  | Southwest |  | SW - HYPERBARIC | [5 empty] | MONITORS, BEDSIDE, RESPIRATION, CARBON DIOXIDE/OXY |  | MONITORTRANSCUTANEOUS-Radiometer-TCM3 | MONITORTRANSCUTANEOUS | TCM3 |  |  |  | Radiometer | Monitor, Transcutaneous |  | MONITORTRANSCUTANEOUS-Radiometer-TCM3 |  |  |  |  | Covered PM Repair - Biomedical | MHHS-Southwest
NO | NO | [5 empty] | Radiometer America Inc | TCM3 |  | 101R37N12 | SW - HYPERBARIC | MHHS-Southwest |  | Monitor, Transcutaneous |  |  |  | Southwest |  | SW - HYPERBARIC | [5 empty] | MONITORS, BEDSIDE, RESPIRATION, CARBON DIOXIDE/OXY |  | MONITORTRANSCUTANEOUS-Radiometer-TCM3 | MONITORTRANSCUTANEOUS | TCM3 |  |  |  | Radiometer | Monitor, Transcutaneous |  | MONITORTRANSCUTANEOUS-Radiometer-TCM3 |  |  |  |  | Covered PM Repair - Biomedical | MHHS-Southwest
NO | YES |  |  |  | 069-41729 | 069-41729 | Radiometer America Inc | TCM4 |  | ETX 391-880R0313N005 | TWC | MHHS-TMC |  | Monitor, Transcutaneous |  | 069-41729 | 069-41729 | TMC | Memorial Hermann Medical Group Texas Medical Center Internal Medicine | TWC | Control Room | 7/1/19 |  | 7/1/20 |  | MONITORS, BEDSIDE, RESPIRATION, OXYGEN | Monitor, Transcutaneous | MONITORTRANSCUTANEOUS-Radiometer-TCM4 | MONITORTRANSCUTANEOUS | TCM4 |  |  |  | Radiometer | Monitor, Transcutaneous |  | MONITORTRANSCUTANEOUS-Radiometer-TCM4 |  | 5/20/16 |  | MH-A | Covered PM Repair - Biomedical | MHHS-TMC | [8 empty] | MONITORTRANSCUTANEOUS | Monitor, Transcutaneous | Radiometer
NO | NO |  |  |  | 041-20694 |  | Radiometer America Inc | TCM4 |  | etx391-88r0418n013 | MEMORIAL CITY - SLEEP LAB | MHHS-Mem City |  | Monitor, Transcutaneous |  | 041-20694 |  | West & Memorial City |  | MEMORIAL CITY - SLEEP LAB | [5 empty] | MONITORS, BEDSIDE, RESPIRATION, OXYGEN |  | MONITORTRANSCUTANEOUS-Radiometer-TCM4 | MONITORTRANSCUTANEOUS | TCM4 |  |  |  | Radiometer | Monitor, Transcutaneous |  | MONITORTRANSCUTANEOUS-Radiometer-TCM4 |  |  |  |  | Covered PM Repair - Biomedical | MHHS-Mem City
NO | NO | [5 empty] | Radiometer America Inc | TCM4 |  | 391-880R0097N009 | SW - HYPERBARIC | MHHS-Southwest |  | Monitor, Transcutaneous |  |  |  | Southwest |  | SW - HYPERBARIC | [5 empty] | MONITORS, BEDSIDE, RESPIRATION, OXYGEN |  | MONITORTRANSCUTANEOUS-Radiometer-TCM4 | MONITORTRANSCUTANEOUS | TCM4 |  |  |  | Radiometer | Monitor, Transcutaneous |  | MONITORTRANSCUTANEOUS-Radiometer-TCM4 |  |  |  |  | Covered PM Repair - Biomedical | MHHS-Southwest
YES | YES |  |  |  | 029-02082 | 029-02082 | Radx Corporation | MV4000A |  |  | OPID - (CY) - CYPRESS - 427 (MP1) |  |  |  |  | 029-02082 | 029-02082 | Northwest | Memorial Hermann Cypress Hospital | OPID - (CY) - CYPRESS - 427 (MP1) | Imaging center
NO | NO |  |  |  | R-029-02082 |  | Radx Technology | MV4000A |  | P201765 | OPID - (WDLS) - WOODLANDS - 430 (MP3) | MHHS-OPID |  | Viewer, X-Ray Film, Motorized |  | R-029-02082 |  | Woodlands |  | OPID - (WDLS) - WOODLANDS - 430 (MP3) | [5 empty] | VIEW BOXES, X-RAY, MOTORIZED |  | VIEWERXRAYFILMMOTORIZED-RADX-MV4000A | VIEWERXRAYFILMMOTORIZED | MV4000A |  |  |  | RADX | Viewer, X-Ray Film, Motorized |  |  | VIEWERXRAYFILMMOTORIZED-RADX-MV4000A |  |  |  | Covered PM Repair - Biomedical | MHHS-OPID
NO | YES |  |  |  | 241-02639 | 241-02639 | RAND-SCOT INC | SARATOGA CYCLE |  |  | TIRR-Kirby Glenn | MHHS-TIRR |  |  |  | 241-02639 | 241-02639 | TMC | MHHS-Others | TIRR-Kirby Glenn | TIRR - KIRBY GLENN | 3/1/19 |  | 3/1/20 |  | EXERCISERS |  | .needs class | [5 empty] | Rand-Scot Inc | [7 empty] | Covered PM Repair - Biomedical | MHHS-TIRR
NO | YES |  |  |  | 029-09119 | 029-09119 | RAND-SCOT INC | SARATOGA CYCLE |  |  | TIRR-Op-Woodlands (Mp2, Ste 200) | MHHS-TIRR |  |  |  | 029-09119 | 029-09119 | Woodlands | MHHS-Others | TIRR-Op-Woodlands (Mp2, Ste 200) | MP2 suite 270 | 8/1/19 |  |  |  | EXERCISERS |  | .needs class | [5 empty] | Rand-Scot Inc |  |  |  |  | 6/1/15 |  |  | Covered PM Repair - Biomedical | MHHS-TIRR
NO | YES |  |  |  | 029-09120 | 029-09120 | RAND-SCOT INC | SARATOGA CYCLE |  |  | TIRR-Op-Woodlands (Mp2, Ste 200) | MHHS-TIRR |  |  |  | 029-09120 | 029-09120 | Woodlands | MHHS-Others | TIRR-Op-Woodlands (Mp2, Ste 200) | MP2 suite 270 |  |  |  |  | EXERCISERS |  | .needs class | [5 empty] | Rand-Scot Inc |  |  |  |  | 6/1/15 |  |  | Covered PM Repair - Biomedical | MHHS-TIRR
NO | YES |  |  |  |  | 241-01874 | RAND-SCOT INC | SARATOGA CYCLE |  |  | TIRR-Therapy Gym | MHHS-TIRR |  |  |  |  | 241-01874 | TMC | MHHS-Others | TIRR-Therapy Gym | Rehab | 10/1/19 |  |  |  | EXERCISERS |  | .needs class | [5 empty] | Rand-Scot Inc |  |  |  |  | 6/1/15 |  |  | Covered PM Repair - Biomedical | MHHS-TIRR
NO | YES |  |  |  | 029-09231 | 029-09231 | RAND-SCOT INC | SARATOGA CYCLE |  |  | TIRR-Woodlands Inpatient | MHHS-TIRR |  |  |  | 029-09231 | 029-09231 | Woodlands | MHHS-Others | TIRR-Woodlands Inpatient | TIRR |  |  |  |  | EXERCISERS |  | .needs class | [5 empty] | Rand-Scot Inc | [7 empty] | Covered PM Repair - Biomedical | MHHS-TIRR
YES | YES |  |  |  | 009-09952 | 009-09952 | Ranger |  |  |  | OR |  |  |  |  | 009-09952 | 009-09952 | Central | GH | OR | OR 4 | 3/1/19 |  | 3/1/20
YES | YES | Serial Number Cnf |  |  | 099-06393 | 099-06393 | Raritan | Compus switch |  | Cnf | MEMORIAL CITY - Heart and vascualr institute |  |  |  |  | 099-06393 | 099-06393 | West | Memorial herman heart and vascular - memorial city | MEMORIAL CITY - Heart and vascualr institute | Server room e0238 |  |  |  | No pm found
YES | YES | Serial Number Cnf |  |  | 099-06388 | 099-06388 | Raritan | CompuSwitch |  | CNF | MEMORIAL CITY - CATH LAB |  |  |  |  | 099-06388 | 099-06388 | West | Heart | MEMORIAL CITY - CATH LAB | Server Room E9 238 |  |  |  | No PM sticker. And unable to obtain info due to position of UPS
YES | YES |  |  |  | 099-09697 | 099-09697 | Rauland |  |  | A4142351200 | Day surgery 2R |  |  |  |  | 099-09697 | 099-09697 | TMC | Memorial Hermann-Texas Medical Center | Day surgery 2R | Nurse station
NO | NO | [5 empty] | Rauland |  |  | B4122351200 | TMC - MHTMC - NURSE CALL | MHHS-TMC | [5 empty] | TMC |  | TMC - MHTMC - NURSE CALL | [5 empty] | NON-CLINICAL EQUIPMENT, STAFF ALERT PANEL |  | .needs class |  |  |  |  | .needs class | [8 empty] | Covered PM Repair - Biomedical | MHHS-TMC
NO | NO | [5 empty] | Rauland | NCLCD |  |  | TMC - MHTMC - NURSE CALL | MHHS-TMC | [5 empty] | TMC |  | TMC - MHTMC - NURSE CALL | [5 empty] | HOSPITAL COMMUNICATION SYSTEMS, NURSE CALL |  | .needs class | [13 empty] | Not Covered Vendor Only - Biomedical | MHHS-TMC
YES | YES |  |  |  | 099-05925 | 099-05925 | Rauland | Responder |  | Nsn | TMC 6 Floor |  |  |  |  | 099-05925 | 099-05925 |  | TMC | TMC 6 Floor | Nurse station | 3/1/20 |  |  | No PM Sticker
YES | YES |  |  |  | 099-05731 | 099-05731 | Rauland | Responder |  | Nsn | TMC childrens 5 Floor |  |  |  |  | 099-05731 | 099-05731 |  | TMC | TMC childrens 5 Floor | Nurse station | 3/1/20 |  |  | No PM Sticker
NO | NO | [5 empty] | Rauland | RESPONDER 4000 |  |  | TMC - MHTMC - NURSE CALL | MHHS-TMC |  | System, Nurse Call |  |  |  | TMC |  | TMC - MHTMC - NURSE CALL | [5 empty] | HOSPITAL COMMUNICATION SYSTEMS, NURSE CALL |  | SYSNURSECALL-Rauland-Borg Corp-Responder 4000 | SYSNURSECALL | Responder 4000 |  |  |  | Rauland-Borg Corp | System, Nurse Call |  |  | SYSNURSECALL-Rauland-Borg Corp-Responder 4000 |  |  |  | Covered PM Repair - Biomedical | MHHS-TMC
NO | NO | [5 empty] | Rauland | RESPONDER 4000 |  |  | WOODLANDS - NURSE CALL | MHHS-Woodlands |  | System, Nurse Call |  |  |  | Woodlands |  | WOODLANDS - NURSE CALL | [5 empty] | HOSPITAL COMMUNICATION SYSTEMS, NURSE CALL |  | SYSNURSECALL-Rauland-Borg Corp-Responder 4000 | SYSNURSECALL | Responder 4000 |  |  |  | Rauland-Borg Corp | System, Nurse Call |  |  | SYSNURSECALL-Rauland-Borg Corp-Responder 4000 |  |  |  | Covered PM Repair - Biomedical | MHHS-Woodlands
NO | NO | [5 empty] | Rauland | RESPONDER 4000 |  |  | WOODLANDS - NURSE CALL | MHHS-Woodlands |  | System, Nurse Call |  |  |  | Woodlands |  | WOODLANDS - NURSE CALL | [5 empty] | HOSPITAL COMMUNICATION SYSTEMS, NURSE CALL |  | SYSNURSECALL-Rauland-Borg Corp-Responder 4000 | SYSNURSECALL | Responder 4000 |  |  |  | Rauland-Borg Corp | System, Nurse Call |  |  | SYSNURSECALL-Rauland-Borg Corp-Responder 4000 |  |  |  | Covered PM Repair - Biomedical | MHHS-Woodlands
NO | NO | [5 empty] | Rauland | RESPONDER 4000 |  |  | WOODLANDS - NURSE CALL | MHHS-Woodlands |  | System, Nurse Call |  |  |  | Woodlands |  | WOODLANDS - NURSE CALL | [5 empty] | HOSPITAL COMMUNICATION SYSTEMS, NURSE CALL |  | SYSNURSECALL-Rauland-Borg Corp-Responder 4000 | SYSNURSECALL | Responder 4000 |  |  |  | Rauland-Borg Corp | System, Nurse Call |  |  | SYSNURSECALL-Rauland-Borg Corp-Responder 4000 |  |  |  | Covered PM Repair - Biomedical | MHHS-Woodlands
NO | YES |  |  |  | 925-00911 | 925-00911 | Rauland | RESPONDER IV |  | NSN | MHOSH-3rd Floor | MHHS Orthopedic & Spine |  | System, Nurse Call |  | 925-00911 | 925-00911 | Central & Greater Heights | MHHS-Orthopedic & Spine | MHOSH-3rd Floor |  | 1/10/19 |  |  |  | HOSPITAL COMMUNICATION SYSTEMS, NURSE CALL | System, Nurse Call | SYSNURSECALL-Rauland-Borg Corp-Responder IV | SYSNURSECALL | Responder IV |  |  |  | Rauland-Borg Corp | System, Nurse Call |  |  | SYSNURSECALL-Rauland-Borg Corp-Responder IV | 2/1/19 | MHOSH Inventory Dec 2019 into 2020 - Copy.xls - Newly Verified |  | Not Covered Vendor Only - Biomedical | MHHS Orthopedic & Spine | [8 empty] | SYSNURSECALL | System, Nurse Call | Rauland-Borg Corp
NO | YES |  |  |  | 925-00941 | 925-00941 | Rauland | RESPONDER IV |  | NSN | MHOSH-3rd Floor | MHHS Orthopedic & Spine |  | System, Nurse Call |  | 925-00941 | 925-00941 | Central & Greater Heights | MHHS-Orthopedic & Spine | MHOSH-3rd Floor |  | 1/11/19 |  |  |  | HOSPITAL COMMUNICATION SYSTEMS, NURSE CALL | System, Nurse Call | SYSNURSECALL-Rauland-Borg Corp-Responder IV | SYSNURSECALL | Responder IV |  |  |  | Rauland-Borg Corp | System, Nurse Call |  |  | SYSNURSECALL-Rauland-Borg Corp-Responder IV | 2/11/20 | MHOSH Inventory Dec 2019 into 2020 - Copy.xls - Newly Verified |  | Not Covered Vendor Only - Biomedical | MHHS Orthopedic & Spine | [8 empty] | SYSNURSECALL | System, Nurse Call | Rauland-Borg Corp
NO | YES |  |  |  | 925-00942 | 925-00942 | Rauland | RESPONDER IV |  | NSN | MHOSH-4th Floor | MHHS Orthopedic & Spine |  | System, Nurse Call |  | 925-00942 | 925-00942 | Central & Greater Heights | MHHS-Orthopedic & Spine | MHOSH-4th Floor |  | 1/10/19 |  |  |  | HOSPITAL COMMUNICATION SYSTEMS, NURSE CALL | System, Nurse Call | SYSNURSECALL-Rauland-Borg Corp-Responder IV | SYSNURSECALL | Responder IV |  |  |  | Rauland-Borg Corp | System, Nurse Call |  |  | SYSNURSECALL-Rauland-Borg Corp-Responder IV | 2/1/19 | MHOSH Inventory Dec 2019 into 2020 - Copy.xls - Newly Verified |  | Covered PM Repair - Biomedical | MHHS Orthopedic & Spine | [8 empty] | SYSNURSECALL | System, Nurse Call | Rauland-Borg Corp
NO | YES |  |  |  | 925-00943 | 925-00943 | Rauland | RESPONDER IV |  | NSN | MHOSH-4th Floor | MHHS Orthopedic & Spine |  | System, Nurse Call |  | 925-00943 | 925-00943 | Central & Greater Heights | MHHS-Orthopedic & Spine | MHOSH-4th Floor |  | 1/10/19 |  |  |  | HOSPITAL COMMUNICATION SYSTEMS, NURSE CALL | System, Nurse Call | SYSNURSECALL-Rauland-Borg Corp-Responder IV | SYSNURSECALL | Responder IV |  |  |  | Rauland-Borg Corp | System, Nurse Call |  |  | SYSNURSECALL-Rauland-Borg Corp-Responder IV | 2/1/19 | MHOSH Inventory Dec 2019 into 2020 - Copy.xls - Newly Verified |  | Not Covered Vendor Only - Biomedical | MHHS Orthopedic & Spine | [8 empty] | SYSNURSECALL | System, Nurse Call | Rauland-Borg Corp
YES | YES |  |  |  | 099-11589 | 099-11589 | Rauland | Responder IV |  |  | Transitional care unit |  |  |  |  | 099-11589 | 099-11589 | TMC | Memorial Hermann TMC | Transitional care unit | J9 493 soiled utility | [6 empty] | SYSNURSECALL-Rauland-Borg Corp-Responder IV
NO | NO |  |  |  | 069-4452 |  | Rauland | RESPONDER IV |  |  | TMC - GI/ENDO - ADULT (1J) | MHHS-TMC |  | System, Nurse Call |  | 069-4452 |  | TMC |  | TMC - GI/ENDO - ADULT (1J) | [5 empty] | HOSPITAL COMMUNICATION SYSTEMS, NURSE CALL |  | SYSNURSECALL-Rauland-Borg Corp-Responder IV | SYSNURSECALL | Responder IV |  |  |  | Rauland-Borg Corp | System, Nurse Call |  |  | SYSNURSECALL-Rauland-Borg Corp-Responder IV |  |  |  | Covered PM Repair - Biomedical | MHHS-TMC
NO | NO |  |  |  | 069-26107 |  | Rauland | RESPONDER IV |  |  | TMC - MHTMC - NURSE CALL | MHHS-TMC |  | System, Nurse Call |  | 069-26107 |  | TMC |  | TMC - MHTMC - NURSE CALL | [5 empty] | HOSPITAL COMMUNICATION SYSTEMS, NURSE CALL |  | SYSNURSECALL-Rauland-Borg Corp-Responder IV | SYSNURSECALL | Responder IV |  |  |  | Rauland-Borg Corp | System, Nurse Call |  |  | SYSNURSECALL-Rauland-Borg Corp-Responder IV |  |  |  | Covered PM Repair - Biomedical | MHHS-TMC
NO | NO |  |  |  | 069-26341 |  | Rauland | RESPONDER IV |  |  | TMC - MHTMC - NURSE CALL | MHHS-TMC |  | System, Nurse Call |  | 069-26341 |  | TMC |  | TMC - MHTMC - NURSE CALL | [5 empty] | HOSPITAL COMMUNICATION SYSTEMS, NURSE CALL |  | SYSNURSECALL-Rauland-Borg Corp-Responder IV | SYSNURSECALL | Responder IV |  |  |  | Rauland-Borg Corp | System, Nurse Call |  |  | SYSNURSECALL-Rauland-Borg Corp-Responder IV |  |  |  | Covered PM Repair - Biomedical | MHHS-TMC
NO | NO |  |  |  | 069-31397 (ER ) |  | Rauland | RESPONDER IV |  |  | TMC - MHTMC - NURSE CALL | MHHS-TMC |  | System, Nurse Call |  | 069-31397 (ER ) |  | TMC |  | TMC - MHTMC - NURSE CALL | [5 empty] | HOSPITAL COMMUNICATION SYSTEMS, NURSE CALL |  | SYSNURSECALL-Rauland-Borg Corp-Responder IV | SYSNURSECALL | Responder IV |  |  |  | Rauland-Borg Corp | System, Nurse Call |  |  | SYSNURSECALL-Rauland-Borg Corp-Responder IV |  |  |  | Covered PM Repair - Biomedical | MHHS-TMC
NO | NO |  |  |  | 069-31398 |  | Rauland | RESPONDER IV |  |  | TMC - MHTMC - NURSE CALL | MHHS-TMC |  | System, Nurse Call |  | 069-31398 |  | TMC |  | TMC - MHTMC - NURSE CALL | [5 empty] | HOSPITAL COMMUNICATION SYSTEMS, NURSE CALL |  | SYSNURSECALL-Rauland-Borg Corp-Responder IV | SYSNURSECALL | Responder IV |  |  |  | Rauland-Borg Corp | System, Nurse Call |  |  | SYSNURSECALL-Rauland-Borg Corp-Responder IV |  |  |  | Covered PM Repair - Biomedical | MHHS-TMC
NO | NO |  |  |  | 069-31410 |  | Rauland | RESPONDER IV |  |  | TMC - MHTMC - NURSE CALL | MHHS-TMC |  | System, Nurse Call |  | 069-31410 |  | TMC |  | TMC - MHTMC - NURSE CALL | [5 empty] | HOSPITAL COMMUNICATION SYSTEMS, NURSE CALL |  | SYSNURSECALL-Rauland-Borg Corp-Responder IV | SYSNURSECALL | Responder IV |  |  |  | Rauland-Borg Corp | System, Nurse Call |  |  | SYSNURSECALL-Rauland-Borg Corp-Responder IV |  |  |  | Covered PM Repair - Biomedical | MHHS-TMC
NO | NO |  |  |  | 069-4447 |  | Rauland | RESPONDER IV |  |  | TMC - MHTMC - NURSE CALL | MHHS-TMC |  | System, Nurse Call |  | 069-4447 |  | TMC |  | TMC - MHTMC - NURSE CALL | [5 empty] | HOSPITAL COMMUNICATION SYSTEMS, NURSE CALL |  | SYSNURSECALL-Rauland-Borg Corp-Responder IV | SYSNURSECALL | Responder IV |  |  |  | Rauland-Borg Corp | System, Nurse Call |  |  | SYSNURSECALL-Rauland-Borg Corp-Responder IV |  |  |  | Covered PM Repair - Biomedical | MHHS-TMC
NO | NO |  |  |  | 069-45771 |  | Rauland | RESPONDER IV |  |  | TMC - MHTMC - NURSE CALL | MHHS-TMC |  | System, Nurse Call |  | 069-45771 |  | TMC |  | TMC - MHTMC - NURSE CALL | [5 empty] | HOSPITAL COMMUNICATION SYSTEMS, NURSE CALL |  | SYSNURSECALL-Rauland-Borg Corp-Responder IV | SYSNURSECALL | Responder IV |  |  |  | Rauland-Borg Corp | System, Nurse Call |  |  | SYSNURSECALL-Rauland-Borg Corp-Responder IV |  |  |  | Covered PM Repair - Biomedical | MHHS-TMC
NO | NO |  |  |  | 069-4590 |  | Rauland | RESPONDER IV |  |  | TMC - MHTMC - NURSE CALL | MHHS-TMC |  | System, Nurse Call |  | 069-4590 |  | TMC |  | TMC - MHTMC - NURSE CALL | [5 empty] | HOSPITAL COMMUNICATION SYSTEMS, NURSE CALL |  | SYSNURSECALL-Rauland-Borg Corp-Responder IV | SYSNURSECALL | Responder IV |  |  |  | Rauland-Borg Corp | System, Nurse Call |  |  | SYSNURSECALL-Rauland-Borg Corp-Responder IV |  |  |  | Covered PM Repair - Biomedical | MHHS-TMC
NO | NO |  |  |  | 069-4591 |  | Rauland | RESPONDER IV |  |  | TMC - MHTMC - NURSE CALL | MHHS-TMC |  | System, Nurse Call |  | 069-4591 |  | TMC |  | TMC - MHTMC - NURSE CALL | [5 empty] | HOSPITAL COMMUNICATION SYSTEMS, NURSE CALL |  | SYSNURSECALL-Rauland-Borg Corp-Responder IV | SYSNURSECALL | Responder IV |  |  |  | Rauland-Borg Corp | System, Nurse Call |  |  | SYSNURSECALL-Rauland-Borg Corp-Responder IV |  |  |  | Covered PM Repair - Biomedical | MHHS-TMC
NO | NO |  |  |  | 069-4592 |  | Rauland | RESPONDER IV |  |  | TMC - MHTMC - NURSE CALL | MHHS-TMC |  | System, Nurse Call |  | 069-4592 |  | TMC |  | TMC - MHTMC - NURSE CALL | [5 empty] | HOSPITAL COMMUNICATION SYSTEMS, NURSE CALL |  | SYSNURSECALL-Rauland-Borg Corp-Responder IV | SYSNURSECALL | Responder IV |  |  |  | Rauland-Borg Corp | System, Nurse Call |  |  | SYSNURSECALL-Rauland-Borg Corp-Responder IV |  |  |  | Covered PM Repair - Biomedical | MHHS-TMC
NO | NO |  |  |  | 069-4593 (6 HP) |  | Rauland | RESPONDER IV |  |  | TMC - MHTMC - NURSE CALL | MHHS-TMC |  | System, Nurse Call |  | 069-4593 (6 HP) |  | TMC |  | TMC - MHTMC - NURSE CALL | [5 empty] | HOSPITAL COMMUNICATION SYSTEMS, NURSE CALL |  | SYSNURSECALL-Rauland-Borg Corp-Responder IV | SYSNURSECALL | Responder IV |  |  |  | Rauland-Borg Corp | System, Nurse Call |  |  | SYSNURSECALL-Rauland-Borg Corp-Responder IV |  |  |  | Covered PM Repair - Biomedical | MHHS-TMC
NO | NO |  |  |  | 069-4594 |  | Rauland | RESPONDER IV |  |  | TMC - MHTMC - NURSE CALL | MHHS-TMC |  | System, Nurse Call |  | 069-4594 |  | TMC |  | TMC - MHTMC - NURSE CALL | [5 empty] | HOSPITAL COMMUNICATION SYSTEMS, NURSE CALL |  | SYSNURSECALL-Rauland-Borg Corp-Responder IV | SYSNURSECALL | Responder IV |  |  |  | Rauland-Borg Corp | System, Nurse Call |  |  | SYSNURSECALL-Rauland-Borg Corp-Responder IV |  |  |  | Covered PM Repair - Biomedical | MHHS-TMC
NO | NO |  |  |  | 069-4596 |  | Rauland | RESPONDER IV |  |  | TMC - MHTMC - NURSE CALL | MHHS-TMC |  | System, Nurse Call |  | 069-4596 |  | TMC |  | TMC - MHTMC - NURSE CALL | [5 empty] | HOSPITAL COMMUNICATION SYSTEMS, NURSE CALL |  | SYSNURSECALL-Rauland-Borg Corp-Responder IV | SYSNURSECALL | Responder IV |  |  |  | Rauland-Borg Corp | System, Nurse Call |  |  | SYSNURSECALL-Rauland-Borg Corp-Responder IV |  |  |  | Covered PM Repair - Biomedical | MHHS-TMC
NO | NO |  |  |  | 069-4597 (1 HP) |  | Rauland | RESPONDER IV |  | 96080001- | TMC - MHTMC - NURSE CALL | MHHS-TMC |  | System, Nurse Call |  | 069-4597 (1 HP) |  | TMC |  | TMC - MHTMC - NURSE CALL | [5 empty] | HOSPITAL COMMUNICATION SYSTEMS, NURSE CALL |  | SYSNURSECALL-Rauland-Borg Corp-Responder IV | SYSNURSECALL | Responder IV |  |  |  | Rauland-Borg Corp | System, Nurse Call |  |  | SYSNURSECALL-Rauland-Borg Corp-Responder IV |  |  |  | Covered PM Repair - Biomedical | MHHS-TMC
NO | NO | [5 empty] | Rauland | RESPONDER IV |  |  | TMC - MHTMC - NURSE CALL | MHHS-TMC |  | System, Nurse Call |  |  |  | TMC |  | TMC - MHTMC - NURSE CALL | [5 empty] | HOSPITAL COMMUNICATION SYSTEMS, NURSE CALL |  | SYSNURSECALL-Rauland-Borg Corp-Responder IV | SYSNURSECALL | Responder IV |  |  |  | Rauland-Borg Corp | System, Nurse Call |  |  | SYSNURSECALL-Rauland-Borg Corp-Responder IV |  |  |  | Covered PM Repair - Biomedical | MHHS-TMC
NO | NO | [5 empty] | Rauland | RESPONDER IV |  |  | TMC - MHTMC - NURSE CALL | MHHS-TMC |  | System, Nurse Call |  |  |  | TMC |  | TMC - MHTMC - NURSE CALL | [5 empty] | HOSPITAL COMMUNICATION SYSTEMS, NURSE CALL |  | SYSNURSECALL-Rauland-Borg Corp-Responder IV | SYSNURSECALL | Responder IV |  |  |  | Rauland-Borg Corp | System, Nurse Call |  |  | SYSNURSECALL-Rauland-Borg Corp-Responder IV |  |  |  | Covered PM Repair - Biomedical | MHHS-TMC
NO | NO | [5 empty] | Rauland | RESPONDER IV |  |  | TMC - MHTMC - NURSE CALL | MHHS-TMC |  | System, Nurse Call |  |  |  | TMC |  | TMC - MHTMC - NURSE CALL | [5 empty] | HOSPITAL COMMUNICATION SYSTEMS, NURSE CALL |  | SYSNURSECALL-Rauland-Borg Corp-Responder IV | SYSNURSECALL | Responder IV |  |  |  | Rauland-Borg Corp | System, Nurse Call |  |  | SYSNURSECALL-Rauland-Borg Corp-Responder IV |  |  |  | Covered PM Repair - Biomedical | MHHS-TMC
NO | NO | [5 empty] | Rauland | RESPONDER IV |  |  | TMC - MHTMC - NURSE CALL | MHHS-TMC |  | System, Nurse Call |  |  |  | TMC |  | TMC - MHTMC - NURSE CALL | [5 empty] | HOSPITAL COMMUNICATION SYSTEMS, NURSE CALL |  | SYSNURSECALL-Rauland-Borg Corp-Responder IV | SYSNURSECALL | Responder IV |  |  |  | Rauland-Borg Corp | System, Nurse Call |  |  | SYSNURSECALL-Rauland-Borg Corp-Responder IV |  |  |  | Covered PM Repair - Biomedical | MHHS-TMC
NO | NO | [5 empty] | Rauland | RESPONDER IV |  |  | TMC - MHTMC - NURSE CALL | MHHS-TMC |  | System, Nurse Call |  |  |  | TMC |  | TMC - MHTMC - NURSE CALL | [5 empty] | HOSPITAL COMMUNICATION SYSTEMS, NURSE CALL |  | SYSNURSECALL-Rauland-Borg Corp-Responder IV | SYSNURSECALL | Responder IV |  |  |  | Rauland-Borg Corp | System, Nurse Call |  |  | SYSNURSECALL-Rauland-Borg Corp-Responder IV |  |  |  | Covered PM Repair - Biomedical | MHHS-TMC
NO | NO | [5 empty] | Rauland | RESPONDER IV |  |  | TMC - MHTMC - NURSE CALL | MHHS-TMC |  | System, Nurse Call |  |  |  | TMC |  | TMC - MHTMC - NURSE CALL | [5 empty] | HOSPITAL COMMUNICATION SYSTEMS, NURSE CALL |  | SYSNURSECALL-Rauland-Borg Corp-Responder IV | SYSNURSECALL | Responder IV |  |  |  | Rauland-Borg Corp | System, Nurse Call |  |  | SYSNURSECALL-Rauland-Borg Corp-Responder IV |  |  |  | Covered PM Repair - Biomedical | MHHS-TMC
NO | NO | [5 empty] | Rauland | RESPONDER IV |  |  | TMC - MHTMC - NURSE CALL | MHHS-TMC |  | System, Nurse Call |  |  |  | TMC |  | TMC - MHTMC - NURSE CALL | [5 empty] | HOSPITAL COMMUNICATION SYSTEMS, NURSE CALL |  | SYSNURSECALL-Rauland-Borg Corp-Responder IV | SYSNURSECALL | Responder IV |  |  |  | Rauland-Borg Corp | System, Nurse Call |  |  | SYSNURSECALL-Rauland-Borg Corp-Responder IV |  |  |  | Covered PM Repair - Biomedical | MHHS-TMC
NO | NO | [5 empty] | Rauland | RESPONDER IV |  |  | TMC - MHTMC - NURSE CALL | MHHS-TMC |  | System, Nurse Call |  |  |  | TMC |  | TMC - MHTMC - NURSE CALL | [5 empty] | HOSPITAL COMMUNICATION SYSTEMS, NURSE CALL |  | SYSNURSECALL-Rauland-Borg Corp-Responder IV | SYSNURSECALL | Responder IV |  |  |  | Rauland-Borg Corp | System, Nurse Call |  |  | SYSNURSECALL-Rauland-Borg Corp-Responder IV |  |  |  | Covered PM Repair - Biomedical | MHHS-TMC
NO | NO | [5 empty] | Rauland | RESPONDER IV |  |  | TMC - MHTMC - NURSE CALL | MHHS-TMC |  | System, Nurse Call |  |  |  | TMC |  | TMC - MHTMC - NURSE CALL | [5 empty] | HOSPITAL COMMUNICATION SYSTEMS, NURSE CALL |  | SYSNURSECALL-Rauland-Borg Corp-Responder IV | SYSNURSECALL | Responder IV |  |  |  | Rauland-Borg Corp | System, Nurse Call |  |  | SYSNURSECALL-Rauland-Borg Corp-Responder IV |  |  |  | Covered PM Repair - Biomedical | MHHS-TMC
NO | NO | [5 empty] | Rauland | RESPONDER IV |  |  | TMC - MHTMC - NURSE CALL | MHHS-TMC |  | System, Nurse Call |  |  |  | TMC |  | TMC - MHTMC - NURSE CALL | [5 empty] | HOSPITAL COMMUNICATION SYSTEMS, NURSE CALL |  | SYSNURSECALL-Rauland-Borg Corp-Responder IV | SYSNURSECALL | Responder IV |  |  |  | Rauland-Borg Corp | System, Nurse Call |  |  | SYSNURSECALL-Rauland-Borg Corp-Responder IV |  |  |  | Covered PM Repair - Biomedical | MHHS-TMC
NO | NO | [5 empty] | Rauland | RESPONDER IV |  | NA | TMC - MHTMC - NURSE CALL | MHHS-TMC |  | System, Nurse Call |  |  |  | TMC |  | TMC - MHTMC - NURSE CALL | [5 empty] | HOSPITAL COMMUNICATION SYSTEMS, NURSE CALL |  | SYSNURSECALL-Rauland-Borg Corp-Responder IV | SYSNURSECALL | Responder IV |  |  |  | Rauland-Borg Corp | System, Nurse Call |  |  | SYSNURSECALL-Rauland-Borg Corp-Responder IV |  |  |  | Covered PM Repair - Biomedical | MHHS-TMC
NO | NO | [5 empty] | Rauland | RESPONDER IV |  |  | WOODLANDS - NURSE CALL | MHHS-Woodlands |  | System, Nurse Call |  |  |  | Woodlands |  | WOODLANDS - NURSE CALL | [5 empty] | HOSPITAL COMMUNICATION SYSTEMS, NURSE CALL |  | SYSNURSECALL-Rauland-Borg Corp-Responder IV | SYSNURSECALL | Responder IV |  |  |  | Rauland-Borg Corp | System, Nurse Call |  |  | SYSNURSECALL-Rauland-Borg Corp-Responder IV |  |  |  | Covered PM Repair - Biomedical | MHHS-Woodlands
NO | NO | [5 empty] | Rauland | RESPONDER IV |  |  | WOODLANDS - NURSE CALL | MHHS-Woodlands |  | System, Nurse Call |  |  |  | Woodlands |  | WOODLANDS - NURSE CALL | [5 empty] | HOSPITAL COMMUNICATION SYSTEMS, NURSE CALL |  | SYSNURSECALL-Rauland-Borg Corp-Responder IV | SYSNURSECALL | Responder IV |  |  |  | Rauland-Borg Corp | System, Nurse Call |  |  | SYSNURSECALL-Rauland-Borg Corp-Responder IV |  |  |  | Covered PM Repair - Biomedical | MHHS-Woodlands
NO | NO |  |  |  | 069-36519 |  | Rauland | RESPONDER V |  | NA | TMC - MHTMC - NURSE CALL | MHHS-TMC |  | System, Nurse Call |  | 069-36519 |  | TMC |  | TMC - MHTMC - NURSE CALL | [5 empty] | HOSPITAL COMMUNICATION SYSTEMS, NURSE CALL |  | SYSNURSECALL-Rauland-Borg Corp-Responder V | SYSNURSECALL | Responder V |  |  |  | Rauland-Borg Corp | System, Nurse Call |  |  | SYSNURSECALL-Rauland-Borg Corp-Responder V |  |  |  | Covered PM Repair - Biomedical | MHHS-TMC
NO | NO |  |  |  | 069-36520 |  | Rauland | RESPONDER V |  |  | TMC - MHTMC - NURSE CALL | MHHS-TMC |  | System, Nurse Call |  | 069-36520 |  | TMC |  | TMC - MHTMC - NURSE CALL | [5 empty] | HOSPITAL COMMUNICATION SYSTEMS, NURSE CALL |  | SYSNURSECALL-Rauland-Borg Corp-Responder V | SYSNURSECALL | Responder V |  |  |  | Rauland-Borg Corp | System, Nurse Call |  |  | SYSNURSECALL-Rauland-Borg Corp-Responder V |  |  |  | Covered PM Repair - Biomedical | MHHS-TMC
NO | NO |  |  |  | 069-40580 |  | Rauland | RESPONDER V |  | MICU/MIMU | TMC - MHTMC - NURSE CALL | MHHS-TMC |  | System, Nurse Call |  | 069-40580 |  | TMC |  | TMC - MHTMC - NURSE CALL | [5 empty] | HOSPITAL COMMUNICATION SYSTEMS, NURSE CALL |  | SYSNURSECALL-Rauland-Borg Corp-Responder V | SYSNURSECALL | Responder V |  |  |  | Rauland-Borg Corp | System, Nurse Call |  |  | SYSNURSECALL-Rauland-Borg Corp-Responder V |  |  |  | Covered PM Repair - Biomedical | MHHS-TMC
NO | NO |  |  |  | 069-40654 |  | Rauland | RESPONDER V |  | 5 & 6 HP | TMC - MHTMC - NURSE CALL | MHHS-TMC |  | System, Nurse Call |  | 069-40654 |  | TMC |  | TMC - MHTMC - NURSE CALL | [5 empty] | HOSPITAL COMMUNICATION SYSTEMS, NURSE CALL |  | SYSNURSECALL-Rauland-Borg Corp-Responder V | SYSNURSECALL | Responder V |  |  |  | Rauland-Borg Corp | System, Nurse Call |  |  | SYSNURSECALL-Rauland-Borg Corp-Responder V |  |  |  | Covered PM Repair - Biomedical | MHHS-TMC
NO | NO |  |  |  | 069-41495 |  | Rauland | RESPONDER V |  | 1 Cullen MRI | TMC - MHTMC - NURSE CALL | MHHS-TMC |  | System, Nurse Call |  | 069-41495 |  | TMC |  | TMC - MHTMC - NURSE CALL | [5 empty] | HOSPITAL COMMUNICATION SYSTEMS, NURSE CALL |  | SYSNURSECALL-Rauland-Borg Corp-Responder V | SYSNURSECALL | Responder V |  |  |  | Rauland-Borg Corp | System, Nurse Call |  |  | SYSNURSECALL-Rauland-Borg Corp-Responder V |  |  |  | Covered PM Repair - Biomedical | MHHS-TMC
NO | NO |  |  |  | 069-42222 (1 HP) |  | Rauland | RESPONDER V |  | NA | TMC - MHTMC - NURSE CALL | MHHS-TMC |  | System, Nurse Call |  | 069-42222 (1 HP) |  | TMC |  | TMC - MHTMC - NURSE CALL | [5 empty] | HOSPITAL COMMUNICATION SYSTEMS, NURSE CALL |  | SYSNURSECALL-Rauland-Borg Corp-Responder V | SYSNURSECALL | Responder V |  |  |  | Rauland-Borg Corp | System, Nurse Call |  |  | SYSNURSECALL-Rauland-Borg Corp-Responder V |  |  |  | Covered PM Repair - Biomedical | MHHS-TMC
NO | NO |  |  |  | 069-42223 (ER) |  | Rauland | RESPONDER V |  | NA | TMC - MHTMC - NURSE CALL | MHHS-TMC |  | System, Nurse Call |  | 069-42223 (ER) |  | TMC |  | TMC - MHTMC - NURSE CALL | [5 empty] | HOSPITAL COMMUNICATION SYSTEMS, NURSE CALL |  | SYSNURSECALL-Rauland-Borg Corp-Responder V | SYSNURSECALL | Responder V |  |  |  | Rauland-Borg Corp | System, Nurse Call |  |  | SYSNURSECALL-Rauland-Borg Corp-Responder V |  |  |  | Covered PM Repair - Biomedical | MHHS-TMC
NO | NO |  |  |  | 069-42224 |  | Rauland | RESPONDER V |  |  | TMC - MHTMC - NURSE CALL | MHHS-TMC |  | System, Nurse Call |  | 069-42224 |  | TMC |  | TMC - MHTMC - NURSE CALL | [5 empty] | HOSPITAL COMMUNICATION SYSTEMS, NURSE CALL |  | SYSNURSECALL-Rauland-Borg Corp-Responder V | SYSNURSECALL | Responder V |  |  |  | Rauland-Borg Corp | System, Nurse Call |  |  | SYSNURSECALL-Rauland-Borg Corp-Responder V |  |  |  | Covered PM Repair - Biomedical | MHHS-TMC
NO | NO |  |  |  | 069-44250 |  | Rauland | RESPONDER V |  | NA | TMC - MHTMC - NURSE CALL | MHHS-TMC |  | System, Nurse Call |  | 069-44250 |  | TMC |  | TMC - MHTMC - NURSE CALL | [5 empty] | HOSPITAL COMMUNICATION SYSTEMS, NURSE CALL |  | SYSNURSECALL-Rauland-Borg Corp-Responder V | SYSNURSECALL | Responder V |  |  |  | Rauland-Borg Corp | System, Nurse Call |  |  | SYSNURSECALL-Rauland-Borg Corp-Responder V |  |  |  | Covered PM Repair - Biomedical | MHHS-TMC
NO | NO | [5 empty] | Rauland | RESPONDER V |  |  | TMC - MHTMC - NURSE CALL | MHHS-TMC |  | System, Nurse Call |  |  |  | TMC |  | TMC - MHTMC - NURSE CALL | [5 empty] | HOSPITAL COMMUNICATION SYSTEMS, NURSE CALL |  | SYSNURSECALL-Rauland-Borg Corp-Responder V | SYSNURSECALL | Responder V |  |  |  | Rauland-Borg Corp | System, Nurse Call |  |  | SYSNURSECALL-Rauland-Borg Corp-Responder V |  |  |  | Covered PM Repair - Biomedical | MHHS-TMC
NO | NO | [5 empty] | Rauland | RESPONDER V |  |  | TMC - MHTMC - NURSE CALL | MHHS-TMC |  | System, Nurse Call |  |  |  | TMC |  | TMC - MHTMC - NURSE CALL | [5 empty] | HOSPITAL COMMUNICATION SYSTEMS, NURSE CALL |  | SYSNURSECALL-Rauland-Borg Corp-Responder V | SYSNURSECALL | Responder V |  |  |  | Rauland-Borg Corp | System, Nurse Call |  |  | SYSNURSECALL-Rauland-Borg Corp-Responder V |  |  |  | Covered PM Repair - Biomedical | MHHS-TMC
NO | NO | [5 empty] | Rauland | RESPONDER V |  | N/A | TMC - MHTMC - NURSE CALL | MHHS-TMC |  | System, Nurse Call |  |  |  | TMC |  | TMC - MHTMC - NURSE CALL | [5 empty] | HOSPITAL COMMUNICATION SYSTEMS, NURSE CALL |  | SYSNURSECALL-Rauland-Borg Corp-Responder V | SYSNURSECALL | Responder V |  |  |  | Rauland-Borg Corp | System, Nurse Call |  |  | SYSNURSECALL-Rauland-Borg Corp-Responder V |  |  |  | Covered PM Repair - Biomedical | MHHS-TMC
NO | NO | [5 empty] | Rauland | RESPONDER V |  | N/A | TMC - MHTMC - NURSE CALL | MHHS-TMC |  | System, Nurse Call |  |  |  | TMC |  | TMC - MHTMC - NURSE CALL | [5 empty] | HOSPITAL COMMUNICATION SYSTEMS, NURSE CALL |  | SYSNURSECALL-Rauland-Borg Corp-Responder V | SYSNURSECALL | Responder V |  |  |  | Rauland-Borg Corp | System, Nurse Call |  |  | SYSNURSECALL-Rauland-Borg Corp-Responder V |  |  |  | Covered PM Repair - Biomedical | MHHS-TMC
YES | YES |  |  |  | 099-11063 | 099-11063 | Rauland-Borg Corp |  |  | B2152351200135460017 | TMC - CULLEN - MIMU (2C) |  |  |  |  | 099-11063 | 099-11063 | TMC | Memorial Hermann-Texas Medical Center | TMC - CULLEN - MIMU (2C) | Nurses Station
YES | YES |  |  |  | 099-05700 | 099-05700 | Rauland-Borg Corp | Responder 351200 |  | A 4142351200 | TMC - HERMANN - COU (1R) |  |  |  |  | 099-05700 | 099-05700 | TMC | Memorial Hermann-Texas Medical Center | TMC - HERMANN - COU (1R) | Nurse Station
YES | YES |  |  |  | 099-11448 | 099-11448 | Rauland-Borg Corp | Responder III |  | B2152351200 | MICU West Cullen |  |  |  |  | 099-11448 | 099-11448 |  | Memorial Hermann-Texas Medical Center | MICU West Cullen | West Cullen TMC | 3/1/20 |  |  | No PM Sticker |  | System, Nurse Call | SYSNURSECALL-Rauland-Borg Corp-Responder III | [22 empty] | System, Nurse Call | SYSNURSECALL | System, Nurse Call | Rauland-Borg Corp
YES | YES |  |  |  | 099-11940 | 099-11940 | Rauland-Borg Corp | Responder III |  | J414-235-1200 | Family Life Center H6 |  |  |  |  | 099-11940 | 099-11940 | TMC | Memorial Hermann Family Life Center | Family Life Center H6 | Nurses station | [5 empty] | System, Nurse Call | SYSNURSECALL-Rauland-Borg Corp-Responder III | [22 empty] | System, Nurse Call | SYSNURSECALL | System, Nurse Call | Rauland-Borg Corp
YES | YES |  |  |  | 099-11941 | 099-11941 | Rauland-Borg Corp | Responder III |  | J4142351200 | Family Life Center H6 |  |  |  |  | 099-11941 | 099-11941 | TMC | Memorial Hermann Family Life Center | Family Life Center H6 | Nurses station | [5 empty] | System, Nurse Call | SYSNURSECALL-Rauland-Borg Corp-Responder III | [22 empty] | System, Nurse Call | SYSNURSECALL | System, Nurse Call | Rauland-Borg Corp
YES | YES |  |  |  | 925-01614 | 925-01614 | Rauland-Borg Corp | Responder IV |  |  | 4th Floor |  |  |  |  | 925-01614 | 925-01614 | TMC | Orthopedic?Aos memorial Hermann and spine | 4th Floor | Nurse Station | [5 empty] | System, Nurse Call | SYSNURSECALL-Rauland-Borg Corp-Responder IV | [22 empty] | System, Nurse Call | SYSNURSECALL | System, Nurse Call | Rauland-Borg Corp
YES | YES |  |  |  | 925-01615 | 925-01615 | Rauland-Borg Corp | Responder IV |  | H4061NCLCD | MHOSH - 3RD FLOOR |  |  |  |  | 925-01615 | 925-01615 | Central | Memorial Hermann Hospital spine and orthopedic | MHOSH - 3RD FLOOR | Nurse Station | [5 empty] | System, Nurse Call | SYSNURSECALL-Rauland-Borg Corp-Responder IV | [22 empty] | System, Nurse Call | SYSNURSECALL | System, Nurse Call | Rauland-Borg Corp
YES | YES |  |  |  | 925-01626 | 925-01626 | Rauland-Borg Corp | Responder IV |  | J2051NCLCD 109570028 | MHOSH - 3rd FLOOR |  |  |  |  | 925-01626 | 925-01626 | Central | Memorial Hermann Hospital spine and orthopedic | MHOSH - 3rd FLOOR | Nurse Station 3 North | [5 empty] | System, Nurse Call | SYSNURSECALL-Rauland-Borg Corp-Responder IV | [22 empty] | System, Nurse Call | SYSNURSECALL | System, Nurse Call | Rauland-Borg Corp
YES | YES |  |  |  | 925-01627 | 925-01627 | Rauland-Borg Corp | Responder IV |  | G1041NCLCD 106850064 | MHOSH - 3rd FLOOR |  |  |  |  | 925-01627 | 925-01627 | Central | Memorial Hermann Hospital spine and orthopedic | MHOSH - 3rd FLOOR | Nurse Station | [5 empty] | System, Nurse Call | SYSNURSECALL-Rauland-Borg Corp-Responder IV | [22 empty] | System, Nurse Call | SYSNURSECALL | System, Nurse Call | Rauland-Borg Corp
YES | YES |  |  |  | 925-01840 | 925-01840 | Rauland-Borg Corp | Responder IV | [7 empty] | 925-01840 | 925-01840 | Central | Joint Center - Orthopedic and Spine Hospital |  | Nurse Station | [5 empty] | System, Nurse Call | SYSNURSECALL-Rauland-Borg Corp-Responder IV | [22 empty] | System, Nurse Call | SYSNURSECALL | System, Nurse Call | Rauland-Borg Corp
YES | YES |  |  |  | 925-01910 | 925-01910 | Rauland-Borg Corp | Responder IV |  |  | Recovery |  |  |  |  | 925-01910 | 925-01910 | TMC | Herman memorial spine and orthopedic Hospital | Recovery | Nurse Station |  |  |  | Serial number in photo |  | System, Nurse Call | SYSNURSECALL-Rauland-Borg Corp-Responder IV | [22 empty] | System, Nurse Call | SYSNURSECALL | System, Nurse Call | Rauland-Borg Corp
YES | YES |  |  |  | 925-01844 | 925-01844 | Rauland-Borg Corp | Responder IV |  |  | Rad Fluro |  |  |  |  | 925-01844 | 925-01844 | Central | Joint Center - Orthopedic and Spine Hospital | Rad Fluro | [6 empty] | System, Nurse Call | SYSNURSECALL-Rauland-Borg Corp-Responder IV | [22 empty] | System, Nurse Call | SYSNURSECALL | System, Nurse Call | Rauland-Borg Corp
YES | YES |  |  |  | 099-05635 | 099-05635 | Rauland-Borg Corp | Responder IV |  |  | TMC - HERMANN - STICU (3HP) |  |  |  |  | 099-05635 | 099-05635 | TMC | Memorial Hermann-Texas Medical Center | TMC - HERMANN - STICU (3HP) | STICU (3HP) | [5 empty] | System, Nurse Call | SYSNURSECALL-Rauland-Borg Corp-Responder IV | [22 empty] | System, Nurse Call | SYSNURSECALL | System, Nurse Call | Rauland-Borg Corp
YES | YES |  |  |  | 099-09300 | 099-09300 | Rauland-Borg Corp | Responder IV |  |  | Phase 1 day surgery |  |  |  |  | 099-09300 | 099-09300 | TMC | Memorial Hermann-Texas Medical Center | Phase 1 day surgery | Nurse station | 3/1/20 |  |  |  |  | System, Nurse Call | SYSNURSECALL-Rauland-Borg Corp-Responder IV | [22 empty] | System, Nurse Call | SYSNURSECALL | System, Nurse Call | Rauland-Borg Corp
YES | YES |  |  |  | 099-09305 | 099-09305 | Rauland-Borg Corp | Responder IV |  |  | Phase 1 day surgery |  |  |  |  | 099-09305 | 099-09305 | TMC | Memorial Hermann-Texas Medical Center | Phase 1 day surgery | Bach nurse station | [5 empty] | System, Nurse Call | SYSNURSECALL-Rauland-Borg Corp-Responder IV | [22 empty] | System, Nurse Call | SYSNURSECALL | System, Nurse Call | Rauland-Borg Corp
YES | YES |  |  |  | 099-07939 | 099-07939 | Rauland-Borg Corp | Responder IV |  | T2991NCTSM109190059 | Memorial Hermann- T exas Medical Center Childrens OR |  |  |  |  | 099-07939 | 099-07939 |  | TCM | Memorial Hermann- T exas Medical Center Childrens OR | Nurse station | 4/1/20 |  |  | No PM Sticker |  | System, Nurse Call | SYSNURSECALL-Rauland-Borg Corp-Responder IV | [22 empty] | System, Nurse Call | SYSNURSECALL | System, Nurse Call | Rauland-Borg Corp
YES | YES |  |  |  | 069-33860 | 069-33860 | Rauland-Borg Corp | Responder IV |  |  | TMC - RADIOLOGY - IR/ANGIO |  |  |  |  | 069-33860 | 069-33860 | TMC | Jones IR Holding | TMC - RADIOLOGY - IR/ANGIO | [6 empty] | System, Nurse Call | SYSNURSECALL-Rauland-Borg Corp-Responder IV | [22 empty] | System, Nurse Call | SYSNURSECALL | System, Nurse Call | Rauland-Borg Corp
YES | YES |  |  |  | 099-05568 | 099-05568 | Rauland-Borg Corp | Responder IV NCTSM |  | D2991NCTSM 9608-52 | TMC - JONES - TSCU (9J) |  |  |  |  | 099-05568 | 099-05568 | TMC | Childrens | TMC - JONES - TSCU (9J) | Nurses Station
NO | YES |  |  |  | 009-10177 | 009-10177 | RECK | MOTOMED VIVA 2 |  | C32-VM2-003019 | GH-Therapy Services | MHHS-Greater Heights |  | Exerciser/Ergometer, Bicycle |  | 009-10177 | 009-10177 | Central | MHHS-Greater Heights | GH-Therapy Services | TIRR | 7/1/19 |  | 7/1/20 |  | EXERCISERS | Exerciser/Ergometer, Bicycle | EXERCISERERGBICYCLE-RECK-Motomed Viva 2 | EXERCISERERGBICYCLE | Motomed Viva 2 |  |  |  | RECK | Exerciser/Ergometer, Bicycle |  | EXERCISERERGBICYCLE-RECK-Motomed Viva 2 |  | 7/15/16 |  | EEB-A | Covered PM Repair - Biomedical | MHHS-Greater Heights | [7 empty] | Exerciser/Ergometer, Bicycle | EXERCISERERGBICYCLE | Exerciser/Ergometer, Bicycle | RECK
NO | YES |  |  |  | 017-00981 | 017-00981 | RECK | MOTOMED VIVA 2 |  | BIO-LIG12-003004 | TIRR-Sugar Land | MHHS-TIRR |  | Exerciser/Ergometer, Bicycle |  | 017-00981 | 017-00981 | Sugar Land | MHHS-Others | TIRR-Sugar Land | Peds Gym | 3/1/19 | 3/1/20 |  |  | EXERCISERS | Exerciser/Ergometer, Bicycle | EXERCISERERGBICYCLE-RECK-Motomed Viva 2 | EXERCISERERGBICYCLE | Motomed Viva 2 |  |  |  | RECK | Exerciser/Ergometer, Bicycle |  | EXERCISERERGBICYCLE-RECK-Motomed Viva 2 |  | 7/15/16 |  | EEB-A | Covered PM Repair - Biomedical | MHHS-TIRR | [7 empty] | Exerciser/Ergometer, Bicycle | EXERCISERERGBICYCLE | Exerciser/Ergometer, Bicycle | RECK
NO | NO |  |  |  | 009-10176 |  | RECK | MOTOMED VIVA 2 |  | C32-KIG12-003004 | TIRR - GREATER HEIGHTS | MHHS-TIRR |  | Exerciser/Ergometer, Bicycle |  | 009-10176 |  | Central & Greater Heights |  | TIRR - GREATER HEIGHTS | [5 empty] | EXERCISERS |  | EXERCISERERGBICYCLE-RECK-Motomed Viva 2 | EXERCISERERGBICYCLE | Motomed Viva 2 |  |  |  | RECK | Exerciser/Ergometer, Bicycle |  | EXERCISERERGBICYCLE-RECK-Motomed Viva 2 |  |  |  |  | Covered PM Repair - Biomedical | MHHS-TIRR
NO | NO |  |  |  | 241-01583 |  | RECK | VIVA2 |  | VM2-1071 | TIRR - KIRBY GLENN | MHHS-TIRR |  |  |  | 241-01583 |  | TMC |  | TIRR - KIRBY GLENN | [5 empty] | EXERCISERS |  | .needs class | [5 empty] | RECK | [7 empty] | Covered PM Repair - Biomedical | MHHS-TIRR
NO | YES |  |  |  | 017-01058 | 017-01058 | Red Field | IRC 2100 |  |  | MH MG - (SE) - SOUTHEAST COLON AND RECTAL (MP2 | MHHS-MG |  | Cautery, Hyfrecator/Coagulator |  | 017-01058 | 017-01058 | Southeast | Memorial Hermann Sports Medicine | MH MG - (SE) - SOUTHEAST COLON AND RECTAL (MP2 | #490 Plaza 2 | 9/1/19 |  | 9/1/20 |  | CRYOSURGICAL UNITS | Cautery, Hyfrecator/Coagulator | CAUTERYHYFRECATCOAG-Redfield Corp-IRC2100 | CAUTERYHYFRECATCOAG | IRC2100 |  |  |  | Redfield Corp | Cautery, Hyfrecator/Coagulator |  |  | CAUTERYHYFRECATCOAG-Redfield Corp-IRC2100 |  |  | CHC-A | Covered PM Repair - Biomedical | MHHS-MG | [8 empty] | CAUTERYHYFRECATCOAG | Cautery, Hyfrecator/Coagulator | Redfield Corp
NO | NO |  |  |  | 005-11709 |  | Red Field | IRC 2100 |  |  | MH MG - (PL) - PEARLAND MULTI-SPECIALTY (MP 2) | MHHS-MG |  | Cautery, Hyfrecator/Coagulator |  | 005-11709 |  | Pearland |  | MH MG - (PL) - PEARLAND MULTI-SPECIALTY (MP 2) | [5 empty] | CRYOSURGICAL UNITS |  | CAUTERYHYFRECATCOAG-Redfield Corp-IRC2100 | CAUTERYHYFRECATCOAG | IRC2100 |  |  |  | Redfield Corp | Cautery, Hyfrecator/Coagulator |  |  | CAUTERYHYFRECATCOAG-Redfield Corp-IRC2100 |  |  |  | Covered PM Repair - Biomedical | MHHS-MG
NO | NO |  |  |  | 069-24399 |  | Red Field | IRC 2100 |  |  | TMC - GI/ENDO - PEDI (GHP) | MHHS-TMC |  | Cautery, Hyfrecator/Coagulator |  | 069-24399 |  | TMC |  | TMC - GI/ENDO - PEDI (GHP) | [5 empty] | CRYOSURGICAL UNITS |  | CAUTERYHYFRECATCOAG-Redfield Corp-IRC2100 | CAUTERYHYFRECATCOAG | IRC2100 |  |  |  | Redfield Corp | Cautery, Hyfrecator/Coagulator |  |  | CAUTERYHYFRECATCOAG-Redfield Corp-IRC2100 |  |  |  | Covered PM Repair - Biomedical | MHHS-TMC
YES | YES |  |  |  | 099-11203 | 099-11203 | Red-Check |  |  | Cl 124872 | TMC - JONES - NEURO ACUTE CARE (5J) |  |  |  |  | 099-11203 | 099-11203 | TMC | Memorial Hermann-Texas Medical Center | TMC - JONES - NEURO ACUTE CARE (5J) | NEURO ACUTE CARE (5J)
YES | YES |  |  |  | 099-11198 | 099-11198 | Red-Check |  |  |  | TMC - JONES - Impatiant Rehab (5J) |  |  |  |  | 099-11198 | 099-11198 | TMC | Memorial Hermann-Texas Medical Center | TMC - JONES - Impatiant Rehab (5J) | Impatiant Rehab (5J)
NO | NO |  |  |  | 005-08712 |  | Rees Scientific | CENTRON |  | V2-CRD-01715 | SE - LABORATORY - BLOOD BANK | MHHS-Southeast |  |  |  | 005-08712 |  | Southeast & Bay Area |  | SE - LABORATORY - BLOOD BANK | [5 empty] | THERMOMETERS, ELECTRONIC, LABORATORY |  | .needs class | [13 empty] | Covered PM Repair - Biomedical | MHHS-Southeast
NO | YES |  |  |  | 000-03696 | 000-03696 pop | Rehab 2000 | STS |  | No Serial # | Rehabilitation Center | MHHS-SMR |  |  |  | 000-03696 | 000-03696 pop | Katy | SMR NE Kingwood | Rehabilitation Center | Gym |  |  |  | No p.m. | EXERCISERS |  | .needs class | [13 empty] | Covered PM Repair - Biomedical | MHHS-SMR
YES | YES |  |  |  | 029-07703 | 029-07703 | Reichert Inc | TONO-PEN XL |  | 01S11186 | WOODLANDS - TERRAMONT ER (CLINIC) |  |  |  |  | 029-07703 | 029-07703 | Woodlands | Memorial Hermann 24-Hour Emergency Care | WOODLANDS - TERRAMONT ER (CLINIC) | Nurses Station |  |  |  | New add - no pm sticker visible |  | Tonometer | TONOMETER-Reichert-TONO-PEN XL | [12 empty] | T-A | [9 empty] | Tonometer | TONOMETER | Tonometer | Reichert Inc
NO | YES |  |  |  | 069-22551 | 069-22551 | Reichert Ophthalmic Instruments Div | BE-1133 |  |  | TMC-Hermann-Pedi ER (1Hp) | MHHS-TMC |  |  |  | 069-22551 | 069-22551 | TMC | MHHS-TMC | TMC-Hermann-Pedi ER (1Hp) | Pedi 24 - Opthomology Room |  |  |  |  | TABLES, EXAMINATION/TREATMENT |  | .needs class | [5 empty] | Reichert-Jung |  |  |  |  | 12/1/20 |  |  | Not Covered Vendor Only - Biomedical | MHHS-TMC
NO | YES |  |  |  | 005-00119 | 005-00119 | Reichert Ophthalmic Instruments Div | MICROSTAR IV |  |  | SE-Laboratory | MHHS-Southeast |  | Microscope, Laboratory |  | 005-00119 | 005-00119 | Southeast | MHHS-Southeast | SE-Laboratory | Lab | 1/1/19 |  |  |  | MICROSCOPES, LIGHT, LABORATORY |  | MICROSCOPELAB-Reichert-Microstar IV | MICROSCOPELAB | Microstar IV |  |  |  | Reichert Inc | Microscope, Laboratory |  |  | MICROSCOPELAB-Reichert-Microstar IV | 9/11/18 |  |  | Covered PM Repair - Biomedical | MHHS-Southeast
NO | NO | [5 empty] | Reichert Ophthalmic Instruments Div | MODEL 30 PNEUMATONOMETER |  |  | TMC - OR - PEDI OR (2R) | MHHS-TMC | [5 empty] | TMC |  | TMC - OR - PEDI OR (2R) | [5 empty] | ANALYZERS, PHYSIOLOGIC, VISUAL FUNCTION |  | .needs class | [5 empty] | Reichert-Jung | [7 empty] | Covered PM Repair - Biomedical | MHHS-TMC
NO | NO |  |  |  | 069-36866 |  | Reichert Ophthalmic Instruments Div | MODEL 30 PNEUMATONOMETER |  | 01361-0914 | TMC - OR - ROBERTSON (2R) | MHHS-TMC |  |  |  | 069-36866 |  | TMC |  | TMC - OR - ROBERTSON (2R) | [5 empty] | ANALYZERS, PHYSIOLOGIC, VISUAL FUNCTION |  | .needs class | [5 empty] | Reichert-Jung | [7 empty] | Covered PM Repair - Biomedical | MHHS-TMC
NO | YES |  |  |  | 069-46819 | 069-46819 | Reichert Ophthalmic Instruments Div | TONO-PEN AVIA |  | 43619-0315 | TMC-Hermann-Pedi ER (1Hp) | MHHS-TMC |  | Tonometer |  | 069-46819 | 069-46819 | TMC | MHHS-TMC | TMC-Hermann-Pedi ER (1Hp) | Pedi 24 - Opthomology Room | 11/1/19 |  | 11/1/20 |  | ANALYZERS, PHYSIOLOGIC, VISUAL FUNCTION | Tonometer | TONOMETER-Reichert-TONO-PEN AVIA | TONOMETER | TONO-PEN AVIA |  |  |  | Reichert Inc | Tonometer |  |  | TONOMETER-Reichert-TONO-PEN AVIA | 4/1/18 |  | T-A | Covered PM Repair - Biomedical | MHHS-TMC | [8 empty] | TONOMETER | Tonometer | Reichert Inc
NO | NO |  |  |  | 47882-1017 |  | Reichert Ophthalmic Instruments Div | TONO-PEN AVIA |  | 47882-1017 | GH - ER | MHHS-Greater Heights |  | Tonometer |  | 47882-1017 |  | Central & Greater Heights |  | GH - ER | [5 empty] | ANALYZERS, PHYSIOLOGIC, VISUAL FUNCTION |  | TONOMETER-Reichert-TONO-PEN AVIA | TONOMETER | TONO-PEN AVIA |  |  |  | Reichert Inc | Tonometer |  |  | TONOMETER-Reichert-TONO-PEN AVIA |  |  |  | Covered PM Repair - Biomedical | MHHS-Greater Heights
NO | NO |  |  |  | 49070-0418 |  | Reichert Ophthalmic Instruments Div | TONO-PEN AVIA |  | 49070-0418 | GH - ER | MHHS-Greater Heights |  | Tonometer |  | 49070-0418 |  | Central & Greater Heights |  | GH - ER | [5 empty] | ANALYZERS, PHYSIOLOGIC, VISUAL FUNCTION |  | TONOMETER-Reichert-TONO-PEN AVIA | TONOMETER | TONO-PEN AVIA |  |  |  | Reichert Inc | Tonometer |  |  | TONOMETER-Reichert-TONO-PEN AVIA |  |  |  | Covered PM Repair - Biomedical | MHHS-Greater Heights
NO | NO |  |  |  | 069-43764 |  | Reichert Ophthalmic Instruments Div | TONO-PEN AVIA |  | 47189-0517 | TMC - HERMANN - ADULT ER (1HP) | MHHS-TMC |  | Tonometer |  | 069-43764 |  | TMC |  | TMC - HERMANN - ADULT ER (1HP) | [5 empty] | ANALYZERS, PHYSIOLOGIC, VISUAL FUNCTION |  | TONOMETER-Reichert-TONO-PEN AVIA | TONOMETER | TONO-PEN AVIA |  |  |  | Reichert Inc | Tonometer |  |  | TONOMETER-Reichert-TONO-PEN AVIA |  |  |  | Covered PM Repair - Biomedical | MHHS-TMC
NO | NO |  |  |  | 069-46771 |  | Reichert Ophthalmic Instruments Div | TONO-PEN AVIA |  | 62233-0719 | TMC - HERMANN - ADULT ER (1HP) | MHHS-TMC |  | Tonometer |  | 069-46771 |  | TMC |  | TMC - HERMANN - ADULT ER (1HP) | [5 empty] | ANALYZERS, PHYSIOLOGIC, VISUAL FUNCTION |  | TONOMETER-Reichert-TONO-PEN AVIA | TONOMETER | TONO-PEN AVIA |  |  |  | Reichert Inc | Tonometer |  |  | TONOMETER-Reichert-TONO-PEN AVIA |  |  |  | Covered PM Repair - Biomedical | MHHS-TMC
NO | NO |  |  |  | 069-46772 |  | Reichert Ophthalmic Instruments Div | TONO-PEN AVIA |  | 62235-0719 | TMC - HERMANN - ADULT ER (1HP) | MHHS-TMC |  | Tonometer |  | 069-46772 |  | TMC |  | TMC - HERMANN - ADULT ER (1HP) | [5 empty] | ANALYZERS, PHYSIOLOGIC, VISUAL FUNCTION |  | TONOMETER-Reichert-TONO-PEN AVIA | TONOMETER | TONO-PEN AVIA |  |  |  | Reichert Inc | Tonometer |  |  | TONOMETER-Reichert-TONO-PEN AVIA |  |  |  | Covered PM Repair - Biomedical | MHHS-TMC
NO | NO | [5 empty] | Reichert Ophthalmic Instruments Div | TONO-PEN AVIA |  | 39211-0912 | TMC - HERMANN - ADULT ER (1HP) | MHHS-TMC |  | Tonometer |  |  |  | TMC |  | TMC - HERMANN - ADULT ER (1HP) | [5 empty] | ANALYZERS, PHYSIOLOGIC, VISUAL FUNCTION |  | TONOMETER-Reichert-TONO-PEN AVIA | TONOMETER | TONO-PEN AVIA |  |  |  | Reichert Inc | Tonometer |  |  | TONOMETER-Reichert-TONO-PEN AVIA |  |  |  | Covered PM Repair - Biomedical | MHHS-TMC
NO | NO |  |  |  | 029-07694 |  | Reichert Ophthalmic Instruments Div | TONO-PEN AVIA |  | 36163-0111 | WOODLANDS - ER | MHHS-Woodlands |  | Tonometer |  | 029-07694 |  | Woodlands |  | WOODLANDS - ER | [5 empty] | ANALYZERS, PHYSIOLOGIC, VISUAL FUNCTION |  | TONOMETER-Reichert-TONO-PEN AVIA | TONOMETER | TONO-PEN AVIA |  |  |  | Reichert Inc | Tonometer |  |  | TONOMETER-Reichert-TONO-PEN AVIA |  |  |  | Covered PM Repair - Biomedical | MHHS-Woodlands
NO | NO |  |  |  | 60403-1118 |  | Reichert Ophthalmic Instruments Div | TONO-PEN AVIA |  | 60403-1118 | WOODLANDS - ER | MHHS-Woodlands |  | Tonometer |  | 60403-1118 |  | Woodlands |  | WOODLANDS - ER | [5 empty] | ANALYZERS, PHYSIOLOGIC, VISUAL FUNCTION |  | TONOMETER-Reichert-TONO-PEN AVIA | TONOMETER | TONO-PEN AVIA |  |  |  | Reichert Inc | Tonometer |  |  | TONOMETER-Reichert-TONO-PEN AVIA |  |  |  | Covered PM Repair - Biomedical | MHHS-Woodlands
NO | NO |  |  |  | 29714-0516 |  | Reichert Ophthalmic Instruments Div | TONO-PEN XL |  | 29714-0516 | CY - ER | MHHS-Cypress |  | Tonometer |  | 29714-0516 |  | Northwest & Cypress |  | CY - ER | [5 empty] | ANALYZERS, PHYSIOLOGIC, VISUAL FUNCTION |  | TONOMETER-Reichert-TONO-PEN XL | TONOMETER | TONO-PEN XL |  |  |  | Reichert Inc | Tonometer |  |  | TONOMETER-Reichert-TONO-PEN XL |  |  |  | Covered PM Repair - Biomedical | MHHS-Cypress
NO | NO |  |  |  | 98K075 |  | Reichert Ophthalmic Instruments Div | TONO-PEN XL |  | 98K075 | GH - ER | MHHS-Greater Heights |  | Tonometer |  | 98K075 |  | Central & Greater Heights |  | GH - ER | [5 empty] | ANALYZERS, PHYSIOLOGIC, VISUAL FUNCTION |  | TONOMETER-Reichert-TONO-PEN XL | TONOMETER | TONO-PEN XL |  |  |  | Reichert Inc | Tonometer |  |  | TONOMETER-Reichert-TONO-PEN XL |  |  |  | Covered PM Repair - Biomedical | MHHS-Greater Heights
NO | NO |  |  |  | 133-02759 |  | Reichert Ophthalmic Instruments Div | TONO-PEN XL |  | 10097-0206 | KATY - ER | MHHS-Katy |  | Tonometer |  | 133-02759 |  | Katy |  | KATY - ER | [5 empty] | ANALYZERS, PHYSIOLOGIC, VISUAL FUNCTION |  | TONOMETER-Reichert-TONO-PEN XL | TONOMETER | TONO-PEN XL |  |  |  | Reichert Inc | Tonometer |  |  | TONOMETER-Reichert-TONO-PEN XL |  |  |  | Covered PM Repair - Biomedical | MHHS-Katy
NO | NO |  |  |  | 142-06265 |  | Reichert Ophthalmic Instruments Div | TONO-PEN XL |  | 28250-0115 | NE - ER | MHHS-Northeast |  | Tonometer |  | 142-06265 |  | Katy |  | NE - ER | [5 empty] | ANALYZERS, PHYSIOLOGIC, VISUAL FUNCTION |  | TONOMETER-Reichert-TONO-PEN XL | TONOMETER | TONO-PEN XL |  |  |  | Reichert Inc | Tonometer |  |  | TONOMETER-Reichert-TONO-PEN XL |  |  |  | Covered PM Repair - Biomedical | MHHS-Northeast
NO | NO |  |  |  | 005-04692 |  | Reichert Ophthalmic Instruments Div | TONO-PEN XL |  |  | SE - EMERGENCY CENTER | MHHS-Southeast |  | Tonometer |  | 005-04692 |  | Southeast & Bay Area |  | SE - EMERGENCY CENTER | [5 empty] | ANALYZERS, PHYSIOLOGIC, VISUAL FUNCTION |  | TONOMETER-Reichert-TONO-PEN XL | TONOMETER | TONO-PEN XL |  |  |  | Reichert Inc | Tonometer |  |  | TONOMETER-Reichert-TONO-PEN XL |  |  |  | Covered PM Repair - Biomedical | MHHS-Southeast
NO | NO |  |  |  | 98H102 |  | Reichert Ophthalmic Instruments Div | TONO-PEN XL |  | 98H102 | SE - EMERGENCY CENTER | MHHS-Southeast |  | Tonometer |  | 98H102 |  | Southeast & Bay Area |  | SE - EMERGENCY CENTER | [5 empty] | ANALYZERS, PHYSIOLOGIC, VISUAL FUNCTION |  | TONOMETER-Reichert-TONO-PEN XL | TONOMETER | TONO-PEN XL |  |  |  | Reichert Inc | Tonometer |  |  | TONOMETER-Reichert-TONO-PEN XL |  |  |  | Covered PM Repair - Biomedical | MHHS-Southeast
NO | NO |  |  |  | 129-01861 |  | Reichert Ophthalmic Instruments Div | TONO-PEN XL |  |  | SUGAR LAND - ER | MHHS-Sugarland |  | Tonometer |  | 129-01861 |  | Sugar Land |  | SUGAR LAND - ER | [5 empty] | ANALYZERS, PHYSIOLOGIC, VISUAL FUNCTION |  | TONOMETER-Reichert-TONO-PEN XL | TONOMETER | TONO-PEN XL |  |  |  | Reichert Inc | Tonometer |  |  | TONOMETER-Reichert-TONO-PEN XL |  |  |  | Covered PM Repair - Biomedical | MHHS-Sugarland
NO | NO |  |  |  | 009-10129 |  | Reichert Ophthalmic Instruments Div | XCEL 255 |  | 03076-0214 | GH - ER | MHHS-Greater Heights |  | Lamp, Slit |  | 009-10129 |  | Central & Greater Heights |  | GH - ER | [5 empty] | SLIT LAMP |  | LAMPSLIT-Reichert-XCEL 255 | LAMPSLIT | XCEL 255 |  |  |  | Reichert Inc | Lamp, Slit |  |  | LAMPSLIT-Reichert-XCEL 255 |  |  |  | Covered PM Repair - Biomedical | MHHS-Greater Heights
NO | NO |  |  |  | 074-03160 |  | RELIANTHEART | HEARTASSIST5 |  | HA000161 | TMC - CATH LAB - ADULT (2HVI) | MHHS-TMC |  |  |  | 074-03160 |  | TMC |  | TMC - CATH LAB - ADULT (2HVI) | [5 empty] | CIRCULATORY ASSIST UNITS, INTRA-AORTIC BALLOON |  | .needs class | [13 empty] | Covered PM Repair - Biomedical | MHHS-TMC
NO | NO |  |  |  | 074-03161 |  | RELIANTHEART | HEARTASSIST5 |  | HA000162 | TMC - CATH LAB - ADULT (2HVI) | MHHS-TMC |  |  |  | 074-03161 |  | TMC |  | TMC - CATH LAB - ADULT (2HVI) | [5 empty] | CIRCULATORY ASSIST UNITS, INTRA-AORTIC BALLOON |  | .needs class | [13 empty] | Covered PM Repair - Biomedical | MHHS-TMC
NO | NO |  |  |  | 074-03162 |  | RELIANTHEART | HEARTASSIST5 |  | HA000168 | TMC - CATH LAB - ADULT (2HVI) | MHHS-TMC |  |  |  | 074-03162 |  | TMC |  | TMC - CATH LAB - ADULT (2HVI) | [5 empty] | CIRCULATORY ASSIST UNITS, INTRA-AORTIC BALLOON |  | .needs class | [13 empty] | Covered PM Repair - Biomedical | MHHS-TMC
NO | NO |  |  |  | 074-03163 |  | RELIANTHEART | HEARTASSIST5 |  | HA000167 | TMC - CATH LAB - ADULT (2HVI) | MHHS-TMC |  |  |  | 074-03163 |  | TMC |  | TMC - CATH LAB - ADULT (2HVI) | [5 empty] | CIRCULATORY ASSIST UNITS, INTRA-AORTIC BALLOON |  | .needs class | [13 empty] | Covered PM Repair - Biomedical | MHHS-TMC
YES | YES |  |  |  | 151-03763 | 151-03763 | Rennco Inc | LS |  | 1216-181-8007 | CY - STERILE PROCESSING |  |  |  |  | 151-03763 | 151-03763 | Northwest | Memorial Hermann Cypress Hospital | CY - STERILE PROCESSING | Spd | [5 empty] | Heat Sealer | HEATSEALER-Rennco Inc-LS | [22 empty] | Heat Sealer | HEATSEALER | Heat Sealer | Rennco Inc
YES | YES |  |  |  | 151-03764 | 151-03764 | Rennco Inc | LS |  | 1216-181-8005 | CY - STERILE PROCESSING |  |  |  |  | 151-03764 | 151-03764 | Northwest | Memorial Hermann Cypress Hospital | CY - STERILE PROCESSING | Spd | [5 empty] | Heat Sealer | HEATSEALER-Rennco Inc-LS | [22 empty] | Heat Sealer | HEATSEALER | Heat Sealer | Rennco Inc
YES | YES |  |  |  | 099-03260 | 099-03260 | Rennco Inc | LS |  | 2269M0044921 | KATY - SPD |  |  |  |  | 099-03260 | 099-03260 | Katy | Memorial Hermann Katy Hospital | KATY - SPD | SPD | [5 empty] | Heat Sealer | HEATSEALER-Rennco Inc-LS | [22 empty] | Heat Sealer | HEATSEALER | Heat Sealer | Rennco Inc
YES | YES |  |  |  | 099-08159 | 099-08159 | Rennco Inc | LS18D - 120 |  | 0609-184-4022 | OR |  |  |  |  | 099-08159 | 099-08159 | Central | MHOSH | OR | MHOSH
YES | YES |  |  |  | 099-06133 | 099-06133 | Rennco Inc | LS18D-115 |  | 1215-181-7594 | SE - OR |  |  |  |  | 099-06133 | 099-06133 | Southeast | Memorial Hermman South East | SE - OR | OR corridor | [5 empty] | Heat Sealer | HEATSEALER-Rennco Inc-LS18D-115 | [22 empty] | Heat Sealer | HEATSEALER | Heat Sealer | Rennco Inc
NO | NO |  |  |  | 005-06017 |  | Rennco, LLC | LS18-120 |  |  | SE - OR | MHHS-Southeast |  | Heat Sealer |  | 005-06017 |  | Southeast & Bay Area |  | SE - OR | [5 empty] | SEAL CRIMPERS, BOTTLE/VIAL/TUBE |  | HEATSEALER-Rennco Inc-LS18-120 | HEATSEALER | LS18-120 |  |  |  | Rennco Inc | Heat Sealer |  |  | HEATSEALER-Rennco Inc-LS18-120 |  |  |  | Covered PM Repair - Biomedical | MHHS-Southeast
NO | YES |  |  |  | 029-05963 | 029-05963 | Rennco, LLC | LS24-120 |  | 0709-243-435 | Woodlands-Sterile Processing | MHHS-Woodlands |  |  |  | 029-05963 | 029-05963 | Woodlands | MHHS-Woodlands | Woodlands-Sterile Processing | Sterile processing | 1/1/19 |  |  |  | SEAL CRIMPERS, BOTTLE/VIAL/TUBE |  | .needs class | [10 empty] | 3/1/18 |  |  | Covered PM Repair - Biomedical | MHHS-Woodlands
NO | YES | [5 empty] | Rennco, LLC | LS24-120 |  | 112-241-623 | Woodlands-Sterile Processing | MHHS-Woodlands | [5 empty] | Woodlands | MHHS-Woodlands | Woodlands-Sterile Processing | Sterile processing | 1/1/19 |  |  |  | SEAL CRIMPERS, BOTTLE/VIAL/TUBE |  | .needs class | [10 empty] | 3/1/18 |  |  | Covered PM Repair - Biomedical | MHHS-Woodlands
YES | YES |  |  |  | 069-21482 | 069-21482 | ResMed Corp | ApneaLink Air |  | PA30000 | HVI CVIM |  |  |  |  | 069-21482 | 069-21482 | TMC | Memorial Hermann- Texas Medical Center | HVI CVIM | Hall way |  |  |  | No PM Sticker |  | Sleep Study Monitor | MONSLP-ResMed Corp-ApneaLink Air | [22 empty] | Sleep Study Monitor | MONSLP | Sleep Study Monitor | ResMed Corp
YES | YES |  |  |  | 099-03994 | 099-03994 | ResMed Corp | H5i |  |  | KATY - MED/SURG 6TH FLOOR |  |  |  |  | 099-03994 | 099-03994 | Katy | Memorial Hermann Katy Hospital | KATY - MED/SURG 6TH FLOOR | Room 605 | [5 empty] | Humidifier, Heated | HUMIDIFIERHEATED-ResMed Corp-H5i | [12 empty] | HH-A | [9 empty] | Humidifier, Heated | HUMIDIFIERHEATED | Humidifier, Heated | ResMed Corp
YES | YES |  |  |  | 099-03993 | 099-03993 | ResMed Corp | S9 |  |  | KATY - MED/SURG 6TH FLOOR |  |  |  |  | 099-03993 | 099-03993 | Katy | Memorial Hermann Katy Hospital | KATY - MED/SURG 6TH FLOOR | Room 605 | [5 empty] | CPAP Unit | CPAPUNIT-ResMed Corp-S9 | [22 empty] | CPAP Unit | CPAPUNIT | CPAP Unit | ResMed Corp
YES | YES |  |  |  | 069-49135 | 069-49135 | Respiratory Motion Inc | ExSpiron 1Xi |  | 10-01514 | TMC - PACU - ROBERTSON (2R) |  |  |  |  | 069-49135 | 069-49135 | TMC | Memorial Hermann-Texas Medical Center | TMC - PACU - ROBERTSON (2R) | Anesthesia workroom | 1/1/20 |  | 1/1/21
NO | YES |  |  |  | 069-40089 | 069-40089 | RESPIRATORY MOTION, INC | EXSPIRON 1XI |  | (21)10-01407 | PEDI OR storage | MHHS-TMC |  | Monitor, Respiration, Apnea |  | 069-40089 | 069-40089 | TMC | Memorial Hermann-Texas Medical Center | PEDI OR storage | Equipment room | 1/1/19 |  | 1/1/20 |  | MONITORS, BEDSIDE, RESPIRATION, VENTILATION/APNEA |  | MONITORRESPIRATIONAPNEA-Resp Motion-ExSpiron 1Xi | MONITORRESPIRATIONAPNEA | ExSpiron 1Xi |  |  |  | Resp Motion | Monitor, Respiration, Apnea |  |  | MONITORRESPIRATIONAPNEA-Resp Motion-ExSpiron 1Xi | 3/26/16 |  |  | Covered PM Repair - Biomedical | MHHS-TMC
NO | NO |  |  |  | 069-37549 |  | RESPIRATORY MOTION, INC | EXSPIRON 1XI |  | (21)10-01421 | TMC - OR - ANESTHESIA (2HP) | MHHS-TMC |  | Monitor, Respiration, Apnea |  | 069-37549 |  | TMC |  | TMC - OR - ANESTHESIA (2HP) | [5 empty] | MONITORS, BEDSIDE, RESPIRATION, VENTILATION/APNEA |  | MONITORRESPIRATIONAPNEA-Resp Motion-ExSpiron 1Xi | MONITORRESPIRATIONAPNEA | ExSpiron 1Xi |  |  |  | Resp Motion | Monitor, Respiration, Apnea |  |  | MONITORRESPIRATIONAPNEA-Resp Motion-ExSpiron 1Xi |  |  |  | Covered PM Repair - Biomedical | MHHS-TMC
NO | NO |  |  |  | 069-37550 |  | RESPIRATORY MOTION, INC | EXSPIRON 1XI |  | (21)10-01422 | TMC - OR - ANESTHESIA (2HP) | MHHS-TMC |  | Monitor, Respiration, Apnea |  | 069-37550 |  | TMC |  | TMC - OR - ANESTHESIA (2HP) | [5 empty] | MONITORS, BEDSIDE, RESPIRATION, VENTILATION/APNEA |  | MONITORRESPIRATIONAPNEA-Resp Motion-ExSpiron 1Xi | MONITORRESPIRATIONAPNEA | ExSpiron 1Xi |  |  |  | Resp Motion | Monitor, Respiration, Apnea |  |  | MONITORRESPIRATIONAPNEA-Resp Motion-ExSpiron 1Xi |  |  |  | Covered PM Repair - Biomedical | MHHS-TMC
NO | NO |  |  |  | 069-37551 |  | RESPIRATORY MOTION, INC | EXSPIRON 1XI |  | (21)10-01423 | TMC - OR - ANESTHESIA (2HP) | MHHS-TMC |  | Monitor, Respiration, Apnea |  | 069-37551 |  | TMC |  | TMC - OR - ANESTHESIA (2HP) | [5 empty] | MONITORS, BEDSIDE, RESPIRATION, VENTILATION/APNEA |  | MONITORRESPIRATIONAPNEA-Resp Motion-ExSpiron 1Xi | MONITORRESPIRATIONAPNEA | ExSpiron 1Xi |  |  |  | Resp Motion | Monitor, Respiration, Apnea |  |  | MONITORRESPIRATIONAPNEA-Resp Motion-ExSpiron 1Xi |  |  |  | Covered PM Repair - Biomedical | MHHS-TMC
NO | NO |  |  |  | 069-37552 |  | RESPIRATORY MOTION, INC | EXSPIRON 1XI |  | (21)10-01424 | TMC - OR - ANESTHESIA (2HP) | MHHS-TMC |  | Monitor, Respiration, Apnea |  | 069-37552 |  | TMC |  | TMC - OR - ANESTHESIA (2HP) | [5 empty] | MONITORS, BEDSIDE, RESPIRATION, VENTILATION/APNEA |  | MONITORRESPIRATIONAPNEA-Resp Motion-ExSpiron 1Xi | MONITORRESPIRATIONAPNEA | ExSpiron 1Xi |  |  |  | Resp Motion | Monitor, Respiration, Apnea |  |  | MONITORRESPIRATIONAPNEA-Resp Motion-ExSpiron 1Xi |  |  |  | Covered PM Repair - Biomedical | MHHS-TMC
NO | NO |  |  |  | 069-37553 |  | RESPIRATORY MOTION, INC | EXSPIRON 1XI |  | (21)10-01425 | TMC - OR - ANESTHESIA (2HP) | MHHS-TMC |  | Monitor, Respiration, Apnea |  | 069-37553 |  | TMC |  | TMC - OR - ANESTHESIA (2HP) | [5 empty] | MONITORS, BEDSIDE, RESPIRATION, VENTILATION/APNEA |  | MONITORRESPIRATIONAPNEA-Resp Motion-ExSpiron 1Xi | MONITORRESPIRATIONAPNEA | ExSpiron 1Xi |  |  |  | Resp Motion | Monitor, Respiration, Apnea |  |  | MONITORRESPIRATIONAPNEA-Resp Motion-ExSpiron 1Xi |  |  |  | Covered PM Repair - Biomedical | MHHS-TMC
NO | NO |  |  |  | 069-37554 |  | RESPIRATORY MOTION, INC | EXSPIRON 1XI |  | (21)10-01426 | TMC - OR - ANESTHESIA (2HP) | MHHS-TMC |  | Monitor, Respiration, Apnea |  | 069-37554 |  | TMC |  | TMC - OR - ANESTHESIA (2HP) | [5 empty] | MONITORS, BEDSIDE, RESPIRATION, VENTILATION/APNEA |  | MONITORRESPIRATIONAPNEA-Resp Motion-ExSpiron 1Xi | MONITORRESPIRATIONAPNEA | ExSpiron 1Xi |  |  |  | Resp Motion | Monitor, Respiration, Apnea |  |  | MONITORRESPIRATIONAPNEA-Resp Motion-ExSpiron 1Xi |  |  |  | Covered PM Repair - Biomedical | MHHS-TMC
NO | NO |  |  |  | 069-37555 |  | RESPIRATORY MOTION, INC | EXSPIRON 1XI |  | (21)10-01427 | TMC - OR - ANESTHESIA (2HP) | MHHS-TMC |  | Monitor, Respiration, Apnea |  | 069-37555 |  | TMC |  | TMC - OR - ANESTHESIA (2HP) | [5 empty] | MONITORS, BEDSIDE, RESPIRATION, VENTILATION/APNEA |  | MONITORRESPIRATIONAPNEA-Resp Motion-ExSpiron 1Xi | MONITORRESPIRATIONAPNEA | ExSpiron 1Xi |  |  |  | Resp Motion | Monitor, Respiration, Apnea |  |  | MONITORRESPIRATIONAPNEA-Resp Motion-ExSpiron 1Xi |  |  |  | Covered PM Repair - Biomedical | MHHS-TMC
NO | NO |  |  |  | 069-37556 |  | RESPIRATORY MOTION, INC | EXSPIRON 1XI |  | (21)10-01429 | TMC - OR - ANESTHESIA (2HP) | MHHS-TMC |  | Monitor, Respiration, Apnea |  | 069-37556 |  | TMC |  | TMC - OR - ANESTHESIA (2HP) | [5 empty] | MONITORS, BEDSIDE, RESPIRATION, VENTILATION/APNEA |  | MONITORRESPIRATIONAPNEA-Resp Motion-ExSpiron 1Xi | MONITORRESPIRATIONAPNEA | ExSpiron 1Xi |  |  |  | Resp Motion | Monitor, Respiration, Apnea |  |  | MONITORRESPIRATIONAPNEA-Resp Motion-ExSpiron 1Xi |  |  |  | Covered PM Repair - Biomedical | MHHS-TMC
NO | NO |  |  |  | 069-37557 |  | RESPIRATORY MOTION, INC | EXSPIRON 1XI |  | (21)10-01430 | TMC - OR - ANESTHESIA (2HP) | MHHS-TMC |  | Monitor, Respiration, Apnea |  | 069-37557 |  | TMC |  | TMC - OR - ANESTHESIA (2HP) | [5 empty] | MONITORS, BEDSIDE, RESPIRATION, VENTILATION/APNEA |  | MONITORRESPIRATIONAPNEA-Resp Motion-ExSpiron 1Xi | MONITORRESPIRATIONAPNEA | ExSpiron 1Xi |  |  |  | Resp Motion | Monitor, Respiration, Apnea |  |  | MONITORRESPIRATIONAPNEA-Resp Motion-ExSpiron 1Xi |  |  |  | Covered PM Repair - Biomedical | MHHS-TMC
NO | NO |  |  |  | 069-37558 |  | RESPIRATORY MOTION, INC | EXSPIRON 1XI |  | (21)10-01431 | TMC - OR - ANESTHESIA (2HP) | MHHS-TMC |  | Monitor, Respiration, Apnea |  | 069-37558 |  | TMC |  | TMC - OR - ANESTHESIA (2HP) | [5 empty] | MONITORS, BEDSIDE, RESPIRATION, VENTILATION/APNEA |  | MONITORRESPIRATIONAPNEA-Resp Motion-ExSpiron 1Xi | MONITORRESPIRATIONAPNEA | ExSpiron 1Xi |  |  |  | Resp Motion | Monitor, Respiration, Apnea |  |  | MONITORRESPIRATIONAPNEA-Resp Motion-ExSpiron 1Xi |  |  |  | Covered PM Repair - Biomedical | MHHS-TMC
NO | NO |  |  |  | 069-37559 |  | RESPIRATORY MOTION, INC | EXSPIRON 1XI |  | (21)10-01433 | TMC - OR - ANESTHESIA (2HP) | MHHS-TMC |  | Monitor, Respiration, Apnea |  | 069-37559 |  | TMC |  | TMC - OR - ANESTHESIA (2HP) | [5 empty] | MONITORS, BEDSIDE, RESPIRATION, VENTILATION/APNEA |  | MONITORRESPIRATIONAPNEA-Resp Motion-ExSpiron 1Xi | MONITORRESPIRATIONAPNEA | ExSpiron 1Xi |  |  |  | Resp Motion | Monitor, Respiration, Apnea |  |  | MONITORRESPIRATIONAPNEA-Resp Motion-ExSpiron 1Xi |  |  |  | Covered PM Repair - Biomedical | MHHS-TMC
NO | NO |  |  |  | 069-37560 |  | RESPIRATORY MOTION, INC | EXSPIRON 1XI |  | (21)10-01434 | TMC - OR - ANESTHESIA (2HP) | MHHS-TMC |  | Monitor, Respiration, Apnea |  | 069-37560 |  | TMC |  | TMC - OR - ANESTHESIA (2HP) | [5 empty] | MONITORS, BEDSIDE, RESPIRATION, VENTILATION/APNEA |  | MONITORRESPIRATIONAPNEA-Resp Motion-ExSpiron 1Xi | MONITORRESPIRATIONAPNEA | ExSpiron 1Xi |  |  |  | Resp Motion | Monitor, Respiration, Apnea |  |  | MONITORRESPIRATIONAPNEA-Resp Motion-ExSpiron 1Xi |  |  |  | Covered PM Repair - Biomedical | MHHS-TMC
NO | NO |  |  |  | 069-40090 |  | RESPIRATORY MOTION, INC | EXSPIRON 1XI |  | (21)10-01411 | TMC - OR - ANESTHESIA (2HP) | MHHS-TMC |  | Monitor, Respiration, Apnea |  | 069-40090 |  | TMC |  | TMC - OR - ANESTHESIA (2HP) | [5 empty] | MONITORS, BEDSIDE, RESPIRATION, VENTILATION/APNEA |  | MONITORRESPIRATIONAPNEA-Resp Motion-ExSpiron 1Xi | MONITORRESPIRATIONAPNEA | ExSpiron 1Xi |  |  |  | Resp Motion | Monitor, Respiration, Apnea |  |  | MONITORRESPIRATIONAPNEA-Resp Motion-ExSpiron 1Xi |  |  |  | Covered PM Repair - Biomedical | MHHS-TMC
NO | NO |  |  |  | 069-44261 |  | RESPIRATORY MOTION, INC | EXSPIRON 1XI |  | (21)10-01338R | TMC - OR - ANESTHESIA (2HP) | MHHS-TMC |  | Monitor, Respiration, Apnea |  | 069-44261 |  | TMC |  | TMC - OR - ANESTHESIA (2HP) | [5 empty] | MONITORS, BEDSIDE, RESPIRATION, VENTILATION/APNEA |  | MONITORRESPIRATIONAPNEA-Resp Motion-ExSpiron 1Xi | MONITORRESPIRATIONAPNEA | ExSpiron 1Xi |  |  |  | Resp Motion | Monitor, Respiration, Apnea |  |  | MONITORRESPIRATIONAPNEA-Resp Motion-ExSpiron 1Xi |  |  |  | Covered PM Repair - Biomedical | MHHS-TMC
NO | YES |  |  |  | 151-02025 | 151-02025 | Respiratory Technologies Inc. | INCOURAGE SYSTEM |  | UE1823016 | CY-Respiratory Care Services | MHHS-Cypress |  | Percussor, Accoustical Frequency |  | 151-02025 | 151-02025 | Northwest | MHHS-Cypress | CY-Respiratory Care Services | M3 380 storage room | 8/1/19 | 8/1/20 |  |  | AIR-WAY CLEARANCE UNIT, HIGH-FREQUENCY CHEST WALL | Percussor, Accoustical Frequency | PERCUSSORACCFREQ-RespirTech-inCourage ICS-1 | PERCUSSORACCFREQ | inCourage ICS-1 |  |  |  | RespirTech | Percussor, Accoustical Frequency |  |  | PERCUSSORACCFREQ-RespirTech-inCourage ICS-1 | 11/8/20 |  |  | Not Covered Vendor Only - Biomedical | MHHS-Cypress | [8 empty] | PERCUSSORACCFREQ | Percussor, Accoustical Frequency | RespirTech
NO | YES |  |  |  | 151-03496 | 151-03496 | Respiratory Technologies Inc. | INCOURAGE SYSTEM |  | UE1829180 | CY-Respiratory Care Services | MHHS-Cypress |  | Percussor, Accoustical Frequency |  | 151-03496 | 151-03496 | Northwest | MHHS-Cypress | CY-Respiratory Care Services | Room 415 | 12/1/19 | 12/1/20 |  |  | AIR-WAY CLEARANCE UNIT, HIGH-FREQUENCY CHEST WALL | Percussor, Accoustical Frequency | PERCUSSORACCFREQ-RespirTech-inCourage ICS-1 | PERCUSSORACCFREQ | inCourage ICS-1 |  |  |  | RespirTech | Percussor, Accoustical Frequency |  |  | PERCUSSORACCFREQ-RespirTech-inCourage ICS-1 | 11/8/20 |  |  | Not Covered Vendor Only - Biomedical | MHHS-Cypress | [8 empty] | PERCUSSORACCFREQ | Percussor, Accoustical Frequency | RespirTech
NO | YES |  |  |  | 151-03575 | 151-03575 | Respiratory Technologies Inc. | INCOURAGE SYSTEM |  | UE1829830 | CY-ICU | MHHS-Cypress |  | Percussor, Accoustical Frequency |  | 151-03575 | 151-03575 | Northwest | MHHS-Cypress | CY-ICU | ICU 13 | 12/1/19 | 12/1/20 |  |  | AIR-WAY CLEARANCE UNIT, HIGH-FREQUENCY CHEST WALL | Percussor, Accoustical Frequency | PERCUSSORACCFREQ-RespirTech-inCourage ICS-1 | PERCUSSORACCFREQ | inCourage ICS-1 |  |  |  | RespirTech | Percussor, Accoustical Frequency |  |  | PERCUSSORACCFREQ-RespirTech-inCourage ICS-1 | 11/8/20 |  |  | Not Covered Vendor Only - Biomedical | MHHS-Cypress | [8 empty] | PERCUSSORACCFREQ | Percussor, Accoustical Frequency | RespirTech
NO | YES |  |  |  | 009-33551 | 009-33551 | Respiratory Technologies Inc. | INCOURAGE SYSTEM |  | UE1824859 | GH-Respiratory | MHHS-Greater Heights |  | Percussor, Accoustical Frequency |  | 009-33551 | 009-33551 | Central | MHHS-Greater Heights | GH-Respiratory | CV ICU | 9/1/19 |  |  |  | AIR-WAY CLEARANCE UNIT, HIGH-FREQUENCY CHEST WALL | Percussor, Accoustical Frequency | PERCUSSORACCFREQ-RespirTech-inCourage ICS-1 | PERCUSSORACCFREQ | inCourage ICS-1 |  |  |  | RespirTech | Percussor, Accoustical Frequency |  |  | PERCUSSORACCFREQ-RespirTech-inCourage ICS-1 | 11/8/20 |  |  | Not Covered Vendor Only - Biomedical | MHHS-Greater Heights | [8 empty] | PERCUSSORACCFREQ | Percussor, Accoustical Frequency | RespirTech
NO | YES |  |  |  | 009-33552 | 009-33552 | Respiratory Technologies Inc. | INCOURAGE SYSTEM |  | UE1824130 | GH-Respiratory | MHHS-Greater Heights |  | Percussor, Accoustical Frequency |  | 009-33552 | 009-33552 | Central | MHHS-Greater Heights | GH-Respiratory | Respiratory | 9/1/19 |  | 9/1/20 |  | AIR-WAY CLEARANCE UNIT, HIGH-FREQUENCY CHEST WALL | Percussor, Accoustical Frequency | PERCUSSORACCFREQ-RespirTech-inCourage ICS-1 | PERCUSSORACCFREQ | inCourage ICS-1 |  |  |  | RespirTech | Percussor, Accoustical Frequency |  |  | PERCUSSORACCFREQ-RespirTech-inCourage ICS-1 | 11/8/20 |  |  | Not Covered Vendor Only - Biomedical | MHHS-Greater Heights | [8 empty] | PERCUSSORACCFREQ | Percussor, Accoustical Frequency | RespirTech
NO | YES |  |  |  | 009-33554 | 009-33554 | Respiratory Technologies Inc. | INCOURAGE SYSTEM |  | UE1823872 | GH-Respiratory | MHHS-Greater Heights |  | Percussor, Accoustical Frequency |  | 009-33554 | 009-33554 | Central | MHHS-Greater Heights | GH-Respiratory | Respiratory | 9/1/19 |  | 9/1/20 |  | AIR-WAY CLEARANCE UNIT, HIGH-FREQUENCY CHEST WALL | Percussor, Accoustical Frequency | PERCUSSORACCFREQ-RespirTech-inCourage ICS-1 | PERCUSSORACCFREQ | inCourage ICS-1 |  |  |  | RespirTech | Percussor, Accoustical Frequency |  |  | PERCUSSORACCFREQ-RespirTech-inCourage ICS-1 | 11/8/20 |  |  | Not Covered Vendor Only - Biomedical | MHHS-Greater Heights | [8 empty] | PERCUSSORACCFREQ | Percussor, Accoustical Frequency | RespirTech
NO | YES |  |  |  | 009-33712 | 009-33712 | Respiratory Technologies Inc. | INCOURAGE SYSTEM |  | UE1820532 | GH-Respiratory | MHHS-Greater Heights |  | Percussor, Accoustical Frequency |  | 009-33712 | 009-33712 | Central | MHHS-Greater Heights | GH-Respiratory | Respiratory | 9/1/19 |  | 9/1/20 |  | AIR-WAY CLEARANCE UNIT, HIGH-FREQUENCY CHEST WALL | Percussor, Accoustical Frequency | PERCUSSORACCFREQ-RespirTech-inCourage ICS-1 | PERCUSSORACCFREQ | inCourage ICS-1 |  |  |  | RespirTech | Percussor, Accoustical Frequency |  |  | PERCUSSORACCFREQ-RespirTech-inCourage ICS-1 | 11/8/20 |  |  | Not Covered Vendor Only - Biomedical | MHHS-Greater Heights | [8 empty] | PERCUSSORACCFREQ | Percussor, Accoustical Frequency | RespirTech
NO | YES |  |  |  | 009-34629 | 009-34629 | Respiratory Technologies Inc. | INCOURAGE SYSTEM |  | UE1821941 | GH - RESPIRATORY | MHHS-Greater Heights |  | Percussor, Accoustical Frequency |  | 009-34629 | 009-34629 | Central | Memorial Hermann Greater Heights Hospital | GH - RESPIRATORY | GH - Respiratory storage |  |  |  |  | AIR-WAY CLEARANCE UNIT, HIGH-FREQUENCY CHEST WALL |  | PERCUSSORACCFREQ-RespirTech-inCourage ICS-1 | PERCUSSORACCFREQ | inCourage ICS-1 |  |  |  | RespirTech | Percussor, Accoustical Frequency |  |  | PERCUSSORACCFREQ-RespirTech-inCourage ICS-1 |  |  |  | Not Covered Vendor Only - Biomedical | MHHS-Greater Heights
NO | YES |  |  |  | 133-10291 | 133-10291 | Respiratory Technologies Inc. | INCOURAGE SYSTEM |  | UE1820215 | Katy-Med/Surg 5th Floor | MHHS-Katy |  | Percussor, Accoustical Frequency |  | 133-10291 | 133-10291 | Katy | MHHS-Katy | Katy-Med/Surg 5th Floor | Room 506 | 1/1/20 | 7/1/20 |  |  | AIR-WAY CLEARANCE UNIT, HIGH-FREQUENCY CHEST WALL | Percussor, Accoustical Frequency | PERCUSSORACCFREQ-RespirTech-inCourage ICS-1 | PERCUSSORACCFREQ | inCourage ICS-1 |  |  |  | RespirTech | Percussor, Accoustical Frequency |  |  | PERCUSSORACCFREQ-RespirTech-inCourage ICS-1 | 11/8/20 |  |  | Not Covered Vendor Only - Biomedical | MHHS-Katy | [8 empty] | PERCUSSORACCFREQ | Percussor, Accoustical Frequency | RespirTech
NO | YES |  |  |  | 133-10320 | 133-10320 | Respiratory Technologies Inc. | INCOURAGE SYSTEM |  | UE1701119 | Katy-Respiratory | MHHS-Katy |  | Percussor, Accoustical Frequency |  | 133-10320 | 133-10320 | Katy | MHHS-Katy | Katy-Respiratory | Respiratory equipment room in Imu | 1/1/20 | 1/1/21 |  |  | AIR-WAY CLEARANCE UNIT, HIGH-FREQUENCY CHEST WALL | Percussor, Accoustical Frequency | PERCUSSORACCFREQ-RespirTech-inCourage ICS-1 | PERCUSSORACCFREQ | inCourage ICS-1 |  |  |  | RespirTech | Percussor, Accoustical Frequency |  |  | PERCUSSORACCFREQ-RespirTech-inCourage ICS-1 | 11/8/20 |  |  | Not Covered Vendor Only - Biomedical | MHHS-Katy | [8 empty] | PERCUSSORACCFREQ | Percussor, Accoustical Frequency | RespirTech
NO | YES |  |  |  | 133-10321 | 133-10321 | Respiratory Technologies Inc. | INCOURAGE SYSTEM |  | UE1724818 | Katy-Med/Surg 6th Floor | MHHS-Katy |  | Percussor, Accoustical Frequency |  | 133-10321 | 133-10321 | Katy | MHHS-Katy | Katy-Med/Surg 6th Floor | W6:160.2 Respiratory Therapy storage | 10/1/18 | 10/1/19 |  |  | AIR-WAY CLEARANCE UNIT, HIGH-FREQUENCY CHEST WALL | Percussor, Accoustical Frequency | PERCUSSORACCFREQ-RespirTech-inCourage ICS-1 | PERCUSSORACCFREQ | inCourage ICS-1 |  |  |  | RespirTech | Percussor, Accoustical Frequency |  |  | PERCUSSORACCFREQ-RespirTech-inCourage ICS-1 | 11/8/20 |  |  | Not Covered Vendor Only - Biomedical | MHHS-Katy | [8 empty] | PERCUSSORACCFREQ | Percussor, Accoustical Frequency | RespirTech
NO | YES |  |  |  | 133-10322 | 133-10322 | Respiratory Technologies Inc. | INCOURAGE SYSTEM |  | UE1820775 | Katy-Med/Surg 6th Floor | MHHS-Katy |  | Percussor, Accoustical Frequency |  | 133-10322 | 133-10322 | Katy | MHHS-Katy | Katy-Med/Surg 6th Floor |  | 10/1/18 | 10/1/19 |  |  | AIR-WAY CLEARANCE UNIT, HIGH-FREQUENCY CHEST WALL | Percussor, Accoustical Frequency | PERCUSSORACCFREQ-RespirTech-inCourage ICS-1 | PERCUSSORACCFREQ | inCourage ICS-1 |  |  |  | RespirTech | Percussor, Accoustical Frequency |  |  | PERCUSSORACCFREQ-RespirTech-inCourage ICS-1 | 11/8/20 |  |  | Not Covered Vendor Only - Biomedical | MHHS-Katy | [8 empty] | PERCUSSORACCFREQ | Percussor, Accoustical Frequency | RespirTech
NO | YES |  |  |  | 041-32611 | 041-32611 | Respiratory Technologies Inc. | INCOURAGE SYSTEM |  | UE1725758 | Respiratory Departmet | MHHS-Mem City |  | Percussor, Accoustical Frequency |  | 041-32611 | 041-32611 | West | Memorial Hermann - Memorial City | Respiratory Departmet | Respiratory Department Room MH520 |  |  |  |  | AIR-WAY CLEARANCE UNIT, HIGH-FREQUENCY CHEST WALL |  | PERCUSSORACCFREQ-RespirTech-inCourage ICS-1 | PERCUSSORACCFREQ | inCourage ICS-1 |  |  |  | RespirTech | Percussor, Accoustical Frequency |  |  | PERCUSSORACCFREQ-RespirTech-inCourage ICS-1 |  |  |  | Not Covered Vendor Only - Biomedical | MHHS-Mem City
NO | YES |  |  |  | 041-32614 | 041-32614 | Respiratory Technologies Inc. | INCOURAGE SYSTEM |  | UE1820629 | Respiratory Departmet | MHHS-Mem City |  | Percussor, Accoustical Frequency |  | 041-32614 | 041-32614 | West | Memorial Hermann - Memorial City | Respiratory Departmet | Respiratory Department Room MH520 |  |  |  |  | AIR-WAY CLEARANCE UNIT, HIGH-FREQUENCY CHEST WALL |  | PERCUSSORACCFREQ-RespirTech-inCourage ICS-1 | PERCUSSORACCFREQ | inCourage ICS-1 |  |  |  | RespirTech | Percussor, Accoustical Frequency |  |  | PERCUSSORACCFREQ-RespirTech-inCourage ICS-1 |  |  |  | Not Covered Vendor Only - Biomedical | MHHS-Mem City
NO | YES |  |  |  | 041-32616 | 041-32616 | Respiratory Technologies Inc. | INCOURAGE SYSTEM |  | UE1723620 | Respiratory Departmet | MHHS-Mem City |  | Percussor, Accoustical Frequency |  | 041-32616 | 041-32616 | West | Memorial Hermann - Memorial City | Respiratory Departmet | Respiratory Department Room MH520 |  |  |  |  | AIR-WAY CLEARANCE UNIT, HIGH-FREQUENCY CHEST WALL |  | PERCUSSORACCFREQ-RespirTech-inCourage ICS-1 | PERCUSSORACCFREQ | inCourage ICS-1 |  |  |  | RespirTech | Percussor, Accoustical Frequency |  |  | PERCUSSORACCFREQ-RespirTech-inCourage ICS-1 |  |  |  | Not Covered Vendor Only - Biomedical | MHHS-Mem City
NO | YES |  |  |  | 041-32617 | 041-32617 | Respiratory Technologies Inc. | INCOURAGE SYSTEM |  | UE1725040 | MEMORIAL CITY - RESPIRATORY | MHHS-Mem City |  | Percussor, Accoustical Frequency |  | 041-32617 | 041-32617 | West | Memorial Hermann Memorial City Medical Center | MEMORIAL CITY - RESPIRATORY | MH5 220.15 Supply Room |  |  |  |  | AIR-WAY CLEARANCE UNIT, HIGH-FREQUENCY CHEST WALL |  | PERCUSSORACCFREQ-RespirTech-inCourage ICS-1 | PERCUSSORACCFREQ | inCourage ICS-1 |  |  |  | RespirTech | Percussor, Accoustical Frequency |  |  | PERCUSSORACCFREQ-RespirTech-inCourage ICS-1 |  |  |  | Not Covered Vendor Only - Biomedical | MHHS-Mem City
NO | YES |  |  |  | 041-32717 | 041-32717 | Respiratory Technologies Inc. | INCOURAGE SYSTEM |  | UE1723614 | Respiratory Departmet | MHHS-Mem City |  | Percussor, Accoustical Frequency |  | 041-32717 | 041-32717 | West | Memorial Hermann - Memorial City | Respiratory Departmet | Respiratory Department Room MH520 |  |  |  |  | AIR-WAY CLEARANCE UNIT, HIGH-FREQUENCY CHEST WALL |  | PERCUSSORACCFREQ-RespirTech-inCourage ICS-1 | PERCUSSORACCFREQ | inCourage ICS-1 |  |  |  | RespirTech | Percussor, Accoustical Frequency |  |  | PERCUSSORACCFREQ-RespirTech-inCourage ICS-1 |  |  |  | Not Covered Vendor Only - Biomedical | MHHS-Mem City
NO | YES |  |  |  | 142-07396 | 142-07396 | Respiratory Technologies Inc. | INCOURAGE SYSTEM |  | UE1722579 | NE-Respiratory | MHHS-Northeast |  | Percussor, Accoustical Frequency |  | 142-07396 | 142-07396 | Katy | MHHS-Northeast | NE-Respiratory |  | 8/1/19 |  |  | No pm needed. | AIR-WAY CLEARANCE UNIT, HIGH-FREQUENCY CHEST WALL | Percussor, Accoustical Frequency | PERCUSSORACCFREQ-RespirTech-inCourage ICS-1 | PERCUSSORACCFREQ | inCourage ICS-1 |  |  |  | RespirTech | Percussor, Accoustical Frequency |  |  | PERCUSSORACCFREQ-RespirTech-inCourage ICS-1 | 11/8/20 |  |  | Not Covered Vendor Only - Biomedical | MHHS-Northeast | [8 empty] | PERCUSSORACCFREQ | Percussor, Accoustical Frequency | RespirTech
NO | YES |  |  |  | 142-07397 | 142-07397 | Respiratory Technologies Inc. | INCOURAGE SYSTEM |  | UE1820313 | NE-Respiratory | MHHS-Northeast |  | Percussor, Accoustical Frequency |  | 142-07397 | 142-07397 | Katy | MHHS-Northeast | NE-Respiratory |  | 8/1/19 |  |  | No pm needed. | AIR-WAY CLEARANCE UNIT, HIGH-FREQUENCY CHEST WALL | Percussor, Accoustical Frequency | PERCUSSORACCFREQ-RespirTech-inCourage ICS-1 | PERCUSSORACCFREQ | inCourage ICS-1 |  |  |  | RespirTech | Percussor, Accoustical Frequency |  |  | PERCUSSORACCFREQ-RespirTech-inCourage ICS-1 | 11/8/20 |  |  | Not Covered Vendor Only - Biomedical | MHHS-Northeast | [8 empty] | PERCUSSORACCFREQ | Percussor, Accoustical Frequency | RespirTech
NO | YES |  |  |  | 142-07398 | 142-07398 | Respiratory Technologies Inc. | INCOURAGE SYSTEM |  | UE1820862 | NE-Respiratory | MHHS-Northeast |  | Percussor, Accoustical Frequency |  | 142-07398 | 142-07398 | Katy | MHHS-Northeast | NE-Respiratory |  | 8/1/19 |  |  | No pm needed. | AIR-WAY CLEARANCE UNIT, HIGH-FREQUENCY CHEST WALL | Percussor, Accoustical Frequency | PERCUSSORACCFREQ-RespirTech-inCourage ICS-1 | PERCUSSORACCFREQ | inCourage ICS-1 |  |  |  | RespirTech | Percussor, Accoustical Frequency |  |  | PERCUSSORACCFREQ-RespirTech-inCourage ICS-1 | 11/8/20 |  |  | Not Covered Vendor Only - Biomedical | MHHS-Northeast | [8 empty] | PERCUSSORACCFREQ | Percussor, Accoustical Frequency | RespirTech
NO | YES |  |  |  | 142-07399 | 142-07399 | Respiratory Technologies Inc. | INCOURAGE SYSTEM |  | UE1724017 | NE-Respiratory | MHHS-Northeast |  | Percussor, Accoustical Frequency |  | 142-07399 | 142-07399 | Katy | MHHS-Northeast | NE-Respiratory |  | 6/1/18 | 6/1/19 |  |  | AIR-WAY CLEARANCE UNIT, HIGH-FREQUENCY CHEST WALL | Percussor, Accoustical Frequency | PERCUSSORACCFREQ-RespirTech-inCourage ICS-1 | PERCUSSORACCFREQ | inCourage ICS-1 |  |  |  | RespirTech | Percussor, Accoustical Frequency |  |  | PERCUSSORACCFREQ-RespirTech-inCourage ICS-1 | 11/8/20 |  |  | Not Covered Vendor Only - Biomedical | MHHS-Northeast | [8 empty] | PERCUSSORACCFREQ | Percussor, Accoustical Frequency | RespirTech
NO | YES |  |  |  | 142-07400 | 142-07400 | Respiratory Technologies Inc. | INCOURAGE SYSTEM |  | UE1721650 | NE-Respiratory | MHHS-Northeast |  | Percussor, Accoustical Frequency |  | 142-07400 | 142-07400 | Katy | MHHS-Northeast | NE-Respiratory |  | 6/1/18 |  |  | No pm needed. | AIR-WAY CLEARANCE UNIT, HIGH-FREQUENCY CHEST WALL | Percussor, Accoustical Frequency | PERCUSSORACCFREQ-RespirTech-inCourage ICS-1 | PERCUSSORACCFREQ | inCourage ICS-1 |  |  |  | RespirTech | Percussor, Accoustical Frequency |  |  | PERCUSSORACCFREQ-RespirTech-inCourage ICS-1 | 11/8/20 |  |  | Not Covered Vendor Only - Biomedical | MHHS-Northeast | [8 empty] | PERCUSSORACCFREQ | Percussor, Accoustical Frequency | RespirTech
NO | YES |  |  |  | 142-07401 | 142-07401 | Respiratory Technologies Inc. | INCOURAGE SYSTEM |  | UE1722711 | NE-Respiratory | MHHS-Northeast |  | Percussor, Accoustical Frequency |  | 142-07401 | 142-07401 | Katy | MHHS-Northeast | NE-Respiratory |  | 8/1/19 |  |  | No pm needed | AIR-WAY CLEARANCE UNIT, HIGH-FREQUENCY CHEST WALL | Percussor, Accoustical Frequency | PERCUSSORACCFREQ-RespirTech-inCourage ICS-1 | PERCUSSORACCFREQ | inCourage ICS-1 |  |  |  | RespirTech | Percussor, Accoustical Frequency |  |  | PERCUSSORACCFREQ-RespirTech-inCourage ICS-1 | 11/8/20 |  |  | Not Covered Vendor Only - Biomedical | MHHS-Northeast | [8 empty] | PERCUSSORACCFREQ | Percussor, Accoustical Frequency | RespirTech
NO | YES |  |  |  | 142-07402 | 142-07402 | Respiratory Technologies Inc. | INCOURAGE SYSTEM |  | UE1720015 | NE-Respiratory | MHHS-Northeast |  | Percussor, Accoustical Frequency |  | 142-07402 | 142-07402 | Katy | MHHS-Northeast | NE-Respiratory |  | 8/1/19 |  |  | No pm needed. | AIR-WAY CLEARANCE UNIT, HIGH-FREQUENCY CHEST WALL | Percussor, Accoustical Frequency | PERCUSSORACCFREQ-RespirTech-inCourage ICS-1 | PERCUSSORACCFREQ | inCourage ICS-1 |  |  |  | RespirTech | Percussor, Accoustical Frequency |  |  | PERCUSSORACCFREQ-RespirTech-inCourage ICS-1 | 11/8/20 |  |  | Not Covered Vendor Only - Biomedical | MHHS-Northeast | [8 empty] | PERCUSSORACCFREQ | Percussor, Accoustical Frequency | RespirTech
NO | YES |  |  |  | 142-07403 | 142-07403 | Respiratory Technologies Inc. | INCOURAGE SYSTEM |  | UE1821255 | NE-Respiratory | MHHS-Northeast |  | Percussor, Accoustical Frequency |  | 142-07403 | 142-07403 | Katy | MHHS-Northeast | NE-Respiratory |  | 6/1/18 |  |  | No pm needed. | AIR-WAY CLEARANCE UNIT, HIGH-FREQUENCY CHEST WALL | Percussor, Accoustical Frequency | PERCUSSORACCFREQ-RespirTech-inCourage ICS-1 | PERCUSSORACCFREQ | inCourage ICS-1 |  |  |  | RespirTech | Percussor, Accoustical Frequency |  |  | PERCUSSORACCFREQ-RespirTech-inCourage ICS-1 | 11/8/20 |  |  | Not Covered Vendor Only - Biomedical | MHHS-Northeast | [8 empty] | PERCUSSORACCFREQ | Percussor, Accoustical Frequency | RespirTech
NO | YES |  |  |  | 145-01213 | 145-01213 | Respiratory Technologies Inc. | INCOURAGE SYSTEM |  | UE1900290 | Pearland-Respiratory Therapy | MHHS-Pearland Hospital |  | Percussor, Accoustical Frequency |  | 145-01213 | 145-01213 | Pearland | MHHS-Pearland Hospital | Pearland-Respiratory Therapy | Res store room | 10/1/19 | 10/1/20 |  |  | AIR-WAY CLEARANCE UNIT, HIGH-FREQUENCY CHEST WALL | Percussor, Accoustical Frequency | PERCUSSORACCFREQ-RespirTech-inCourage ICS-1 | PERCUSSORACCFREQ | inCourage ICS-1 |  |  |  | RespirTech | Percussor, Accoustical Frequency |  |  | PERCUSSORACCFREQ-RespirTech-inCourage ICS-1 | 11/8/20 |  |  | Not Covered Vendor Only - Biomedical | MHHS-Pearland Hospital | [8 empty] | PERCUSSORACCFREQ | Percussor, Accoustical Frequency | RespirTech
NO | YES |  |  |  | 145-01333 | 145-01333 | Respiratory Technologies Inc. | INCOURAGE SYSTEM |  | UE1722038 | MH MG-(PL)-Pearland Multi-Specialty (Mp 2) | MHHS-Pearland Hospital |  | Percussor, Accoustical Frequency |  | 145-01333 | 145-01333 | Pearland | MHHS-MG | MH MG-(PL)-Pearland Multi-Specialty (Mp 2) | Multispecialty |  |  |  |  | AIR-WAY CLEARANCE UNIT, HIGH-FREQUENCY CHEST WALL | Percussor, Accoustical Frequency | PERCUSSORACCFREQ-RespirTech-inCourage ICS-1 | PERCUSSORACCFREQ | inCourage ICS-1 |  |  |  | RespirTech | Percussor, Accoustical Frequency |  |  | PERCUSSORACCFREQ-RespirTech-inCourage ICS-1 | 11/8/20 |  |  | Not Covered Vendor Only - Biomedical | MHHS-Pearland Hospital | [8 empty] | PERCUSSORACCFREQ | Percussor, Accoustical Frequency | RespirTech
NO | YES |  |  |  | 145-01334 | 145-01334 | Respiratory Technologies Inc. | INCOURAGE SYSTEM |  | UE1701712 | Pearland-Respiratory Therapy | MHHS-Pearland Hospital |  | Percussor, Accoustical Frequency |  | 145-01334 | 145-01334 | Pearland | MHHS-Pearland Hospital | Pearland-Respiratory Therapy | Res store room | 8/1/19 | 8/1/20 |  |  | AIR-WAY CLEARANCE UNIT, HIGH-FREQUENCY CHEST WALL | Percussor, Accoustical Frequency | PERCUSSORACCFREQ-RespirTech-inCourage ICS-1 | PERCUSSORACCFREQ | inCourage ICS-1 |  |  |  | RespirTech | Percussor, Accoustical Frequency |  |  | PERCUSSORACCFREQ-RespirTech-inCourage ICS-1 | 11/8/20 |  |  | Not Covered Vendor Only - Biomedical | MHHS-Pearland Hospital | [8 empty] | PERCUSSORACCFREQ | Percussor, Accoustical Frequency | RespirTech
NO | YES |  |  |  | 145-01335 | 145-01335 | Respiratory Technologies Inc. | INCOURAGE SYSTEM |  | UE1720972 | Pearland-Respiratory Therapy | MHHS-Pearland Hospital |  | Percussor, Accoustical Frequency |  | 145-01335 | 145-01335 | Pearland | MHHS-Pearland Hospital | Pearland-Respiratory Therapy | Clean scannables room | 8/1/19 | 8/1/20 |  |  | AIR-WAY CLEARANCE UNIT, HIGH-FREQUENCY CHEST WALL | Percussor, Accoustical Frequency | PERCUSSORACCFREQ-RespirTech-inCourage ICS-1 | PERCUSSORACCFREQ | inCourage ICS-1 |  |  |  | RespirTech | Percussor, Accoustical Frequency |  |  | PERCUSSORACCFREQ-RespirTech-inCourage ICS-1 | 11/8/20 |  |  | Not Covered Vendor Only - Biomedical | MHHS-Pearland Hospital | [8 empty] | PERCUSSORACCFREQ | Percussor, Accoustical Frequency | RespirTech
NO | YES |  |  |  | 145-01337 | 145-01337 | Respiratory Technologies Inc. | INCOURAGE SYSTEM |  | UE1701634 | Pearland-Respiratory Therapy | MHHS-Pearland Hospital |  | Percussor, Accoustical Frequency |  | 145-01337 | 145-01337 | Pearland | MHHS-Pearland Hospital | Pearland-Respiratory Therapy | Icu hallway | 8/1/19 | 8/1/20 |  |  | AIR-WAY CLEARANCE UNIT, HIGH-FREQUENCY CHEST WALL | Percussor, Accoustical Frequency | PERCUSSORACCFREQ-RespirTech-inCourage ICS-1 | PERCUSSORACCFREQ | inCourage ICS-1 |  |  |  | RespirTech | Percussor, Accoustical Frequency |  |  | PERCUSSORACCFREQ-RespirTech-inCourage ICS-1 | 11/8/20 |  |  | Not Covered Vendor Only - Biomedical | MHHS-Pearland Hospital | [8 empty] | PERCUSSORACCFREQ | Percussor, Accoustical Frequency | RespirTech
NO | YES |  |  |  | UE1721112 | 099-06304 | Respiratory Technologies Inc. | INCOURAGE SYSTEM |  | UE1721112 | SE-Respiratory | MHHS-Southeast |  | Percussor, Accoustical Frequency |  | UE1721112 | 099-06304 | Southeast | MHHS-Southeast | SE-Respiratory | Storage | 10/1/19 |  | 4/1/20 |  | AIR-WAY CLEARANCE UNIT, HIGH-FREQUENCY CHEST WALL |  | PERCUSSORACCFREQ-RespirTech-inCourage ICS-1 | PERCUSSORACCFREQ | inCourage ICS-1 |  |  |  | RespirTech | Percussor, Accoustical Frequency |  |  | PERCUSSORACCFREQ-RespirTech-inCourage ICS-1 | 11/19/20 |  |  | Not Covered Vendor Only - Biomedical | MHHS-Southeast
NO | YES | Asset Tag UE1724143 |  |  | UE1724143 | 099-07483 | Respiratory Technologies Inc. | INCOURAGE SYSTEM |  | UE1724143 | SE-Respiratory | MHHS-Southeast |  | Percussor, Accoustical Frequency |  | UE1724143 | 099-07483 | Southeast | MHHS-Southeast | SE-Respiratory | Storage | 10/1/19 |  | 10/1/20 |  | AIR-WAY CLEARANCE UNIT, HIGH-FREQUENCY CHEST WALL |  | PERCUSSORACCFREQ-RespirTech-inCourage ICS-1 | PERCUSSORACCFREQ | inCourage ICS-1 |  |  |  | RespirTech | Percussor, Accoustical Frequency |  |  | PERCUSSORACCFREQ-RespirTech-inCourage ICS-1 | 11/19/20 |  |  | Not Covered Vendor Only - Biomedical | MHHS-Southeast
NO | YES |  |  |  | UE1725036 | 099-06303 | Respiratory Technologies Inc. | INCOURAGE SYSTEM |  | UE1725036 | SE-Respiratory | MHHS-Southeast |  | Percussor, Accoustical Frequency |  | UE1725036 | 099-06303 | Southeast | MHHS-Southeast | SE-Respiratory | Storage | 10/1/19 |  | 4/1/20 |  | AIR-WAY CLEARANCE UNIT, HIGH-FREQUENCY CHEST WALL |  | PERCUSSORACCFREQ-RespirTech-inCourage ICS-1 | PERCUSSORACCFREQ | inCourage ICS-1 |  |  |  | RespirTech | Percussor, Accoustical Frequency |  |  | PERCUSSORACCFREQ-RespirTech-inCourage ICS-1 | 11/19/20 |  |  | Not Covered Vendor Only - Biomedical | MHHS-Southeast
NO | YES |  |  |  | UE1725095 | 099-07539 | Respiratory Technologies Inc. | INCOURAGE SYSTEM |  | UE1725095 | SE-Respiratory | MHHS-Southeast |  | Percussor, Accoustical Frequency |  | UE1725095 | 099-07539 | Southeast | MHHS-Southeast | SE-Respiratory |  | 7/1/19 |  |  |  | AIR-WAY CLEARANCE UNIT, HIGH-FREQUENCY CHEST WALL |  | PERCUSSORACCFREQ-RespirTech-inCourage ICS-1 | PERCUSSORACCFREQ | inCourage ICS-1 |  |  |  | RespirTech | Percussor, Accoustical Frequency |  |  | PERCUSSORACCFREQ-RespirTech-inCourage ICS-1 | 11/19/20 |  |  | Not Covered Vendor Only - Biomedical | MHHS-Southeast
NO | YES |  |  |  | UE1725845 | 099-07538 | Respiratory Technologies Inc. | INCOURAGE SYSTEM |  | UE1725845 | SE-Respiratory | MHHS-Southeast |  | Percussor, Accoustical Frequency |  | UE1725845 | 099-07538 | Southeast | MHHS-Southeast | SE-Respiratory |  | 10/1/19 |  |  |  | AIR-WAY CLEARANCE UNIT, HIGH-FREQUENCY CHEST WALL |  | PERCUSSORACCFREQ-RespirTech-inCourage ICS-1 | PERCUSSORACCFREQ | inCourage ICS-1 |  |  |  | RespirTech | Percussor, Accoustical Frequency |  |  | PERCUSSORACCFREQ-RespirTech-inCourage ICS-1 | 11/19/20 |  |  | Not Covered Vendor Only - Biomedical | MHHS-Southeast
NO | YES |  |  |  | UE1822211 | 099-07484 | Respiratory Technologies Inc. | INCOURAGE SYSTEM |  | UE1822211 | Respritory | MHHS-Southeast |  | Percussor, Accoustical Frequency |  | UE1822211 | 099-07484 | Southeast | Memorial Hermann Southeast Hospital | Respritory | Storage | 10/1/19 |  | 4/1/20 |  | AIR-WAY CLEARANCE UNIT, HIGH-FREQUENCY CHEST WALL |  | PERCUSSORACCFREQ-RespirTech-inCourage ICS-1 | PERCUSSORACCFREQ | inCourage ICS-1 |  |  |  | RespirTech | Percussor, Accoustical Frequency |  |  | PERCUSSORACCFREQ-RespirTech-inCourage ICS-1 | 11/8/20 |  |  | Not Covered Vendor Only - Biomedical | MHHS-Southeast
NO | YES |  |  |  | 013-38892 | 013-38892 | Respiratory Technologies Inc. | INCOURAGE SYSTEM |  | UE1724492 | SW-HVI-CV ICU | MHHS-Southwest |  | Percussor, Accoustical Frequency |  | 013-38892 | 013-38892 | Southwest | MHHS-Southwest | SW-HVI-CV ICU | Nurse Call | 10/1/19 |  | 4/1/20 |  | AIR-WAY CLEARANCE UNIT, HIGH-FREQUENCY CHEST WALL | Percussor, Accoustical Frequency | PERCUSSORACCFREQ-RespirTech-inCourage ICS-1 | PERCUSSORACCFREQ | inCourage ICS-1 |  |  |  | RespirTech | Percussor, Accoustical Frequency |  |  | PERCUSSORACCFREQ-RespirTech-inCourage ICS-1 | 11/8/20 |  |  | Not Covered Vendor Only - Biomedical | MHHS-Southwest | [8 empty] | PERCUSSORACCFREQ | Percussor, Accoustical Frequency | RespirTech
NO | YES |  |  |  | 013-38893 | 013-38893 | Respiratory Technologies Inc. | INCOURAGE SYSTEM |  | UE1725288 | SW-Respiratory | MHHS-Southwest |  | Percussor, Accoustical Frequency |  | 013-38893 | 013-38893 | Southwest | MHHS-Southwest | SW-Respiratory | Respiratory storage | 10/1/19 |  | 6/1/20 |  | AIR-WAY CLEARANCE UNIT, HIGH-FREQUENCY CHEST WALL | Percussor, Accoustical Frequency | PERCUSSORACCFREQ-RespirTech-inCourage ICS-1 | PERCUSSORACCFREQ | inCourage ICS-1 |  |  |  | RespirTech | Percussor, Accoustical Frequency |  |  | PERCUSSORACCFREQ-RespirTech-inCourage ICS-1 | 11/8/20 |  |  | Not Covered Vendor Only - Biomedical | MHHS-Southwest | [8 empty] | PERCUSSORACCFREQ | Percussor, Accoustical Frequency | RespirTech
NO | YES |  |  |  | 013-38894 | 013-38894 | Respiratory Technologies Inc. | INCOURAGE SYSTEM |  | UE1820885 | SW-HVI-CV ICU | MHHS-Southwest |  | Percussor, Accoustical Frequency |  | 013-38894 | 013-38894 | Southwest | MHHS-Southwest | SW-HVI-CV ICU | Respiratory storage | 10/1/19 |  | 4/1/20 |  | AIR-WAY CLEARANCE UNIT, HIGH-FREQUENCY CHEST WALL | Percussor, Accoustical Frequency | PERCUSSORACCFREQ-RespirTech-inCourage ICS-1 | PERCUSSORACCFREQ | inCourage ICS-1 |  |  |  | RespirTech | Percussor, Accoustical Frequency |  |  | PERCUSSORACCFREQ-RespirTech-inCourage ICS-1 | 11/8/20 |  |  | Not Covered Vendor Only - Biomedical | MHHS-Southwest | [8 empty] | PERCUSSORACCFREQ | Percussor, Accoustical Frequency | RespirTech
NO | YES |  |  |  | 013-38895 | 013-38895 | Respiratory Technologies Inc. | INCOURAGE SYSTEM |  | UE1723244 | SW-Respiratory | MHHS-Southwest |  | Percussor, Accoustical Frequency |  | 013-38895 | 013-38895 | Southwest | MHHS-Southwest | SW-Respiratory | Respiratory storage | 11/1/19 |  | 5/1/20 |  | AIR-WAY CLEARANCE UNIT, HIGH-FREQUENCY CHEST WALL | Percussor, Accoustical Frequency | PERCUSSORACCFREQ-RespirTech-inCourage ICS-1 | PERCUSSORACCFREQ | inCourage ICS-1 |  |  |  | RespirTech | Percussor, Accoustical Frequency |  |  | PERCUSSORACCFREQ-RespirTech-inCourage ICS-1 | 11/8/20 |  |  | Not Covered Vendor Only - Biomedical | MHHS-Southwest | [8 empty] | PERCUSSORACCFREQ | Percussor, Accoustical Frequency | RespirTech
NO | YES |  |  |  | 013-38896 | 013-38896 | Respiratory Technologies Inc. | INCOURAGE SYSTEM |  | UE1820909 | SW-Respiratory | MHHS-Southwest |  | Percussor, Accoustical Frequency |  | 013-38896 | 013-38896 | Southwest | MHHS-Southwest | SW-Respiratory | Respiratory storage | 12/1/19 |  | 12/1/20 |  | AIR-WAY CLEARANCE UNIT, HIGH-FREQUENCY CHEST WALL | Percussor, Accoustical Frequency | PERCUSSORACCFREQ-RespirTech-inCourage ICS-1 | PERCUSSORACCFREQ | inCourage ICS-1 |  |  |  | RespirTech | Percussor, Accoustical Frequency |  |  | PERCUSSORACCFREQ-RespirTech-inCourage ICS-1 | 11/8/20 |  |  | Not Covered Vendor Only - Biomedical | MHHS-Southwest | [8 empty] | PERCUSSORACCFREQ | Percussor, Accoustical Frequency | RespirTech
NO | YES |  |  |  | 013-38898 | 013-38898 | Respiratory Technologies Inc. | INCOURAGE SYSTEM |  | UE1820159 | SW-Med/Surg Floors | MHHS-Southwest |  | Percussor, Accoustical Frequency |  | 013-38898 | 013-38898 | Southwest | MHHS-Southwest | SW-Med/Surg Floors | Rm 948 | 10/1/19 |  | 10/1/20 |  | AIR-WAY CLEARANCE UNIT, HIGH-FREQUENCY CHEST WALL | Percussor, Accoustical Frequency | PERCUSSORACCFREQ-RespirTech-inCourage ICS-1 | PERCUSSORACCFREQ | inCourage ICS-1 |  |  |  | RespirTech | Percussor, Accoustical Frequency |  |  | PERCUSSORACCFREQ-RespirTech-inCourage ICS-1 | 11/8/20 |  |  | Not Covered Vendor Only - Biomedical | MHHS-Southwest | [8 empty] | PERCUSSORACCFREQ | Percussor, Accoustical Frequency | RespirTech
NO | YES |  |  |  | 013-38899 | 013-38899 | Respiratory Technologies Inc. | INCOURAGE SYSTEM |  | UE1723556 | SW-ICU-Neuro & Stroke | MHHS-Southwest |  | Percussor, Accoustical Frequency |  | 013-38899 | 013-38899 | Southwest | MHHS-Southwest | SW-ICU-Neuro & Stroke | Room H7 - ICU 47 | 3/1/19 |  | 3/1/20 |  | AIR-WAY CLEARANCE UNIT, HIGH-FREQUENCY CHEST WALL | Percussor, Accoustical Frequency | PERCUSSORACCFREQ-RespirTech-inCourage ICS-1 | PERCUSSORACCFREQ | inCourage ICS-1 |  |  |  | RespirTech | Percussor, Accoustical Frequency |  |  | PERCUSSORACCFREQ-RespirTech-inCourage ICS-1 | 11/8/20 |  |  | Not Covered Vendor Only - Biomedical | MHHS-Southwest | [8 empty] | PERCUSSORACCFREQ | Percussor, Accoustical Frequency | RespirTech
NO | YES |  |  |  | 013-38901 | 013-38901 | Respiratory Technologies Inc. | INCOURAGE SYSTEM |  | UE1822012 | SW-Respiratory | MHHS-Southwest |  | Percussor, Accoustical Frequency |  | 013-38901 | 013-38901 | Southwest | MHHS-Southwest | SW-Respiratory | Respiratory storage | 10/1/19 |  | 4/1/20 |  | AIR-WAY CLEARANCE UNIT, HIGH-FREQUENCY CHEST WALL | Percussor, Accoustical Frequency | PERCUSSORACCFREQ-RespirTech-inCourage ICS-1 | PERCUSSORACCFREQ | inCourage ICS-1 |  |  |  | RespirTech | Percussor, Accoustical Frequency |  |  | PERCUSSORACCFREQ-RespirTech-inCourage ICS-1 | 11/8/20 |  |  | Not Covered Vendor Only - Biomedical | MHHS-Southwest | [8 empty] | PERCUSSORACCFREQ | Percussor, Accoustical Frequency | RespirTech
NO | YES |  |  |  | 013-38902 | 013-38902 | Respiratory Technologies Inc. | INCOURAGE SYSTEM |  | UE1725440 | SW-Respiratory | MHHS-Southwest |  | Percussor, Accoustical Frequency |  | 013-38902 | 013-38902 | Southwest | MHHS-Southwest | SW-Respiratory | 2nd Floor Respiratory | 10/1/19 |  | 4/1/20 |  | AIR-WAY CLEARANCE UNIT, HIGH-FREQUENCY CHEST WALL | Percussor, Accoustical Frequency | PERCUSSORACCFREQ-RespirTech-inCourage ICS-1 | PERCUSSORACCFREQ | inCourage ICS-1 |  |  |  | RespirTech | Percussor, Accoustical Frequency |  |  | PERCUSSORACCFREQ-RespirTech-inCourage ICS-1 | 11/8/20 |  |  | Not Covered Vendor Only - Biomedical | MHHS-Southwest | [8 empty] | PERCUSSORACCFREQ | Percussor, Accoustical Frequency | RespirTech
NO | YES |  |  |  | 013-38903 | 013-38903 | Respiratory Technologies Inc. | INCOURAGE SYSTEM |  | UE1820300 | SW-Respiratory | MHHS-Southwest |  | Percussor, Accoustical Frequency |  | 013-38903 | 013-38903 | Southwest | MHHS-Southwest | SW-Respiratory | 2nd Floor Respiratory | 11/1/19 |  |  |  | AIR-WAY CLEARANCE UNIT, HIGH-FREQUENCY CHEST WALL | Percussor, Accoustical Frequency | PERCUSSORACCFREQ-RespirTech-inCourage ICS-1 | PERCUSSORACCFREQ | inCourage ICS-1 |  |  |  | RespirTech | Percussor, Accoustical Frequency |  |  | PERCUSSORACCFREQ-RespirTech-inCourage ICS-1 | 11/8/20 |  |  | Not Covered Vendor Only - Biomedical | MHHS-Southwest | [8 empty] | PERCUSSORACCFREQ | Percussor, Accoustical Frequency | RespirTech
NO | YES |  |  |  | 013-38905 | 013-38905 | Respiratory Technologies Inc. | INCOURAGE SYSTEM |  | UE1725235 | SW-Respiratory | MHHS-Southwest |  | Percussor, Accoustical Frequency |  | 013-38905 | 013-38905 | Southwest | MHHS-Southwest | SW-Respiratory | Respiratory storage | 10/1/19 |  | 10/1/20 |  | AIR-WAY CLEARANCE UNIT, HIGH-FREQUENCY CHEST WALL | Percussor, Accoustical Frequency | PERCUSSORACCFREQ-RespirTech-inCourage ICS-1 | PERCUSSORACCFREQ | inCourage ICS-1 |  |  |  | RespirTech | Percussor, Accoustical Frequency |  |  | PERCUSSORACCFREQ-RespirTech-inCourage ICS-1 | 11/8/20 |  |  | Not Covered Vendor Only - Biomedical | MHHS-Southwest | [8 empty] | PERCUSSORACCFREQ | Percussor, Accoustical Frequency | RespirTech
NO | YES |  |  |  | 241-02816 | 241-02816 | Respiratory Technologies Inc. | INCOURAGE SYSTEM |  | UE1821068 | TIRR-Respiratory | MHHS-TIRR |  | Percussor, Accoustical Frequency |  | 241-02816 | 241-02816 | TMC | MHHS-Others | TIRR-Respiratory | Respiratory Storage | 9/1/19 |  |  | One Time Inspection Sticker | AIR-WAY CLEARANCE UNIT, HIGH-FREQUENCY CHEST WALL | Percussor, Accoustical Frequency | PERCUSSORACCFREQ-RespirTech-inCourage ICS-1 | PERCUSSORACCFREQ | inCourage ICS-1 |  |  |  | RespirTech | Percussor, Accoustical Frequency |  |  | PERCUSSORACCFREQ-RespirTech-inCourage ICS-1 | 11/8/20 |  |  | Not Covered Vendor Only - Biomedical | MHHS-TIRR | [8 empty] | PERCUSSORACCFREQ | Percussor, Accoustical Frequency | RespirTech
NO | YES |  |  |  | 241-02817 | 241-02817 | Respiratory Technologies Inc. | INCOURAGE SYSTEM |  | UE1823545 | TIRR-Respiratory | MHHS-TIRR |  | Percussor, Accoustical Frequency |  | 241-02817 | 241-02817 | TMC | MHHS-Others | TIRR-Respiratory | Respiratory storage | 9/1/19 |  |  |  | AIR-WAY CLEARANCE UNIT, HIGH-FREQUENCY CHEST WALL | Percussor, Accoustical Frequency | PERCUSSORACCFREQ-RespirTech-inCourage ICS-1 | PERCUSSORACCFREQ | inCourage ICS-1 |  |  |  | RespirTech | Percussor, Accoustical Frequency |  |  | PERCUSSORACCFREQ-RespirTech-inCourage ICS-1 | 11/8/20 |  |  | Not Covered Vendor Only - Biomedical | MHHS-TIRR | [8 empty] | PERCUSSORACCFREQ | Percussor, Accoustical Frequency | RespirTech
NO | YES |  |  |  | 069-42558 | 069-42558 | Respiratory Technologies Inc. | INCOURAGE SYSTEM |  | UE1702120 | TMC-HVI-CCU (4Hvi) | MHHS-TMC |  | Percussor, Accoustical Frequency |  | 069-42558 | 069-42558 | TMC | MHHS-TMC | TMC-HVI-CCU (4Hvi) |  | 8/1/19 |  | 2/1/20 | PM Past Due | AIR-WAY CLEARANCE UNIT, HIGH-FREQUENCY CHEST WALL | Percussor, Accoustical Frequency | PERCUSSORACCFREQ-RespirTech-inCourage ICS-1 | PERCUSSORACCFREQ | inCourage ICS-1 |  |  |  | RespirTech | Percussor, Accoustical Frequency |  |  | PERCUSSORACCFREQ-RespirTech-inCourage ICS-1 | 11/19/20 |  |  | Not Covered Vendor Only - Biomedical | MHHS-TMC | [8 empty] | PERCUSSORACCFREQ | Percussor, Accoustical Frequency | RespirTech
NO | YES |  |  |  | 069-42560 | 069-42560 | Respiratory Technologies Inc. | INCOURAGE SYSTEM |  | UE1721352 | TMC-Respiratory-Adult | MHHS-TMC |  | Percussor, Accoustical Frequency |  | 069-42560 | 069-42560 | TMC | MHHS-TMC | TMC-Respiratory-Adult | Resp | 2/1/20 |  | 8/1/20 |  | AIR-WAY CLEARANCE UNIT, HIGH-FREQUENCY CHEST WALL |  | PERCUSSORACCFREQ-RespirTech-inCourage ICS-1 | PERCUSSORACCFREQ | inCourage ICS-1 |  |  |  | RespirTech | Percussor, Accoustical Frequency |  |  | PERCUSSORACCFREQ-RespirTech-inCourage ICS-1 | 11/19/20 |  |  | Not Covered Vendor Only - Biomedical | MHHS-TMC
NO | YES |  |  |  | 069-42561 | 069-42561 | Respiratory Technologies Inc. | INCOURAGE SYSTEM |  | UE1721820 | TMC-Respiratory-Pedi | MHHS-TMC |  | Percussor, Accoustical Frequency |  | 069-42561 | 069-42561 | TMC | MHHS-TMC | TMC-Respiratory-Pedi | H9/131 | 8/1/19 |  |  |  | AIR-WAY CLEARANCE UNIT, HIGH-FREQUENCY CHEST WALL |  | PERCUSSORACCFREQ-RespirTech-inCourage ICS-1 | PERCUSSORACCFREQ | inCourage ICS-1 |  |  |  | RespirTech | Percussor, Accoustical Frequency |  |  | PERCUSSORACCFREQ-RespirTech-inCourage ICS-1 | 11/19/20 |  |  | Not Covered Vendor Only - Biomedical | MHHS-TMC
NO | YES |  |  |  | 069-42564 | 069-42564 | Respiratory Technologies Inc. | INCOURAGE SYSTEM |  | UE1820820 |  | MHHS-TMC |  | Percussor, Accoustical Frequency |  | 069-42564 | 069-42564 | TMC | Memorial Hermann Heart |  | 14-101 | 9/1/19 |  | 3/1/20 | Pass due PM | AIR-WAY CLEARANCE UNIT, HIGH-FREQUENCY CHEST WALL | Percussor, Accoustical Frequency | PERCUSSORACCFREQ-RespirTech-inCourage ICS-1 | PERCUSSORACCFREQ | inCourage ICS-1 |  |  |  | RespirTech | Percussor, Accoustical Frequency |  |  | PERCUSSORACCFREQ-RespirTech-inCourage ICS-1 | 11/19/20 |  |  | Not Covered Vendor Only - Biomedical | MHHS-TMC | [8 empty] | PERCUSSORACCFREQ | Percussor, Accoustical Frequency | RespirTech
NO | YES |  |  |  | 069-42565 | 069-42565 | Respiratory Technologies Inc. | INCOURAGE SYSTEM |  | UE18220966 | TMC-Respiratory-Adult | MHHS-TMC |  | Percussor, Accoustical Frequency |  | 069-42565 | 069-42565 | TMC | MHHS-TMC | TMC-Respiratory-Adult |  | 7/30/19 |  |  |  | AIR-WAY CLEARANCE UNIT, HIGH-FREQUENCY CHEST WALL |  | PERCUSSORACCFREQ-RespirTech-inCourage ICS-1 | PERCUSSORACCFREQ | inCourage ICS-1 |  |  |  | RespirTech | Percussor, Accoustical Frequency |  |  | PERCUSSORACCFREQ-RespirTech-inCourage ICS-1 | 11/19/20 | Verified 3/29/2020 11:26:am (Central) |  | Not Covered Vendor Only - Biomedical | MHHS-TMC
NO | YES |  |  |  | 077-09588 | 077-09588 | Respiratory Technologies Inc. | INCOURAGE SYSTEM |  | UE1820152 | TMC-Respiratory-Pedi | MHHS-TMC |  | Percussor, Accoustical Frequency |  | 077-09588 | 077-09588 | TMC | MHHS-TMC | TMC-Respiratory-Pedi |  | 8/23/19 |  |  |  | AIR-WAY CLEARANCE UNIT, HIGH-FREQUENCY CHEST WALL |  | PERCUSSORACCFREQ-RespirTech-inCourage ICS-1 | PERCUSSORACCFREQ | inCourage ICS-1 |  |  |  | RespirTech | Percussor, Accoustical Frequency |  |  | PERCUSSORACCFREQ-RespirTech-inCourage ICS-1 | 11/19/20 | Verified 3/30/2020 4:07pm (Central) |  | Not Covered Vendor Only - Biomedical | MHHS-TMC
NO | YES |  |  |  | 077-09589 | 077-09589 | Respiratory Technologies Inc. | INCOURAGE SYSTEM |  | UE1820234 | TMC-Respiratory-Pedi | MHHS-TMC |  | Percussor, Accoustical Frequency |  | 077-09589 | 077-09589 | TMC | MHHS-TMC | TMC-Respiratory-Pedi |  | 8/21/19 |  |  |  | AIR-WAY CLEARANCE UNIT, HIGH-FREQUENCY CHEST WALL |  | PERCUSSORACCFREQ-RespirTech-inCourage ICS-1 | PERCUSSORACCFREQ | inCourage ICS-1 |  |  |  | RespirTech | Percussor, Accoustical Frequency |  |  | PERCUSSORACCFREQ-RespirTech-inCourage ICS-1 | 11/19/20 | Verified 3/29/2020 11:26:am (Central) |  | Not Covered Vendor Only - Biomedical | MHHS-TMC
NO | YES |  |  |  | 077-09590 | 077-09590 | Respiratory Technologies Inc. | INCOURAGE SYSTEM |  | UE1820517 | TMC-Respiratory-Pedi | MHHS-TMC |  | Percussor, Accoustical Frequency |  | 077-09590 | 077-09590 | TMC | MHHS-TMC | TMC-Respiratory-Pedi |  | 6/1/19 |  |  |  | AIR-WAY CLEARANCE UNIT, HIGH-FREQUENCY CHEST WALL |  | PERCUSSORACCFREQ-RespirTech-inCourage ICS-1 | PERCUSSORACCFREQ | inCourage ICS-1 |  |  |  | RespirTech | Percussor, Accoustical Frequency |  |  | PERCUSSORACCFREQ-RespirTech-inCourage ICS-1 | 11/19/20 |  |  | Not Covered Vendor Only - Biomedical | MHHS-TMC
NO | YES |  |  |  | 077-09592 | 077-09592 | Respiratory Technologies Inc. | INCOURAGE SYSTEM |  | UE1820767 | TMC-Respiratory-Pedi | MHHS-TMC |  | Percussor, Accoustical Frequency |  | 077-09592 | 077-09592 | TMC | MHHS-TMC | TMC-Respiratory-Pedi |  | 7/23/19 |  |  |  | AIR-WAY CLEARANCE UNIT, HIGH-FREQUENCY CHEST WALL |  | PERCUSSORACCFREQ-RespirTech-inCourage ICS-1 | PERCUSSORACCFREQ | inCourage ICS-1 |  |  |  | RespirTech | Percussor, Accoustical Frequency |  |  | PERCUSSORACCFREQ-RespirTech-inCourage ICS-1 | 11/19/20 | Verified 3/29/2020 11:26:am (Central) |  | Not Covered Vendor Only - Biomedical | MHHS-TMC
NO | YES |  |  |  | 077-09593 | 077-09593 | Respiratory Technologies Inc. | INCOURAGE SYSTEM |  | UE1821293 | TMC-Respiratory-Pedi | MHHS-TMC |  | Percussor, Accoustical Frequency |  | 077-09593 | 077-09593 | TMC | MHHS-TMC | TMC-Respiratory-Pedi |  | 6/25/19 |  |  |  | AIR-WAY CLEARANCE UNIT, HIGH-FREQUENCY CHEST WALL |  | PERCUSSORACCFREQ-RespirTech-inCourage ICS-1 | PERCUSSORACCFREQ | inCourage ICS-1 |  |  |  | RespirTech | Percussor, Accoustical Frequency |  |  | PERCUSSORACCFREQ-RespirTech-inCourage ICS-1 | 11/19/20 | Verified 3/29/2020 11:26:am (Central) |  | Not Covered Vendor Only - Biomedical | MHHS-TMC
NO | YES |  |  |  | 029-32136 | 029-32136 | Respiratory Technologies Inc. | INCOURAGE SYSTEM |  | UE1722595 | Woodlands-MICU | MHHS-Woodlands |  | Percussor, Accoustical Frequency |  | 029-32136 | 029-32136 | Woodland | MHHS-Woodlands | Woodlands-MICU | Corner storage (3104) |  |  |  |  | AIR-WAY CLEARANCE UNIT, HIGH-FREQUENCY CHEST WALL | Percussor, Accoustical Frequency | PERCUSSORACCFREQ-RespirTech-inCourage ICS-1 | PERCUSSORACCFREQ | inCourage ICS-1 |  |  |  | RespirTech | Percussor, Accoustical Frequency |  |  | PERCUSSORACCFREQ-RespirTech-inCourage ICS-1 | 11/8/20 |  |  | Not Covered Vendor Only - Biomedical | MHHS-Woodlands | [8 empty] | PERCUSSORACCFREQ | Percussor, Accoustical Frequency | RespirTech
NO | YES |  |  |  | 029-32138 | 029-32138 | Respiratory Technologies Inc. | INCOURAGE SYSTEM |  | UE1724864 | Woodlands-Respiratory | MHHS-Woodlands |  | Percussor, Accoustical Frequency |  | 029-32138 | 029-32138 | Woodlands | MHHS-Woodlands | Woodlands-Respiratory | Respiratory storage | 11/1/19 |  |  |  | AIR-WAY CLEARANCE UNIT, HIGH-FREQUENCY CHEST WALL | Percussor, Accoustical Frequency | PERCUSSORACCFREQ-RespirTech-inCourage ICS-1 | PERCUSSORACCFREQ | inCourage ICS-1 |  |  |  | RespirTech | Percussor, Accoustical Frequency |  |  | PERCUSSORACCFREQ-RespirTech-inCourage ICS-1 | 11/8/20 |  |  | Not Covered Vendor Only - Biomedical | MHHS-Woodlands | [8 empty] | PERCUSSORACCFREQ | Percussor, Accoustical Frequency | RespirTech
NO | YES |  |  |  | 029-32139 | 029-32139 | Respiratory Technologies Inc. | INCOURAGE SYSTEM |  | UE1722348 | Woodlands-Respiratory | MHHS-Woodlands |  | Percussor, Accoustical Frequency |  | 029-32139 | 029-32139 | Woodlands | MHHS-Woodlands | Woodlands-Respiratory | Respiratory storage | 11/1/19 |  |  |  | AIR-WAY CLEARANCE UNIT, HIGH-FREQUENCY CHEST WALL | Percussor, Accoustical Frequency | PERCUSSORACCFREQ-RespirTech-inCourage ICS-1 | PERCUSSORACCFREQ | inCourage ICS-1 |  |  |  | RespirTech | Percussor, Accoustical Frequency |  |  | PERCUSSORACCFREQ-RespirTech-inCourage ICS-1 | 11/8/20 |  |  | Not Covered Vendor Only - Biomedical | MHHS-Woodlands | [8 empty] | PERCUSSORACCFREQ | Percussor, Accoustical Frequency | RespirTech
NO | YES |  |  |  | 029-32140 | 029-32140 | Respiratory Technologies Inc. | INCOURAGE SYSTEM |  | UE1721114 | Woodlands-Respiratory | MHHS-Woodlands |  | Percussor, Accoustical Frequency |  | 029-32140 | 029-32140 | Woodlands | MHHS-Woodlands | Woodlands-Respiratory | Respiratory storage | 11/1/19 |  |  |  | AIR-WAY CLEARANCE UNIT, HIGH-FREQUENCY CHEST WALL | Percussor, Accoustical Frequency | PERCUSSORACCFREQ-RespirTech-inCourage ICS-1 | PERCUSSORACCFREQ | inCourage ICS-1 |  |  |  | RespirTech | Percussor, Accoustical Frequency |  |  | PERCUSSORACCFREQ-RespirTech-inCourage ICS-1 | 11/8/20 |  |  | Not Covered Vendor Only - Biomedical | MHHS-Woodlands | [8 empty] | PERCUSSORACCFREQ | Percussor, Accoustical Frequency | RespirTech
NO | YES |  |  |  | 029-32143 | 029-32143 | Respiratory Technologies Inc. | INCOURAGE SYSTEM |  | UE1820695 | Woodlands-Respiratory | MHHS-Woodlands |  | Percussor, Accoustical Frequency |  | 029-32143 | 029-32143 | Woodlands | MHHS-Woodlands | Woodlands-Respiratory | Respiratory equipment storage | 11/1/19 |  |  |  | AIR-WAY CLEARANCE UNIT, HIGH-FREQUENCY CHEST WALL | Percussor, Accoustical Frequency | PERCUSSORACCFREQ-RespirTech-inCourage ICS-1 | PERCUSSORACCFREQ | inCourage ICS-1 |  |  |  | RespirTech | Percussor, Accoustical Frequency |  |  | PERCUSSORACCFREQ-RespirTech-inCourage ICS-1 | 11/8/20 |  |  | Not Covered Vendor Only - Biomedical | MHHS-Woodlands | [8 empty] | PERCUSSORACCFREQ | Percussor, Accoustical Frequency | RespirTech
YES | YES |  |  |  | 029-32464 | 029-32464 | Respiratory Technologies Inc. | INCOURAGE SYSTEM |  | UE1830195 | WOODLANDS - RESPIRATORY |  |  |  |  | 029-32464 | 029-32464 | woodlands |  | WOODLANDS - RESPIRATORY | Respiratory storage | [5 empty] | Percussor, Accoustical Frequency | PERCUSSORACCFREQ-RespirTech-inCourage ICS-1 | [23 empty] | PERCUSSORACCFREQ | Percussor, Accoustical Frequency | RespirTech
YES | YES |  |  |  | 029-32466 | 029-32466 | Respiratory Technologies Inc. | INCOURAGE SYSTEM |  | UE1830015 | WOODLANDS - RESPIRATORY |  |  |  |  | 029-32466 | 029-32466 | woodlands |  | WOODLANDS - RESPIRATORY | Respiratory storage | [5 empty] | Percussor, Accoustical Frequency | PERCUSSORACCFREQ-RespirTech-inCourage ICS-1 | [23 empty] | PERCUSSORACCFREQ | Percussor, Accoustical Frequency | RespirTech
NO | NO |  |  |  | 009-33553 |  | Respiratory Technologies Inc. | INCOURAGE SYSTEM |  | UE1824853 | GH - RESPIRATORY | MHHS-Greater Heights |  | Percussor, Accoustical Frequency |  | 009-33553 |  | Central & Greater Heights |  | GH - RESPIRATORY | [5 empty] | AIR-WAY CLEARANCE UNIT, HIGH-FREQUENCY CHEST WALL |  | PERCUSSORACCFREQ-RespirTech-inCourage ICS-1 | PERCUSSORACCFREQ | inCourage ICS-1 |  |  |  | RespirTech | Percussor, Accoustical Frequency |  |  | PERCUSSORACCFREQ-RespirTech-inCourage ICS-1 |  |  |  | Not Covered Vendor Only - Biomedical | MHHS-Greater Heights
NO | NO |  |  |  | 009-33711 |  | Respiratory Technologies Inc. | INCOURAGE SYSTEM |  | UE1723610 | GH - RESPIRATORY | MHHS-Greater Heights |  | Percussor, Accoustical Frequency |  | 009-33711 |  | Central & Greater Heights |  | GH - RESPIRATORY | [5 empty] | AIR-WAY CLEARANCE UNIT, HIGH-FREQUENCY CHEST WALL |  | PERCUSSORACCFREQ-RespirTech-inCourage ICS-1 | PERCUSSORACCFREQ | inCourage ICS-1 |  |  |  | RespirTech | Percussor, Accoustical Frequency |  |  | PERCUSSORACCFREQ-RespirTech-inCourage ICS-1 |  |  |  | Not Covered Vendor Only - Biomedical | MHHS-Greater Heights
NO | NO |  |  |  | 009-33935 |  | Respiratory Technologies Inc. | INCOURAGE SYSTEM |  | UE1829801 | GH - RESPIRATORY | MHHS-Greater Heights |  | Percussor, Accoustical Frequency |  | 009-33935 |  | Central & Greater Heights |  | GH - RESPIRATORY | [5 empty] | AIR-WAY CLEARANCE UNIT, HIGH-FREQUENCY CHEST WALL |  | PERCUSSORACCFREQ-RespirTech-inCourage ICS-1 | PERCUSSORACCFREQ | inCourage ICS-1 |  |  |  | RespirTech | Percussor, Accoustical Frequency |  |  | PERCUSSORACCFREQ-RespirTech-inCourage ICS-1 |  |  |  | Not Covered Vendor Only - Biomedical | MHHS-Greater Heights
NO | NO |  |  |  | 041-32610 |  | Respiratory Technologies Inc. | INCOURAGE SYSTEM |  | UE1725827 | MEMORIAL CITY - RESPIRATORY | MHHS-Mem City |  | Percussor, Accoustical Frequency |  | 041-32610 |  | West & Memorial City |  | MEMORIAL CITY - RESPIRATORY | [5 empty] | AIR-WAY CLEARANCE UNIT, HIGH-FREQUENCY CHEST WALL |  | PERCUSSORACCFREQ-RespirTech-inCourage ICS-1 | PERCUSSORACCFREQ | inCourage ICS-1 |  |  |  | RespirTech | Percussor, Accoustical Frequency |  |  | PERCUSSORACCFREQ-RespirTech-inCourage ICS-1 |  |  |  | Not Covered Vendor Only - Biomedical | MHHS-Mem City
NO | NO |  |  |  | 041-32612 |  | Respiratory Technologies Inc. | INCOURAGE SYSTEM |  | UE1721887 | MEMORIAL CITY - RESPIRATORY | MHHS-Mem City |  | Percussor, Accoustical Frequency |  | 041-32612 |  | West & Memorial City |  | MEMORIAL CITY - RESPIRATORY | [5 empty] | AIR-WAY CLEARANCE UNIT, HIGH-FREQUENCY CHEST WALL |  | PERCUSSORACCFREQ-RespirTech-inCourage ICS-1 | PERCUSSORACCFREQ | inCourage ICS-1 |  |  |  | RespirTech | Percussor, Accoustical Frequency |  |  | PERCUSSORACCFREQ-RespirTech-inCourage ICS-1 |  |  |  | Not Covered Vendor Only - Biomedical | MHHS-Mem City
NO | NO |  |  |  | 041-32613 |  | Respiratory Technologies Inc. | INCOURAGE SYSTEM |  | UE1724998 | MEMORIAL CITY - RESPIRATORY | MHHS-Mem City |  | Percussor, Accoustical Frequency |  | 041-32613 |  | West & Memorial City |  | MEMORIAL CITY - RESPIRATORY | [5 empty] | AIR-WAY CLEARANCE UNIT, HIGH-FREQUENCY CHEST WALL |  | PERCUSSORACCFREQ-RespirTech-inCourage ICS-1 | PERCUSSORACCFREQ | inCourage ICS-1 |  |  |  | RespirTech | Percussor, Accoustical Frequency |  |  | PERCUSSORACCFREQ-RespirTech-inCourage ICS-1 |  |  |  | Not Covered Vendor Only - Biomedical | MHHS-Mem City
NO | NO |  |  |  | 041-32615 |  | Respiratory Technologies Inc. | INCOURAGE SYSTEM |  | UE1725100 | MEMORIAL CITY - RESPIRATORY | MHHS-Mem City |  | Percussor, Accoustical Frequency |  | 041-32615 |  | West & Memorial City |  | MEMORIAL CITY - RESPIRATORY | [5 empty] | AIR-WAY CLEARANCE UNIT, HIGH-FREQUENCY CHEST WALL |  | PERCUSSORACCFREQ-RespirTech-inCourage ICS-1 | PERCUSSORACCFREQ | inCourage ICS-1 |  |  |  | RespirTech | Percussor, Accoustical Frequency |  |  | PERCUSSORACCFREQ-RespirTech-inCourage ICS-1 |  |  |  | Not Covered Vendor Only - Biomedical | MHHS-Mem City
NO | NO |  |  |  | 041-32619 |  | Respiratory Technologies Inc. | INCOURAGE SYSTEM |  | UE1721585 | MEMORIAL CITY - RESPIRATORY | MHHS-Mem City |  | Percussor, Accoustical Frequency |  | 041-32619 |  | West & Memorial City |  | MEMORIAL CITY - RESPIRATORY | [5 empty] | AIR-WAY CLEARANCE UNIT, HIGH-FREQUENCY CHEST WALL |  | PERCUSSORACCFREQ-RespirTech-inCourage ICS-1 | PERCUSSORACCFREQ | inCourage ICS-1 |  |  |  | RespirTech | Percussor, Accoustical Frequency |  |  | PERCUSSORACCFREQ-RespirTech-inCourage ICS-1 |  |  |  | Not Covered Vendor Only - Biomedical | MHHS-Mem City
NO | NO |  |  |  | 041-32620 |  | Respiratory Technologies Inc. | INCOURAGE SYSTEM |  | UE1723315 | MEMORIAL CITY - RESPIRATORY | MHHS-Mem City |  | Percussor, Accoustical Frequency |  | 041-32620 |  | West & Memorial City |  | MEMORIAL CITY - RESPIRATORY | [5 empty] | AIR-WAY CLEARANCE UNIT, HIGH-FREQUENCY CHEST WALL |  | PERCUSSORACCFREQ-RespirTech-inCourage ICS-1 | PERCUSSORACCFREQ | inCourage ICS-1 |  |  |  | RespirTech | Percussor, Accoustical Frequency |  |  | PERCUSSORACCFREQ-RespirTech-inCourage ICS-1 |  |  |  | Not Covered Vendor Only - Biomedical | MHHS-Mem City
NO | NO |  |  |  | 041-32621 |  | Respiratory Technologies Inc. | INCOURAGE SYSTEM |  | UE1725667 | MEMORIAL CITY - RESPIRATORY | MHHS-Mem City |  | Percussor, Accoustical Frequency |  | 041-32621 |  | West & Memorial City |  | MEMORIAL CITY - RESPIRATORY | [5 empty] | AIR-WAY CLEARANCE UNIT, HIGH-FREQUENCY CHEST WALL |  | PERCUSSORACCFREQ-RespirTech-inCourage ICS-1 | PERCUSSORACCFREQ | inCourage ICS-1 |  |  |  | RespirTech | Percussor, Accoustical Frequency |  |  | PERCUSSORACCFREQ-RespirTech-inCourage ICS-1 |  |  |  | Not Covered Vendor Only - Biomedical | MHHS-Mem City
NO | NO |  |  |  | 041-32623 |  | Respiratory Technologies Inc. | INCOURAGE SYSTEM |  | UE1725797 | MEMORIAL CITY - RESPIRATORY | MHHS-Mem City |  | Percussor, Accoustical Frequency |  | 041-32623 |  | West & Memorial City |  | MEMORIAL CITY - RESPIRATORY | [5 empty] | AIR-WAY CLEARANCE UNIT, HIGH-FREQUENCY CHEST WALL |  | PERCUSSORACCFREQ-RespirTech-inCourage ICS-1 | PERCUSSORACCFREQ | inCourage ICS-1 |  |  |  | RespirTech | Percussor, Accoustical Frequency |  |  | PERCUSSORACCFREQ-RespirTech-inCourage ICS-1 |  |  |  | Not Covered Vendor Only - Biomedical | MHHS-Mem City
NO | NO |  |  |  | 041-32624 |  | Respiratory Technologies Inc. | INCOURAGE SYSTEM |  | UE1702574 | MEMORIAL CITY - RESPIRATORY | MHHS-Mem City |  | Percussor, Accoustical Frequency |  | 041-32624 |  | West & Memorial City |  | MEMORIAL CITY - RESPIRATORY | [5 empty] | AIR-WAY CLEARANCE UNIT, HIGH-FREQUENCY CHEST WALL |  | PERCUSSORACCFREQ-RespirTech-inCourage ICS-1 | PERCUSSORACCFREQ | inCourage ICS-1 |  |  |  | RespirTech | Percussor, Accoustical Frequency |  |  | PERCUSSORACCFREQ-RespirTech-inCourage ICS-1 |  |  |  | Not Covered Vendor Only - Biomedical | MHHS-Mem City
NO | NO |  |  |  | 041-32716 |  | Respiratory Technologies Inc. | INCOURAGE SYSTEM |  | UE1821271 | MEMORIAL CITY - RESPIRATORY | MHHS-Mem City |  | Percussor, Accoustical Frequency |  | 041-32716 |  | West & Memorial City |  | MEMORIAL CITY - RESPIRATORY | [5 empty] | AIR-WAY CLEARANCE UNIT, HIGH-FREQUENCY CHEST WALL |  | PERCUSSORACCFREQ-RespirTech-inCourage ICS-1 | PERCUSSORACCFREQ | inCourage ICS-1 |  |  |  | RespirTech | Percussor, Accoustical Frequency |  |  | PERCUSSORACCFREQ-RespirTech-inCourage ICS-1 |  |  |  | Not Covered Vendor Only - Biomedical | MHHS-Mem City
NO | NO |  |  |  | UE1822671 |  | Respiratory Technologies Inc. | INCOURAGE SYSTEM |  | UE1822671 | SE - RESPIRATORY | MHHS-Southeast |  | Percussor, Accoustical Frequency |  | UE1822671 |  | Southeast & Bay Area |  | SE - RESPIRATORY | [5 empty] | AIR-WAY CLEARANCE UNIT, HIGH-FREQUENCY CHEST WALL |  | PERCUSSORACCFREQ-RespirTech-inCourage ICS-1 | PERCUSSORACCFREQ | inCourage ICS-1 |  |  |  | RespirTech | Percussor, Accoustical Frequency |  |  | PERCUSSORACCFREQ-RespirTech-inCourage ICS-1 |  |  |  | Not Covered Vendor Only - Biomedical | MHHS-Southeast
NO | NO |  |  |  | 013-38897 |  | Respiratory Technologies Inc. | INCOURAGE SYSTEM |  | UE1725615 | SW - RESPIRATORY | MHHS-Southwest |  | Percussor, Accoustical Frequency |  | 013-38897 |  | Southwest |  | SW - RESPIRATORY | [5 empty] | AIR-WAY CLEARANCE UNIT, HIGH-FREQUENCY CHEST WALL |  | PERCUSSORACCFREQ-RespirTech-inCourage ICS-1 | PERCUSSORACCFREQ | inCourage ICS-1 |  |  |  | RespirTech | Percussor, Accoustical Frequency |  |  | PERCUSSORACCFREQ-RespirTech-inCourage ICS-1 |  |  |  | Not Covered Vendor Only - Biomedical | MHHS-Southwest
NO | NO |  |  |  | 013-38900 |  | Respiratory Technologies Inc. | INCOURAGE SYSTEM |  | UE1820028 | SW - RESPIRATORY | MHHS-Southwest |  | Percussor, Accoustical Frequency |  | 013-38900 |  | Southwest |  | SW - RESPIRATORY | [5 empty] | AIR-WAY CLEARANCE UNIT, HIGH-FREQUENCY CHEST WALL |  | PERCUSSORACCFREQ-RespirTech-inCourage ICS-1 | PERCUSSORACCFREQ | inCourage ICS-1 |  |  |  | RespirTech | Percussor, Accoustical Frequency |  |  | PERCUSSORACCFREQ-RespirTech-inCourage ICS-1 |  |  |  | Not Covered Vendor Only - Biomedical | MHHS-Southwest
NO | NO |  |  |  | 013-38904 |  | Respiratory Technologies Inc. | INCOURAGE SYSTEM |  | UE1720511 | SW - RESPIRATORY | MHHS-Southwest |  | Percussor, Accoustical Frequency |  | 013-38904 |  | Southwest |  | SW - RESPIRATORY | [5 empty] | AIR-WAY CLEARANCE UNIT, HIGH-FREQUENCY CHEST WALL |  | PERCUSSORACCFREQ-RespirTech-inCourage ICS-1 | PERCUSSORACCFREQ | inCourage ICS-1 |  |  |  | RespirTech | Percussor, Accoustical Frequency |  |  | PERCUSSORACCFREQ-RespirTech-inCourage ICS-1 |  |  |  | Not Covered Vendor Only - Biomedical | MHHS-Southwest
NO | NO |  |  |  | 013-38906 |  | Respiratory Technologies Inc. | INCOURAGE SYSTEM |  | UE1821106 | SW - RESPIRATORY | MHHS-Southwest |  | Percussor, Accoustical Frequency |  | 013-38906 |  | Southwest |  | SW - RESPIRATORY | [5 empty] | AIR-WAY CLEARANCE UNIT, HIGH-FREQUENCY CHEST WALL |  | PERCUSSORACCFREQ-RespirTech-inCourage ICS-1 | PERCUSSORACCFREQ | inCourage ICS-1 |  |  |  | RespirTech | Percussor, Accoustical Frequency |  |  | PERCUSSORACCFREQ-RespirTech-inCourage ICS-1 |  |  |  | Not Covered Vendor Only - Biomedical | MHHS-Southwest
NO | NO |  |  |  | 069-42559 |  | Respiratory Technologies Inc. | INCOURAGE SYSTEM |  | UE1702722 | TMC - RESPIRATORY - ADULT | MHHS-TMC |  | Percussor, Accoustical Frequency |  | 069-42559 |  | TMC |  | TMC - RESPIRATORY - ADULT | [5 empty] | AIR-WAY CLEARANCE UNIT, HIGH-FREQUENCY CHEST WALL |  | PERCUSSORACCFREQ-RespirTech-inCourage ICS-1 | PERCUSSORACCFREQ | inCourage ICS-1 |  |  |  | RespirTech | Percussor, Accoustical Frequency |  |  | PERCUSSORACCFREQ-RespirTech-inCourage ICS-1 |  |  |  | Not Covered Vendor Only - Biomedical | MHHS-TMC
NO | NO |  |  |  | 069-42562 |  | Respiratory Technologies Inc. | INCOURAGE SYSTEM |  | UE1723411 | TMC - RESPIRATORY - ADULT | MHHS-TMC |  | Percussor, Accoustical Frequency |  | 069-42562 |  | TMC |  | TMC - RESPIRATORY - ADULT | [5 empty] | AIR-WAY CLEARANCE UNIT, HIGH-FREQUENCY CHEST WALL |  | PERCUSSORACCFREQ-RespirTech-inCourage ICS-1 | PERCUSSORACCFREQ | inCourage ICS-1 |  |  |  | RespirTech | Percussor, Accoustical Frequency |  |  | PERCUSSORACCFREQ-RespirTech-inCourage ICS-1 |  |  |  | Not Covered Vendor Only - Biomedical | MHHS-TMC
NO | NO |  |  |  | 069-42563 |  | Respiratory Technologies Inc. | INCOURAGE SYSTEM |  | UE1725884 | TMC - RESPIRATORY - ADULT | MHHS-TMC |  | Percussor, Accoustical Frequency |  | 069-42563 |  | TMC |  | TMC - RESPIRATORY - ADULT | [5 empty] | AIR-WAY CLEARANCE UNIT, HIGH-FREQUENCY CHEST WALL |  | PERCUSSORACCFREQ-RespirTech-inCourage ICS-1 | PERCUSSORACCFREQ | inCourage ICS-1 |  |  |  | RespirTech | Percussor, Accoustical Frequency |  |  | PERCUSSORACCFREQ-RespirTech-inCourage ICS-1 |  |  |  | Not Covered Vendor Only - Biomedical | MHHS-TMC
NO | NO |  |  |  | 069-42566 |  | Respiratory Technologies Inc. | INCOURAGE SYSTEM |  | UE1821403 | TMC - RESPIRATORY - ADULT | MHHS-TMC |  | Percussor, Accoustical Frequency |  | 069-42566 |  | TMC |  | TMC - RESPIRATORY - ADULT | [5 empty] | AIR-WAY CLEARANCE UNIT, HIGH-FREQUENCY CHEST WALL |  | PERCUSSORACCFREQ-RespirTech-inCourage ICS-1 | PERCUSSORACCFREQ | inCourage ICS-1 |  |  |  | RespirTech | Percussor, Accoustical Frequency |  |  | PERCUSSORACCFREQ-RespirTech-inCourage ICS-1 |  |  |  | Not Covered Vendor Only - Biomedical | MHHS-TMC
NO | NO |  |  |  | 069-42567 |  | Respiratory Technologies Inc. | INCOURAGE SYSTEM |  | UE1821706 | TMC - RESPIRATORY - ADULT | MHHS-TMC |  | Percussor, Accoustical Frequency |  | 069-42567 |  | TMC |  | TMC - RESPIRATORY - ADULT | [5 empty] | AIR-WAY CLEARANCE UNIT, HIGH-FREQUENCY CHEST WALL |  | PERCUSSORACCFREQ-RespirTech-inCourage ICS-1 | PERCUSSORACCFREQ | inCourage ICS-1 |  |  |  | RespirTech | Percussor, Accoustical Frequency |  |  | PERCUSSORACCFREQ-RespirTech-inCourage ICS-1 |  |  |  | Not Covered Vendor Only - Biomedical | MHHS-TMC
NO | NO |  |  |  | 077-08956 |  | Respiratory Technologies Inc. | INCOURAGE SYSTEM |  | UE1820988 | TMC - RESPIRATORY - ADULT | MHHS-TMC |  | Percussor, Accoustical Frequency |  | 077-08956 |  | TMC |  | TMC - RESPIRATORY - ADULT | [5 empty] | AIR-WAY CLEARANCE UNIT, HIGH-FREQUENCY CHEST WALL |  | PERCUSSORACCFREQ-RespirTech-inCourage ICS-1 | PERCUSSORACCFREQ | inCourage ICS-1 |  |  |  | RespirTech | Percussor, Accoustical Frequency |  |  | PERCUSSORACCFREQ-RespirTech-inCourage ICS-1 |  |  |  | Not Covered Vendor Only - Biomedical | MHHS-TMC
NO | NO |  |  |  | UE1725140 |  | Respiratory Technologies Inc. | INCOURAGE SYSTEM |  | UE1725140 | TMC - RESPIRATORY - ADULT | MHHS-TMC |  | Percussor, Accoustical Frequency |  | UE1725140 |  | TMC |  | TMC - RESPIRATORY - ADULT | [5 empty] | AIR-WAY CLEARANCE UNIT, HIGH-FREQUENCY CHEST WALL |  | PERCUSSORACCFREQ-RespirTech-inCourage ICS-1 | PERCUSSORACCFREQ | inCourage ICS-1 |  |  |  | RespirTech | Percussor, Accoustical Frequency |  |  | PERCUSSORACCFREQ-RespirTech-inCourage ICS-1 |  |  |  | Not Covered Vendor Only - Biomedical | MHHS-TMC
NO | NO |  |  |  | UE1725203 |  | Respiratory Technologies Inc. | INCOURAGE SYSTEM |  | UE1725203 | TMC - RESPIRATORY - ADULT | MHHS-TMC |  | Percussor, Accoustical Frequency |  | UE1725203 |  | TMC |  | TMC - RESPIRATORY - ADULT | [5 empty] | AIR-WAY CLEARANCE UNIT, HIGH-FREQUENCY CHEST WALL |  | PERCUSSORACCFREQ-RespirTech-inCourage ICS-1 | PERCUSSORACCFREQ | inCourage ICS-1 |  |  |  | RespirTech | Percussor, Accoustical Frequency |  |  | PERCUSSORACCFREQ-RespirTech-inCourage ICS-1 |  |  |  | Not Covered Vendor Only - Biomedical | MHHS-TMC
NO | NO |  |  |  | 077-09591 |  | Respiratory Technologies Inc. | INCOURAGE SYSTEM |  | UE1820650 | TMC - RESPIRATORY - PEDI | MHHS-TMC |  | Percussor, Accoustical Frequency |  | 077-09591 |  | TMC |  | TMC - RESPIRATORY - PEDI | [5 empty] | AIR-WAY CLEARANCE UNIT, HIGH-FREQUENCY CHEST WALL |  | PERCUSSORACCFREQ-RespirTech-inCourage ICS-1 | PERCUSSORACCFREQ | inCourage ICS-1 |  |  |  | RespirTech | Percussor, Accoustical Frequency |  |  | PERCUSSORACCFREQ-RespirTech-inCourage ICS-1 |  |  |  | Not Covered Vendor Only - Biomedical | MHHS-TMC
NO | NO |  |  |  | 029-32141 |  | Respiratory Technologies Inc. | INCOURAGE SYSTEM |  | UE1722710 | WOODLANDS - RESPIRATORY | MHHS-Woodlands |  | Percussor, Accoustical Frequency |  | 029-32141 |  | Woodlands |  | WOODLANDS - RESPIRATORY | [5 empty] | AIR-WAY CLEARANCE UNIT, HIGH-FREQUENCY CHEST WALL |  | PERCUSSORACCFREQ-RespirTech-inCourage ICS-1 | PERCUSSORACCFREQ | inCourage ICS-1 |  |  |  | RespirTech | Percussor, Accoustical Frequency |  |  | PERCUSSORACCFREQ-RespirTech-inCourage ICS-1 |  |  |  | Not Covered Vendor Only - Biomedical | MHHS-Woodlands
NO | NO |  |  |  | 029-32142 |  | Respiratory Technologies Inc. | INCOURAGE SYSTEM |  | UE1725469 | WOODLANDS - RESPIRATORY | MHHS-Woodlands |  | Percussor, Accoustical Frequency |  | 029-32142 |  | Woodlands |  | WOODLANDS - RESPIRATORY | [5 empty] | AIR-WAY CLEARANCE UNIT, HIGH-FREQUENCY CHEST WALL |  | PERCUSSORACCFREQ-RespirTech-inCourage ICS-1 | PERCUSSORACCFREQ | inCourage ICS-1 |  |  |  | RespirTech | Percussor, Accoustical Frequency |  |  | PERCUSSORACCFREQ-RespirTech-inCourage ICS-1 |  |  |  | Not Covered Vendor Only - Biomedical | MHHS-Woodlands
YES | YES |  |  |  | 029-32463 | 029-32463 | Respiratory Techologies | Incourage |  | UE1830036 | Cardiopulmonary |  |  |  |  | 029-32463 | 029-32463 | Woodlands | Memorial Hermann Hospital Woodlands | Cardiopulmonary | Respiratory main storage | [5 empty] | Percussor, Accoustical Frequency | PERCUSSORACCFREQ-RespirTech-inCourage ICS-1 | [23 empty] | PERCUSSORACCFREQ | Percussor, Accoustical Frequency | RespirTech
YES | YES |  |  |  | 069-20076 | 069-20076 | Respironics |  |  | AM010414 | Sleep disorder department |  |  |  |  | 069-20076 | 069-20076 | TMC | Memorial Hermann- | Sleep disorder department | 6th | 3/1/20 |  |  | No PM Sticker
YES | YES |  |  |  | 099-00014 | 099-00014 | Respironics | 1113277X |  |  | GH - SLEEP LAB |  |  |  |  | 099-00014 | 099-00014 | Katy | Memorial Hermann Greater Heights Houston Sleep Disorders Center (#206) | GH - SLEEP LAB | Clean linen | 2/1/20
YES | YES |  |  |  | 099-00015 | 099-00015 | Respironics | 1113277X |  |  | GH - SLEEP LAB |  |  |  |  | 099-00015 | 099-00015 | Katy | Memorial Hermann Greater Heights Houston Sleep Disorders Center (#206) | GH - SLEEP LAB | Clean linen | 2/1/20
NO | YES |  |  |  | AIK2342 |  | RESPIRONICS | 73-582059 |  |  | Rental | MHHS-Orthopedic & Spine |  |  |  | AIK2342 |  | Central & Greater Heights |  | Rental | [7 empty] | BIPAPUNIT-Philips-BIPAP Vision |  | VISION BIPAP SYSTEM W STAND |  |  | BIPAPUNIT-Philips-BIPAP Vision | [6 empty] | Verified as Rental |  |  | MHHS-Orthopedic & Spine
NO | YES |  |  |  | AIK4923 |  | RESPIRONICS | 73-582059 |  |  | Rental | MHHS-Orthopedic & Spine |  |  |  | AIK4923 |  | Central & Greater Heights |  | Rental | [7 empty] | BIPAPUNIT-Philips-BIPAP Vision |  | VISION BIPAP SYSTEM W STAND |  |  | BIPAPUNIT-Philips-BIPAP Vision | [6 empty] | Verified as Rental |  |  | MHHS-Orthopedic & Spine
YES | YES |  |  |  | 142-08954 | 142-08954 | Respironics | Alice night owl |  |  | SUGAR LAND - SLEEP DISORDER CENTER |  |  |  |  | 142-08954 | 142-08954 | Sugar Land | Memorial Hermann Sugar Land Sleep Disorders Center (#370) | SUGAR LAND - SLEEP DISORDER CENTER | Sleep room 1 | [5 empty] | Sleep Study Monitor | MONSLP-Philips-Alice Nightone | [23 empty] | MONSLP | Sleep Study Monitor | Philips
YES | YES |  |  |  | 099-02843 | 099-02843 | Respironics | Alice NightOne |  |  | KATY REHAB - SLEEP LAB |  |  |  |  | 099-02843 | 099-02843 | Katy | Memorial Hermann Katy Rehab Sleep Disorders Center (#302) | KATY REHAB - SLEEP LAB | Nurse station |  |  |  | Reference: 1113277 |  | Sleep Study Monitor | MONSLP-Philips-Alice Nightone | [23 empty] | MONSLP | Sleep Study Monitor | Philips
YES | YES |  |  |  | 099-00468 | 099-00468 | Respironics | Alice NightOne |  |  | KATY REHAB - SLEEP LAB |  |  |  |  | 099-00468 | 099-00468 | Katy | Memorial Hermann Katy Hospital | KATY REHAB - SLEEP LAB | Katy - Rehab Sleep Lab | [5 empty] | Sleep Study Monitor | MONSLP-Philips-Alice Nightone | [23 empty] | MONSLP | Sleep Study Monitor | Philips
YES | YES |  |  |  | 099-02844 | 099-02844 | Respironics | Alice NightOne |  |  | KATY REHAB - SLEEP LAB |  |  |  |  | 099-02844 | 099-02844 | Katy | Memorial Hermann Katy Rehab Sleep Disorders Center (#302) | KATY REHAB - SLEEP LAB | Nurse station |  |  |  | Reference 1113277X |  | Sleep Study Monitor | MONSLP-Philips-Alice Nightone | [23 empty] | MONSLP | Sleep Study Monitor | Philips
YES | YES |  |  |  | 099-00469 | 099-004692 | Respironics | Alice NightOne |  |  | KATY REHAB - SLEEP LAB |  |  |  |  | 099-00469 | 099-004692 | Katy | Memorial Hermann Katy Hospital | KATY REHAB - SLEEP LAB | Katy - Rehab Sleep Lab | [5 empty] | Sleep Study Monitor | MONSLP-Philips-Alice Nightone | [23 empty] | MONSLP | Sleep Study Monitor | Philips
YES | YES |  |  |  | 099-00470 | 099-00470 | Respironics | Alice NightOne |  | SN Runned Off | KATY REHAB - SLEEP LAB |  |  |  |  | 099-00470 | 099-00470 | Katy | Memorial Hermann Katy Hospital | KATY REHAB - SLEEP LAB | Katy - Rehab Sleep Lab | [5 empty] | Sleep Study Monitor | MONSLP-Philips-Alice Nightone | [23 empty] | MONSLP | Sleep Study Monitor | Philips
YES | YES |  |  |  | 005-06841 | 005-06841 | Respironics | Analog output module |  |  | Sleep disorder |  |  |  |  | 005-06841 | 005-06841 | Southeast | Memorial Hermann Southeast Hospital | Sleep disorder | Sleep lab room 4 |  |  |  | Cnf pm label
YES | YES | Serial Number B26752 |  |  | 041-33357 | 041-33357 | Respironics | B800-21 |  | B26752 | MEMORIAL CITY - PEDIATRICS |  |  |  |  | 041-33357 | 041-33357 | West | Memorial City-Memorial Hermann Hospital | MEMORIAL CITY - PEDIATRICS | Repair/Tv room |  |  |  | Charger for bilichek
YES | YES |  |  |  | 129-31055 | 129-31055 | Respironics | Bipap 30 |  | N26760614A5C6 | Med surge |  |  |  |  | 129-31055 | 129-31055 |  |  | Med surge | Clean utility |  |  | 1/1/21
NO | YES |  |  |  | AGD129 |  | RESPIRONICS | DS1060HS |  | C175111114288 | Rental | MHHS-Katy Rehab |  |  |  | AGD129 |  | Katy |  | Rental | [7 empty] | .needs class |  | BIPAP S/T C SERIES,SD CARD,HEATED HUMIDI | [9 empty] | Verified as Rental |  |  | MHHS-Katy Rehab
NO | YES |  |  |  | AGD144 |  | RESPIRONICS | DS1060HS |  | C18289446COAB | Rental | MHHS-Katy Rehab |  |  |  | AGD144 |  | Katy |  | Rental | [7 empty] | .needs class |  | BIPAP S/T C SERIES,SD CARD,HEATED HUMIDI | [9 empty] | Verified as Rental |  |  | MHHS-Katy Rehab
YES | YES |  |  |  | 099-13298 | 099-13298 | Respironics | EVERFLO |  |  | Biomed Shop |  |  |  |  | 099-13298 | 099-13298 | TMC | Memorial Hermann-Texas Medical Center | Biomed Shop | Biomed Shop | 3/1/20 |  |  | No PM Sticker |  | Concentrator, Oxygen | CONCENTRATOROXYGEN-Respironics-EVERFLO | [12 empty] | CO-SA | [9 empty] | Concentrator, Oxygen | CONCENTRATOROXYGEN | Concentrator, Oxygen | Respironics
YES | YES |  |  |  | 000-02837 | 000-02837 | Respironics | HS456 |  | 456 SN 03110954243 | MH MG - (STX) - SOUTH TEXAS - WHARTON |  |  |  |  | 000-02837 | 000-02837 |  | Peds 1 | MH MG - (STX) - SOUTH TEXAS - WHARTON | Injection Room | 2/1/20
YES | YES |  |  |  | 099-01939 | 099-01939 | Respironics | HS456 |  | 456 SN 07111022195 | MH MG - (SW) - BELLAIRE CENTER |  |  |  |  | 099-01939 | 099-01939 | Southwest | MH Bellaire Center | MH MG - (SW) - BELLAIRE CENTER | Exam 9
YES | YES |  |  |  | 000-02384 | 000-02384 | Respironics | Inspiration |  |  | MH MG - (STX) - SOUTH TEXAS - WHARTON |  |  |  |  | 000-02384 | 000-02384 | South | Peds | MH MG - (STX) - SOUTH TEXAS - WHARTON | Storage Cabinet | [5 empty] | Nebulizer, Ultrasonic | NEBULIZERULTRASONIC-Respironics-Inspiration | [12 empty] | NU-A | [9 empty] | Nebulizer, Ultrasonic | NEBULIZERULTRASONIC | Nebulizer, Ultrasonic | Respironics
YES | YES |  |  |  | 151-04340 | 151-04340 | Respironics | Inspiration Elite |  |  | Primary care 100 |  |  |  |  | 151-04340 | 151-04340 | Pearland | Memorial Hermann Medical Group Central Pearland | Primary care 100 | Lab |  |  |  | No pm |  | Nebulizer, Ultrasonic | NEBULIZERULTRASONIC-Respironics-Inspiration Elite | [12 empty] | NU-A | [9 empty] | Nebulizer, Ultrasonic | NEBULIZERULTRASONIC | Nebulizer, Ultrasonic | Respironics
YES | YES |  |  |  | 099-02134 | 099-02134 | Respironics | Inspiration Elite |  | 456 SN 03070553865 | MH MG - (KY) - KATY [MP2-STE400] |  |  |  |  | 099-02134 | 099-02134 | Katy | Katy | MH MG - (KY) - KATY [MP2-STE400] |  | 2/1/20 |  |  |  |  | Nebulizer, Ultrasonic | NEBULIZERULTRASONIC-Respironics-Inspiration Elite | [12 empty] | NU-A | [9 empty] | Nebulizer, Ultrasonic | NEBULIZERULTRASONIC | Nebulizer, Ultrasonic | Respironics
YES | YES |  |  |  | 099-02135 | 099-02135 | Respironics | Inspiration Elite |  | 456 SN 03070553863 | MH MG - (KY) - KATY [MP2-STE400] |  |  |  |  | 099-02135 | 099-02135 | Katy | Katy | MH MG - (KY) - KATY [MP2-STE400] | [6 empty] | Nebulizer, Ultrasonic | NEBULIZERULTRASONIC-Respironics-Inspiration Elite | [12 empty] | NU-A | [9 empty] | Nebulizer, Ultrasonic | NEBULIZERULTRASONIC | Nebulizer, Ultrasonic | Respironics
YES | YES |  |  |  | 099-06360 | 099-06360 | Respironics | Omnilab advanced |  | L1226978871D6 | SE - SLEEP DISORDER CENTER |  |  |  |  | 099-06360 | 099-06360 | Southeast | Memorial Hermann Southeast Hospital | SE - SLEEP DISORDER CENTER | SLEEP DISORDER CENTER
YES | YES |  |  |  | 099-00303 | 099-00303 | Respironics | System 1 |  | B1328045529F4 | KATY REHAB - SLEEP LAB |  |  |  |  | 099-00303 | 099-00303 | Katy | Memorial Hermann Katy Rehab Sleep Disorders Center (#302) | KATY REHAB - SLEEP LAB | Room 1 | [5 empty] | CPAP Unit | WASHERENDOSCOPE-Steris-System 1E | [22 empty] | CPAP Unit | CPAPUNIT | CPAP Unit | RESPIRONICS
YES | YES |  |  |  | 099-00465 | 099-00465 | Respironics | System 1 |  | B12004326652D | KATY REHAB - SLEEP LAB |  |  |  |  | 099-00465 | 099-00465 | Katy | Memorial Hermann Katy Hospital | KATY REHAB - SLEEP LAB | Katy - Rehab Sleep Lab | [5 empty] | CPAP Unit | WASHERENDOSCOPE-Steris-System 1E | [22 empty] | CPAP Unit | CPAPUNIT | CPAP Unit | RESPIRONICS
YES | YES |  |  |  | 099-00466 | 099-00466 | Respironics | System 1 |  | B12004358C15B | KATY REHAB - SLEEP LAB |  |  |  |  | 099-00466 | 099-00466 | Katy | Memorial Hermann Katy Hospital | KATY REHAB - SLEEP LAB | Katy - Rehab Sleep Lab | [5 empty] | CPAP Unit | WASHERENDOSCOPE-Steris-System 1E | [22 empty] | CPAP Unit | CPAPUNIT | CPAP Unit | RESPIRONICS
YES | YES |  |  |  | 099-02842 | 099-02842 | Respironics | System 1 |  | B1200436355E0 | KATY REHAB - SLEEP LAB |  |  |  |  | 099-02842 | 099-02842 | Katy | Memorial Hermann Katy Rehab Sleep Disorders Center (#302) | KATY REHAB - SLEEP LAB | Room 4 | [5 empty] | CPAP Unit | WASHERENDOSCOPE-Steris-System 1E | [22 empty] | CPAP Unit | CPAPUNIT | CPAP Unit | RESPIRONICS
NO | YES |  |  |  | TRL246 |  | RESPIRONICS | TRILOGY 100 |  | TV11809192F | Rental | MHHS-TMC |  |  |  | TRL246 |  | TMC |  | Rental | [7 empty] | .needs class |  | TRILOGY 100 VENTILATOR | [9 empty] | Verified as Rental |  |  | MHHS-TMC
NO | YES |  |  |  | TTL100 |  | RESPIRONICS | TRILOGY 200 |  | TV214012110 | Rental | MHHS-TMC |  |  |  | TTL100 |  | TMC |  | Rental | [7 empty] | .needs class |  | TRILOGY 200 VENTILATOR | [9 empty] | Verified as Rental |  |  | MHHS-TMC
NO | YES | Serial Number Cnf |  |  | 041-19081 | 041-19081 | Respironics | Trilogy 200 |  | Cnf | MEMORIAL CITY - PEDIATRICS |  |  |  |  | 041-19081 | 041-19081 | West | West | MEMORIAL CITY - PEDIATRICS | MH4:416 equipment storage
NO | YES |  |  |  | TRN158 |  | RESPIRONICS | TRILOGY 202 |  | TV01801160D | Rental | MHHS-TMC |  |  |  | TRN158 |  | TMC |  | Rental | [7 empty] | .needs class |  | TRILOGY 202 VENTILATOR | [9 empty] | Verified as Rental |  |  | MHHS-TMC
NO | YES |  |  |  | TRN175 |  | RESPIRONICS | TRILOGY 202 |  | TV013061904 | Rental | MHHS-TMC |  |  |  | TRN175 |  | TMC |  | Rental | [7 empty] | .needs class |  | TRILOGY 202 VENTILATOR | [9 empty] | Verified as Rental |  |  | MHHS-TMC
NO | YES |  |  |  | RPX1740 |  | RESPIRONICS | V60 |  |  | Rental Equipment | MHHS-Greater Heights |  |  |  | RPX1740 |  | Central & Greater Heights |  | Rental Equipment | [7 empty] | VENTILATOR-PHILIPS-V60 |  | V60 NIV VENTILATOR WITH STAND |  |  | VENTILATOR-PHILIPS-V60 | [6 empty] | Verified as Rental |  |  | MHHS-Greater Heights
NO | YES |  |  |  | RPX1859 |  | RESPIRONICS | V60 |  |  | Rental Equipment | MHHS-Greater Heights |  |  |  | RPX1859 |  | Central & Greater Heights |  | Rental Equipment | [7 empty] | VENTILATOR-PHILIPS-V60 |  | V60 NIV VENTILATOR WITH STAND |  |  | VENTILATOR-PHILIPS-V60 | [6 empty] | Verified as Rental |  |  | MHHS-Greater Heights
NO | YES |  |  |  | RPX2668 |  | RESPIRONICS | V60 |  |  | Rental Equipment | MHHS-Greater Heights |  |  |  | RPX2668 |  | Central & Greater Heights |  | Rental Equipment | [7 empty] | VENTILATOR-PHILIPS-V60 |  | V60 NIV VENTILATOR WITH STAND |  |  | VENTILATOR-PHILIPS-V60 | [6 empty] | Verified as Rental |  |  | MHHS-Greater Heights
NO | YES |  |  |  | RPX2694 |  | RESPIRONICS | V60 |  |  | Rental Equipment | MHHS-Greater Heights |  |  |  | RPX2694 |  | Central & Greater Heights |  | Rental Equipment | [7 empty] | VENTILATOR-PHILIPS-V60 |  | V60 NIV VENTILATOR WITH STAND |  |  | VENTILATOR-PHILIPS-V60 | [6 empty] | Verified as Rental |  |  | MHHS-Greater Heights
NO | YES |  |  |  | RPX2701 |  | RESPIRONICS | V60 |  |  | Rental Equipment | MHHS-Greater Heights |  |  |  | RPX2701 |  | Central & Greater Heights |  | Rental Equipment | [7 empty] | VENTILATOR-PHILIPS-V60 |  | V60 NIV VENTILATOR WITH STAND |  |  | VENTILATOR-PHILIPS-V60 | [6 empty] | Verified as Rental |  |  | MHHS-Greater Heights
NO | YES |  |  |  | RPX2931 |  | RESPIRONICS | V60 |  |  | Rental Equipment | MHHS-Greater Heights |  |  |  | RPX2931 |  | Central & Greater Heights |  | Rental Equipment | [7 empty] | VENTILATOR-PHILIPS-V60 |  | V60 NIV VENTILATOR WITH STAND |  |  | VENTILATOR-PHILIPS-V60 | [6 empty] | Verified as Rental |  |  | MHHS-Greater Heights
NO | YES |  |  |  | RPX3097 |  | RESPIRONICS | V60 |  |  | Rental Equipment | MHHS-Greater Heights |  |  |  | RPX3097 |  | Central & Greater Heights |  | Rental Equipment | [7 empty] | VENTILATOR-PHILIPS-V60 |  | V60 NIV VENTILATOR WITH STAND |  |  | VENTILATOR-PHILIPS-V60 | [6 empty] | Verified as Rental |  |  | MHHS-Greater Heights
NO | YES |  |  |  | RPX3105 |  | RESPIRONICS | V60 |  |  | Rental Equipment | MHHS-Greater Heights |  |  |  | RPX3105 |  | Central & Greater Heights |  | Rental Equipment | [7 empty] | VENTILATOR-PHILIPS-V60 |  | V60 NIV VENTILATOR WITH STAND |  |  | VENTILATOR-PHILIPS-V60 | [6 empty] | Verified as Rental |  |  | MHHS-Greater Heights
NO | YES |  |  |  | RPX3330 |  | RESPIRONICS | V60 |  |  | Rental Equipment | MHHS-Greater Heights |  |  |  | RPX3330 |  | Central & Greater Heights |  | Rental Equipment | [7 empty] | VENTILATOR-PHILIPS-V60 |  | V60 NIV VENTILATOR WITH STAND |  |  | VENTILATOR-PHILIPS-V60 | [6 empty] | Verified as Rental |  |  | MHHS-Greater Heights
NO | YES |  |  |  | RPX3343 |  | RESPIRONICS | V60 |  |  | Rental Equipment | MHHS-Greater Heights |  |  |  | RPX3343 |  | Central & Greater Heights |  | Rental Equipment | [7 empty] | VENTILATOR-PHILIPS-V60 |  | V60 NIV VENTILATOR WITH STAND |  |  | VENTILATOR-PHILIPS-V60 | [6 empty] | Verified as Rental |  |  | MHHS-Greater Heights
NO | YES |  |  |  | RPX3437 |  | RESPIRONICS | V60 |  |  | Rental Equipment | MHHS-Greater Heights |  |  |  | RPX3437 |  | Central & Greater Heights |  | Rental Equipment | [7 empty] | VENTILATOR-PHILIPS-V60 |  | V60 NIV VENTILATOR WITH STAND |  |  | VENTILATOR-PHILIPS-V60 | [6 empty] | Verified as Rental |  |  | MHHS-Greater Heights
NO | YES |  |  |  | RPX4387 |  | RESPIRONICS | V60 |  |  | Rental Equipment | MHHS-Greater Heights |  |  |  | RPX4387 |  | Central & Greater Heights |  | Rental Equipment | [7 empty] | VENTILATOR-PHILIPS-V60 |  | V60 NIV VENTILATOR WITH STAND |  |  | VENTILATOR-PHILIPS-V60 | [6 empty] | Verified as Rental |  |  | MHHS-Greater Heights
NO | YES |  |  |  | RPX4411 |  | RESPIRONICS | V60 |  |  | Rental Equipment | MHHS-Greater Heights |  |  |  | RPX4411 |  | Central & Greater Heights |  | Rental Equipment | [7 empty] | VENTILATOR-PHILIPS-V60 |  | V60 NIV VENTILATOR WITH STAND |  |  | VENTILATOR-PHILIPS-V60 | [6 empty] | Verified as Rental |  |  | MHHS-Greater Heights
NO | YES |  |  |  | RPX4884 |  | RESPIRONICS | V60 |  |  | Rental Equipment | MHHS-Greater Heights |  |  |  | RPX4884 |  | Central & Greater Heights |  | Rental Equipment | [7 empty] | VENTILATOR-PHILIPS-V60 |  | V60 NIV VENTILATOR WITH STAND |  |  | VENTILATOR-PHILIPS-V60 | [6 empty] | Verified as Rental |  |  | MHHS-Greater Heights
NO | YES |  |  |  | RPX2830 |  | RESPIRONICS | V60 |  |  | Rental Equipment | MHHS-Greater Heights CCC |  |  |  | RPX2830 |  | Central & Greater Heights |  | Rental Equipment | [7 empty] | VENTILATOR-PHILIPS-V60 |  | V60 NIV VENTILATOR WITH STAND |  |  | VENTILATOR-PHILIPS-V60 | [6 empty] | Verified as Rental |  |  | MHHS-Greater Heights CCC
NO | YES |  |  |  | RPX4921 |  | RESPIRONICS | V60 |  |  | Rental Equipment | MHHS-Greater Heights CCC |  |  |  | RPX4921 |  | Central & Greater Heights |  | Rental Equipment | [7 empty] | VENTILATOR-PHILIPS-V60 |  | V60 NIV VENTILATOR WITH STAND |  |  | VENTILATOR-PHILIPS-V60 | [6 empty] | Verified as Rental |  |  | MHHS-Greater Heights CCC
NO | YES |  |  |  | RPX1437 |  | RESPIRONICS | V60 |  |  | Rental | MHHS-Katy |  |  |  | RPX1437 |  | Katy |  | Rental | [7 empty] | VENTILATOR-PHILIPS-V60 |  | V60 NIV VENTILATOR WITH STAND |  |  | VENTILATOR-PHILIPS-V60 | [6 empty] | Verified as Rental |  |  | MHHS-Katy
NO | YES |  |  |  | RPX1440 |  | RESPIRONICS | V60 |  |  | Rental | MHHS-Katy |  |  |  | RPX1440 |  | Katy |  | Rental | [7 empty] | VENTILATOR-PHILIPS-V60 |  | V60 NIV VENTILATOR WITH STAND |  |  | VENTILATOR-PHILIPS-V60 | [6 empty] | Verified as Rental |  |  | MHHS-Katy
NO | YES |  |  |  | RPX1748 |  | RESPIRONICS | V60 |  |  | Rental | MHHS-Katy |  |  |  | RPX1748 |  | Katy |  | Rental | [7 empty] | VENTILATOR-PHILIPS-V60 |  | V60 NIV VENTILATOR WITH STAND |  |  | VENTILATOR-PHILIPS-V60 | [6 empty] | Verified as Rental |  |  | MHHS-Katy
NO | YES |  |  |  | RPX1864 |  | RESPIRONICS | V60 |  |  | Rental | MHHS-Katy |  |  |  | RPX1864 |  | Katy |  | Rental | [7 empty] | VENTILATOR-PHILIPS-V60 |  | V60 NIV VENTILATOR WITH STAND |  |  | VENTILATOR-PHILIPS-V60 | [6 empty] | Verified as Rental |  |  | MHHS-Katy
NO | YES |  |  |  | RPX2474 |  | RESPIRONICS | V60 |  |  | Rental | MHHS-Katy |  |  |  | RPX2474 |  | Katy |  | Rental | [7 empty] | VENTILATOR-PHILIPS-V60 |  | V60 NIV VENTILATOR WITH STAND |  |  | VENTILATOR-PHILIPS-V60 | [6 empty] | Verified as Rental |  |  | MHHS-Katy
NO | YES |  |  |  | RPX2706 |  | RESPIRONICS | V60 |  |  | Rental | MHHS-Katy |  |  |  | RPX2706 |  | Katy |  | Rental | [7 empty] | VENTILATOR-PHILIPS-V60 |  | V60 NIV VENTILATOR WITH STAND |  |  | VENTILATOR-PHILIPS-V60 | [6 empty] | Verified as Rental |  |  | MHHS-Katy
NO | YES |  |  |  | RPX2742 |  | RESPIRONICS | V60 |  |  | Rental | MHHS-Katy |  |  |  | RPX2742 |  | Katy |  | Rental | [7 empty] | VENTILATOR-PHILIPS-V60 |  | V60 NIV VENTILATOR WITH STAND |  |  | VENTILATOR-PHILIPS-V60 | [6 empty] | Verified as Rental |  |  | MHHS-Katy
NO | YES |  |  |  | RPX4382 |  | RESPIRONICS | V60 |  |  | Rental | MHHS-Katy |  |  |  | RPX4382 |  | Katy |  | Rental | [7 empty] | VENTILATOR-PHILIPS-V60 |  | V60 NIV VENTILATOR WITH STAND |  |  | VENTILATOR-PHILIPS-V60 | [6 empty] | Verified as Rental |  |  | MHHS-Katy
NO | YES |  |  |  | RPX3341 |  | RESPIRONICS | V60 |  |  | Rental | MHHS-Katy CCC |  |  |  | RPX3341 |  | Katy |  | Rental | [7 empty] | VENTILATOR-PHILIPS-V60 |  | V60 NIV VENTILATOR WITH STAND |  |  | VENTILATOR-PHILIPS-V60 | [6 empty] | Verified as Rental |  |  | MHHS-Katy CCC
NO | YES |  |  |  | RPX2696 |  | RESPIRONICS | V60 |  |  | Rental | MHHS-Mem City |  |  |  | RPX2696 |  | West & Memorial City |  | Rental | [7 empty] | VENTILATOR-PHILIPS-V60 |  | V60 NIV VENTILATOR WITH STAND |  |  | VENTILATOR-PHILIPS-V60 | [6 empty] | Verified as Rental |  |  | MHHS-Mem City
NO | YES |  |  |  | RPX3324 |  | RESPIRONICS | V60 |  |  | Rental | MHHS-Mem City |  |  |  | RPX3324 |  | West & Memorial City |  | Rental | [7 empty] | VENTILATOR-PHILIPS-V60 |  | V60 NIV VENTILATOR WITH STAND |  |  | VENTILATOR-PHILIPS-V60 | [6 empty] | Verified as Rental |  |  | MHHS-Mem City
NO | YES |  |  |  | RPX386 |  | RESPIRONICS | V60 |  |  | Rental | MHHS-Pearland Hospital |  |  |  | RPX386 |  | Pearland |  | Rental | [7 empty] | VENTILATOR-PHILIPS-V60 |  | V60 NIV VENTILATOR WITH STAND |  |  | VENTILATOR-PHILIPS-V60 | [6 empty] | Verified as Rental |  |  | MHHS-Pearland Hospital
NO | YES |  |  |  | RPX1439 |  | RESPIRONICS | V60 |  |  | Rental | MHHS-Pearland Hospital |  |  |  | RPX1439 |  | Pearland |  | Rental | [7 empty] | VENTILATOR-PHILIPS-V60 |  | V60 NIV VENTILATOR WITH STAND |  |  | VENTILATOR-PHILIPS-V60 | [6 empty] | Verified as Rental |  |  | MHHS-Pearland Hospital
NO | YES |  |  |  | RPX1533 |  | RESPIRONICS | V60 |  |  | Rental | MHHS-Pearland Hospital |  |  |  | RPX1533 |  | Pearland |  | Rental | [7 empty] | VENTILATOR-PHILIPS-V60 |  | V60 NIV VENTILATOR WITH STAND |  |  | VENTILATOR-PHILIPS-V60 | [6 empty] | Verified as Rental |  |  | MHHS-Pearland Hospital
NO | YES |  |  |  | RPX1593 |  | RESPIRONICS | V60 |  |  | Rental | MHHS-Pearland Hospital |  |  |  | RPX1593 |  | Pearland |  | Rental | [7 empty] | VENTILATOR-PHILIPS-V60 |  | V60 NIV VENTILATOR WITH STAND |  |  | VENTILATOR-PHILIPS-V60 | [6 empty] | Verified as Rental |  |  | MHHS-Pearland Hospital
NO | YES |  |  |  | RPX2690 |  | RESPIRONICS | V60 |  |  | Rental | MHHS-Pearland Hospital |  |  |  | RPX2690 |  | Pearland |  | Rental | [7 empty] | VENTILATOR-PHILIPS-V60 |  | V60 NIV VENTILATOR WITH STAND |  |  | VENTILATOR-PHILIPS-V60 | [6 empty] | Verified as Rental |  |  | MHHS-Pearland Hospital
NO | YES |  |  |  | RPX3096 |  | RESPIRONICS | V60 |  |  | Rental | MHHS-Pearland Hospital |  |  |  | RPX3096 |  | Pearland |  | Rental | [7 empty] | VENTILATOR-PHILIPS-V60 |  | V60 NIV VENTILATOR WITH STAND |  |  | VENTILATOR-PHILIPS-V60 | [6 empty] | Verified as Rental |  |  | MHHS-Pearland Hospital
NO | YES |  |  |  | RPX3329 |  | RESPIRONICS | V60 |  |  | Rental | MHHS-Pearland Hospital |  |  |  | RPX3329 |  | Pearland |  | Rental | [7 empty] | VENTILATOR-PHILIPS-V60 |  | V60 NIV VENTILATOR WITH STAND |  |  | VENTILATOR-PHILIPS-V60 | [6 empty] | Verified as Rental |  |  | MHHS-Pearland Hospital
NO | YES |  |  |  | RPX3342 |  | RESPIRONICS | V60 |  |  | Rental | MHHS-Pearland Hospital |  |  |  | RPX3342 |  | Pearland |  | Rental | [7 empty] | VENTILATOR-PHILIPS-V60 |  | V60 NIV VENTILATOR WITH STAND |  |  | VENTILATOR-PHILIPS-V60 | [6 empty] | Verified as Rental |  |  | MHHS-Pearland Hospital
NO | YES |  |  |  | RPX3434 |  | RESPIRONICS | V60 |  |  | Rental | MHHS-Pearland Hospital |  |  |  | RPX3434 |  | Pearland |  | Rental | [7 empty] | VENTILATOR-PHILIPS-V60 |  | V60 NIV VENTILATOR WITH STAND |  |  | VENTILATOR-PHILIPS-V60 | [6 empty] | Verified as Rental |  |  | MHHS-Pearland Hospital
NO | YES |  |  |  | RPX3440 |  | RESPIRONICS | V60 |  |  | Rental | MHHS-Pearland Hospital |  |  |  | RPX3440 |  | Pearland |  | Rental | [7 empty] | VENTILATOR-PHILIPS-V60 |  | V60 NIV VENTILATOR WITH STAND |  |  | VENTILATOR-PHILIPS-V60 | [6 empty] | Verified as Rental |  |  | MHHS-Pearland Hospital
NO | YES |  |  |  | RPX5170 |  | RESPIRONICS | V60 |  |  | Rental | MHHS-Pearland Hospital |  |  |  | RPX5170 |  | Pearland |  | Rental | [7 empty] | VENTILATOR-PHILIPS-V60 |  | V60 NIV VENTILATOR WITH STAND |  |  | VENTILATOR-PHILIPS-V60 | [6 empty] | Verified as Rental |  |  | MHHS-Pearland Hospital
NO | YES |  |  |  | RPX1745 |  | RESPIRONICS | V60 |  |  | Rental | MHHS-Southeast |  |  |  | RPX1745 |  | Southeast & Bay Area |  | Rental | [7 empty] | VENTILATOR-PHILIPS-V60 |  | V60 NIV VENTILATOR WITH STAND |  |  | VENTILATOR-PHILIPS-V60 | [6 empty] | Verified as Rental |  |  | MHHS-Southeast
NO | YES |  |  |  | RPX1868 |  | RESPIRONICS | V60 |  |  | Rental | MHHS-Southeast |  |  |  | RPX1868 |  | Southeast & Bay Area |  | Rental | [7 empty] | VENTILATOR-PHILIPS-V60 |  | V60 NIV VENTILATOR WITH STAND |  |  | VENTILATOR-PHILIPS-V60 | [6 empty] | Verified as Rental |  |  | MHHS-Southeast
NO | YES |  |  |  | RPX2242 |  | RESPIRONICS | V60 |  |  | Rental | MHHS-Southeast |  |  |  | RPX2242 |  | Southeast & Bay Area |  | Rental | [7 empty] | VENTILATOR-PHILIPS-V60 |  | V60 NIV VENTILATOR WITH STAND |  |  | VENTILATOR-PHILIPS-V60 | [6 empty] | Verified as Rental |  |  | MHHS-Southeast
NO | YES |  |  |  | RPX2703 |  | RESPIRONICS | V60 |  |  | Rental | MHHS-Southeast |  |  |  | RPX2703 |  | Southeast & Bay Area |  | Rental | [7 empty] | VENTILATOR-PHILIPS-V60 |  | V60 NIV VENTILATOR WITH STAND |  |  | VENTILATOR-PHILIPS-V60 | [6 empty] | Verified as Rental |  |  | MHHS-Southeast
NO | YES |  |  |  | RPX2934 |  | RESPIRONICS | V60 |  |  | Rental | MHHS-Southeast |  |  |  | RPX2934 |  | Southeast & Bay Area |  | Rental | [7 empty] | VENTILATOR-PHILIPS-V60 |  | V60 NIV VENTILATOR WITH STAND |  |  | VENTILATOR-PHILIPS-V60 | [6 empty] | Verified as Rental |  |  | MHHS-Southeast
NO | YES |  |  |  | RPX3333 |  | RESPIRONICS | V60 |  |  | Rental | MHHS-Southeast |  |  |  | RPX3333 |  | Southeast & Bay Area |  | Rental | [7 empty] | VENTILATOR-PHILIPS-V60 |  | V60 NIV VENTILATOR WITH STAND |  |  | VENTILATOR-PHILIPS-V60 | [6 empty] | Verified as Rental |  |  | MHHS-Southeast
NO | YES |  |  |  | RPX3439 |  | RESPIRONICS | V60 |  |  | Rental | MHHS-Southeast |  |  |  | RPX3439 |  | Southeast & Bay Area |  | Rental | [7 empty] | VENTILATOR-PHILIPS-V60 |  | V60 NIV VENTILATOR WITH STAND |  |  | VENTILATOR-PHILIPS-V60 | [6 empty] | Verified as Rental |  |  | MHHS-Southeast
NO | YES |  |  |  | RPX4933 |  | RESPIRONICS | V60 |  |  | Rental | MHHS-Southeast |  |  |  | RPX4933 |  | Southeast & Bay Area |  | Rental | [7 empty] | VENTILATOR-PHILIPS-V60 |  | V60 NIV VENTILATOR WITH STAND |  |  | VENTILATOR-PHILIPS-V60 | [6 empty] | Verified as Rental |  |  | MHHS-Southeast
NO | YES |  |  |  | RPX111 |  | RESPIRONICS | V60 |  |  | Rental | MHHS-Southwest |  |  |  | RPX111 |  | Southwest |  | Rental | [7 empty] | VENTILATOR-PHILIPS-V60 |  | V60 NIV VENTILATOR WITH STAND |  |  | VENTILATOR-PHILIPS-V60 | [6 empty] | Verified as Rental |  |  | MHHS-Southwest
NO | YES |  |  |  | RPX129 |  | RESPIRONICS | V60 |  |  | Rental | MHHS-Southwest |  |  |  | RPX129 |  | Southwest |  | Rental | [7 empty] | VENTILATOR-PHILIPS-V60 |  | V60 NIV VENTILATOR WITH STAND |  |  | VENTILATOR-PHILIPS-V60 | [6 empty] | Verified as Rental |  |  | MHHS-Southwest
NO | YES |  |  |  | RPX182 |  | RESPIRONICS | V60 |  |  | Rental | MHHS-Southwest |  |  |  | RPX182 |  | Southwest |  | Rental | [7 empty] | VENTILATOR-PHILIPS-V60 |  | V60 NIV VENTILATOR WITH STAND |  |  | VENTILATOR-PHILIPS-V60 | [6 empty] | Verified as Rental |  |  | MHHS-Southwest
NO | YES |  |  |  | RPX198 |  | RESPIRONICS | V60 |  |  | Rental | MHHS-Southwest |  |  |  | RPX198 |  | Southwest |  | Rental | [7 empty] | VENTILATOR-PHILIPS-V60 |  | V60 NIV VENTILATOR WITH STAND |  |  | VENTILATOR-PHILIPS-V60 | [6 empty] | Verified as Rental |  |  | MHHS-Southwest
NO | YES |  |  |  | RPX213 |  | RESPIRONICS | V60 |  |  | Rental | MHHS-Southwest |  |  |  | RPX213 |  | Southwest |  | Rental | [7 empty] | VENTILATOR-PHILIPS-V60 |  | V60 NIV VENTILATOR WITH STAND |  |  | VENTILATOR-PHILIPS-V60 | [6 empty] | Verified as Rental |  |  | MHHS-Southwest
NO | YES |  |  |  | RPX251 |  | RESPIRONICS | V60 |  |  | Rental | MHHS-Southwest |  |  |  | RPX251 |  | Southwest |  | Rental | [7 empty] | VENTILATOR-PHILIPS-V60 |  | V60 NIV VENTILATOR WITH STAND |  |  | VENTILATOR-PHILIPS-V60 | [6 empty] | Verified as Rental |  |  | MHHS-Southwest
NO | YES |  |  |  | RPX278 |  | RESPIRONICS | V60 |  |  | Rental | MHHS-Southwest |  |  |  | RPX278 |  | Southwest |  | Rental | [7 empty] | VENTILATOR-PHILIPS-V60 |  | V60 NIV VENTILATOR WITH STAND |  |  | VENTILATOR-PHILIPS-V60 | [6 empty] | Verified as Rental |  |  | MHHS-Southwest
NO | YES |  |  |  | RPX289 |  | RESPIRONICS | V60 |  |  | Rental | MHHS-Southwest |  |  |  | RPX289 |  | Southwest |  | Rental | [7 empty] | VENTILATOR-PHILIPS-V60 |  | V60 NIV VENTILATOR WITH STAND |  |  | VENTILATOR-PHILIPS-V60 | [6 empty] | Verified as Rental |  |  | MHHS-Southwest
NO | YES |  |  |  | RPX308 |  | RESPIRONICS | V60 |  |  | Rental | MHHS-Southwest |  |  |  | RPX308 |  | Southwest |  | Rental | [7 empty] | VENTILATOR-PHILIPS-V60 |  | V60 NIV VENTILATOR WITH STAND |  |  | VENTILATOR-PHILIPS-V60 | [6 empty] | Verified as Rental |  |  | MHHS-Southwest
NO | YES |  |  |  | RPX345 |  | RESPIRONICS | V60 |  |  | Rental | MHHS-Southwest |  |  |  | RPX345 |  | Southwest |  | Rental | [7 empty] | VENTILATOR-PHILIPS-V60 |  | V60 NIV VENTILATOR WITH STAND |  |  | VENTILATOR-PHILIPS-V60 | [6 empty] | Verified as Rental |  |  | MHHS-Southwest
NO | YES |  |  |  | RPX494 |  | RESPIRONICS | V60 |  |  | Rental | MHHS-Southwest |  |  |  | RPX494 |  | Southwest |  | Rental | [7 empty] | VENTILATOR-PHILIPS-V60 |  | V60 NIV VENTILATOR WITH STAND |  |  | VENTILATOR-PHILIPS-V60 | [6 empty] | Verified as Rental |  |  | MHHS-Southwest
NO | YES |  |  |  | RPX518 |  | RESPIRONICS | V60 |  |  | Rental | MHHS-Southwest |  |  |  | RPX518 |  | Southwest |  | Rental | [7 empty] | VENTILATOR-PHILIPS-V60 |  | V60 NIV VENTILATOR WITH STAND |  |  | VENTILATOR-PHILIPS-V60 | [6 empty] | Verified as Rental |  |  | MHHS-Southwest
NO | YES |  |  |  | RPX637 |  | RESPIRONICS | V60 |  |  | Rental | MHHS-Southwest |  |  |  | RPX637 |  | Southwest |  | Rental | [7 empty] | VENTILATOR-PHILIPS-V60 |  | V60 NIV VENTILATOR WITH STAND |  |  | VENTILATOR-PHILIPS-V60 | [6 empty] | Verified as Rental |  |  | MHHS-Southwest
NO | YES |  |  |  | RPX729 |  | RESPIRONICS | V60 |  |  | Rental | MHHS-Southwest |  |  |  | RPX729 |  | Southwest |  | Rental | [7 empty] | VENTILATOR-PHILIPS-V60 |  | V60 NIV VENTILATOR WITH STAND |  |  | VENTILATOR-PHILIPS-V60 | [6 empty] | Verified as Rental |  |  | MHHS-Southwest
NO | YES |  |  |  | RPX731 |  | RESPIRONICS | V60 |  |  | Rental | MHHS-Southwest |  |  |  | RPX731 |  | Southwest |  | Rental | [7 empty] | VENTILATOR-PHILIPS-V60 |  | V60 NIV VENTILATOR WITH STAND |  |  | VENTILATOR-PHILIPS-V60 | [6 empty] | Verified as Rental |  |  | MHHS-Southwest
NO | YES |  |  |  | RPX760 |  | RESPIRONICS | V60 |  |  | Rental | MHHS-Southwest |  |  |  | RPX760 |  | Southwest |  | Rental | [7 empty] | VENTILATOR-PHILIPS-V60 |  | V60 NIV VENTILATOR WITH STAND |  |  | VENTILATOR-PHILIPS-V60 | [6 empty] | Verified as Rental |  |  | MHHS-Southwest
NO | YES |  |  |  | RPX797 |  | RESPIRONICS | V60 |  |  | Rental | MHHS-Southwest |  |  |  | RPX797 |  | Southwest |  | Rental | [7 empty] | VENTILATOR-PHILIPS-V60 |  | V60 NIV VENTILATOR WITH STAND |  |  | VENTILATOR-PHILIPS-V60 | [6 empty] | Verified as Rental |  |  | MHHS-Southwest
NO | YES |  |  |  | RPX799 |  | RESPIRONICS | V60 |  |  | Rental | MHHS-Southwest |  |  |  | RPX799 |  | Southwest |  | Rental | [7 empty] | VENTILATOR-PHILIPS-V60 |  | V60 NIV VENTILATOR WITH STAND |  |  | VENTILATOR-PHILIPS-V60 | [6 empty] | Verified as Rental |  |  | MHHS-Southwest
NO | YES |  |  |  | RPX952 |  | RESPIRONICS | V60 |  |  | Rental | MHHS-Southwest |  |  |  | RPX952 |  | Southwest |  | Rental | [7 empty] | VENTILATOR-PHILIPS-V60 |  | V60 NIV VENTILATOR WITH STAND |  |  | VENTILATOR-PHILIPS-V60 | [6 empty] | Verified as Rental |  |  | MHHS-Southwest
NO | YES |  |  |  | RPX1090 |  | RESPIRONICS | V60 |  |  | Rental | MHHS-Southwest |  |  |  | RPX1090 |  | Southwest |  | Rental | [7 empty] | VENTILATOR-PHILIPS-V60 |  | V60 NIV VENTILATOR WITH STAND |  |  | VENTILATOR-PHILIPS-V60 | [6 empty] | Verified as Rental |  |  | MHHS-Southwest
NO | YES |  |  |  | RPX1147 |  | RESPIRONICS | V60 |  |  | Rental | MHHS-Southwest |  |  |  | RPX1147 |  | Southwest |  | Rental | [7 empty] | VENTILATOR-PHILIPS-V60 |  | V60 NIV VENTILATOR WITH STAND |  |  | VENTILATOR-PHILIPS-V60 | [6 empty] | Verified as Rental |  |  | MHHS-Southwest
NO | YES |  |  |  | RPX1164 |  | RESPIRONICS | V60 |  |  | Rental | MHHS-Southwest |  |  |  | RPX1164 |  | Southwest |  | Rental | [7 empty] | VENTILATOR-PHILIPS-V60 |  | V60 NIV VENTILATOR WITH STAND |  |  | VENTILATOR-PHILIPS-V60 | [6 empty] | Verified as Rental |  |  | MHHS-Southwest
NO | YES |  |  |  | RPX1180 |  | RESPIRONICS | V60 |  |  | Rental | MHHS-Southwest |  |  |  | RPX1180 |  | Southwest |  | Rental | [7 empty] | VENTILATOR-PHILIPS-V60 |  | V60 NIV VENTILATOR WITH STAND |  |  | VENTILATOR-PHILIPS-V60 | [6 empty] | Verified as Rental |  |  | MHHS-Southwest
NO | YES |  |  |  | RPX1187 |  | RESPIRONICS | V60 |  |  | Rental | MHHS-Southwest |  |  |  | RPX1187 |  | Southwest |  | Rental | [7 empty] | VENTILATOR-PHILIPS-V60 |  | V60 NIV VENTILATOR WITH STAND |  |  | VENTILATOR-PHILIPS-V60 | [6 empty] | Verified as Rental |  |  | MHHS-Southwest
NO | YES |  |  |  | RPX1203 |  | RESPIRONICS | V60 |  |  | Rental | MHHS-Southwest |  |  |  | RPX1203 |  | Southwest |  | Rental | [7 empty] | VENTILATOR-PHILIPS-V60 |  | V60 NIV VENTILATOR WITH STAND |  |  | VENTILATOR-PHILIPS-V60 | [6 empty] | Verified as Rental |  |  | MHHS-Southwest
NO | YES |  |  |  | RPX2704 |  | RESPIRONICS | V60 |  |  | Rental | MHHS-Southwest |  |  |  | RPX2704 |  | Southwest |  | Rental | [7 empty] | VENTILATOR-PHILIPS-V60 |  | V60 NIV VENTILATOR WITH STAND |  |  | VENTILATOR-PHILIPS-V60 | [6 empty] | Verified as Rental |  |  | MHHS-Southwest
NO | YES |  |  |  | RPX2933 |  | RESPIRONICS | V60 |  |  | Rental | MHHS-Southwest |  |  |  | RPX2933 |  | Southwest |  | Rental | [7 empty] | VENTILATOR-PHILIPS-V60 |  | V60 NIV VENTILATOR WITH STAND |  |  | VENTILATOR-PHILIPS-V60 | [6 empty] | Verified as Rental |  |  | MHHS-Southwest
NO | YES |  |  |  | RPX2936 |  | RESPIRONICS | V60 |  |  | Rental | MHHS-Southwest |  |  |  | RPX2936 |  | Southwest |  | Rental | [7 empty] | VENTILATOR-PHILIPS-V60 |  | V60 NIV VENTILATOR WITH STAND |  |  | VENTILATOR-PHILIPS-V60 | [6 empty] | Verified as Rental |  |  | MHHS-Southwest
NO | YES |  |  |  | RPX2950 |  | RESPIRONICS | V60 |  |  | Rental | MHHS-Southwest |  |  |  | RPX2950 |  | Southwest |  | Rental | [7 empty] | VENTILATOR-PHILIPS-V60 |  | V60 NIV VENTILATOR WITH STAND |  |  | VENTILATOR-PHILIPS-V60 | [6 empty] | Verified as Rental |  |  | MHHS-Southwest
NO | YES |  |  |  | RPX3108 |  | RESPIRONICS | V60 |  |  | Rental | MHHS-Southwest |  |  |  | RPX3108 |  | Southwest |  | Rental | [7 empty] | VENTILATOR-PHILIPS-V60 |  | V60 NIV VENTILATOR WITH STAND |  |  | VENTILATOR-PHILIPS-V60 | [6 empty] | Verified as Rental |  |  | MHHS-Southwest
NO | YES |  |  |  | RPX3331 |  | RESPIRONICS | V60 |  |  | Rental | MHHS-Southwest |  |  |  | RPX3331 |  | Southwest |  | Rental | [7 empty] | VENTILATOR-PHILIPS-V60 |  | V60 NIV VENTILATOR WITH STAND |  |  | VENTILATOR-PHILIPS-V60 | [6 empty] | Verified as Rental |  |  | MHHS-Southwest
NO | YES |  |  |  | RPX3334 |  | RESPIRONICS | V60 |  |  | Rental | MHHS-Southwest |  |  |  | RPX3334 |  | Southwest |  | Rental | [7 empty] | VENTILATOR-PHILIPS-V60 |  | V60 NIV VENTILATOR WITH STAND |  |  | VENTILATOR-PHILIPS-V60 | [6 empty] | Verified as Rental |  |  | MHHS-Southwest
NO | YES |  |  |  | RPX4117 |  | RESPIRONICS | V60 |  |  | Rental | MHHS-Southwest |  |  |  | RPX4117 |  | Southwest |  | Rental | [7 empty] | VENTILATOR-PHILIPS-V60 |  | V60 NIV VENTILATOR WITH STAND |  |  | VENTILATOR-PHILIPS-V60 | [6 empty] | Verified as Rental |  |  | MHHS-Southwest
NO | YES |  |  |  | RPX4143 |  | RESPIRONICS | V60 |  |  | Rental | MHHS-Southwest |  |  |  | RPX4143 |  | Southwest |  | Rental | [7 empty] | VENTILATOR-PHILIPS-V60 |  | V60 NIV VENTILATOR WITH STAND |  |  | VENTILATOR-PHILIPS-V60 | [6 empty] | Verified as Rental |  |  | MHHS-Southwest
NO | YES |  |  |  | RPX4888 |  | RESPIRONICS | V60 |  |  | Rental | MHHS-Southwest |  |  |  | RPX4888 |  | Southwest |  | Rental | [7 empty] | VENTILATOR-PHILIPS-V60 |  | V60 NIV VENTILATOR WITH STAND |  |  | VENTILATOR-PHILIPS-V60 | [6 empty] | Verified as Rental |  |  | MHHS-Southwest
NO | YES |  |  |  | RPX4889 |  | RESPIRONICS | V60 |  |  | Rental | MHHS-Southwest |  |  |  | RPX4889 |  | Southwest |  | Rental | [7 empty] | VENTILATOR-PHILIPS-V60 |  | V60 NIV VENTILATOR WITH STAND |  |  | VENTILATOR-PHILIPS-V60 | [6 empty] | Verified as Rental |  |  | MHHS-Southwest
NO | YES |  |  |  | RPX4890 |  | RESPIRONICS | V60 |  |  | Rental | MHHS-Southwest |  |  |  | RPX4890 |  | Southwest |  | Rental | [7 empty] | VENTILATOR-PHILIPS-V60 |  | V60 NIV VENTILATOR WITH STAND |  |  | VENTILATOR-PHILIPS-V60 | [6 empty] | Verified as Rental |  |  | MHHS-Southwest
NO | YES |  |  |  | RPX4895 |  | RESPIRONICS | V60 |  |  | Rental | MHHS-Southwest |  |  |  | RPX4895 |  | Southwest |  | Rental | [7 empty] | VENTILATOR-PHILIPS-V60 |  | V60 NIV VENTILATOR WITH STAND |  |  | VENTILATOR-PHILIPS-V60 | [6 empty] | Verified as Rental |  |  | MHHS-Southwest
NO | YES |  |  |  | RPX4904 |  | RESPIRONICS | V60 |  |  | Rental | MHHS-Southwest |  |  |  | RPX4904 |  | Southwest |  | Rental | [7 empty] | VENTILATOR-PHILIPS-V60 |  | V60 NIV VENTILATOR WITH STAND |  |  | VENTILATOR-PHILIPS-V60 | [6 empty] | Verified as Rental |  |  | MHHS-Southwest
NO | YES |  |  |  | RRX110 |  | RESPIRONICS | V60 |  |  | Rental | MHHS-Southwest |  |  |  | RRX110 |  | Southwest |  | Rental | [7 empty] | VENTILATOR-PHILIPS-V60 |  | V60 NIV VENTILATOR W/AUTOTRACK+ MODE |  |  | VENTILATOR-PHILIPS-V60 | [6 empty] | Verified as Rental |  |  | MHHS-Southwest
NO | YES |  |  |  | RRX111 |  | RESPIRONICS | V60 |  |  | Rental | MHHS-Southwest |  |  |  | RRX111 |  | Southwest |  | Rental | [7 empty] | VENTILATOR-PHILIPS-V60 |  | V60 NIV VENTILATOR W/AUTOTRACK+ MODE |  |  | VENTILATOR-PHILIPS-V60 | [6 empty] | Verified as Rental |  |  | MHHS-Southwest
NO | YES |  |  |  | RRX112 |  | RESPIRONICS | V60 |  |  | Rental | MHHS-Southwest |  |  |  | RRX112 |  | Southwest |  | Rental | [7 empty] | VENTILATOR-PHILIPS-V60 |  | V60 NIV VENTILATOR W/AUTOTRACK+ MODE |  |  | VENTILATOR-PHILIPS-V60 | [6 empty] | Verified as Rental |  |  | MHHS-Southwest
NO | YES |  |  |  | RPX475 |  | RESPIRONICS | V60 |  |  | Rental | MHHS-Sugarland |  |  |  | RPX475 |  | Sugar Land |  | Rental | [7 empty] | VENTILATOR-PHILIPS-V60 |  | V60 NIV VENTILATOR WITH STAND |  |  | VENTILATOR-PHILIPS-V60 | [6 empty] | Verified as Rental |  |  | MHHS-Sugarland
NO | YES |  |  |  | RPX1087 |  | RESPIRONICS | V60 |  |  | Rental | MHHS-Sugarland |  |  |  | RPX1087 |  | Sugar Land |  | Rental | [7 empty] | VENTILATOR-PHILIPS-V60 |  | V60 NIV VENTILATOR WITH STAND |  |  | VENTILATOR-PHILIPS-V60 | [6 empty] | Verified as Rental |  |  | MHHS-Sugarland
NO | YES |  |  |  | RPX1188 |  | RESPIRONICS | V60 |  |  | Rental | MHHS-Sugarland |  |  |  | RPX1188 |  | Sugar Land |  | Rental | [7 empty] | VENTILATOR-PHILIPS-V60 |  | V60 NIV VENTILATOR WITH STAND |  |  | VENTILATOR-PHILIPS-V60 | [6 empty] | Verified as Rental |  |  | MHHS-Sugarland
NO | YES |  |  |  | RPX1536 |  | RESPIRONICS | V60 |  |  | Rental | MHHS-Sugarland |  |  |  | RPX1536 |  | Sugar Land |  | Rental | [7 empty] | VENTILATOR-PHILIPS-V60 |  | V60 NIV VENTILATOR WITH STAND |  |  | VENTILATOR-PHILIPS-V60 | [6 empty] | Verified as Rental |  |  | MHHS-Sugarland
NO | YES |  |  |  | RPX1856 |  | RESPIRONICS | V60 |  |  | Rental | MHHS-Sugarland |  |  |  | RPX1856 |  | Sugar Land |  | Rental | [7 empty] | VENTILATOR-PHILIPS-V60 |  | V60 NIV VENTILATOR WITH STAND |  |  | VENTILATOR-PHILIPS-V60 | [6 empty] | Verified as Rental |  |  | MHHS-Sugarland
NO | YES |  |  |  | RPX1872 |  | RESPIRONICS | V60 |  |  | Rental | MHHS-Sugarland |  |  |  | RPX1872 |  | Sugar Land |  | Rental | [7 empty] | VENTILATOR-PHILIPS-V60 |  | V60 NIV VENTILATOR WITH STAND |  |  | VENTILATOR-PHILIPS-V60 | [6 empty] | Verified as Rental |  |  | MHHS-Sugarland
NO | YES |  |  |  | RPX2485 |  | RESPIRONICS | V60 |  |  | Rental | MHHS-Sugarland |  |  |  | RPX2485 |  | Sugar Land |  | Rental | [7 empty] | VENTILATOR-PHILIPS-V60 |  | V60 NIV VENTILATOR WITH STAND |  |  | VENTILATOR-PHILIPS-V60 | [6 empty] | Verified as Rental |  |  | MHHS-Sugarland
NO | YES |  |  |  | RPX2686 |  | RESPIRONICS | V60 |  |  | Rental | MHHS-Sugarland |  |  |  | RPX2686 |  | Sugar Land |  | Rental | [7 empty] | VENTILATOR-PHILIPS-V60 |  | V60 NIV VENTILATOR WITH STAND |  |  | VENTILATOR-PHILIPS-V60 | [6 empty] | Verified as Rental |  |  | MHHS-Sugarland
NO | YES |  |  |  | RPX2700 |  | RESPIRONICS | V60 |  |  | Rental | MHHS-Sugarland |  |  |  | RPX2700 |  | Sugar Land |  | Rental | [7 empty] | VENTILATOR-PHILIPS-V60 |  | V60 NIV VENTILATOR WITH STAND |  |  | VENTILATOR-PHILIPS-V60 | [6 empty] | Verified as Rental |  |  | MHHS-Sugarland
NO | YES |  |  |  | RPX2705 |  | RESPIRONICS | V60 |  |  | Rental | MHHS-Sugarland |  |  |  | RPX2705 |  | Sugar Land |  | Rental | [7 empty] | VENTILATOR-PHILIPS-V60 |  | V60 NIV VENTILATOR WITH STAND |  |  | VENTILATOR-PHILIPS-V60 | [6 empty] | Verified as Rental |  |  | MHHS-Sugarland
NO | YES |  |  |  | RPX2937 |  | RESPIRONICS | V60 |  |  | Rental | MHHS-Sugarland |  |  |  | RPX2937 |  | Sugar Land |  | Rental | [7 empty] | VENTILATOR-PHILIPS-V60 |  | V60 NIV VENTILATOR WITH STAND |  |  | VENTILATOR-PHILIPS-V60 | [6 empty] | Verified as Rental |  |  | MHHS-Sugarland
NO | YES |  |  |  | RPX2948 |  | RESPIRONICS | V60 |  |  | Rental | MHHS-Sugarland |  |  |  | RPX2948 |  | Sugar Land |  | Rental | [7 empty] | VENTILATOR-PHILIPS-V60 |  | V60 NIV VENTILATOR WITH STAND |  |  | VENTILATOR-PHILIPS-V60 | [6 empty] | Verified as Rental |  |  | MHHS-Sugarland
NO | YES |  |  |  | RPX3094 |  | RESPIRONICS | V60 |  |  | Rental | MHHS-Sugarland |  |  |  | RPX3094 |  | Sugar Land |  | Rental | [7 empty] | VENTILATOR-PHILIPS-V60 |  | V60 NIV VENTILATOR WITH STAND |  |  | VENTILATOR-PHILIPS-V60 | [6 empty] | Verified as Rental |  |  | MHHS-Sugarland
NO | YES |  |  |  | RPX3107 |  | RESPIRONICS | V60 |  |  | Rental | MHHS-Sugarland |  |  |  | RPX3107 |  | Sugar Land |  | Rental | [7 empty] | VENTILATOR-PHILIPS-V60 |  | V60 NIV VENTILATOR WITH STAND |  |  | VENTILATOR-PHILIPS-V60 | [6 empty] | Verified as Rental |  |  | MHHS-Sugarland
NO | YES |  |  |  | RPX3327 |  | RESPIRONICS | V60 |  |  | Rental | MHHS-Sugarland |  |  |  | RPX3327 |  | Sugar Land |  | Rental | [7 empty] | VENTILATOR-PHILIPS-V60 |  | V60 NIV VENTILATOR WITH STAND |  |  | VENTILATOR-PHILIPS-V60 | [6 empty] | Verified as Rental |  |  | MHHS-Sugarland
NO | YES |  |  |  | RPX3339 |  | RESPIRONICS | V60 |  |  | Rental | MHHS-Sugarland |  |  |  | RPX3339 |  | Sugar Land |  | Rental | [7 empty] | VENTILATOR-PHILIPS-V60 |  | V60 NIV VENTILATOR WITH STAND |  |  | VENTILATOR-PHILIPS-V60 | [6 empty] | Verified as Rental |  |  | MHHS-Sugarland
NO | YES |  |  |  | RPX3494 |  | RESPIRONICS | V60 |  |  | Rental | MHHS-Sugarland |  |  |  | RPX3494 |  | Sugar Land |  | Rental | [7 empty] | VENTILATOR-PHILIPS-V60 |  | V60 NIV VENTILATOR WITH STAND |  |  | VENTILATOR-PHILIPS-V60 | [6 empty] | Verified as Rental |  |  | MHHS-Sugarland
NO | YES |  |  |  | RPX4048 |  | RESPIRONICS | V60 |  |  | Rental | MHHS-Sugarland |  |  |  | RPX4048 |  | Sugar Land |  | Rental | [7 empty] | VENTILATOR-PHILIPS-V60 |  | V60 NIV VENTILATOR WITH STAND |  |  | VENTILATOR-PHILIPS-V60 | [6 empty] | Verified as Rental |  |  | MHHS-Sugarland
NO | YES |  |  |  | RPX4380 |  | RESPIRONICS | V60 |  |  | Rental | MHHS-Sugarland |  |  |  | RPX4380 |  | Sugar Land |  | Rental | [7 empty] | VENTILATOR-PHILIPS-V60 |  | V60 NIV VENTILATOR WITH STAND |  |  | VENTILATOR-PHILIPS-V60 | [6 empty] | Verified as Rental |  |  | MHHS-Sugarland
NO | YES |  |  |  | RPX4887 |  | RESPIRONICS | V60 |  |  | Rental | MHHS-Sugarland |  |  |  | RPX4887 |  | Sugar Land |  | Rental | [7 empty] | VENTILATOR-PHILIPS-V60 |  | V60 NIV VENTILATOR WITH STAND |  |  | VENTILATOR-PHILIPS-V60 | [6 empty] | Verified as Rental |  |  | MHHS-Sugarland
NO | YES |  |  |  | RPX4891 |  | RESPIRONICS | V60 |  |  | Rental | MHHS-Sugarland |  |  |  | RPX4891 |  | Sugar Land |  | Rental | [7 empty] | VENTILATOR-PHILIPS-V60 |  | V60 NIV VENTILATOR WITH STAND |  |  | VENTILATOR-PHILIPS-V60 | [6 empty] | Verified as Rental |  |  | MHHS-Sugarland
NO | YES |  |  |  | RPX4898 |  | RESPIRONICS | V60 |  |  | Rental | MHHS-Sugarland |  |  |  | RPX4898 |  | Sugar Land |  | Rental | [7 empty] | VENTILATOR-PHILIPS-V60 |  | V60 NIV VENTILATOR WITH STAND |  |  | VENTILATOR-PHILIPS-V60 | [6 empty] | Verified as Rental |  |  | MHHS-Sugarland
NO | YES |  |  |  | RPX4903 |  | RESPIRONICS | V60 |  |  | Rental | MHHS-Sugarland |  |  |  | RPX4903 |  | Sugar Land |  | Rental | [7 empty] | VENTILATOR-PHILIPS-V60 |  | V60 NIV VENTILATOR WITH STAND |  |  | VENTILATOR-PHILIPS-V60 | [6 empty] | Verified as Rental |  |  | MHHS-Sugarland
NO | YES |  |  |  | RPX4905 |  | RESPIRONICS | V60 |  |  | Rental | MHHS-Sugarland |  |  |  | RPX4905 |  | Sugar Land |  | Rental | [7 empty] | VENTILATOR-PHILIPS-V60 |  | V60 NIV VENTILATOR WITH STAND |  |  | VENTILATOR-PHILIPS-V60 | [6 empty] | Verified as Rental |  |  | MHHS-Sugarland
NO | YES |  |  |  | RPX4906 |  | RESPIRONICS | V60 |  |  | Rental | MHHS-Sugarland |  |  |  | RPX4906 |  | Sugar Land |  | Rental | [7 empty] | VENTILATOR-PHILIPS-V60 |  | V60 NIV VENTILATOR WITH STAND |  |  | VENTILATOR-PHILIPS-V60 | [6 empty] | Verified as Rental |  |  | MHHS-Sugarland
NO | YES |  |  |  | RPX368 |  | RESPIRONICS | V60 |  |  | Rental | MHHS-TMC |  |  |  | RPX368 |  | TMC |  | Rental | [7 empty] | VENTILATOR-PHILIPS-V60 |  | V60 NIV VENTILATOR WITH STAND |  |  | VENTILATOR-PHILIPS-V60 | [6 empty] | Verified as Rental |  |  | MHHS-TMC
NO | YES |  |  |  | RPX850 |  | RESPIRONICS | V60 |  |  | Rental | MHHS-TMC |  |  |  | RPX850 |  | TMC |  | Rental | [7 empty] | VENTILATOR-PHILIPS-V60 |  | V60 NIV VENTILATOR WITH STAND |  |  | VENTILATOR-PHILIPS-V60 | [6 empty] | Verified as Rental |  |  | MHHS-TMC
NO | YES |  |  |  | RPX909 |  | RESPIRONICS | V60 |  |  | Rental | MHHS-TMC |  |  |  | RPX909 |  | TMC |  | Rental | [7 empty] | VENTILATOR-PHILIPS-V60 |  | V60 NIV VENTILATOR WITH STAND |  |  | VENTILATOR-PHILIPS-V60 | [6 empty] | Verified as Rental |  |  | MHHS-TMC
NO | YES |  |  |  | RPX1567 |  | RESPIRONICS | V60 |  |  | Rental | MHHS-TMC |  |  |  | RPX1567 |  | TMC |  | Rental | [7 empty] | VENTILATOR-PHILIPS-V60 |  | V60 NIV VENTILATOR WITH STAND |  |  | VENTILATOR-PHILIPS-V60 | [6 empty] | Verified as Rental |  |  | MHHS-TMC
NO | YES |  |  |  | RPX1592 |  | RESPIRONICS | V60 |  |  | Rental | MHHS-TMC |  |  |  | RPX1592 |  | TMC |  | Rental | [7 empty] | VENTILATOR-PHILIPS-V60 |  | V60 NIV VENTILATOR WITH STAND |  |  | VENTILATOR-PHILIPS-V60 | [6 empty] | Verified as Rental |  |  | MHHS-TMC
NO | YES |  |  |  | RPX1792 |  | RESPIRONICS | V60 |  |  | Rental | MHHS-TMC |  |  |  | RPX1792 |  | TMC |  | Rental | [7 empty] | VENTILATOR-PHILIPS-V60 |  | V60 NIV VENTILATOR WITH STAND |  |  | VENTILATOR-PHILIPS-V60 | [6 empty] | Verified as Rental |  |  | MHHS-TMC
NO | YES |  |  |  | RPX1861 |  | RESPIRONICS | V60 |  |  | Rental | MHHS-TMC |  |  |  | RPX1861 |  | TMC |  | Rental | [7 empty] | VENTILATOR-PHILIPS-V60 |  | V60 NIV VENTILATOR WITH STAND |  |  | VENTILATOR-PHILIPS-V60 | [6 empty] | Verified as Rental |  |  | MHHS-TMC
NO | YES |  |  |  | RPX1926 |  | RESPIRONICS | V60 |  |  | Rental | MHHS-TMC |  |  |  | RPX1926 |  | TMC |  | Rental | [7 empty] | VENTILATOR-PHILIPS-V60 |  | V60 NIV VENTILATOR WITH STAND |  |  | VENTILATOR-PHILIPS-V60 | [6 empty] | Verified as Rental |  |  | MHHS-TMC
NO | YES |  |  |  | RPX2201 |  | RESPIRONICS | V60 |  |  | Rental | MHHS-TMC |  |  |  | RPX2201 |  | TMC |  | Rental | [7 empty] | VENTILATOR-PHILIPS-V60 |  | V60 NIV VENTILATOR WITH STAND |  |  | VENTILATOR-PHILIPS-V60 | [6 empty] | Verified as Rental |  |  | MHHS-TMC
NO | YES |  |  |  | RPX2239 |  | RESPIRONICS | V60 |  |  | Rental | MHHS-TMC |  |  |  | RPX2239 |  | TMC |  | Rental | [7 empty] | VENTILATOR-PHILIPS-V60 |  | V60 NIV VENTILATOR WITH STAND |  |  | VENTILATOR-PHILIPS-V60 | [6 empty] | Verified as Rental |  |  | MHHS-TMC
NO | YES |  |  |  | RPX2692 |  | RESPIRONICS | V60 |  |  | Rental | MHHS-TMC |  |  |  | RPX2692 |  | TMC |  | Rental | [7 empty] | VENTILATOR-PHILIPS-V60 |  | V60 NIV VENTILATOR WITH STAND |  |  | VENTILATOR-PHILIPS-V60 | [6 empty] | Verified as Rental |  |  | MHHS-TMC
NO | YES |  |  |  | RPX2698 |  | RESPIRONICS | V60 |  |  | Rental | MHHS-TMC |  |  |  | RPX2698 |  | TMC |  | Rental | [7 empty] | VENTILATOR-PHILIPS-V60 |  | V60 NIV VENTILATOR WITH STAND |  |  | VENTILATOR-PHILIPS-V60 | [6 empty] | Verified as Rental |  |  | MHHS-TMC
NO | YES |  |  |  | RPX2702 |  | RESPIRONICS | V60 |  |  | Rental | MHHS-TMC |  |  |  | RPX2702 |  | TMC |  | Rental | [7 empty] | VENTILATOR-PHILIPS-V60 |  | V60 NIV VENTILATOR WITH STAND |  |  | VENTILATOR-PHILIPS-V60 | [6 empty] | Verified as Rental |  |  | MHHS-TMC
NO | YES |  |  |  | RPX2828 |  | RESPIRONICS | V60 |  |  | Rental | MHHS-TMC |  |  |  | RPX2828 |  | TMC |  | Rental | [7 empty] | VENTILATOR-PHILIPS-V60 |  | V60 NIV VENTILATOR WITH STAND |  |  | VENTILATOR-PHILIPS-V60 | [6 empty] | Verified as Rental |  |  | MHHS-TMC
NO | YES |  |  |  | RPX2929 |  | RESPIRONICS | V60 |  |  | Rental | MHHS-TMC |  |  |  | RPX2929 |  | TMC |  | Rental | [7 empty] | VENTILATOR-PHILIPS-V60 |  | V60 NIV VENTILATOR WITH STAND |  |  | VENTILATOR-PHILIPS-V60 | [6 empty] | Verified as Rental |  |  | MHHS-TMC
NO | YES |  |  |  | RPX3095 |  | RESPIRONICS | V60 |  |  | Rental | MHHS-TMC |  |  |  | RPX3095 |  | TMC |  | Rental | [7 empty] | VENTILATOR-PHILIPS-V60 |  | V60 NIV VENTILATOR WITH STAND |  |  | VENTILATOR-PHILIPS-V60 | [6 empty] | Verified as Rental |  |  | MHHS-TMC
NO | YES |  |  |  | RPX3336 |  | RESPIRONICS | V60 |  |  | Rental | MHHS-TMC |  |  |  | RPX3336 |  | TMC |  | Rental | [7 empty] | VENTILATOR-PHILIPS-V60 |  | V60 NIV VENTILATOR WITH STAND |  |  | VENTILATOR-PHILIPS-V60 | [6 empty] | Verified as Rental |  |  | MHHS-TMC
NO | YES |  |  |  | RPX3338 |  | RESPIRONICS | V60 |  |  | Rental | MHHS-TMC |  |  |  | RPX3338 |  | TMC |  | Rental | [7 empty] | VENTILATOR-PHILIPS-V60 |  | V60 NIV VENTILATOR WITH STAND |  |  | VENTILATOR-PHILIPS-V60 | [6 empty] | Verified as Rental |  |  | MHHS-TMC
NO | YES |  |  |  | RPX3892 |  | RESPIRONICS | V60 |  |  | Rental | MHHS-TMC |  |  |  | RPX3892 |  | TMC |  | Rental | [7 empty] | VENTILATOR-PHILIPS-V60 |  | V60 NIV VENTILATOR WITH STAND |  |  | VENTILATOR-PHILIPS-V60 | [6 empty] | Verified as Rental |  |  | MHHS-TMC
NO | YES |  |  |  | RPX3933 |  | RESPIRONICS | V60 |  |  | Rental | MHHS-TMC |  |  |  | RPX3933 |  | TMC |  | Rental | [7 empty] | VENTILATOR-PHILIPS-V60 |  | V60 NIV VENTILATOR WITH STAND |  |  | VENTILATOR-PHILIPS-V60 | [6 empty] | Verified as Rental |  |  | MHHS-TMC
NO | YES |  |  |  | RPX4375 |  | RESPIRONICS | V60 |  |  | Rental | MHHS-TMC |  |  |  | RPX4375 |  | TMC |  | Rental | [7 empty] | VENTILATOR-PHILIPS-V60 |  | V60 NIV VENTILATOR WITH STAND |  |  | VENTILATOR-PHILIPS-V60 | [6 empty] | Verified as Rental |  |  | MHHS-TMC
NO | YES |  |  |  | RPX4897 |  | RESPIRONICS | V60 |  |  | Rental | MHHS-TMC |  |  |  | RPX4897 |  | TMC |  | Rental | [7 empty] | VENTILATOR-PHILIPS-V60 |  | V60 NIV VENTILATOR WITH STAND |  |  | VENTILATOR-PHILIPS-V60 | [6 empty] | Verified as Rental |  |  | MHHS-TMC
NO | YES |  |  |  | RPX4899 |  | RESPIRONICS | V60 |  |  | Rental | MHHS-TMC |  |  |  | RPX4899 |  | TMC |  | Rental | [7 empty] | VENTILATOR-PHILIPS-V60 |  | V60 NIV VENTILATOR WITH STAND |  |  | VENTILATOR-PHILIPS-V60 | [6 empty] | Verified as Rental |  |  | MHHS-TMC
NO | YES |  |  |  | RRX114 |  | RESPIRONICS | V60 |  |  | Rental | MHHS-TMC |  |  |  | RRX114 |  | TMC |  | Rental | [7 empty] | VENTILATOR-PHILIPS-V60 |  | V60 NIV VENTILATOR W/AUTOTRACK+ MODE |  |  | VENTILATOR-PHILIPS-V60 | [6 empty] | Verified as Rental |  |  | MHHS-TMC
NO | YES |  |  |  | RRX116 |  | RESPIRONICS | V60 |  |  | Rental | MHHS-TMC |  |  |  | RRX116 |  | TMC |  | Rental | [7 empty] | VENTILATOR-PHILIPS-V60 |  | V60 NIV VENTILATOR W/AUTOTRACK+ MODE |  |  | VENTILATOR-PHILIPS-V60 | [6 empty] | Verified as Rental |  |  | MHHS-TMC
NO | YES |  |  |  | RPX371 |  | RESPIRONICS | V60 |  |  | Rental | MHHS-Woodlands |  |  |  | RPX371 |  | Woodlands |  | Rental | [7 empty] | VENTILATOR-PHILIPS-V60 |  | V60 NIV VENTILATOR WITH STAND |  |  | VENTILATOR-PHILIPS-V60 | [6 empty] | Verified as Rental |  |  | MHHS-Woodlands
NO | YES |  |  |  | RPX455 |  | RESPIRONICS | V60 |  |  | Rental | MHHS-Woodlands |  |  |  | RPX455 |  | Woodlands |  | Rental | [7 empty] | VENTILATOR-PHILIPS-V60 |  | V60 NIV VENTILATOR WITH STAND |  |  | VENTILATOR-PHILIPS-V60 | [6 empty] | Verified as Rental |  |  | MHHS-Woodlands
NO | YES |  |  |  | RPX1433 |  | RESPIRONICS | V60 |  |  | Rental | MHHS-Woodlands |  |  |  | RPX1433 |  | Woodlands |  | Rental | [7 empty] | VENTILATOR-PHILIPS-V60 |  | V60 NIV VENTILATOR WITH STAND |  |  | VENTILATOR-PHILIPS-V60 | [6 empty] | Verified as Rental |  |  | MHHS-Woodlands
NO | YES |  |  |  | RPX2699 |  | RESPIRONICS | V60 |  |  | Rental | MHHS-Woodlands |  |  |  | RPX2699 |  | Woodlands |  | Rental | [7 empty] | VENTILATOR-PHILIPS-V60 |  | V60 NIV VENTILATOR WITH STAND |  |  | VENTILATOR-PHILIPS-V60 | [6 empty] | Verified as Rental |  |  | MHHS-Woodlands
NO | YES |  |  |  | RPX2707 |  | RESPIRONICS | V60 |  |  | Rental | MHHS-Woodlands |  |  |  | RPX2707 |  | Woodlands |  | Rental | [7 empty] | VENTILATOR-PHILIPS-V60 |  | V60 NIV VENTILATOR WITH STAND |  |  | VENTILATOR-PHILIPS-V60 | [6 empty] | Verified as Rental |  |  | MHHS-Woodlands
NO | YES |  |  |  | RPX2709 |  | RESPIRONICS | V60 |  |  | Rental | MHHS-Woodlands |  |  |  | RPX2709 |  | Woodlands |  | Rental | [7 empty] | VENTILATOR-PHILIPS-V60 |  | V60 NIV VENTILATOR WITH STAND |  |  | VENTILATOR-PHILIPS-V60 | [6 empty] | Verified as Rental |  |  | MHHS-Woodlands
NO | YES |  |  |  | RPX2829 |  | RESPIRONICS | V60 |  |  | Rental | MHHS-Woodlands |  |  |  | RPX2829 |  | Woodlands |  | Rental | [7 empty] | VENTILATOR-PHILIPS-V60 |  | V60 NIV VENTILATOR WITH STAND |  |  | VENTILATOR-PHILIPS-V60 | [6 empty] | Verified as Rental |  |  | MHHS-Woodlands
NO | YES |  |  |  | RPX3337 |  | RESPIRONICS | V60 |  |  | Rental | MHHS-Woodlands |  |  |  | RPX3337 |  | Woodlands |  | Rental | [7 empty] | VENTILATOR-PHILIPS-V60 |  | V60 NIV VENTILATOR WITH STAND |  |  | VENTILATOR-PHILIPS-V60 | [6 empty] | Verified as Rental |  |  | MHHS-Woodlands
NO | YES |  |  |  | RPX3432 |  | RESPIRONICS | V60 |  |  | Rental | MHHS-Woodlands |  |  |  | RPX3432 |  | Woodlands |  | Rental | [7 empty] | VENTILATOR-PHILIPS-V60 |  | V60 NIV VENTILATOR WITH STAND |  |  | VENTILATOR-PHILIPS-V60 | [6 empty] | Verified as Rental |  |  | MHHS-Woodlands
NO | YES |  |  |  | RPX4131 |  | RESPIRONICS | V60 |  |  | Rental | MHHS-Woodlands |  |  |  | RPX4131 |  | Woodlands |  | Rental | [7 empty] | VENTILATOR-PHILIPS-V60 |  | V60 NIV VENTILATOR WITH STAND |  |  | VENTILATOR-PHILIPS-V60 | [6 empty] | Verified as Rental |  |  | MHHS-Woodlands
NO | YES |  |  |  | RPX4896 |  | RESPIRONICS | V60 |  |  | Rental | MHHS-Woodlands |  |  |  | RPX4896 |  | Woodlands |  | Rental | [7 empty] | VENTILATOR-PHILIPS-V60 |  | V60 NIV VENTILATOR WITH STAND |  |  | VENTILATOR-PHILIPS-V60 | [6 empty] | Verified as Rental |  |  | MHHS-Woodlands
NO | YES |  |  |  | RPX4922 |  | RESPIRONICS | V60 |  |  | Rental | MHHS-Woodlands |  |  |  | RPX4922 |  | Woodlands |  | Rental | [7 empty] | VENTILATOR-PHILIPS-V60 |  | V60 NIV VENTILATOR WITH STAND |  |  | VENTILATOR-PHILIPS-V60 | [6 empty] | Verified as Rental |  |  | MHHS-Woodlands
NO | YES | Asset Tag 142-07448 |  |  | 142-07448 | 142-07448 | Respironics | V60 |  |  | NE-Hemodialysis |  |  |  |  | 142-07448 | 142-07448 | Katy | MHHS-Northeast | NE-Hemodialysis | HEMODIALYSIS storage | [5 empty] | Ventilator | VENTILATOR-PHILIPS-V60 | [12 empty] | VENT-SA | [10 empty] | VENTILATOR | Ventilator | Philips
YES | YES |  |  |  | 069-44527 | 069-44527 | Respironics | V60 |  |  | TMC - RESPIRATORY - ADULT |  |  |  |  | 069-44527 | 069-44527 | TMC |  | TMC - RESPIRATORY - ADULT | Respiratory
YES | YES |  |  |  | 069-44524 | 069-44524 | Respironics | V60 |  |  | TMC - HERMANN - RESPIRATORY |  |  |  |  | 069-44524 | 069-44524 | TMC | Memorial Hermann Texas Medical Center | TMC - HERMANN - RESPIRATORY | Respiratory 5th fl | 2/1/20 |  | 2/1/21
YES | YES |  |  |  | 069-44530 | 069-44530 | Respironics | V60 |  |  | TMC - RESPIRATORY - ADULT |  |  |  |  | 069-44530 | 069-44530 | TMC | Memorial Hermann-TMC | TMC - RESPIRATORY - ADULT | Respiratory
YES | YES |  |  |  | 069-44518 | 069-44518 | Respironics | V60 |  |  | TMC - HERMANN - RESPIRATORY |  |  |  |  | 069-44518 | 069-44518 | TMC | Memorial Hermann Texas Medical Center | TMC - HERMANN - RESPIRATORY | Respiratory 5th fl | 2/1/20 |  | 2/1/21
YES | YES |  |  |  | 069-44531 | 069-44531 | Respironics | V60 |  |  | TMC - RESPIRATORY - ADULT |  |  |  |  | 069-44531 | 069-44531 | TMC | Memorial Hermann-TMC | TMC - RESPIRATORY - ADULT | Respiratory
YES | YES |  |  |  | 069-44532 | 069-44532 | Respironics | V60 |  |  | TMC - HERMANN - RESPIRATORY |  |  |  |  | 069-44532 | 069-44532 | TMC | Memorial Hermann Texas Medical Center | TMC - HERMANN - RESPIRATORY | Respiratory 5th fl | 2/1/20 |  | 2/1/21
YES | YES |  |  |  | 069-44534 | 069-44534 | Respironics | V60 |  |  | TMC - HERMANN - RESPIRATORY |  |  |  |  | 069-44534 | 069-44534 | TMC | Memorial Hermann Texas Medical Center | TMC - HERMANN - RESPIRATORY | Respiratory 5th fl | 2/1/20 |  | 2/1/21
YES | YES |  |  |  | 069-44528 | 069-44528 | Respironics | V60 |  |  | TMC - HERMANN - RESPIRATORY |  |  |  |  | 069-44528 | 069-44528 | TMC | Memorial Hermann Texas Medical Center | TMC - HERMANN - RESPIRATORY | Respiratory 5th fl | 2/1/20 |  | 2/1/21
NO | YES | Asset Tag 1153985 |  |  |  |  | Respironics Inc |  |  | PA300000929 | TMC-Children's-PICU (9Hp) | MHHS-TMC |  | Alarm, Ventilator |  |  |  | TMC | MHHS-TMC | TMC-Children's-PICU (9Hp) |  | 5/1/18 |  |  |  | ALARMS, REMOTE |  | ALARMVENTILATOR-Respironics-23001 | ALARMVENTILATOR |  |  |  |  | Respironics | Alarm, Ventilator |  | ALARMVENTILATOR-Respironics-23001 |  | 8/23/19 | Verified 3/30/2020 4:07pm (Central) |  | Covered PM Repair - Biomedical | MHHS-TMC
NO | YES |  |  |  |  | 099-05060 | Respironics Inc |  |  | PA300001195 | PICU | MHHS-TMC |  | Alarm, Ventilator |  |  | 099-05060 | TMC | Memorial Hermann- Texas Medical Center | PICU | Children Hospital PICU | 5/1/18 |  |  | No PM Sticker | ALARMS, REMOTE |  | ALARMVENTILATOR-Respironics-23001 | ALARMVENTILATOR |  |  |  |  | Respironics | Alarm, Ventilator |  | ALARMVENTILATOR-Respironics-23001 |  | 8/23/19 |  |  | Covered PM Repair - Biomedical | MHHS-TMC
NO | YES |  |  |  |  | 099-05059 | Respironics Inc |  |  | PA300001200 | PICU | MHHS-TMC |  | Alarm, Ventilator |  |  | 099-05059 | TMC | Memorial Hermann- Texas Medical Center | PICU | Children Hospital PICU | 5/1/18 |  |  | No PM Sticker | ALARMS, REMOTE |  | ALARMVENTILATOR-Respironics-23001 | ALARMVENTILATOR |  |  |  |  | Respironics | Alarm, Ventilator |  | ALARMVENTILATOR-Respironics-23001 |  | 8/23/19 |  |  | Covered PM Repair - Biomedical | MHHS-TMC
NO | YES |  |  |  | 069-21477 | 069-21477 | Respironics Inc |  |  | PA30000096 | Robertson building resperitory | MHHS-TMC |  | Alarm, Ventilator |  | 069-21477 | 069-21477 | TMC | Memorial Hermann Texas Medical Center | Robertson building resperitory | Dirty equipment processing R530 | 6/1/18 |  |  |  | ALARMS, REMOTE |  | ALARMVENTILATOR-Respironics-23001 | ALARMVENTILATOR |  |  |  |  | Respironics | Alarm, Ventilator |  | ALARMVENTILATOR-Respironics-23001 |  | 8/23/19 |  |  | Covered PM Repair - Biomedical | MHHS-TMC
NO | NO | [5 empty] | Respironics Inc |  |  | PA300000759 | TMC - CHILDRENS - PICU (9HP) | MHHS-TMC |  | Alarm, Ventilator |  |  |  | TMC |  | TMC - CHILDRENS - PICU (9HP) | [5 empty] | ALARMS, REMOTE |  | ALARMVENTILATOR-Respironics-23001 | ALARMVENTILATOR |  |  |  |  | Respironics | Alarm, Ventilator |  | ALARMVENTILATOR-Respironics-23001 |  |  |  |  | Covered PM Repair - Biomedical | MHHS-TMC
NO | NO | [5 empty] | Respironics Inc |  |  | PA300000766 | TMC - CHILDRENS - PICU (9HP) | MHHS-TMC |  | Alarm, Ventilator |  |  |  | TMC |  | TMC - CHILDRENS - PICU (9HP) | [5 empty] | ALARMS, REMOTE |  | ALARMVENTILATOR-Respironics-23001 | ALARMVENTILATOR |  |  |  |  | Respironics | Alarm, Ventilator |  | ALARMVENTILATOR-Respironics-23001 |  |  |  |  | Covered PM Repair - Biomedical | MHHS-TMC
NO | NO | [5 empty] | Respironics Inc |  |  | PA300001226 | TMC - CHILDRENS - PICU (9HP) | MHHS-TMC |  | Alarm, Ventilator |  |  |  | TMC |  | TMC - CHILDRENS - PICU (9HP) | [5 empty] | ALARMS, REMOTE |  | ALARMVENTILATOR-Respironics-23001 | ALARMVENTILATOR |  |  |  |  | Respironics | Alarm, Ventilator |  | ALARMVENTILATOR-Respironics-23001 |  |  |  |  | Covered PM Repair - Biomedical | MHHS-TMC
NO | NO | [5 empty] | Respironics Inc |  |  | PA300000897 | TMC - CHILDRENS - PICU (9HP) | MHHS-TMC |  | Alarm, Ventilator |  |  |  | TMC |  | TMC - CHILDRENS - PICU (9HP) | [5 empty] | ALARMS, REMOTE |  | ALARMVENTILATOR-Respironics-23001 | ALARMVENTILATOR |  |  |  |  | Respironics | Alarm, Ventilator |  | ALARMVENTILATOR-Respironics-23001 |  |  |  |  | Covered PM Repair - Biomedical | MHHS-TMC
NO | NO | [5 empty] | Respironics Inc |  |  | PA300000934 | TMC - CHILDRENS - PICU (9HP) | MHHS-TMC |  | Alarm, Ventilator |  |  |  | TMC |  | TMC - CHILDRENS - PICU (9HP) | [5 empty] | ALARMS, REMOTE |  | ALARMVENTILATOR-Respironics-23001 | ALARMVENTILATOR |  |  |  |  | Respironics | Alarm, Ventilator |  | ALARMVENTILATOR-Respironics-23001 |  |  |  |  | Covered PM Repair - Biomedical | MHHS-TMC
NO | NO | [5 empty] | Respironics Inc |  |  | PA300001180 | TMC - CHILDRENS - PICU (9HP) | MHHS-TMC |  | Alarm, Ventilator |  |  |  | TMC |  | TMC - CHILDRENS - PICU (9HP) | [5 empty] | ALARMS, REMOTE |  | ALARMVENTILATOR-Respironics-23001 | ALARMVENTILATOR |  |  |  |  | Respironics | Alarm, Ventilator |  | ALARMVENTILATOR-Respironics-23001 |  |  |  |  | Covered PM Repair - Biomedical | MHHS-TMC
NO | NO | [5 empty] | Respironics Inc |  |  | PA300000951 | TMC - CHILDRENS - PICU (9HP) | MHHS-TMC |  | Alarm, Ventilator |  |  |  | TMC |  | TMC - CHILDRENS - PICU (9HP) | [5 empty] | ALARMS, REMOTE |  | ALARMVENTILATOR-Respironics-23001 | ALARMVENTILATOR |  |  |  |  | Respironics | Alarm, Ventilator |  | ALARMVENTILATOR-Respironics-23001 |  |  |  |  | Covered PM Repair - Biomedical | MHHS-TMC
NO | NO | [5 empty] | Respironics Inc |  |  | PA300000961 | TMC - CULLEN - MICU (2C) | MHHS-TMC |  | Alarm, Ventilator |  |  |  | TMC |  | TMC - CULLEN - MICU (2C) | [5 empty] | ALARMS, REMOTE |  | ALARMVENTILATOR-Respironics-23001 | ALARMVENTILATOR |  |  |  |  | Respironics | Alarm, Ventilator |  | ALARMVENTILATOR-Respironics-23001 |  |  |  |  | Covered PM Repair - Biomedical | MHHS-TMC
NO | NO |  |  |  | 069-22965 |  | Respironics Inc |  |  | PA300001181 | TMC - HERMANN - STICU (3HP) | MHHS-TMC |  | Alarm, Ventilator |  | 069-22965 |  | TMC |  | TMC - HERMANN - STICU (3HP) | [5 empty] | ALARMS, REMOTE |  | ALARMVENTILATOR-Respironics-23001 | ALARMVENTILATOR |  |  |  |  | Respironics | Alarm, Ventilator |  | ALARMVENTILATOR-Respironics-23001 |  |  |  |  | Covered PM Repair - Biomedical | MHHS-TMC
NO | NO |  |  |  | 069-24314 |  | Respironics Inc |  |  | PA300001430 | TMC - HERMANN - STICU (3HP) | MHHS-TMC |  | Alarm, Ventilator |  | 069-24314 |  | TMC |  | TMC - HERMANN - STICU (3HP) | [5 empty] | ALARMS, REMOTE |  | ALARMVENTILATOR-Respironics-23001 | ALARMVENTILATOR |  |  |  |  | Respironics | Alarm, Ventilator |  | ALARMVENTILATOR-Respironics-23001 |  |  |  |  | Covered PM Repair - Biomedical | MHHS-TMC
NO | NO | [5 empty] | Respironics Inc |  |  | PA300001373 | TMC - HERMANN - STICU (3HP) | MHHS-TMC |  | Alarm, Ventilator |  |  |  | TMC |  | TMC - HERMANN - STICU (3HP) | [5 empty] | ALARMS, REMOTE |  | ALARMVENTILATOR-Respironics-23001 | ALARMVENTILATOR |  |  |  |  | Respironics | Alarm, Ventilator |  | ALARMVENTILATOR-Respironics-23001 |  |  |  |  | Covered PM Repair - Biomedical | MHHS-TMC
NO | NO | [5 empty] | Respironics Inc |  |  | PA300001197 | TMC - HERMANN - STICU (3HP) | MHHS-TMC |  | Alarm, Ventilator |  |  |  | TMC |  | TMC - HERMANN - STICU (3HP) | [5 empty] | ALARMS, REMOTE |  | ALARMVENTILATOR-Respironics-23001 | ALARMVENTILATOR |  |  |  |  | Respironics | Alarm, Ventilator |  | ALARMVENTILATOR-Respironics-23001 |  |  |  |  | Covered PM Repair - Biomedical | MHHS-TMC
NO | NO | [5 empty] | Respironics Inc |  |  | PA300001425 | TMC - HERMANN - STICU (3HP) | MHHS-TMC |  | Alarm, Ventilator |  |  |  | TMC |  | TMC - HERMANN - STICU (3HP) | [5 empty] | ALARMS, REMOTE |  | ALARMVENTILATOR-Respironics-23001 | ALARMVENTILATOR |  |  |  |  | Respironics | Alarm, Ventilator |  | ALARMVENTILATOR-Respironics-23001 |  |  |  |  | Covered PM Repair - Biomedical | MHHS-TMC
NO | NO | [5 empty] | Respironics Inc |  |  | PA300001426 | TMC - HERMANN - STICU (3HP) | MHHS-TMC |  | Alarm, Ventilator |  |  |  | TMC |  | TMC - HERMANN - STICU (3HP) | [5 empty] | ALARMS, REMOTE |  | ALARMVENTILATOR-Respironics-23001 | ALARMVENTILATOR |  |  |  |  | Respironics | Alarm, Ventilator |  | ALARMVENTILATOR-Respironics-23001 |  |  |  |  | Covered PM Repair - Biomedical | MHHS-TMC
NO | NO | [5 empty] | Respironics Inc |  |  | PA300001188 | TMC - HERMANN - STICU (3HP) | MHHS-TMC |  | Alarm, Ventilator |  |  |  | TMC |  | TMC - HERMANN - STICU (3HP) | [5 empty] | ALARMS, REMOTE |  | ALARMVENTILATOR-Respironics-23001 | ALARMVENTILATOR |  |  |  |  | Respironics | Alarm, Ventilator |  | ALARMVENTILATOR-Respironics-23001 |  |  |  |  | Covered PM Repair - Biomedical | MHHS-TMC
NO | NO | [5 empty] | Respironics Inc |  |  | PA300001176 | TMC - HERMANN - STICU (3HP) | MHHS-TMC |  | Alarm, Ventilator |  |  |  | TMC |  | TMC - HERMANN - STICU (3HP) | [5 empty] | ALARMS, REMOTE |  | ALARMVENTILATOR-Respironics-23001 | ALARMVENTILATOR |  |  |  |  | Respironics | Alarm, Ventilator |  | ALARMVENTILATOR-Respironics-23001 |  |  |  |  | Covered PM Repair - Biomedical | MHHS-TMC
NO | NO |  |  |  | 069-20616 |  | Respironics Inc |  |  | PA300001187 | TMC - JONES - TSCU (9J) | MHHS-TMC |  | Alarm, Ventilator |  | 069-20616 |  | TMC |  | TMC - JONES - TSCU (9J) | [5 empty] | ALARMS, REMOTE |  | ALARMVENTILATOR-Respironics-23001 | ALARMVENTILATOR |  |  |  |  | Respironics | Alarm, Ventilator |  | ALARMVENTILATOR-Respironics-23001 |  |  |  |  | Covered PM Repair - Biomedical | MHHS-TMC
NO | NO |  |  |  | 069-20617 |  | Respironics Inc |  |  | PA300001185 | TMC - JONES - TSCU (9J) | MHHS-TMC |  | Alarm, Ventilator |  | 069-20617 |  | TMC |  | TMC - JONES - TSCU (9J) | [5 empty] | ALARMS, REMOTE |  | ALARMVENTILATOR-Respironics-23001 | ALARMVENTILATOR |  |  |  |  | Respironics | Alarm, Ventilator |  | ALARMVENTILATOR-Respironics-23001 |  |  |  |  | Covered PM Repair - Biomedical | MHHS-TMC
NO | NO |  |  |  | 069-21133 |  | Respironics Inc |  |  | PA300000769 | TMC - JONES - TSCU (9J) | MHHS-TMC |  | Alarm, Ventilator |  | 069-21133 |  | TMC |  | TMC - JONES - TSCU (9J) | [5 empty] | ALARMS, REMOTE |  | ALARMVENTILATOR-Respironics-23001 | ALARMVENTILATOR |  |  |  |  | Respironics | Alarm, Ventilator |  | ALARMVENTILATOR-Respironics-23001 |  |  |  |  | Covered PM Repair - Biomedical | MHHS-TMC
NO | NO |  |  |  | 069-22959 |  | Respironics Inc |  |  | PA300001182 | TMC - JONES - TSCU (9J) | MHHS-TMC |  | Alarm, Ventilator |  | 069-22959 |  | TMC |  | TMC - JONES - TSCU (9J) | [5 empty] | ALARMS, REMOTE |  | ALARMVENTILATOR-Respironics-23001 | ALARMVENTILATOR |  |  |  |  | Respironics | Alarm, Ventilator |  | ALARMVENTILATOR-Respironics-23001 |  |  |  |  | Covered PM Repair - Biomedical | MHHS-TMC
NO | NO |  |  |  | 069-22960 |  | Respironics Inc |  |  | PA300001192 | TMC - JONES - TSCU (9J) | MHHS-TMC |  | Alarm, Ventilator |  | 069-22960 |  | TMC |  | TMC - JONES - TSCU (9J) | [5 empty] | ALARMS, REMOTE |  | ALARMVENTILATOR-Respironics-23001 | ALARMVENTILATOR |  |  |  |  | Respironics | Alarm, Ventilator |  | ALARMVENTILATOR-Respironics-23001 |  |  |  |  | Covered PM Repair - Biomedical | MHHS-TMC
NO | NO |  |  |  | 069-22962 |  | Respironics Inc |  |  | PA300001220 | TMC - JONES - TSCU (9J) | MHHS-TMC |  | Alarm, Ventilator |  | 069-22962 |  | TMC |  | TMC - JONES - TSCU (9J) | [5 empty] | ALARMS, REMOTE |  | ALARMVENTILATOR-Respironics-23001 | ALARMVENTILATOR |  |  |  |  | Respironics | Alarm, Ventilator |  | ALARMVENTILATOR-Respironics-23001 |  |  |  |  | Covered PM Repair - Biomedical | MHHS-TMC
NO | NO |  |  |  | 069-22963 |  | Respironics Inc |  |  | PA300001193 | TMC - JONES - TSCU (9J) | MHHS-TMC |  | Alarm, Ventilator |  | 069-22963 |  | TMC |  | TMC - JONES - TSCU (9J) | [5 empty] | ALARMS, REMOTE |  | ALARMVENTILATOR-Respironics-23001 | ALARMVENTILATOR |  |  |  |  | Respironics | Alarm, Ventilator |  | ALARMVENTILATOR-Respironics-23001 |  |  |  |  | Covered PM Repair - Biomedical | MHHS-TMC
NO | NO |  |  |  | 069-22967 |  | Respironics Inc |  |  | PA300001194 | TMC - JONES - TSCU (9J) | MHHS-TMC |  | Alarm, Ventilator |  | 069-22967 |  | TMC |  | TMC - JONES - TSCU (9J) | [5 empty] | ALARMS, REMOTE |  | ALARMVENTILATOR-Respironics-23001 | ALARMVENTILATOR |  |  |  |  | Respironics | Alarm, Ventilator |  | ALARMVENTILATOR-Respironics-23001 |  |  |  |  | Covered PM Repair - Biomedical | MHHS-TMC
NO | NO |  |  |  | 069-22970 |  | Respironics Inc |  |  | PA300001228 | TMC - JONES - TSCU (9J) | MHHS-TMC |  | Alarm, Ventilator |  | 069-22970 |  | TMC |  | TMC - JONES - TSCU (9J) | [5 empty] | ALARMS, REMOTE |  | ALARMVENTILATOR-Respironics-23001 | ALARMVENTILATOR |  |  |  |  | Respironics | Alarm, Ventilator |  | ALARMVENTILATOR-Respironics-23001 |  |  |  |  | Covered PM Repair - Biomedical | MHHS-TMC
NO | NO | [5 empty] | Respironics Inc |  |  | PA300001184 | TMC - JONES - TSCU (9J) | MHHS-TMC |  | Alarm, Ventilator |  |  |  | TMC |  | TMC - JONES - TSCU (9J) | [5 empty] | ALARMS, REMOTE |  | ALARMVENTILATOR-Respironics-23001 | ALARMVENTILATOR |  |  |  |  | Respironics | Alarm, Ventilator |  | ALARMVENTILATOR-Respironics-23001 |  |  |  |  | Covered PM Repair - Biomedical | MHHS-TMC
NO | NO | [5 empty] | Respironics Inc |  |  | PA300001423 | TMC - JONES - TSCU (9J) | MHHS-TMC |  | Alarm, Ventilator |  |  |  | TMC |  | TMC - JONES - TSCU (9J) | [5 empty] | ALARMS, REMOTE |  | ALARMVENTILATOR-Respironics-23001 | ALARMVENTILATOR |  |  |  |  | Respironics | Alarm, Ventilator |  | ALARMVENTILATOR-Respironics-23001 |  |  |  |  | Covered PM Repair - Biomedical | MHHS-TMC
NO | NO |  |  |  | 069-16589 |  | Respironics Inc |  |  | PA00000730 | TMC - RADIOLOGY - MRI | MHHS-TMC |  | Alarm, Ventilator |  | 069-16589 |  | TMC |  | TMC - RADIOLOGY - MRI | [5 empty] | ALARMS, REMOTE |  | ALARMVENTILATOR-Respironics-23001 | ALARMVENTILATOR |  |  |  |  | Respironics | Alarm, Ventilator |  | ALARMVENTILATOR-Respironics-23001 |  |  |  |  | Covered PM Repair - Biomedical | MHHS-TMC
NO | NO |  |  |  | 069-21419 |  | Respironics Inc |  |  | PA300000896 | TMC - RESPIRATORY - ADULT | MHHS-TMC |  | Alarm, Ventilator |  | 069-21419 |  | TMC |  | TMC - RESPIRATORY - ADULT | [5 empty] | ALARMS, REMOTE |  | ALARMVENTILATOR-Respironics-23001 | ALARMVENTILATOR |  |  |  |  | Respironics | Alarm, Ventilator |  | ALARMVENTILATOR-Respironics-23001 |  |  |  |  | Covered PM Repair - Biomedical | MHHS-TMC
NO | YES |  |  |  | 133-03642 | 133-03642 | Respironics Inc |  |  |  | Katy-Respiratory | MHHS-Katy |  | BiPAP Unit |  | 133-03642 | 133-03642 | Katy | MHHS-Katy | Katy-Respiratory |  | 2/1/20 | 2/1/21 |  |  | POSITIVE AIRWAY PRESSURE UNITS, CONTINUOUS | BiPAP Unit | BIPAPUNIT-Philips-582059 | BIPAPUNIT |  |  |  |  | Philips | BiPAP Unit |  |  | BIPAPUNIT-Philips-582059 |  |  | BU-SA | Covered PM Repair - Biomedical | MHHS-Katy | [8 empty] | BIPAPUNIT | BiPAP Unit | Philips
NO | YES | [5 empty] | Respironics Inc |  |  |  | SW-HVI-Preop | MHHS-Southwest |  | BiPAP Unit |  |  |  | Southwest | MHHS-Southwest | SW-HVI-Preop | Clean Hold | 5/1/19 |  | 5/1/20 |  | POSITIVE AIRWAY PRESSURE UNITS, CONTINUOUS | BiPAP Unit | BIPAPUNIT-Philips-582059 | BIPAPUNIT |  |  |  |  | Philips | BiPAP Unit |  |  | BIPAPUNIT-Philips-582059 |  |  | BU-SA | Covered PM Repair - Biomedical | MHHS-Southwest | [8 empty] | BIPAPUNIT | BiPAP Unit | Philips
NO | YES |  |  |  | 129-04089 | 129-04089 | Respironics Inc |  |  |  | Sugar Land-Respiratory | MHHS-Sugarland |  | BiPAP Unit |  | 129-04089 | 129-04089 | Sugar Land | MHHS-Sugarland | Sugar Land-Respiratory |  | 12/11/19 |  |  |  | POSITIVE AIRWAY PRESSURE UNITS, CONTINUOUS | BiPAP Unit | BIPAPUNIT-Philips-582059 | BIPAPUNIT |  |  |  |  | Philips | BiPAP Unit |  |  | BIPAPUNIT-Philips-582059 |  |  | BU-SA | Covered PM Repair - Biomedical | MHHS-Sugarland | [8 empty] | BIPAPUNIT | BiPAP Unit | Philips
NO | YES |  |  |  | 129-04092 | 129-04092 | Respironics Inc |  |  |  | Sugar Land-Respiratory | MHHS-Sugarland |  | BiPAP Unit |  | 129-04092 | 129-04092 | Sugar Land | MHHS-Sugarland | Sugar Land-Respiratory |  | 7/1/19 |  |  |  | POSITIVE AIRWAY PRESSURE UNITS, CONTINUOUS | BiPAP Unit | BIPAPUNIT-Philips-582059 | BIPAPUNIT |  |  |  |  | Philips | BiPAP Unit |  |  | BIPAPUNIT-Philips-582059 |  |  | BU-SA | Covered PM Repair - Biomedical | MHHS-Sugarland | [8 empty] | BIPAPUNIT | BiPAP Unit | Philips
NO | NO |  |  |  | 013-14979 |  | Respironics Inc |  |  |  | SW - RESPIRATORY | MHHS-Southwest |  | BiPAP Unit |  | 013-14979 |  | Southwest |  | SW - RESPIRATORY | [5 empty] | POSITIVE AIRWAY PRESSURE UNITS, CONTINUOUS |  | BIPAPUNIT-Philips-582059 | BIPAPUNIT |  |  |  |  | Philips | BiPAP Unit |  |  | BIPAPUNIT-Philips-582059 |  |  |  | Covered PM Repair - Biomedical | MHHS-Southwest
NO | NO | [5 empty] | Respironics Inc |  |  |  | SW - RESPIRATORY | MHHS-Southwest |  | BiPAP Unit |  |  |  | Southwest |  | SW - RESPIRATORY | [5 empty] | POSITIVE AIRWAY PRESSURE UNITS, CONTINUOUS |  | BIPAPUNIT-Philips-582059 | BIPAPUNIT |  |  |  |  | Philips | BiPAP Unit |  |  | BIPAPUNIT-Philips-582059 |  |  |  | Not Covered Vendor Only - Biomedical | MHHS-Southwest
NO | NO | [5 empty] | Respironics Inc |  |  |  | SW - RESPIRATORY | MHHS-Southwest |  | BiPAP Unit |  |  |  | Southwest |  | SW - RESPIRATORY | [5 empty] | POSITIVE AIRWAY PRESSURE UNITS, CONTINUOUS |  | BIPAPUNIT-Philips-582059 | BIPAPUNIT |  |  |  |  | Philips | BiPAP Unit |  |  | BIPAPUNIT-Philips-582059 |  |  |  | Covered PM Repair - Biomedical | MHHS-Southwest
NO | NO |  |  |  | 069-17418 |  | Respironics Inc |  |  |  | TMC - RESPIRATORY - ADULT | MHHS-TMC |  | BiPAP Unit |  | 069-17418 |  | TMC |  | TMC - RESPIRATORY - ADULT | [5 empty] | POSITIVE AIRWAY PRESSURE UNITS, CONTINUOUS |  | BIPAPUNIT-Philips-582059 | BIPAPUNIT |  |  |  |  | Philips | BiPAP Unit |  |  | BIPAPUNIT-Philips-582059 |  |  |  | Covered PM Repair - Biomedical | MHHS-TMC
NO | YES | [5 empty] | Respironics Inc | BILICHEK |  | B10216 | GH - NURSERY | MHHS-Greater Heights |  | Bilirubinometer |  |  |  | Central | Memorial Hermann Greater Heights Hospital | GH - NURSERY | GH - NICU 10 |  |  |  |  | BILIRUBINOMETERS |  | BILIRUBINOMETER-Respironics-BiliChek | BILIRUBINOMETER | BiliChek |  |  |  | Respironics | Bilirubinometer |  | BILIRUBINOMETER-Respironics-BiliChek |  |  |  |  | Not Covered Vendor Only - Biomedical | MHHS-Greater Heights
NO | NO |  |  |  | B1235 |  | Respironics Inc | BILICHEK |  | B1235 | SW - NURSERY | MHHS-Southwest |  | Bilirubinometer |  | B1235 |  | Southwest |  | SW - NURSERY | [5 empty] | BILIRUBINOMETERS |  | BILIRUBINOMETER-Respironics-BiliChek | BILIRUBINOMETER | BiliChek |  |  |  | Respironics | Bilirubinometer |  | BILIRUBINOMETER-Respironics-BiliChek |  |  |  |  | Not Covered Vendor Only - Biomedical | MHHS-Southwest
NO | NO |  |  |  | B2919 |  | Respironics Inc | BILICHEK |  | B2919 | SW - NURSERY | MHHS-Southwest |  | Bilirubinometer |  | B2919 |  | Southwest |  | SW - NURSERY | [5 empty] | BILIRUBINOMETERS |  | BILIRUBINOMETER-Respironics-BiliChek | BILIRUBINOMETER | BiliChek |  |  |  | Respironics | Bilirubinometer |  | BILIRUBINOMETER-Respironics-BiliChek |  |  |  |  | Not Covered Vendor Only - Biomedical | MHHS-Southwest
NO | NO |  |  |  | 029-09454 |  | Respironics Inc | BILICHEK |  | B8992 | WOODLANDS - BIRTH CENTER | MHHS-Woodlands |  | Bilirubinometer |  | 029-09454 |  | Woodlands |  | WOODLANDS - BIRTH CENTER | [5 empty] | BILIRUBINOMETERS |  | BILIRUBINOMETER-Respironics-BiliChek | BILIRUBINOMETER | BiliChek |  |  |  | Respironics | Bilirubinometer |  | BILIRUBINOMETER-Respironics-BiliChek |  |  |  |  | Not Covered Vendor Only - Biomedical | MHHS-Woodlands
NO | NO |  |  |  | 029-12194 |  | Respironics Inc | BILICHEK |  | B7731 | WOODLANDS - PCU2 | MHHS-Woodlands |  | Bilirubinometer |  | 029-12194 |  | Woodlands |  | WOODLANDS - PCU2 | [5 empty] | BILIRUBINOMETERS |  | BILIRUBINOMETER-Respironics-BiliChek | BILIRUBINOMETER | BiliChek |  |  |  | Respironics | Bilirubinometer |  | BILIRUBINOMETER-Respironics-BiliChek |  |  |  |  | Not Covered Vendor Only - Biomedical | MHHS-Woodlands
NO | NO | [5 empty] | Respironics Inc | BILICHEK B800 |  | B2919 | SW - INPATIENT REHAB THERAPY | MHHS-Southwest | [5 empty] | Southwest |  | SW - INPATIENT REHAB THERAPY | [5 empty] | BILIRUBINOMETERS |  | METERBILILIGHT-OhmedaMedical-BiliBlanket Meter II |  |  |  |  | METERBILILIGHT-OhmedaMedical-BiliBlanket Meter II | Respironics | [7 empty] | Not Covered Vendor Only - Biomedical | MHHS-Southwest
NO | NO | [5 empty] | Respironics Inc | BILICHEK B800 |  | b1206 | SW - NURSERY | MHHS-Southwest | [5 empty] | Southwest |  | SW - NURSERY | [5 empty] | BILIRUBINOMETERS |  | METERBILILIGHT-OhmedaMedical-BiliBlanket Meter II |  |  |  |  | METERBILILIGHT-OhmedaMedical-BiliBlanket Meter II | Respironics | [7 empty] | Not Covered Vendor Only - Biomedical | MHHS-Southwest
NO | NO |  |  |  | 129-04819 |  | Respironics Inc | BILICHEK B800 |  | B0463 | SUGAR LAND - NURSERY | MHHS-Sugarland |  |  |  | 129-04819 |  | Sugar Land |  | SUGAR LAND - NURSERY | [5 empty] | BILIRUBINOMETERS |  | METERBILILIGHT-OhmedaMedical-BiliBlanket Meter II |  |  |  |  | METERBILILIGHT-OhmedaMedical-BiliBlanket Meter II | Respironics | [7 empty] | Not Covered Vendor Only - Biomedical | MHHS-Sugarland
NO | YES |  |  |  | 009-10895 | 009-10895 | Respironics Inc | BILITX |  | SN01001 | GH - LABOR | MHHS-Greater Heights |  | Lamp, Phototherapy |  | 009-10895 | 009-10895 | Central | Memorial Hermann Greater Heights Hospital | GH - LABOR | GH - LABOR |  |  |  |  | PHOTOTHERAPY UNITS |  | LAMPPHOTOTHERAPY-Philips-BiliTx | LAMPPHOTOTHERAPY | BiliTx |  |  |  | Philips | Lamp, Phototherapy |  |  | LAMPPHOTOTHERAPY-Philips-BiliTx |  |  |  | Not Covered Vendor Only - Biomedical | MHHS-Greater Heights
NO | YES |  |  |  | 241-02686 | 241-02686 | Respironics Inc | BIPAP AUTO |  | P11463656A18D | TIRR-Respiratory | MHHS-TIRR |  |  |  | 241-02686 | 241-02686 | TMC | MHHS-Others | TIRR-Respiratory | TIRR - PCU 3 | 10/1/19 |  | 10/1/20 |  | POSITIVE AIRWAY PRESSURE UNITS, CONTINUOUS |  | .needs class | [5 empty] | Respironics |  |  |  |  | 11/1/20 |  |  | Not Covered Vendor Only - Biomedical | MHHS-TIRR
NO | YES |  |  |  | 241-02687 | 241-02687 | Respironics Inc | BIPAP AUTO |  | P11463654829F | TIRR-Respiratory | MHHS-TIRR |  |  |  | 241-02687 | 241-02687 | TMC | MHHS-Others | TIRR-Respiratory | Respiratory storage | 7/1/19 |  | 7/1/20 |  | POSITIVE AIRWAY PRESSURE UNITS, CONTINUOUS |  | .needs class | [5 empty] | Respironics |  |  |  |  | 11/1/20 |  |  | Not Covered Vendor Only - Biomedical | MHHS-TIRR
NO | YES | Asset Tag 005-33854 |  |  | 005-33854 | 005-33854 | Respironics Inc | BIPAP V30 AUTO |  | N24628708D7F6 | SE-Respiratory | MHHS-Southeast |  |  |  | 005-33854 | 005-33854 | Southeast | MHHS-Southeast | SE-Respiratory | Storage room |  |  |  | No pm | VENTILATORS |  | BIPAPUNIT-Philips-V30 Auto |  |  |  |  | BIPAPUNIT-Philips-V30 Auto | Respironics |  |  |  |  | 11/1/20 |  |  | Not Covered Vendor Only - Biomedical | MHHS-Southeast
NO | YES |  |  |  | 013-39277 | 013-39277 | Respironics Inc | BIPAP V30 AUTO |  | N264389043928 | SW-Respiratory | MHHS-Southwest |  |  |  | 013-39277 | 013-39277 | Southwest | MHHS-Southwest | SW-Respiratory | 2nd Floor Respiratory | 12/1/19 |  |  |  | VENTILATORS | BiPAP Unit | BIPAPUNIT-Philips-V30 Auto |  |  |  |  | BIPAPUNIT-Philips-V30 Auto | Respironics |  |  |  |  | 11/1/20 |  | BU-SA | Not Covered Vendor Only - Biomedical | MHHS-Southwest | [8 empty] | BIPAPUNIT | BiPAP Unit | Philips
NO | YES |  |  |  | 013-39278 | 013-39278 | Respironics Inc | BIPAP V30 AUTO |  | N25623563D78D | SW-Respiratory | MHHS-Southwest |  |  |  | 013-39278 | 013-39278 | Southwest | MHHS-Southwest | SW-Respiratory | Respiratory storage | 12/1/19 |  | 12/1/20 |  | VENTILATORS | BiPAP Unit | BIPAPUNIT-Philips-V30 Auto |  |  |  |  | BIPAPUNIT-Philips-V30 Auto | Respironics |  |  |  |  | 11/1/20 |  | BU-SA | Not Covered Vendor Only - Biomedical | MHHS-Southwest | [8 empty] | BIPAPUNIT | BiPAP Unit | Philips
NO | YES |  |  |  | 013-39279 | 013-39279 | Respironics Inc | BIPAP V30 AUTO |  | N2643882762DF | SW-Respiratory | MHHS-Southwest |  |  |  | 013-39279 | 013-39279 | Southwest | MHHS-Southwest | SW-Respiratory | Resp Storage | 12/1/19 |  | 12/1/20 |  | VENTILATORS | BiPAP Unit | BIPAPUNIT-Philips-V30 Auto |  |  |  |  | BIPAPUNIT-Philips-V30 Auto | Respironics |  |  |  |  | 11/1/20 |  | BU-SA | Not Covered Vendor Only - Biomedical | MHHS-Southwest | [8 empty] | BIPAPUNIT | BiPAP Unit | Philips
NO | YES |  |  |  | 013-39280 | 013-39280 | Respironics Inc | BIPAP V30 AUTO |  | N264389153179 | SW-Respiratory | MHHS-Southwest |  |  |  | 013-39280 | 013-39280 | Southwest | MHHS-Southwest | SW-Respiratory | Respiratory 2nd Floor | 12/1/19 |  |  |  | VENTILATORS | BiPAP Unit | BIPAPUNIT-Philips-V30 Auto |  |  |  |  | BIPAPUNIT-Philips-V30 Auto | Respironics |  |  |  |  | 11/1/20 |  | BU-SA | Not Covered Vendor Only - Biomedical | MHHS-Southwest | [8 empty] | BIPAPUNIT | BiPAP Unit | Philips
NO | YES |  |  |  | 013-39281 | 013-39281 | Respironics Inc | BIPAP V30 AUTO |  | N264387983447 | SW-Respiratory | MHHS-Southwest |  |  |  | 013-39281 | 013-39281 | Southwest | MHHS-Southwest | SW-Respiratory | Resp Storage | 12/1/19 |  | 12/1/20 |  | VENTILATORS | BiPAP Unit | BIPAPUNIT-Philips-V30 Auto |  |  |  |  | BIPAPUNIT-Philips-V30 Auto | Respironics |  |  |  |  | 11/1/20 |  | BU-SA | Not Covered Vendor Only - Biomedical | MHHS-Southwest | [8 empty] | BIPAPUNIT | BiPAP Unit | Philips
NO | YES |  |  |  | 013-39282 | 013-39282 | Respironics Inc | BIPAP V30 AUTO |  | N264389273803 | SW-Respiratory | MHHS-Southwest |  |  |  | 013-39282 | 013-39282 | Southwest | MHHS-Southwest | SW-Respiratory | Resp Storage | 12/1/19 |  | 12/1/20 |  | VENTILATORS | BiPAP Unit | BIPAPUNIT-Philips-V30 Auto |  |  |  |  | BIPAPUNIT-Philips-V30 Auto | Respironics |  |  |  |  | 11/1/20 |  | BU-SA | Not Covered Vendor Only - Biomedical | MHHS-Southwest | [8 empty] | BIPAPUNIT | BiPAP Unit | Philips
NO | YES |  |  |  | 013-39283 | 013-39283 | Respironics Inc | BIPAP V30 AUTO |  | N2640729468A3 | SW-Respiratory | MHHS-Southwest |  |  |  | 013-39283 | 013-39283 | Southwest | MHHS-Southwest | SW-Respiratory | Resp Storage | 12/1/19 |  | 12/1/20 |  | VENTILATORS | BiPAP Unit | BIPAPUNIT-Philips-V30 Auto |  |  |  |  | BIPAPUNIT-Philips-V30 Auto | Respironics |  |  |  |  | 11/1/20 |  | BU-SA | Not Covered Vendor Only - Biomedical | MHHS-Southwest | [8 empty] | BIPAPUNIT | BiPAP Unit | Philips
NO | YES |  |  |  | 013-39284 | 013-39284 | Respironics Inc | BIPAP V30 AUTO |  | N264389204CBC | SW-Respiratory | MHHS-Southwest |  |  |  | 013-39284 | 013-39284 | Southwest | MHHS-Southwest | SW-Respiratory | Resp Storage | 10/1/19 |  | 10/1/20 |  | VENTILATORS | BiPAP Unit | BIPAPUNIT-Philips-V30 Auto |  |  |  |  | BIPAPUNIT-Philips-V30 Auto | Respironics |  |  |  |  | 11/1/20 |  | BU-SA | Not Covered Vendor Only - Biomedical | MHHS-Southwest | [8 empty] | BIPAPUNIT | BiPAP Unit | Philips
NO | YES |  |  |  | 013-39285 | 013-39285 | Respironics Inc | BIPAP V30 AUTO |  | N2643882324FB | SW-Respiratory | MHHS-Southwest |  |  |  | 013-39285 | 013-39285 | Southwest | MHHS-Southwest | SW-Respiratory | Respiratory 2nd Floor | 12/1/19 |  |  |  | VENTILATORS | BiPAP Unit | BIPAPUNIT-Philips-V30 Auto |  |  |  |  | BIPAPUNIT-Philips-V30 Auto | Respironics |  |  |  |  | 11/1/20 |  | BU-SA | Not Covered Vendor Only - Biomedical | MHHS-Southwest | [8 empty] | BIPAPUNIT | BiPAP Unit | Philips
NO | YES |  |  |  | 013-39286 | 013-39286 | Respironics Inc | BIPAP V30 AUTO |  | N264389070BB3 | SW-Respiratory | MHHS-Southwest |  |  |  | 013-39286 | 013-39286 | Southwest | MHHS-Southwest | SW-Respiratory | Respiratory storage | 12/1/19 |  | 12/1/20 |  | VENTILATORS | BiPAP Unit | BIPAPUNIT-Philips-V30 Auto |  |  |  |  | BIPAPUNIT-Philips-V30 Auto | Respironics |  |  |  |  | 11/1/20 |  | BU-SA | Not Covered Vendor Only - Biomedical | MHHS-Southwest | [8 empty] | BIPAPUNIT | BiPAP Unit | Philips
NO | YES |  |  |  | 029-12876 | 029-12876 | Respironics Inc | BIPAP V30 AUTO |  | N2514624013BD | Woodlands-PCU6 | MHHS-Woodlands |  |  |  | 029-12876 | 029-12876 | Woodlands | MHHS-Woodlands | Woodlands-PCU6 | Nurse Station |  |  |  | No p.m. | VENTILATORS | BiPAP Unit | BIPAPUNIT-Philips-V30 Auto |  |  |  |  | BIPAPUNIT-Philips-V30 Auto | Respironics |  |  |  |  | 11/1/20 |  | BU-SA | Not Covered Vendor Only - Biomedical | MHHS-Woodlands | [8 empty] | BIPAPUNIT | BiPAP Unit | Philips
NO | YES |  |  |  | 029-12878 | 029-12878 | Respironics Inc | BIPAP V30 AUTO |  | N251462445599 | Woodlands-Respiratory | MHHS-Woodlands |  |  |  | 029-12878 | 029-12878 | Woodlands | MHHS-Woodlands | Woodlands-Respiratory | [5 empty] | VENTILATORS | BiPAP Unit | BIPAPUNIT-Philips-V30 Auto |  |  |  |  | BIPAPUNIT-Philips-V30 Auto | Respironics |  |  |  |  | 11/1/20 |  | BU-SA | Not Covered Vendor Only - Biomedical | MHHS-Woodlands | [8 empty] | BIPAPUNIT | BiPAP Unit | Philips
NO | YES |  |  |  | 029-12879 | 029-12879 | Respironics Inc | BIPAP V30 AUTO |  | N251462498E7C | Woodlands-PCU5 | MHHS-Woodlands |  |  |  | 029-12879 | 029-12879 | Woodlands | MHHS-Woodlands | Woodlands-PCU5 | Room E555 |  |  |  | No p.m. | VENTILATORS | BiPAP Unit | BIPAPUNIT-Philips-V30 Auto |  |  |  |  | BIPAPUNIT-Philips-V30 Auto | Respironics |  |  |  |  | 11/1/20 |  | BU-SA | Not Covered Vendor Only - Biomedical | MHHS-Woodlands | [8 empty] | BIPAPUNIT | BiPAP Unit | Philips
NO | YES |  |  |  | 029-12880 | 029-12880 | Respironics Inc | BIPAP V30 AUTO |  | N25146239C374 | Woodlands-Respiratory | MHHS-Woodlands |  |  |  | 029-12880 | 029-12880 | Woodlands | MHHS-Woodlands | Woodlands-Respiratory | CVICU |  |  |  |  | VENTILATORS | BiPAP Unit | BIPAPUNIT-Philips-V30 Auto |  |  |  |  | BIPAPUNIT-Philips-V30 Auto | Respironics |  |  |  |  | 11/1/20 |  | BU-SA | Not Covered Vendor Only - Biomedical | MHHS-Woodlands | [8 empty] | BIPAPUNIT | BiPAP Unit | Philips
NO | YES |  |  |  | 029-12881 | 029-12881 | Respironics Inc | BIPAP V30 AUTO |  | N25146238D2FD | Woodlands-Neurology | MHHS-Woodlands |  |  |  | 029-12881 | 029-12881 | Woodlands | MHHS-Woodlands | Woodlands-Neurology | Neuroscience corner storage |  |  |  |  | VENTILATORS | BiPAP Unit | BIPAPUNIT-Philips-V30 Auto |  |  |  |  | BIPAPUNIT-Philips-V30 Auto | Respironics |  |  |  |  | 11/1/20 |  | BU-SA | Not Covered Vendor Only - Biomedical | MHHS-Woodlands | [8 empty] | BIPAPUNIT | BiPAP Unit | Philips
NO | YES |  |  |  | 029-12882 | 029-12882 | Respironics Inc | BIPAP V30 AUTO |  | N251462476702 | TIRR-Woodlands Inpatient | MHHS-Woodlands |  |  |  | 029-12882 | 029-12882 | Woodlands | MHHS-Others | TIRR-Woodlands Inpatient | TIRR |  |  |  |  | VENTILATORS | BiPAP Unit | BIPAPUNIT-Philips-V30 Auto |  |  |  |  | BIPAPUNIT-Philips-V30 Auto | Respironics |  |  |  |  | 11/1/20 |  | BU-SA | Not Covered Vendor Only - Biomedical | MHHS-Woodlands | [8 empty] | BIPAPUNIT | BiPAP Unit | Philips
NO | YES |  |  |  | 029-12883 | 029-12883 | Respironics Inc | BIPAP V30 AUTO |  | N251462410234 | Woodlands-Neurology | MHHS-Woodlands |  |  |  | 029-12883 | 029-12883 | Woodlands | MHHS-Woodlands | Woodlands-Neurology | Neuroscience corner storage |  |  |  |  | VENTILATORS | BiPAP Unit | BIPAPUNIT-Philips-V30 Auto |  |  |  |  | BIPAPUNIT-Philips-V30 Auto | Respironics |  |  |  |  | 11/1/20 |  | BU-SA | Not Covered Vendor Only - Biomedical | MHHS-Woodlands | [8 empty] | BIPAPUNIT | BiPAP Unit | Philips
NO | YES |  |  |  | 029-12884 | 029-12884 | Respironics Inc | BIPAP V30 AUTO |  | N251462489FF5 | Woodlands-Respiratory | MHHS-Woodlands |  |  |  | 029-12884 | 029-12884 | Woodlands | MHHS-Woodlands | Woodlands-Respiratory | [5 empty] | VENTILATORS | BiPAP Unit | BIPAPUNIT-Philips-V30 Auto |  |  |  |  | BIPAPUNIT-Philips-V30 Auto | Respironics |  |  |  |  | 11/1/20 |  | BU-SA | Not Covered Vendor Only - Biomedical | MHHS-Woodlands | [8 empty] | BIPAPUNIT | BiPAP Unit | Philips
NO | YES |  |  |  | 029-12887 | 029-12887 | Respironics Inc | BIPAP V30 AUTO |  | N251462454410 | Woodlands-Respiratory | MHHS-Woodlands |  |  |  | 029-12887 | 029-12887 | Woodlands | MHHS-Woodlands | Woodlands-Respiratory | Respiratory equipment storage |  |  |  |  | VENTILATORS | BiPAP Unit | BIPAPUNIT-Philips-V30 Auto |  |  |  |  | BIPAPUNIT-Philips-V30 Auto | Respironics |  |  |  |  | 12/19/20 |  | BU-SA | No Coverage Specified | MHHS-Woodlands | [8 empty] | BIPAPUNIT | BiPAP Unit | Philips
NO | NO |  |  |  | 029-12877 |  | Respironics Inc | BIPAP V30 AUTO |  | N251462372A0A | WOODLANDS - RESPIRATORY | MHHS-Woodlands |  |  |  | 029-12877 |  | Woodlands |  | WOODLANDS - RESPIRATORY | [5 empty] | VENTILATORS |  | BIPAPUNIT-Philips-V30 Auto |  |  |  |  | BIPAPUNIT-Philips-V30 Auto | Respironics | [7 empty] | Not Covered Vendor Only - Biomedical | MHHS-Woodlands
NO | NO |  |  |  | 029-12885 |  | Respironics Inc | BIPAP V30 AUTO |  | N251462432126 | WOODLANDS - RESPIRATORY | MHHS-Woodlands |  |  |  | 029-12885 |  | Woodlands |  | WOODLANDS - RESPIRATORY | [5 empty] | VENTILATORS |  | BIPAPUNIT-Philips-V30 Auto |  |  |  |  | BIPAPUNIT-Philips-V30 Auto | Respironics | [7 empty] | No Coverage Specified | MHHS-Woodlands
NO | YES |  |  |  |  | 241-02068 | Respironics Inc | COUGHASSIST |  |  | TIRR-Respiratory | MHHS-TIRR |  |  |  |  | 241-02068 | TMC | MHHS-Others | TIRR-Respiratory | Respiratory storage | 11/1/18 |  | 11/1/19 |  | IN-EXSUFFLATOR |  | .needs class | [5 empty] | Respironics |  |  |  |  | 12/15/17 |  |  | Covered PM Repair - Biomedical | MHHS-TIRR
NO | YES | [5 empty] | Respironics Inc | COUGHASSIST |  |  | TIRR - RESPIRATORY | MHHS-TIRR | [5 empty] | TMC |  | TIRR - RESPIRATORY | [5 empty] | IN-EXSUFFLATOR |  | .needs class | [5 empty] | Respironics | [5 empty] | Finished from Script 3/27/2020 12:11:52pm (Central) |  | Covered PM Repair - Respiratory/Steriliz | MHHS-TIRR
NO | YES |  |  |  |  | 241-02316 | Respironics Inc | COUGHASSIST |  |  | TIRR-Respiratory | MHHS-TIRR |  |  |  |  | 241-02316 | TMC | MHHS-Others | TIRR-Respiratory | Respiratory Storage | 11/1/19 |  | 11/1/20 |  | IN-EXSUFFLATOR |  | .needs class | [5 empty] | Respironics |  |  |  |  | 5/1/13 |  |  | Covered PM Repair - Biomedical | MHHS-TIRR
YES | YES |  |  |  | 241-02315 | 241-02315 | Respironics Inc | COUGHASSIST |  |  | TIRR - RESPIRATORY |  |  |  |  | 241-02315 | 241-02315 | TMC | Memorial Hermann-Texas Medical Center | TIRR - RESPIRATORY | Respiratory storage | 11/1/19 |  | 11/1/20
YES | YES |  |  |  | 241-01801 | 241-01801 | Respironics Inc | COUGHASSIST |  |  | TIRR-Respiratory |  |  |  |  | 241-01801 | 241-01801 | TMC | MHHS-Others | TIRR-Respiratory | Respiratory storage | 11/1/19 |  | 11/1/20
NO | YES |  |  |  |  | 241-02065 | Respironics Inc | DS750HS |  | P05951157 | TIRR-Respiratory | MHHS-TIRR |  | BiPAP Unit |  |  | 241-02065 | TMC | MHHS-Others | TIRR-Respiratory | Respiratory storage | 11/1/19 |  | 10/1/20 |  | HUMIDIFIERS | BiPAP Unit | BIPAPUNIT-Philips-DS750HS | BIPAPUNIT | DS750HS |  |  |  | Philips | BiPAP Unit |  |  | BIPAPUNIT-Philips-DS750HS |  |  | BU-SA | Covered PM Repair - Biomedical | MHHS-TIRR | [8 empty] | BIPAPUNIT | BiPAP Unit | Philips
NO | YES |  |  |  |  | 241-02063 | Respironics Inc | DS750HS |  | P05952394 | TIRR-Respiratory | MHHS-TIRR |  | BiPAP Unit |  |  | 241-02063 | TMC | MHHS-Others | TIRR-Respiratory | Respiratory storage | 10/1/19 |  | 10/1/20 |  | HUMIDIFIERS | BiPAP Unit | BIPAPUNIT-Philips-DS750HS | BIPAPUNIT | DS750HS |  |  |  | Philips | BiPAP Unit |  |  | BIPAPUNIT-Philips-DS750HS |  |  | BU-SA | Covered PM Repair - Biomedical | MHHS-TIRR | [8 empty] | BIPAPUNIT | BiPAP Unit | Philips
YES | YES |  |  |  | 241-02064 | 241-02064 | Respironics Inc | DS750HS |  |  | TIRR - RESPIRATORY |  |  |  |  | 241-02064 | 241-02064 | TMC | TIRR Memorial Hermann | TIRR - RESPIRATORY | Respiratory storage | 1/1/19 |  | 1/1/20
NO | NO | [5 empty] | Respironics Inc | DS750HS |  | P05952363 | TIRR - THERAPY GYM | MHHS-TIRR |  | BiPAP Unit |  |  |  | TMC |  | TIRR - THERAPY GYM | [5 empty] | HUMIDIFIERS |  | BIPAPUNIT-Philips-DS750HS | BIPAPUNIT | DS750HS |  |  |  | Philips | BiPAP Unit |  |  | BIPAPUNIT-Philips-DS750HS |  |  |  | Covered PM Repair - Biomedical | MHHS-TIRR
NO | NO |  |  |  | 241-05169 |  | Respironics Inc | DSX700H11 DREAMSTATION AUTO BIPAP HUM |  | J19191473F26D | TIRR - RESPIRATORY | MHHS-TIRR |  |  |  | 241-05169 |  | TMC |  | TIRR - RESPIRATORY | [5 empty] | POSITIVE AIRWAY PRESSURE UNITS, CONTINUOUS |  | .needs class | [5 empty] | Respironics | [7 empty] | Covered PM Repair - Biomedical | MHHS-TIRR
NO | YES |  |  |  | 009-10142 | 009-10142 | Respironics Inc | EVERFLO |  |  | GH-Sleep Lab | MHHS-Greater Heights |  | Concentrator, Oxygen |  | 009-10142 | 009-10142 | Central | MHHS-Greater Heights | GH-Sleep Lab | Observation 4 | 11/1/19 | 11/1/20 |  |  | OXYGEN CONCENTRATORS | Concentrator, Oxygen | CONCENTRATOROXYGEN-Respironics-EVERFLO | CONCENTRATOROXYGEN | EVERFLO |  |  |  | Respironics | Concentrator, Oxygen |  | CONCENTRATOROXYGEN-Respironics-EVERFLO |  |  |  | CO-SA | Covered PM Repair - Biomedical | MHHS-Greater Heights | [8 empty] | CONCENTRATOROXYGEN | Concentrator, Oxygen | Respironics
NO | YES |  |  |  | 009-10143 | 009-10143 | Respironics Inc | EVERFLO |  |  | GH-Sleep Lab | MHHS-Greater Heights |  | Concentrator, Oxygen |  | 009-10143 | 009-10143 | Central | MHHS-Greater Heights | GH-Sleep Lab | Clean linen | 11/1/19 |  |  |  | OXYGEN CONCENTRATORS | Concentrator, Oxygen | CONCENTRATOROXYGEN-Respironics-EVERFLO | CONCENTRATOROXYGEN | EVERFLO |  |  |  | Respironics | Concentrator, Oxygen |  | CONCENTRATOROXYGEN-Respironics-EVERFLO |  | 6/1/17 |  | CO-SA | Covered PM Repair - Respiratory/Steriliz | MHHS-Greater Heights | [8 empty] | CONCENTRATOROXYGEN | Concentrator, Oxygen | Respironics
NO | NO |  |  |  | 583-01225 |  | Respironics Inc | EVERFLO |  |  | KATY REHAB - SLEEP LAB | MHHS-Katy Rehab |  | Concentrator, Oxygen |  | 583-01225 |  | Katy |  | KATY REHAB - SLEEP LAB | [5 empty] | OXYGEN CONCENTRATORS |  | CONCENTRATOROXYGEN-Respironics-EVERFLO | CONCENTRATOROXYGEN | EVERFLO |  |  |  | Respironics | Concentrator, Oxygen |  | CONCENTRATOROXYGEN-Respironics-EVERFLO |  |  |  |  | Covered PM Repair - Biomedical | MHHS-Katy Rehab
NO | NO |  |  |  | 041-18874 |  | Respironics Inc | EVERFLO |  |  | MEMORIAL CITY - SLEEP LAB | MHHS-Mem City |  | Concentrator, Oxygen |  | 041-18874 |  | West & Memorial City |  | MEMORIAL CITY - SLEEP LAB | [5 empty] | OXYGEN CONCENTRATORS |  | CONCENTRATOROXYGEN-Respironics-EVERFLO | CONCENTRATOROXYGEN | EVERFLO |  |  |  | Respironics | Concentrator, Oxygen |  | CONCENTRATOROXYGEN-Respironics-EVERFLO |  |  |  |  | Covered PM Repair - Respiratory/Steriliz | MHHS-Mem City
NO | NO |  |  |  | 041-18875 |  | Respironics Inc | EVERFLO |  |  | MEMORIAL CITY - SLEEP LAB | MHHS-Mem City |  | Concentrator, Oxygen |  | 041-18875 |  | West & Memorial City |  | MEMORIAL CITY - SLEEP LAB | [5 empty] | OXYGEN CONCENTRATORS |  | CONCENTRATOROXYGEN-Respironics-EVERFLO | CONCENTRATOROXYGEN | EVERFLO |  |  |  | Respironics | Concentrator, Oxygen |  | CONCENTRATOROXYGEN-Respironics-EVERFLO |  |  |  |  | Covered PM Repair - Respiratory/Steriliz | MHHS-Mem City
NO | YES |  |  |  | 009-09158 | 009-09158 | Respironics Inc | INSPIRATION 626 |  |  | MH MG-(GH)-Ep Heart (Mp2 Suite 100) | MHHS-MG |  | Nebulizer, Ultrasonic |  | 009-09158 | 009-09158 | Central | MHHS-MG | MH MG-(GH)-Ep Heart (Mp2 Suite 100) |  | 8/1/13 |  |  |  | NEBULIZERS | Nebulizer, Ultrasonic | NEBULIZERULTRASONIC-FlaemNuovaSpA-INSPIRATION 626 | NEBULIZERULTRASONIC | INSPIRATION 626 |  |  |  | FlaemNuovaSpA | Nebulizer, Ultrasonic |  |  | NEBULIZERULTRASONIC-FlaemNuovaSpA-INSPIRATION 626 |  |  | NU-A | Covered PM Repair - Biomedical | MHHS-MG | [8 empty] | NEBULIZERULTRASONIC | Nebulizer, Ultrasonic | FlaemNuovaSpA
NO | NO |  |  |  | 069-45692 |  | Respironics Inc | M10600 |  |  | CAHF - (TMC) - TMC MEDICAL PLAZA [MHMP-STE2500] | MHHS - Heart Failure Clinics |  |  |  | 069-45692 |  | TMC |  | CAHF - (TMC) - TMC MEDICAL PLAZA [MHMP-STE2500] | [5 empty] | OXYGEN CONCENTRATORS |  | .needs class | [5 empty] | Respironics | [7 empty] | Covered PM Repair - Biomedical | MHHS - Heart Failure Clinics
NO | NO |  |  |  | 069-46167 |  | Respironics Inc | M10600 |  |  | CAHF - (TMC) - TMC MEDICAL PLAZA [MHMP-STE2500] | MHHS - Heart Failure Clinics |  |  |  | 069-46167 |  | TMC |  | CAHF - (TMC) - TMC MEDICAL PLAZA [MHMP-STE2500] | [5 empty] | OXYGEN CONCENTRATORS |  | .needs class | [5 empty] | Respironics | [7 empty] | Covered PM Repair - Biomedical | MHHS - Heart Failure Clinics
NO | NO |  |  |  | 069-46617 |  | Respironics Inc | MILLENIUM M10 |  |  | CAHF - (TMC) - TMC MEDICAL PLAZA [MHMP-STE2500] | MHHS - Heart Failure Clinics |  |  |  | 069-46617 |  | TMC |  | CAHF - (TMC) - TMC MEDICAL PLAZA [MHMP-STE2500] | [5 empty] | OXYGEN CONCENTRATORS |  | .needs class | [5 empty] | Respironics | [7 empty] | Covered PM Repair - Biomedical | MHHS - Heart Failure Clinics
NO | YES |  |  |  | 009-09878 | 009-09878 | Respironics Inc | OMNILAB ADVANCED |  | L12005269 6708 | Neighborhood Clinic-(GH)-Northwest Cc | MHHS-Greater Heights |  |  |  | 009-09878 | 009-09878 | Central | MHHS-Others | Neighborhood Clinic-(GH)-Northwest Cc | Observation 5 | 11/1/19 |  |  |  | POSITIVE AIRWAY PRESSURE UNITS, CONTINUOUS | CPAP Unit | CPAPUNIT-Philips-Omnilab Advanced Plus |  |  |  |  | CPAPUNIT-Philips-Omnilab Advanced Plus | Respironics |  |  |  |  | 11/19/20 |  |  | Not Covered Vendor Only - Biomedical | MHHS-Greater Heights | [8 empty] | CPAPUNIT | CPAP Unit | Philips
NO | YES |  |  |  | 009-09879 | 009-09879 | Respironics Inc | OMNILAB ADVANCED |  | L12008331 44AB | GH-Sleep Lab | MHHS-Greater Heights |  |  |  | 009-09879 | 009-09879 | Central | MHHS-Greater Heights | GH-Sleep Lab | Observation 1 | 11/1/19 | 11/1/20 |  |  | POSITIVE AIRWAY PRESSURE UNITS, CONTINUOUS | CPAP Unit | CPAPUNIT-Philips-Omnilab Advanced Plus |  |  |  |  | CPAPUNIT-Philips-Omnilab Advanced Plus | Respironics | [7 empty] | Not Covered Vendor Only - Biomedical | MHHS-Greater Heights | [8 empty] | CPAPUNIT | CPAP Unit | Philips
NO | YES |  |  |  | 009-09880 | 009-09880 | Respironics Inc | OMNILAB ADVANCED |  | L12005272 C003 | GH-Sleep Lab | MHHS-Greater Heights |  |  |  | 009-09880 | 009-09880 | Central | MHHS-Greater Heights | GH-Sleep Lab | Observation 3 | 11/1/19 | 11/1/20 |  |  | POSITIVE AIRWAY PRESSURE UNITS, CONTINUOUS | CPAP Unit | CPAPUNIT-Philips-Omnilab Advanced Plus |  |  |  |  | CPAPUNIT-Philips-Omnilab Advanced Plus | Respironics |  |  |  |  | 12/1/20 |  |  | No Coverage Specified | MHHS-Greater Heights | [8 empty] | CPAPUNIT | CPAP Unit | Philips
NO | YES |  |  |  | 009-09881 | 009-09881 | Respironics Inc | OMNILAB ADVANCED |  | L12008329 D13B | Neighborhood Clinic-(GH)-Northwest Cc | MHHS-Greater Heights |  |  |  | 009-09881 | 009-09881 | Central | MHHS-Others | Neighborhood Clinic-(GH)-Northwest Cc | Observation 4 | 11/1/19 | 11/1/20 |  |  | POSITIVE AIRWAY PRESSURE UNITS, CONTINUOUS | CPAP Unit | CPAPUNIT-Philips-Omnilab Advanced Plus |  |  |  |  | CPAPUNIT-Philips-Omnilab Advanced Plus | Respironics | [7 empty] | Not Covered Vendor Only - Biomedical | MHHS-Greater Heights | [8 empty] | CPAPUNIT | CPAP Unit | Philips
NO | YES |  |  |  | 133-08450 | 133-08450 | Respironics Inc | OMNILAB ADVANCED |  | L12008321 | Katy Rehab-Sleep Lab | MHHS-Katy Rehab |  |  |  | 133-08450 | 133-08450 | Katy | MHHS-Others | Katy Rehab-Sleep Lab | Room 4 | 3/1/19 | 3/1/20 |  |  | POSITIVE AIRWAY PRESSURE UNITS, CONTINUOUS | CPAP Unit | CPAPUNIT-Philips-Omnilab Advanced Plus |  |  |  |  | CPAPUNIT-Philips-Omnilab Advanced Plus | Respironics |  |  |  |  | 5/6/17 |  |  | Covered PM Repair - Biomedical | MHHS-Katy Rehab | [8 empty] | CPAPUNIT | CPAP Unit | Philips
NO | YES |  |  |  | 133-08451 | 133-08451 | Respironics Inc | OMNILAB ADVANCED |  | L12005273 D18A | Katy Rehab-Sleep Lab | MHHS-Katy Rehab |  |  |  | 133-08451 | 133-08451 | Katy | MHHS-Others | Katy Rehab-Sleep Lab | Katy - Rehab Sleep Lab |  |  |  |  | POSITIVE AIRWAY PRESSURE UNITS, CONTINUOUS | CPAP Unit | CPAPUNIT-Philips-Omnilab Advanced Plus |  |  |  |  | CPAPUNIT-Philips-Omnilab Advanced Plus | Respironics |  |  |  |  | 5/1/15 |  |  | Covered PM Repair - Biomedical | MHHS-Katy Rehab | [8 empty] | CPAPUNIT | CPAP Unit | Philips
NO | YES |  |  |  | 133-08452 | 133-08452 | Respironics Inc | OMNILAB ADVANCED |  | L12008313 | Katy Rehab-Sleep Lab | MHHS-Katy Rehab |  |  |  | 133-08452 | 133-08452 | Katy | MHHS-Others | Katy Rehab-Sleep Lab | Katy - Rehab Sleep Lab | 3/1/19 | 3/1/20 |  |  | POSITIVE AIRWAY PRESSURE UNITS, CONTINUOUS | CPAP Unit | CPAPUNIT-Philips-Omnilab Advanced Plus |  |  |  |  | CPAPUNIT-Philips-Omnilab Advanced Plus | Respironics | [7 empty] | Covered PM Repair - Biomedical | MHHS-Katy Rehab | [8 empty] | CPAPUNIT | CPAP Unit | Philips
NO | YES |  |  |  | 583-00990 | 583-00990 | Respironics Inc | OMNILAB ADVANCED |  | L13300292A7EC | Katy Rehab-Sleep Lab | MHHS-Katy Rehab |  |  |  | 583-00990 | 583-00990 | Katy | MHHS-Others | Katy Rehab-Sleep Lab | Room 1 | 3/1/19 | 3/1/20 |  |  | POSITIVE AIRWAY PRESSURE UNITS, CONTINUOUS | CPAP Unit | CPAPUNIT-Philips-Omnilab Advanced Plus |  |  |  |  | CPAPUNIT-Philips-Omnilab Advanced Plus | Respironics | [7 empty] | Covered PM Repair - Biomedical | MHHS-Katy Rehab | [8 empty] | CPAPUNIT | CPAP Unit | Philips
NO | YES |  |  |  | 129-06062 | 129-06062 | Respironics Inc | OMNILAB ADVANCED |  | L12644427169E | Sugar Land-Sleep Disorder Center | MHHS-Sugarland |  |  |  | 129-06062 | 129-06062 | Sugar Land | MHHS-Sugarland | Sugar Land-Sleep Disorder Center |  | 10/1/19 | 10/1/20 |  |  | POSITIVE AIRWAY PRESSURE UNITS, CONTINUOUS | CPAP Unit | CPAPUNIT-Philips-Omnilab Advanced Plus |  |  |  |  | CPAPUNIT-Philips-Omnilab Advanced Plus | Respironics | [7 empty] | Not Covered Vendor Only - Biomedical | MHHS-Sugarland | [8 empty] | CPAPUNIT | CPAP Unit | Philips
NO | YES |  |  |  | 129-06063 | 129-06063 | Respironics Inc | OMNILAB ADVANCED |  | L12644357D793 | Sugar Land-Sleep Disorder Center | MHHS-Sugarland |  |  |  | 129-06063 | 129-06063 | Sugar Land | MHHS-Sugarland | Sugar Land-Sleep Disorder Center | Sleep Disorder Clinic | 10/1/19 |  |  |  | POSITIVE AIRWAY PRESSURE UNITS, CONTINUOUS | CPAP Unit | CPAPUNIT-Philips-Omnilab Advanced Plus |  |  |  |  | CPAPUNIT-Philips-Omnilab Advanced Plus | Respironics |  |  |  |  | 1/1/20 |  |  | Not Covered Vendor Only - Biomedical | MHHS-Sugarland | [8 empty] | CPAPUNIT | CPAP Unit | Philips
NO | YES |  |  |  | 129-06066 | 129-06066 | Respironics Inc | OMNILAB ADVANCED |  | L1264444470D5 | Sugar Land-Sleep Disorder Center | MHHS-Sugarland |  |  |  | 129-06066 | 129-06066 | Sugar Land | MHHS-Sugarland | Sugar Land-Sleep Disorder Center | Sleep room 1 | 10/1/19 |  | 10/1/20 |  | POSITIVE AIRWAY PRESSURE UNITS, CONTINUOUS | CPAP Unit | CPAPUNIT-Philips-Omnilab Advanced Plus |  |  |  |  | CPAPUNIT-Philips-Omnilab Advanced Plus | Respironics | [7 empty] | Covered PM Repair - Biomedical | MHHS-Sugarland | [8 empty] | CPAPUNIT | CPAP Unit | Philips
NO | YES |  |  |  | 129-06067 | 129-06067 | Respironics Inc | OMNILAB ADVANCED |  | L126443867662 | Sugar Land-Sleep Disorder Center | MHHS-Sugarland |  |  |  | 129-06067 | 129-06067 | Sugar Land | MHHS-Sugarland | Sugar Land-Sleep Disorder Center | Sleep Disorder Clinic | 10/1/19 |  |  |  | POSITIVE AIRWAY PRESSURE UNITS, CONTINUOUS | CPAP Unit | CPAPUNIT-Philips-Omnilab Advanced Plus |  |  |  |  | CPAPUNIT-Philips-Omnilab Advanced Plus | Respironics | [7 empty] | Covered PM Repair - Biomedical | MHHS-Sugarland | [8 empty] | CPAPUNIT | CPAP Unit | Philips
NO | YES |  |  |  | 241-02839 | 241-02839 | Respironics Inc | OMNILAB ADVANCED |  | L12269783CF05 | TIRR-Sleep Lab | MHHS-TIRR |  |  |  | 241-02839 | 241-02839 | TMC | MHHS-Others | TIRR-Sleep Lab | TIRR - SLEEP LAB | 2/1/19 |  | 2/1/21 |  | POSITIVE AIRWAY PRESSURE UNITS, CONTINUOUS | CPAP Unit | CPAPUNIT-Philips-Omnilab Advanced Plus |  |  |  |  | CPAPUNIT-Philips-Omnilab Advanced Plus | Respironics |  |  |  |  | 11/25/20 |  |  | No Coverage Specified | MHHS-TIRR | [8 empty] | CPAPUNIT | CPAP Unit | Philips
NO | YES |  |  |  | 241-02840 | 241-02840 | Respironics Inc | OMNILAB ADVANCED |  | L122815313967 | TIRR-Sleep Lab | MHHS-TIRR |  |  |  | 241-02840 | 241-02840 | TMC | MHHS-Others | TIRR-Sleep Lab | TIRR - SLEEP LAB | 2/1/19 |  | 2/1/21 |  | POSITIVE AIRWAY PRESSURE UNITS, CONTINUOUS | CPAP Unit | CPAPUNIT-Philips-Omnilab Advanced Plus |  |  |  |  | CPAPUNIT-Philips-Omnilab Advanced Plus | Respironics |  |  |  |  | 11/25/20 |  |  | No Coverage Specified | MHHS-TIRR | [8 empty] | CPAPUNIT | CPAP Unit | Philips
NO | YES |  |  |  | 241-02841 | 241-02841 | Respironics Inc | OMNILAB ADVANCED |  | L122698240COD | TIRR-Sleep Lab | MHHS-TIRR |  |  |  | 241-02841 | 241-02841 | TMC | MHHS-Others | TIRR-Sleep Lab | TIRR - SLEEP LAB | 2/1/19 |  | 2/1/21 |  | POSITIVE AIRWAY PRESSURE UNITS, CONTINUOUS | CPAP Unit | CPAPUNIT-Philips-Omnilab Advanced Plus |  |  |  |  | CPAPUNIT-Philips-Omnilab Advanced Plus | Respironics | [7 empty] | Not Covered Vendor Only - Biomedical | MHHS-TIRR | [8 empty] | CPAPUNIT | CPAP Unit | Philips
NO | YES |  |  |  | 029-09557 | 029-09557 | Respironics Inc | OMNILAB ADVANCED |  | L1200832629CC | Woodlands-Sleep Lab | MHHS-Woodlands |  |  |  | 029-09557 | 029-09557 | Woodlands | MHHS-Woodlands | Woodlands-Sleep Lab | Sleep center | 1/1/19 |  | 1/1/20 |  | POSITIVE AIRWAY PRESSURE UNITS, CONTINUOUS | CPAP Unit | CPAPUNIT-Philips-Omnilab Advanced Plus |  |  |  |  | CPAPUNIT-Philips-Omnilab Advanced Plus | Respironics |  |  |  |  | 4/23/19 |  |  | Covered PM Repair - Biomedical | MHHS-Woodlands | [8 empty] | CPAPUNIT | CPAP Unit | Philips
NO | YES |  |  |  | 029-09631 | 029-09631 | Respironics Inc | OMNILAB ADVANCED |  | L12008270689E | Woodlands-Sleep Lab | MHHS-Woodlands |  |  |  | 029-09631 | 029-09631 | Woodlands | MHHS-Woodlands | Woodlands-Sleep Lab | Room 4 | 1/1/19 |  | 1/1/20 |  | POSITIVE AIRWAY PRESSURE UNITS, CONTINUOUS | CPAP Unit | CPAPUNIT-Philips-Omnilab Advanced Plus |  |  |  |  | CPAPUNIT-Philips-Omnilab Advanced Plus | Respironics | [7 empty] | Not Covered Vendor Only - Biomedical | MHHS-Woodlands | [8 empty] | CPAPUNIT | CPAP Unit | Philips
NO | YES |  |  |  | 029-09632 | 029-09632 | Respironics Inc | OMNILAB ADVANCED |  | L120052687681 | Woodlands-Sleep Lab | MHHS-Woodlands |  |  |  | 029-09632 | 029-09632 | Woodlands | MHHS-Woodlands | Woodlands-Sleep Lab | Sleep center | 1/1/19 |  | 1/1/20 |  | POSITIVE AIRWAY PRESSURE UNITS, CONTINUOUS | CPAP Unit | CPAPUNIT-Philips-Omnilab Advanced Plus |  |  |  |  | CPAPUNIT-Philips-Omnilab Advanced Plus | Respironics |  |  |  |  | 11/2/18 |  |  | Not Covered Vendor Only - Biomedical | MHHS-Woodlands | [8 empty] | CPAPUNIT | CPAP Unit | Philips
NO | YES |  |  |  | 029-09633 | 029-09633 | Respironics Inc | OMNILAB ADVANCED |  | L120082625254 | Woodlands-Sleep Lab | MHHS-Woodlands |  |  |  | 029-09633 | 029-09633 | Woodlands | MHHS-Woodlands | Woodlands-Sleep Lab | Sleep room 1 | 1/1/19 |  | 1/1/20 |  | POSITIVE AIRWAY PRESSURE UNITS, CONTINUOUS | CPAP Unit | CPAPUNIT-Philips-Omnilab Advanced Plus |  |  |  |  | CPAPUNIT-Philips-Omnilab Advanced Plus | Respironics |  |  |  |  | 5/1/17 |  |  | Covered PM Repair - Biomedical | MHHS-Woodlands | [8 empty] | CPAPUNIT | CPAP Unit | Philips
NO | NO |  |  |  | 041-18763 |  | Respironics Inc | OMNILAB ADVANCED |  | L12600241 AE5D | MEMORIAL CITY - SLEEP LAB | MHHS-Mem City |  |  |  | 041-18763 |  | West & Memorial City |  | MEMORIAL CITY - SLEEP LAB | [5 empty] | POSITIVE AIRWAY PRESSURE UNITS, CONTINUOUS |  | CPAPUNIT-Philips-Omnilab Advanced Plus |  |  |  |  | CPAPUNIT-Philips-Omnilab Advanced Plus | Respironics | [7 empty] | Covered PM Repair - Biomedical | MHHS-Mem City
NO | NO |  |  |  | 041-18770 |  | Respironics Inc | OMNILAB ADVANCED |  | L12282018 8B66 | MEMORIAL CITY - SLEEP LAB | MHHS-Mem City |  |  |  | 041-18770 |  | West & Memorial City |  | MEMORIAL CITY - SLEEP LAB | [5 empty] | POSITIVE AIRWAY PRESSURE UNITS, CONTINUOUS |  | CPAPUNIT-Philips-Omnilab Advanced Plus |  |  |  |  | CPAPUNIT-Philips-Omnilab Advanced Plus | Respironics | [7 empty] | Covered PM Repair - Biomedical | MHHS-Mem City
NO | NO |  |  |  | 041-18773 |  | Respironics Inc | OMNILAB ADVANCED |  | L12600257 D2B3 | MEMORIAL CITY - SLEEP LAB | MHHS-Mem City |  |  |  | 041-18773 |  | West & Memorial City |  | MEMORIAL CITY - SLEEP LAB | [5 empty] | POSITIVE AIRWAY PRESSURE UNITS, CONTINUOUS |  | CPAPUNIT-Philips-Omnilab Advanced Plus |  |  |  |  | CPAPUNIT-Philips-Omnilab Advanced Plus | Respironics | [7 empty] | Covered PM Repair - Biomedical | MHHS-Mem City
NO | NO |  |  |  | 041-18774 |  | Respironics Inc | OMNILAB ADVANCED |  | L12272131 1537 | MEMORIAL CITY - SLEEP LAB | MHHS-Mem City |  |  |  | 041-18774 |  | West & Memorial City |  | MEMORIAL CITY - SLEEP LAB | [5 empty] | POSITIVE AIRWAY PRESSURE UNITS, CONTINUOUS |  | CPAPUNIT-Philips-Omnilab Advanced Plus |  |  |  |  | CPAPUNIT-Philips-Omnilab Advanced Plus | Respironics | [7 empty] | Not Covered Vendor Only - Biomedical | MHHS-Mem City
NO | NO |  |  |  | 041-18859 |  | Respironics Inc | OMNILAB ADVANCED |  | L1227213004BE | MEMORIAL CITY - SLEEP LAB | MHHS-Mem City |  |  |  | 041-18859 |  | West & Memorial City |  | MEMORIAL CITY - SLEEP LAB | [5 empty] | POSITIVE AIRWAY PRESSURE UNITS, CONTINUOUS |  | CPAPUNIT-Philips-Omnilab Advanced Plus |  |  |  |  | CPAPUNIT-Philips-Omnilab Advanced Plus | Respironics | [7 empty] | Not Covered Vendor Only - Biomedical | MHHS-Mem City
NO | NO |  |  |  | 041-18860 |  | Respironics Inc | OMNILAB ADVANCED |  | L12600212E27E | MEMORIAL CITY - SLEEP LAB | MHHS-Mem City |  |  |  | 041-18860 |  | West & Memorial City |  | MEMORIAL CITY - SLEEP LAB | [5 empty] | POSITIVE AIRWAY PRESSURE UNITS, CONTINUOUS |  | CPAPUNIT-Philips-Omnilab Advanced Plus |  |  |  |  | CPAPUNIT-Philips-Omnilab Advanced Plus | Respironics | [7 empty] | Not Covered Vendor Only - Biomedical | MHHS-Mem City
NO | NO |  |  |  | 041-18861 |  | Respironics Inc | OMNILAB ADVANCED |  | L12600275C211 | MEMORIAL CITY - SLEEP LAB | MHHS-Mem City |  |  |  | 041-18861 |  | West & Memorial City |  | MEMORIAL CITY - SLEEP LAB | [5 empty] | POSITIVE AIRWAY PRESSURE UNITS, CONTINUOUS |  | CPAPUNIT-Philips-Omnilab Advanced Plus |  |  |  |  | CPAPUNIT-Philips-Omnilab Advanced Plus | Respironics | [7 empty] | Not Covered Vendor Only - Biomedical | MHHS-Mem City
NO | NO |  |  |  | 041-18862 |  | Respironics Inc | OMNILAB ADVANCED |  | L12600211D0E5 | MEMORIAL CITY - SLEEP LAB | MHHS-Mem City |  |  |  | 041-18862 |  | West & Memorial City |  | MEMORIAL CITY - SLEEP LAB | [5 empty] | POSITIVE AIRWAY PRESSURE UNITS, CONTINUOUS |  | CPAPUNIT-Philips-Omnilab Advanced Plus |  |  |  |  | CPAPUNIT-Philips-Omnilab Advanced Plus | Respironics | [7 empty] | No Coverage Specified | MHHS-Mem City
NO | NO |  |  |  | 241-02842 |  | Respironics Inc | OMNILAB ADVANCED |  | A12281536A4A6 | TIRR - SLEEP LAB | MHHS-TIRR |  |  |  | 241-02842 |  | TMC |  | TIRR - SLEEP LAB | [5 empty] | POSITIVE AIRWAY PRESSURE UNITS, CONTINUOUS |  | CPAPUNIT-Philips-Omnilab Advanced Plus |  |  |  |  | CPAPUNIT-Philips-Omnilab Advanced Plus | Respironics | [7 empty] | Not Covered Vendor Only - Biomedical | MHHS-TIRR
NO | YES |  |  |  | 142-06494 | 142-06494 | Respironics Inc | OMNILAB ADVANCED PLUS |  | L12008328C0B2 | NE-Sleep Center | MHHS-Northeast |  | CPAP Unit |  | 142-06494 | 142-06494 | Katy | MHHS-Northeast | NE-Sleep Center | Room 1 | 5/1/19 | 5/1/20 |  |  | POSITIVE AIRWAY PRESSURE UNITS, CONTINUOUS | CPAP Unit | CPAPUNIT-Philips-Omnilab Advanced Plus | CPAPUNIT | Omnilab Advanced Plus |  |  |  | Philips | CPAP Unit |  |  | CPAPUNIT-Philips-Omnilab Advanced Plus | 5/4/17 |  |  | Covered PM Repair - Biomedical | MHHS-Northeast | [8 empty] | CPAPUNIT | CPAP Unit | Philips
NO | YES |  |  |  | 142-06495 | 142-06495 | Respironics Inc | OMNILAB ADVANCED PLUS |  | L120083106692 | NE-Sleep Center | MHHS-Northeast |  | CPAP Unit |  | 142-06495 | 142-06495 | Katy | MHHS-Northeast | NE-Sleep Center | Room 2 | 5/1/19 | 5/1/20 |  |  | POSITIVE AIRWAY PRESSURE UNITS, CONTINUOUS | CPAP Unit | CPAPUNIT-Philips-Omnilab Advanced Plus | CPAPUNIT | Omnilab Advanced Plus |  |  |  | Philips | CPAP Unit |  |  | CPAPUNIT-Philips-Omnilab Advanced Plus | 2/18/17 |  |  | Covered PM Repair - Biomedical | MHHS-Northeast | [8 empty] | CPAPUNIT | CPAP Unit | Philips
NO | YES |  |  |  | 069-40138 | 069-40138 | Respironics Inc | OMNILAB ADVANCED PLUS |  | L12281529 ACF7 | TMC-Epilepsy-Sleep Lab (5R) | MHHS-TMC |  | CPAP Unit |  | 069-40138 | 069-40138 | TMC | MHHS-TMC | TMC-Epilepsy-Sleep Lab (5R) | Bed 5 | 4/1/19 |  | 4/1/20 |  | POSITIVE AIRWAY PRESSURE UNITS, CONTINUOUS | CPAP Unit | CPAPUNIT-Philips-Omnilab Advanced Plus | CPAPUNIT | Omnilab Advanced Plus |  |  |  | Philips | CPAP Unit |  |  | CPAPUNIT-Philips-Omnilab Advanced Plus | 12/13/19 |  |  | Covered PM Repair - Biomedical | MHHS-TMC | [8 empty] | CPAPUNIT | CPAP Unit | Philips
NO | YES |  |  |  | 069-41728 | 069-41728 | Respironics Inc | OMNILAB ADVANCED PLUS |  | L14595023 07A4 | TMC-Epilepsy-Sleep Lab (5R) | MHHS-TMC |  | CPAP Unit |  | 069-41728 | 069-41728 | TMC | MHHS-TMC | TMC-Epilepsy-Sleep Lab (5R) | Room 1 | 4/1/19 |  | 4/1/20 |  | POSITIVE AIRWAY PRESSURE UNITS, CONTINUOUS | CPAP Unit | CPAPUNIT-Philips-Omnilab Advanced Plus | CPAPUNIT | Omnilab Advanced Plus |  |  |  | Philips | CPAP Unit |  |  | CPAPUNIT-Philips-Omnilab Advanced Plus | 11/29/19 |  |  | Not Covered Vendor Only - Biomedical | MHHS-TMC | [8 empty] | CPAPUNIT | CPAP Unit | Philips
NO | YES |  |  |  | 069-43826 | 069-43826 | Respironics Inc | OMNILAB ADVANCED PLUS |  | L198883153CC5 | TMC-Epilepsy-Sleep Lab (5R) | MHHS-TMC |  | CPAP Unit |  | 069-43826 | 069-43826 | TMC | MHHS-TMC | TMC-Epilepsy-Sleep Lab (5R) | Room 2 | 4/1/19 |  | 4/1/20 |  | POSITIVE AIRWAY PRESSURE UNITS, CONTINUOUS | CPAP Unit | CPAPUNIT-Philips-Omnilab Advanced Plus | CPAPUNIT | Omnilab Advanced Plus |  |  |  | Philips | CPAP Unit |  |  | CPAPUNIT-Philips-Omnilab Advanced Plus | 8/1/19 |  |  | Covered PM Repair - Biomedical | MHHS-TMC | [8 empty] | CPAPUNIT | CPAP Unit | Philips
NO | YES |  |  |  | 069-43827 | 069-43827 | Respironics Inc | OMNILAB ADVANCED PLUS |  | L10878960 7EDF | TWC | MHHS-TMC |  | CPAP Unit |  | 069-43827 | 069-43827 | TMC | Memorial Hermann Medical Group Texas Medical Center Internal Medicine | TWC | Room 4 | 4/1/19 |  | 4/1/20 |  | POSITIVE AIRWAY PRESSURE UNITS, CONTINUOUS | CPAP Unit | CPAPUNIT-Philips-Omnilab Advanced Plus | CPAPUNIT | Omnilab Advanced Plus |  |  |  | Philips | CPAP Unit |  |  | CPAPUNIT-Philips-Omnilab Advanced Plus | 8/1/19 |  |  | Covered PM Repair - Biomedical | MHHS-TMC | [8 empty] | CPAPUNIT | CPAP Unit | Philips
NO | YES |  |  |  | 069-43828 | 069-43828 | Respironics Inc | OMNILAB ADVANCED PLUS |  | L12269786 98A8 | TWC | MHHS-TMC |  | CPAP Unit |  | 069-43828 | 069-43828 | TMC | Memorial Hermann Medical Group Texas Medical Center Internal Medicine | TWC | Room 3 | 4/1/19 |  | 4/1/20 |  | POSITIVE AIRWAY PRESSURE UNITS, CONTINUOUS | CPAP Unit | CPAPUNIT-Philips-Omnilab Advanced Plus | CPAPUNIT | Omnilab Advanced Plus |  |  |  | Philips | CPAP Unit |  |  | CPAPUNIT-Philips-Omnilab Advanced Plus | 9/20/19 |  |  | Covered PM Repair - Biomedical | MHHS-TMC | [8 empty] | CPAPUNIT | CPAP Unit | Philips
NO | YES |  |  |  | 069-43829 | 069-43829 | Respironics Inc | OMNILAB ADVANCED PLUS |  | L15267620 3368 | TMC-Epilepsy-Sleep Lab (5R) | MHHS-TMC |  | CPAP Unit |  | 069-43829 | 069-43829 | TMC | MHHS-TMC | TMC-Epilepsy-Sleep Lab (5R) | 6th | 4/1/19 |  | 4/1/20 |  | POSITIVE AIRWAY PRESSURE UNITS, CONTINUOUS | CPAP Unit | CPAPUNIT-Philips-Omnilab Advanced Plus | CPAPUNIT | Omnilab Advanced Plus |  |  |  | Philips | CPAP Unit |  |  | CPAPUNIT-Philips-Omnilab Advanced Plus | 5/3/17 |  |  | Covered PM Repair - Biomedical | MHHS-TMC | [8 empty] | CPAPUNIT | CPAP Unit | Philips
NO | YES |  |  |  | 241-02848 | 241-02848 | Respironics Inc | TRILOGY 100 |  | TV11411244D | TIRR-Respiratory | MHHS-TIRR |  | Ventilator |  | 241-02848 | 241-02848 | TMC | MHHS-Others | TIRR-Respiratory | Respiratory Storage | 3/1/19 |  | 3/1/21 |  | VENTILATORS | Ventilator | VENTILATOR-Philips-TRILOGY 100 | VENTILATOR | TRILOGY 100 |  |  |  | Philips | Ventilator |  |  | VENTILATOR-Philips-TRILOGY 100 | 5/15/20 |  | VENT-SA | Not Covered Vendor Only - Biomedical | MHHS-TIRR | [8 empty] | VENTILATOR | Ventilator | Philips
NO | YES |  |  |  | 241-02849 | 241-02849 | Respironics Inc | TRILOGY 100 |  | TV11411244F | TIRR-Respiratory | MHHS-TIRR |  | Ventilator |  | 241-02849 | 241-02849 | TMC | MHHS-Others | TIRR-Respiratory | Respiratory Storage | 2/1/19 |  | 2/1/20 |  | VENTILATORS | Ventilator | VENTILATOR-Philips-TRILOGY 100 | VENTILATOR | TRILOGY 100 |  |  |  | Philips | Ventilator |  |  | VENTILATOR-Philips-TRILOGY 100 | 5/15/20 |  | VENT-SA | Not Covered Vendor Only - Biomedical | MHHS-TIRR | [8 empty] | VENTILATOR | Ventilator | Philips
NO | YES |  |  |  | 241-02850 | 241-02850 | Respironics Inc | TRILOGY 100 |  | TV114112419 | TIRR-Respiratory | MHHS-TIRR |  | Ventilator |  | 241-02850 | 241-02850 | TMC | MHHS-Others | TIRR-Respiratory | Respiratory storage | 11/1/19 |  | 11/1/21 |  | VENTILATORS | Ventilator | VENTILATOR-Philips-TRILOGY 100 | VENTILATOR | TRILOGY 100 |  |  |  | Philips | Ventilator |  |  | VENTILATOR-Philips-TRILOGY 100 | 5/15/20 |  | VENT-SA | Not Covered Vendor Only - Biomedical | MHHS-TIRR | [8 empty] | VENTILATOR | Ventilator | Philips
NO | YES |  |  |  | 241-02851 | 241-02851 | Respironics Inc | TRILOGY 100 |  | TV114111473 | TIRR-Respiratory | MHHS-TIRR |  | Ventilator |  | 241-02851 | 241-02851 | TMC | MHHS-Others | TIRR-Respiratory | Respiratory storage | 7/1/18 |  | 7/1/20 |  | VENTILATORS | Ventilator | VENTILATOR-Philips-TRILOGY 100 | VENTILATOR | TRILOGY 100 |  |  |  | Philips | Ventilator |  |  | VENTILATOR-Philips-TRILOGY 100 | 5/15/20 |  | VENT-SA | Not Covered Vendor Only - Biomedical | MHHS-TIRR | [8 empty] | VENTILATOR | Ventilator | Philips
NO | YES |  |  |  | 241-02854 | 241-02854 | Respironics Inc | TRILOGY 100 |  | TV11411245A | TIRR-Respiratory | MHHS-TIRR |  | Ventilator |  | 241-02854 | 241-02854 | TMC | MHHS-Others | TIRR-Respiratory | Respiratory storage | 8/1/19 |  | 8/1/21 |  | VENTILATORS | Ventilator | VENTILATOR-Philips-TRILOGY 100 | VENTILATOR | TRILOGY 100 |  |  |  | Philips | Ventilator |  |  | VENTILATOR-Philips-TRILOGY 100 |  |  | VENT-SA | Not Covered Vendor Only - Biomedical | MHHS-TIRR | [8 empty] | VENTILATOR | Ventilator | Philips
NO | YES |  |  |  | 241-02855 | 241-02855 | Respironics Inc | TRILOGY 100 |  | TV11411212D | TIRR-Respiratory | MHHS-TIRR |  | Ventilator |  | 241-02855 | 241-02855 | TMC | MHHS-Others | TIRR-Respiratory | Respiratory storage | 3/1/20 |  | 8/1/22 |  | VENTILATORS | Ventilator | VENTILATOR-Philips-TRILOGY 100 | VENTILATOR | TRILOGY 100 |  |  |  | Philips | Ventilator |  |  | VENTILATOR-Philips-TRILOGY 100 | 11/13/20 |  | VENT-SA | Not Covered Vendor Only - Biomedical | MHHS-TIRR | [8 empty] | VENTILATOR | Ventilator | Philips
NO | YES |  |  |  | 241-02859 | 241-02859 | Respironics Inc | TRILOGY 100 |  | TV114112131 | TIRR-Respiratory | MHHS-TIRR |  | Ventilator |  | 241-02859 | 241-02859 | TMC | MHHS-Others | TIRR-Respiratory | Respiratory storage | 1/1/19 |  | 1/1/21 |  | VENTILATORS | Ventilator | VENTILATOR-Philips-TRILOGY 100 | VENTILATOR | TRILOGY 100 |  |  |  | Philips | Ventilator |  |  | VENTILATOR-Philips-TRILOGY 100 | 4/1/18 |  | VENT-SA | Covered PM Repair - Biomedical | MHHS-TIRR | [8 empty] | VENTILATOR | Ventilator | Philips
NO | NO |  |  |  | 241-02847 |  | Respironics Inc | TRILOGY 100 |  | TV114112059 | TIRR - RESPIRATORY | MHHS-TIRR |  | Ventilator |  | 241-02847 |  | TMC |  | TIRR - RESPIRATORY | [5 empty] | VENTILATORS |  | VENTILATOR-Philips-TRILOGY 100 | VENTILATOR | TRILOGY 100 |  |  |  | Philips | Ventilator |  |  | VENTILATOR-Philips-TRILOGY 100 |  |  |  | Not Covered Vendor Only - Biomedical | MHHS-TIRR
NO | NO |  |  |  | 241-02852 |  | Respironics Inc | TRILOGY 100 |  | TV114112125 | TIRR - RESPIRATORY | MHHS-TIRR |  | Ventilator |  | 241-02852 |  | TMC |  | TIRR - RESPIRATORY | [5 empty] | VENTILATORS |  | VENTILATOR-Philips-TRILOGY 100 | VENTILATOR | TRILOGY 100 |  |  |  | Philips | Ventilator |  |  | VENTILATOR-Philips-TRILOGY 100 |  |  |  | Not Covered Vendor Only - Biomedical | MHHS-TIRR
NO | NO |  |  |  | 241-02853 |  | Respironics Inc | TRILOGY 100 |  | TV11411242F | TIRR - RESPIRATORY | MHHS-TIRR |  | Ventilator |  | 241-02853 |  | TMC |  | TIRR - RESPIRATORY | [5 empty] | VENTILATORS |  | VENTILATOR-Philips-TRILOGY 100 | VENTILATOR | TRILOGY 100 |  |  |  | Philips | Ventilator |  |  | VENTILATOR-Philips-TRILOGY 100 |  |  |  | Not Covered Vendor Only - Biomedical | MHHS-TIRR
NO | NO |  |  |  | TV115012155VR |  | Respironics Inc | TRILOGY 100 |  | TV115012155VR | TMC - MHTMC - NON HOSPITAL-OWNED | MHHS-TMC |  | Ventilator |  | TV115012155VR |  | TMC |  | TMC - MHTMC - NON HOSPITAL-OWNED | [5 empty] | VENTILATORS |  | VENTILATOR-Philips-TRILOGY 100 | VENTILATOR | TRILOGY 100 |  |  |  | Philips | Ventilator |  |  | VENTILATOR-Philips-TRILOGY 100 |  |  |  | Not Covered Vendor Only - Biomedical | MHHS-TMC
NO | NO |  |  |  | TV118020224 |  | Respironics Inc | TRILOGY 100 |  | TV118020224 | TMC - MHTMC - NON HOSPITAL-OWNED | MHHS-TMC |  | Ventilator |  | TV118020224 |  | TMC |  | TMC - MHTMC - NON HOSPITAL-OWNED | [5 empty] | VENTILATORS |  | VENTILATOR-Philips-TRILOGY 100 | VENTILATOR | TRILOGY 100 |  |  |  | Philips | Ventilator |  |  | VENTILATOR-Philips-TRILOGY 100 |  |  |  | Not Covered Vendor Only - Biomedical | MHHS-TMC
NO | YES |  |  |  | 013-36433 | 013-36433 | Respironics Inc | TRILOGY 202 |  | TV019071127 | SW-ER | MHHS-Southwest |  | Ventilator |  | 013-36433 | 013-36433 | Southwest | MHHS-Southwest | SW-ER | EMS Triage 6 Storage | 9/1/19 |  | 9/1/20 | No Plate | VENTILATORS | Ventilator | VENTILATOR-Respironics-Trilogy 202 | VENTILATOR | Trilogy 202 |  |  |  | Respironics | Ventilator |  | VENTILATOR-Respironics-Trilogy 202 |  | 2/15/17 |  | VENT-SA | Covered PM Repair - Biomedical | MHHS-Southwest | [8 empty] | VENTILATOR | Ventilator | Respironics
NO | YES |  |  |  | 151-01417 | 151-01417 | Respironics Inc | V60 |  |  | CY-Respiratory Care Services | MHHS-Cypress |  | Ventilator |  | 151-01417 | 151-01417 | Northwest | MHHS-Cypress | CY-Respiratory Care Services | RT work area | 5/1/19 | 11/1/19 |  |  | VENTILATORS | Ventilator | VENTILATOR-PHILIPS-V60 | VENTILATOR | V60 |  |  |  | Philips | Ventilator |  |  | VENTILATOR-PHILIPS-V60 | 4/1/18 |  | VENT-SA | Covered PM Repair - Biomedical | MHHS-Cypress | [8 empty] | VENTILATOR | Ventilator | Philips
NO | YES |  |  |  | 151-01418 | 151-01418 | Respironics Inc | V60 |  |  | CY-Respiratory Care Services | MHHS-Cypress |  | Ventilator |  | 151-01418 | 151-01418 | Northwest | MHHS-Cypress | CY-Respiratory Care Services | Rt room on 3 | 5/1/19 | 5/1/20 |  |  | VENTILATORS | Ventilator | VENTILATOR-PHILIPS-V60 | VENTILATOR | V60 |  |  |  | Philips | Ventilator |  |  | VENTILATOR-PHILIPS-V60 | 4/1/18 |  | VENT-SA | Covered PM Repair - Biomedical | MHHS-Cypress | [8 empty] | VENTILATOR | Ventilator | Philips
NO | YES |  |  |  | 151-01419 | 151-01419 | Respironics Inc | V60 |  |  | CY-Respiratory Care Services | MHHS-Cypress |  | Ventilator |  | 151-01419 | 151-01419 | Northwest | MHHS-Cypress | CY-Respiratory Care Services | Storage room in er | 5/1/19 | 11/1/19 |  |  | VENTILATORS | Ventilator | VENTILATOR-PHILIPS-V60 | VENTILATOR | V60 |  |  |  | Philips | Ventilator |  |  | VENTILATOR-PHILIPS-V60 | 4/1/18 |  | VENT-SA | Covered PM Repair - Biomedical | MHHS-Cypress | [8 empty] | VENTILATOR | Ventilator | Philips
NO | YES |  |  |  | 151-01420 | 151-01420 | Respironics Inc | V60 |  |  | CY-Respiratory Care Services | MHHS-Cypress |  | Ventilator |  | 151-01420 | 151-01420 | Northwest | MHHS-Cypress | CY-Respiratory Care Services | Storage room in ER | 5/1/19 | 11/1/19 |  |  | VENTILATORS | Ventilator | VENTILATOR-PHILIPS-V60 | VENTILATOR | V60 |  |  |  | Philips | Ventilator |  |  | VENTILATOR-PHILIPS-V60 | 4/1/18 |  | VENT-SA | Covered PM Repair - Biomedical | MHHS-Cypress | [8 empty] | VENTILATOR | Ventilator | Philips
NO | YES |  |  |  | 151-02688 | 151-02688 | Respironics Inc | V60 |  |  | CY-Respiratory Care Services | MHHS-Cypress |  | Ventilator |  | 151-02688 | 151-02688 | Northwest | MHHS-Cypress | CY-Respiratory Care Services | Rt room on 3 | 11/1/19 | 11/1/20 |  |  | VENTILATORS | Ventilator | VENTILATOR-PHILIPS-V60 | VENTILATOR | V60 |  |  |  | Philips | Ventilator |  |  | VENTILATOR-PHILIPS-V60 | 4/1/18 |  | VENT-SA | Covered PM Repair - Biomedical | MHHS-Cypress | [8 empty] | VENTILATOR | Ventilator | Philips
NO | YES |  |  |  | 151-02690 | 151-02690 | Respironics Inc | V60 |  |  | CY-Respiratory Care Services | MHHS-Cypress |  | Ventilator |  | 151-02690 | 151-02690 | Northwest | MHHS-Cypress | CY-Respiratory Care Services | Rt work area | 11/1/19 | 11/1/20 |  |  | VENTILATORS | Ventilator | VENTILATOR-PHILIPS-V60 | VENTILATOR | V60 |  |  |  | Philips | Ventilator |  |  | VENTILATOR-PHILIPS-V60 | 4/1/18 |  | VENT-SA | Covered PM Repair - Biomedical | MHHS-Cypress | [8 empty] | VENTILATOR | Ventilator | Philips
NO | YES |  |  |  | 151-02691 | 151-02691 | Respironics Inc | V60 |  |  | CY-Respiratory Care Services | MHHS-Cypress |  | Ventilator |  | 151-02691 | 151-02691 | Northwest | MHHS-Cypress | CY-Respiratory Care Services | RT work area | 11/1/19 | 11/1/20 |  |  | VENTILATORS | Ventilator | VENTILATOR-PHILIPS-V60 | VENTILATOR | V60 |  |  |  | Philips | Ventilator |  |  | VENTILATOR-PHILIPS-V60 | 4/1/18 |  | VENT-SA | Covered PM Repair - Biomedical | MHHS-Cypress | [8 empty] | VENTILATOR | Ventilator | Philips
NO | YES |  |  |  | 151-02692 | 151-02692 | Respironics Inc | V60 |  |  | CY-Respiratory Care Services | MHHS-Cypress |  | Ventilator |  | 151-02692 | 151-02692 | Northwest | MHHS-Cypress | CY-Respiratory Care Services | Rr work area | 11/1/19 | 11/1/20 |  |  | VENTILATORS | Ventilator | VENTILATOR-PHILIPS-V60 | VENTILATOR | V60 |  |  |  | Philips | Ventilator |  |  | VENTILATOR-PHILIPS-V60 | 4/1/18 |  | VENT-SA | Covered PM Repair - Biomedical | MHHS-Cypress | [8 empty] | VENTILATOR | Ventilator | Philips
NO | YES |  |  |  | 009-08389 | 009-08389 | Respironics Inc | V60 |  |  | GH-Respiratory | MHHS-Greater Heights |  | Ventilator |  | 009-08389 | 009-08389 | Central | MHHS-Greater Heights | GH-Respiratory | Respiratory | 3/1/19 |  | 3/1/20 |  | VENTILATORS | Ventilator | VENTILATOR-PHILIPS-V60 | VENTILATOR | V60 |  |  |  | Philips | Ventilator |  |  | VENTILATOR-PHILIPS-V60 | 4/1/18 |  | VENT-SA | Covered PM Repair - Biomedical | MHHS-Greater Heights | [8 empty] | VENTILATOR | Ventilator | Philips
NO | YES |  |  |  | 009-09618 | 009-09618 | Respironics Inc | V60 |  |  | GH-Respiratory | MHHS-Greater Heights |  | Ventilator |  | 009-09618 | 009-09618 | Central | MHHS-Greater Heights | GH-Respiratory | Respiratory | 8/1/19 |  | 8/1/20 |  | VENTILATORS | Ventilator | VENTILATOR-PHILIPS-V60 | VENTILATOR | V60 |  |  |  | Philips | Ventilator |  |  | VENTILATOR-PHILIPS-V60 | 4/1/18 |  | VENT-SA | Covered PM Repair - Radiology, Low End | MHHS-Greater Heights | [8 empty] | VENTILATOR | Ventilator | Philips
NO | YES |  |  |  | 009-09622 | 009-09622 | Respironics Inc | V60 |  |  | GH-Med Surg 6 | MHHS-Greater Heights |  | Ventilator |  | 009-09622 | 009-09622 | Central | MHHS-Greater Heights | GH-Med Surg 6 |  | 3/1/19 |  | 3/1/20 |  | VENTILATORS | Ventilator | VENTILATOR-PHILIPS-V60 | VENTILATOR | V60 |  |  |  | Philips | Ventilator |  |  | VENTILATOR-PHILIPS-V60 | 4/1/18 |  | VENT-SA | Covered PM Repair - Biomedical | MHHS-Greater Heights | [8 empty] | VENTILATOR | Ventilator | Philips
NO | YES |  |  |  | 009-10041 | 009-10041 | Respironics Inc | V60 |  |  | GH-Respiratory | MHHS-Greater Heights |  | Ventilator |  | 009-10041 | 009-10041 | Central & Greater Heights | MHHS-Greater Heights | GH-Respiratory | Storage room | 1/1/19 |  | 1/1/21 |  | VENTILATORS | Ventilator | VENTILATOR-PHILIPS-V60 | VENTILATOR | V60 |  |  |  | Philips | Ventilator |  |  | VENTILATOR-PHILIPS-V60 | 4/1/18 |  | VENT-SA | Covered PM Repair - Biomedical | MHHS-Greater Heights | [8 empty] | VENTILATOR | Ventilator | Philips
NO | YES |  |  |  | 009-10043 | 009-10043 | Respironics Inc | V60 |  |  | GH-Respiratory | MHHS-Greater Heights |  | Ventilator |  | 009-10043 | 009-10043 | Central | MHHS-Greater Heights | GH-Respiratory | Respiratory | 1/1/19 |  | 1/1/21 |  | VENTILATORS | Ventilator | VENTILATOR-PHILIPS-V60 | VENTILATOR | V60 |  |  |  | Philips | Ventilator |  |  | VENTILATOR-PHILIPS-V60 | 4/1/18 |  | VENT-SA | Covered PM Repair - Biomedical | MHHS-Greater Heights | [8 empty] | VENTILATOR | Ventilator | Philips
NO | YES |  |  |  | 009-10310 | 009-10310 | Respironics Inc | V60 |  |  | GH-Respiratory | MHHS-Greater Heights |  | Ventilator |  | 009-10310 | 009-10310 | Central | MHHS-Greater Heights | GH-Respiratory | Respiratory | 1/1/19 |  | 1/1/21 |  | VENTILATORS | Ventilator | VENTILATOR-PHILIPS-V60 | VENTILATOR | V60 |  |  |  | Philips | Ventilator |  |  | VENTILATOR-PHILIPS-V60 | 4/1/18 |  | VENT-SA | Covered PM Repair - Biomedical | MHHS-Greater Heights | [8 empty] | VENTILATOR | Ventilator | Philips
NO | YES |  |  |  | 009-10768 | 009-10768 | Respironics Inc | V60 |  |  | GH-Cath Lab | MHHS-Greater Heights |  | Ventilator |  | 009-10768 | 009-10768 | Central | MHHS-Greater Heights | GH-Cath Lab | Holding room 4 | 8/1/19 |  | 8/1/20 |  | VENTILATORS | Ventilator | VENTILATOR-PHILIPS-V60 | VENTILATOR | V60 |  |  |  | Philips | Ventilator |  |  | VENTILATOR-PHILIPS-V60 | 4/1/18 |  | VENT-SA | Covered PM Repair - Biomedical | MHHS-Greater Heights | [8 empty] | VENTILATOR | Ventilator | Philips
NO | YES |  |  |  | 009-34576 | 009-34576 | Respironics Inc | V60 |  |  | GH-Respiratory | MHHS-Greater Heights |  | Ventilator |  | 009-34576 | 009-34576 | Central & Greater Heights | MHHS-Greater Heights | GH-Respiratory | Room 316A in 3 north | 12/1/19 |  |  |  | VENTILATORS | Ventilator | VENTILATOR-PHILIPS-V60 | VENTILATOR | V60 |  |  |  | Philips | Ventilator |  |  | VENTILATOR-PHILIPS-V60 | 12/12/20 |  | VENT-SA | Not Covered Vendor Only - Biomedical | MHHS-Greater Heights | [8 empty] | VENTILATOR | Ventilator | Philips
NO | YES |  |  |  | 009-34578 | 009-34578 | Respironics Inc | V60 |  |  | GH-Respiratory | MHHS-Greater Heights |  | Ventilator |  | 009-34578 | 009-34578 | Central | MHHS-Greater Heights | GH-Respiratory | CV ICU | 12/1/19 |  | 12/1/20 |  | VENTILATORS | Ventilator | VENTILATOR-PHILIPS-V60 | VENTILATOR | V60 |  |  |  | Philips | Ventilator |  |  | VENTILATOR-PHILIPS-V60 | 4/1/18 |  | VENT-SA | Covered PM Repair - Biomedical | MHHS-Greater Heights | [8 empty] | VENTILATOR | Ventilator | Philips
NO | YES |  |  |  | 009-34579 | 009-34579 | Respironics Inc | V60 |  |  | GH-Respiratory | MHHS-Greater Heights |  | Ventilator |  | 009-34579 | 009-34579 | Central & Greater Heights | MHHS-Greater Heights | GH-Respiratory | Room 304 | 12/1/19 |  | 12/1/20 |  | VENTILATORS | Ventilator | VENTILATOR-PHILIPS-V60 | VENTILATOR | V60 |  |  |  | Philips | Ventilator |  |  | VENTILATOR-PHILIPS-V60 | 4/1/18 |  | VENT-SA | Covered PM Repair - Biomedical | MHHS-Greater Heights | [8 empty] | VENTILATOR | Ventilator | Philips
NO | YES |  |  |  | 009-34581 | 009-34581 | Respironics Inc | V60 |  |  | GH-Respiratory | MHHS-Greater Heights |  | Ventilator |  | 009-34581 | 009-34581 | Central & Greater Heights | MHHS-Greater Heights | GH-Respiratory | 5th north room 516 | 12/1/19 |  | 12/1/20 |  | VENTILATORS | Ventilator | VENTILATOR-PHILIPS-V60 | VENTILATOR | V60 |  |  |  | Philips | Ventilator |  |  | VENTILATOR-PHILIPS-V60 | 4/1/18 |  | VENT-SA | Covered PM Repair - Biomedical | MHHS-Greater Heights | [8 empty] | VENTILATOR | Ventilator | Philips
NO | YES |  |  |  | 133-08028 | 133-08028 | Respironics Inc | V60 |  |  | Katy-Respiratory | MHHS-Katy |  | Ventilator |  | 133-08028 | 133-08028 | Katy | MHHS-Katy | Katy-Respiratory | IMU 14 | 7/1/19 |  |  |  | VENTILATORS | Ventilator | VENTILATOR-PHILIPS-V60 | VENTILATOR | V60 |  |  |  | Philips | Ventilator |  |  | VENTILATOR-PHILIPS-V60 | 4/1/18 |  | VENT-SA | Covered PM Repair - Biomedical | MHHS-Katy | [8 empty] | VENTILATOR | Ventilator | Philips
NO | YES |  |  |  | 133-08029 | 133-08029 | Respironics Inc | V60 |  |  | Katy-ER | MHHS-Katy |  | Ventilator |  | 133-08029 | 133-08029 | Katy | MHHS-Katy | Katy-ER | EC 11 | 6/1/19 |  |  |  | VENTILATORS | Ventilator | VENTILATOR-PHILIPS-V60 | VENTILATOR | V60 |  |  |  | Philips | Ventilator |  |  | VENTILATOR-PHILIPS-V60 | 4/1/18 |  | VENT-SA | Covered PM Repair - Biomedical | MHHS-Katy | [8 empty] | VENTILATOR | Ventilator | Philips
NO | YES |  |  |  | 133-08129 | 133-08129 | Respironics Inc | V60 |  |  | Katy-ER | MHHS-Katy |  | Ventilator |  | 133-08129 | 133-08129 | Katy | MHHS-Katy | Katy-ER | Katy - ER | 2/1/20 | 2/1/21 |  |  | VENTILATORS | Ventilator | VENTILATOR-PHILIPS-V60 | VENTILATOR | V60 |  |  |  | Philips | Ventilator |  |  | VENTILATOR-PHILIPS-V60 | 4/1/18 |  | VENT-SA | Covered PM Repair - Biomedical | MHHS-Katy | [8 empty] | VENTILATOR | Ventilator | Philips
NO | YES |  |  |  | 133-08130 | 133-08130 | Respironics Inc | V60 |  |  | Katy-IMU | MHHS-Katy |  | Ventilator |  | 133-08130 | 133-08130 | Katy | MHHS-Katy | Katy-IMU | Room IMU 11 | 2/1/20 | 2/1/21 |  |  | VENTILATORS | Ventilator | VENTILATOR-PHILIPS-V60 | VENTILATOR | V60 |  |  |  | Philips | Ventilator |  |  | VENTILATOR-PHILIPS-V60 | 4/1/18 |  | VENT-SA | Covered PM Repair - Biomedical | MHHS-Katy | [8 empty] | VENTILATOR | Ventilator | Philips
NO | YES |  |  |  | 133-09627 | 133-09627 | Respironics Inc | V60 |  |  | Katy-Respiratory | MHHS-Katy |  | Ventilator |  | 133-09627 | 133-09627 | Katy | MHHS-Katy | Katy-Respiratory | Room 16 | 12/1/19 | 12/1/20 |  |  | VENTILATORS | Ventilator | VENTILATOR-PHILIPS-V60 | VENTILATOR | V60 |  |  |  | Philips | Ventilator |  |  | VENTILATOR-PHILIPS-V60 | 4/1/18 |  | VENT-SA | Covered PM Repair - Biomedical | MHHS-Katy | [8 empty] | VENTILATOR | Ventilator | Philips
NO | YES |  |  |  | 133-09628 | 133-09628 | Respironics Inc | V60 |  |  | Katy-Med/Surg 6th Floor | MHHS-Katy |  | Ventilator |  | 133-09628 | 133-09628 | Katy | MHHS-Katy | Katy-Med/Surg 6th Floor | W6:160.2 Respiratory Therapy storage | 12/1/19 | 12/1/20 |  |  | VENTILATORS | Ventilator | VENTILATOR-PHILIPS-V60 | VENTILATOR | V60 |  |  |  | Philips | Ventilator |  |  | VENTILATOR-PHILIPS-V60 | 4/1/18 |  | VENT-SA | Covered PM Repair - Biomedical | MHHS-Katy | [8 empty] | VENTILATOR | Ventilator | Philips
NO | YES |  |  |  | 133-09629 | 133-09629 | Respironics Inc | V60 |  |  | Katy-ICU | MHHS-Katy |  | Ventilator |  | 133-09629 | 133-09629 | Katy | MHHS-Katy | Katy-ICU | ICU Storage |  |  |  |  | VENTILATORS | Ventilator | VENTILATOR-PHILIPS-V60 | VENTILATOR | V60 |  |  |  | Philips | Ventilator |  |  | VENTILATOR-PHILIPS-V60 | 4/1/18 |  | VENT-SA | Covered PM Repair - Biomedical | MHHS-Katy | [8 empty] | VENTILATOR | Ventilator | Philips
NO | YES |  |  |  | 133-09630 | 133-09630 | Respironics Inc | V60 |  |  | Katy-Respiratory | MHHS-Katy |  | Ventilator |  | 133-09630 | 133-09630 | Katy | MHHS-Katy | Katy-Respiratory | ICU equipment storage | 12/1/19 | 12/1/20 |  |  | VENTILATORS | Ventilator | VENTILATOR-PHILIPS-V60 | VENTILATOR | V60 |  |  |  | Philips | Ventilator |  |  | VENTILATOR-PHILIPS-V60 | 4/1/18 |  | VENT-SA | Covered PM Repair - Biomedical | MHHS-Katy | [8 empty] | VENTILATOR | Ventilator | Philips
NO | YES |  |  |  | 041-17245 | 041-17245 | Respironics Inc | V60 |  |  | MEMORIAL CITY - RESPIRATORY | MHHS-Mem City |  | Ventilator |  | 041-17245 | 041-17245 | West | Memorial Hermann Memorial City Medical Center | MEMORIAL CITY - RESPIRATORY | MH5 220.15 Supply Room |  |  |  |  | VENTILATORS |  | VENTILATOR-PHILIPS-V60 | VENTILATOR | V60 |  |  |  | Philips | Ventilator |  |  | VENTILATOR-PHILIPS-V60 |  |  |  | Covered PM Repair - Biomedical | MHHS-Mem City
NO | YES | Asset Tag 041-20073 |  |  | 041-20073 | 041-20073 | Respironics Inc | V60 |  |  | (null) | MHHS-Mem City |  | Ventilator |  | 041-20073 | 041-20073 | (null) | (null) | (null) | (null) | (null) | (null) | (null) | (null) | VENTILATORS |  | VENTILATOR-PHILIPS-V60 | VENTILATOR | V60 |  |  |  | Philips | Ventilator |  |  | VENTILATOR-PHILIPS-V60 |  |  |  | Covered PM Repair - Biomedical | MHHS-Mem City
NO | YES |  |  |  | 041-20076 | 041-20076 | Respironics Inc | V60 |  |  | Memorial city - out patient surgery | MHHS-Mem City |  | Ventilator |  | 041-20076 | 041-20076 | West and memorial city | Memorial city - memorial herman hospital | Memorial city - out patient surgery | Preop |  |  |  |  | VENTILATORS |  | VENTILATOR-PHILIPS-V60 | VENTILATOR | V60 |  |  |  | Philips | Ventilator |  |  | VENTILATOR-PHILIPS-V60 |  |  |  | Covered PM Repair - Biomedical | MHHS-Mem City
NO | YES |  |  |  | 041-20077 | 041-20077 | Respironics Inc | V60 |  |  | Memorial city - out patient surgery | MHHS-Mem City |  | Ventilator |  | 041-20077 | 041-20077 | West and memorial city | Memorial city - memorial herman hospital | Memorial city - out patient surgery | Preop |  |  |  |  | VENTILATORS |  | VENTILATOR-PHILIPS-V60 | VENTILATOR | V60 |  |  |  | Philips | Ventilator |  |  | VENTILATOR-PHILIPS-V60 |  |  |  | Covered PM Repair - Biomedical | MHHS-Mem City
NO | YES |  |  |  |  | 142-05256 | Respironics Inc | V60 |  | 201003312 #14 | NE-Respiratory | MHHS-Northeast |  | Ventilator |  |  | 142-05256 | Katy | MHHS-Northeast | NE-Respiratory | Respiratory | 2/1/19 | 2/1/20 |  |  | VENTILATORS | Ventilator | VENTILATOR-PHILIPS-V60 | VENTILATOR | V60 |  |  |  | Philips | Ventilator |  |  | VENTILATOR-PHILIPS-V60 | 4/1/18 |  | VENT-SA | Covered PM Repair - Biomedical | MHHS-Northeast | [8 empty] | VENTILATOR | Ventilator | Philips
NO | YES |  |  |  |  | 142-05252 | Respironics Inc | V60 |  | 201003314 #5 | NE-Biomedical Services | MHHS-Northeast |  | Ventilator |  |  | 142-05252 | Katy | MHHS-Northeast | NE-Biomedical Services | Biomed | 1/1/19 |  |  | Nor working | VENTILATORS | Ventilator | VENTILATOR-PHILIPS-V60 | VENTILATOR | V60 |  |  |  | Philips | Ventilator |  |  | VENTILATOR-PHILIPS-V60 | 4/1/18 |  | VENT-SA | Covered PM Repair - Biomedical | MHHS-Northeast | [8 empty] | VENTILATOR | Ventilator | Philips
NO | YES |  |  |  |  | 142-05250 | Respironics Inc | V60 |  | 201003287 #11 | NE-Respiratory | MHHS-Northeast |  | Ventilator |  |  | 142-05250 | Katy | MHHS-Northeast | NE-Respiratory | SW5 - 10 | 1/1/19 | 1/1/20 |  |  | VENTILATORS | Ventilator | VENTILATOR-PHILIPS-V60 | VENTILATOR | V60 |  |  |  | Philips | Ventilator |  |  | VENTILATOR-PHILIPS-V60 |  |  | VENT-SA | Covered PM Repair - Biomedical | MHHS-Northeast | [8 empty] | VENTILATOR | Ventilator | Philips
NO | YES |  |  |  |  | 142-05254 | Respironics Inc | V60 |  | 201003317 #13 | NE-Respiratory | MHHS-Northeast |  | Ventilator |  |  | 142-05254 | Katy | MHHS-Northeast | NE-Respiratory | SW521 | 3/1/19 | 3/1/20 |  |  | VENTILATORS | Ventilator | VENTILATOR-PHILIPS-V60 | VENTILATOR | V60 |  |  |  | Philips | Ventilator |  |  | VENTILATOR-PHILIPS-V60 |  |  | VENT-SA | Covered PM Repair - Biomedical | MHHS-Northeast | [8 empty] | VENTILATOR | Ventilator | Philips
NO | YES | [5 empty] | Respironics Inc | V60 |  | 201003291 #12 | NE-Respiratory | MHHS-Northeast |  | Ventilator |  |  |  | Katy | MHHS-Northeast | NE-Respiratory |  | 4/1/19 | 4/1/20 |  |  | VENTILATORS | Ventilator | VENTILATOR-PHILIPS-V60 | VENTILATOR | V60 |  |  |  | Philips | Ventilator |  |  | VENTILATOR-PHILIPS-V60 | 10/7/19 |  | VENT-SA | Covered PM Repair - Biomedical | MHHS-Northeast | [8 empty] | VENTILATOR | Ventilator | Philips
NO | YES | [5 empty] | Respironics Inc | V60 |  | 201003308 #9 | NE-Biomedical Services | MHHS-Northeast |  | Ventilator |  |  |  | Katy | MHHS-Northeast | NE-Biomedical Services | Biomed Shop | 2/1/19 | 2/1/20 |  |  | VENTILATORS | Ventilator | VENTILATOR-PHILIPS-V60 | VENTILATOR | V60 |  |  |  | Philips | Ventilator |  |  | VENTILATOR-PHILIPS-V60 | 4/1/18 |  | VENT-SA | Not Covered Vendor Only - Biomedical | MHHS-Northeast | [8 empty] | VENTILATOR | Ventilator | Philips
NO | YES |  |  |  |  | 142-05253 | Respironics Inc | V60 |  | 201003302 #6 | NE-Med/Surg | MHHS-Northeast |  | Ventilator |  |  | 142-05253 | Katy | MHHS-Northeast | NE-Med/Surg | Room 17 | 3/1/19 | 3/1/20 |  | In use | VENTILATORS | Ventilator | VENTILATOR-PHILIPS-V60 | VENTILATOR | V60 |  |  |  | Philips | Ventilator |  |  | VENTILATOR-PHILIPS-V60 | 4/1/18 |  | VENT-SA | Not Covered Vendor Only - Biomedical | MHHS-Northeast | [8 empty] | VENTILATOR | Ventilator | Philips
NO | YES |  |  |  | 142-07444 | 142-07444 | Respironics Inc | V60 |  | 100265834 #2 | NE-IMU1 | MHHS-Northeast |  | Ventilator |  | 142-07444 | 142-07444 | Katy | MHHS-Northeast | NE-IMU1 |  | 8/1/19 | 8/1/20 |  |  | VENTILATORS | Ventilator | VENTILATOR-PHILIPS-V60 | VENTILATOR | V60 |  |  |  | Philips | Ventilator |  |  | VENTILATOR-PHILIPS-V60 | 4/1/18 |  | VENT-SA | Not Covered Vendor Only - Biomedical | MHHS-Northeast | [8 empty] | VENTILATOR | Ventilator | Philips
NO | YES | Asset Tag 142-07448 |  |  | 142-07448 | 142-07448 | Respironics Inc | V60 |  |  | NE-Respiratory | MHHS-Northeast |  | Ventilator |  | 142-07448 | 142-07448 | Katy | MHHS-Northeast | NE-Respiratory |  | 8/7/19 |  |  |  | VENTILATORS | Ventilator | VENTILATOR-PHILIPS-V60 | VENTILATOR | V60 |  |  |  | Philips | Ventilator |  |  | VENTILATOR-PHILIPS-V60 | 4/1/18 | Finished from Script 3/27/2020 12:11:52pm (Central) | VENT-SA | Not Covered Vendor Only - Biomedical | MHHS-Northeast | [8 empty] | VENTILATOR | Ventilator | Philips
NO | YES |  |  |  | 142-07449 | 142-07449 | Respironics Inc | V60 |  |  | NE-Respiratory | MHHS-Northeast |  | Ventilator |  | 142-07449 | 142-07449 | Katy | MHHS-Northeast | NE-Respiratory |  | 8/1/19 | 8/1/20 |  |  | VENTILATORS | Ventilator | VENTILATOR-PHILIPS-V60 | VENTILATOR | V60 |  |  |  | Philips | Ventilator |  |  | VENTILATOR-PHILIPS-V60 | 4/1/18 |  | VENT-SA | Not Covered Vendor Only - Biomedical | MHHS-Northeast | [8 empty] | VENTILATOR | Ventilator | Philips
NO | YES |  |  |  | 142-07450 | 142-07450 | Respironics Inc | V60 |  |  | Memorial Hermann - Respiratory | MHHS-Northeast |  | Ventilator |  | 142-07450 | 142-07450 | Katy | Memorial Hermann - Northeast Humble | Memorial Hermann - Respiratory | Respiratory Storage |  |  |  |  | VENTILATORS |  | VENTILATOR-PHILIPS-V60 | VENTILATOR | V60 |  |  |  | Philips | Ventilator |  |  | VENTILATOR-PHILIPS-V60 |  |  |  | Not Covered Vendor Only - Biomedical | MHHS-Northeast
NO | YES |  |  |  | 142-07451 | 142-07451 | Respironics Inc | V60 |  |  | NE-IMU2 | MHHS-Northeast |  | Ventilator |  | 142-07451 | 142-07451 | Katy | MHHS-Northeast | NE-IMU2 | [5 empty] | VENTILATORS | Ventilator | VENTILATOR-PHILIPS-V60 | VENTILATOR | V60 |  |  |  | Philips | Ventilator |  |  | VENTILATOR-PHILIPS-V60 | 4/1/18 |  | VENT-SA | Not Covered Vendor Only - Biomedical | MHHS-Northeast | [8 empty] | VENTILATOR | Ventilator | Philips
NO | YES |  |  |  | 142-07452 | 142-07452 | Respironics Inc | V60 |  |  | NE -Neuro 4 west | MHHS-Northeast |  | Ventilator |  | 142-07452 | 142-07452 | Katy | Memorial Hermann Northeast Hospital | NE -Neuro 4 west | Neuro room W405 |  |  |  |  | VENTILATORS |  | VENTILATOR-PHILIPS-V60 | VENTILATOR | V60 |  |  |  | Philips | Ventilator |  |  | VENTILATOR-PHILIPS-V60 |  |  |  | Covered PM Repair - Biomedical | MHHS-Northeast
NO | YES |  |  |  | 142-08384 | 142-08384 | Respironics Inc | V60 |  |  | NE-Respiratory | MHHS-Northeast |  | Ventilator |  | 142-08384 | 142-08384 | Katy | MHHS-Northeast | NE-Respiratory | W215 | 9/1/19 | 9/1/20 |  |  | VENTILATORS | Ventilator | VENTILATOR-PHILIPS-V60 | VENTILATOR | V60 |  |  |  | Philips | Ventilator |  |  | VENTILATOR-PHILIPS-V60 | 12/31/18 |  | VENT-SA | Not Covered Vendor Only - Biomedical | MHHS-Northeast | [8 empty] | VENTILATOR | Ventilator | Philips
NO | YES |  |  |  | 142-08385 | 142-08385 | Respironics Inc | V60 |  |  | NE-Respiratory | MHHS-Northeast |  | Ventilator |  | 142-08385 | 142-08385 | Katy | MHHS-Northeast | NE-Respiratory | Respiratory | 9/1/19 | 9/1/20 |  |  | VENTILATORS | Ventilator | VENTILATOR-PHILIPS-V60 | VENTILATOR | V60 |  |  |  | Philips | Ventilator |  |  | VENTILATOR-PHILIPS-V60 | 12/31/18 |  | VENT-SA | Not Covered Vendor Only - Biomedical | MHHS-Northeast | [8 empty] | VENTILATOR | Ventilator | Philips
NO | YES |  |  |  | 142-08386 | 142-08386 | Respironics Inc | V60 |  |  | NE-2 West Tower | MHHS-Northeast |  | Ventilator |  | 142-08386 | 142-08386 | Katy | MHHS-Northeast | NE-2 West Tower | W2-25 | 9/1/19 | 9/1/20 |  | Could not take pictures, in use. | VENTILATORS | Ventilator | VENTILATOR-PHILIPS-V60 | VENTILATOR | V60 |  |  |  | Philips | Ventilator |  |  | VENTILATOR-PHILIPS-V60 |  |  | VENT-SA | Not Covered Vendor Only - Biomedical | MHHS-Northeast | [8 empty] | VENTILATOR | Ventilator | Philips
NO | YES |  |  |  | 142-08387 | 142-08387 | Respironics Inc | V60 |  |  | NE-Respiratory | MHHS-Northeast |  | Ventilator |  | 142-08387 | 142-08387 | Katy | MHHS-Northeast | NE-Respiratory | Respiratory Storage |  |  |  |  | VENTILATORS | Ventilator | VENTILATOR-PHILIPS-V60 | VENTILATOR | V60 |  |  |  | Philips | Ventilator |  |  | VENTILATOR-PHILIPS-V60 | 12/31/18 |  | VENT-SA | Not Covered Vendor Only - Biomedical | MHHS-Northeast | [8 empty] | VENTILATOR | Ventilator | Philips
NO | YES | Serial Number 100310321 |  |  | 142-08388 | 142-08388 | Respironics Inc | V60 |  |  | NE-Respiratory | MHHS-Northeast |  | Ventilator |  | 142-08388 | 142-08388 | Katy | MHHS-Northeast | NE-Respiratory | SW4016 | 9/1/19 | 9/1/20 |  |  | VENTILATORS | Ventilator | VENTILATOR-PHILIPS-V60 | VENTILATOR | V60 |  |  |  | Philips | Ventilator |  |  | VENTILATOR-PHILIPS-V60 | 11/8/19 |  | VENT-SA | Not Covered Vendor Only - Biomedical | MHHS-Northeast | [8 empty] | VENTILATOR | Ventilator | Philips
NO | YES |  |  |  | 142-08389 | 142-08389 | Respironics Inc | V60 |  |  | NE-ICU | MHHS-Northeast |  | Ventilator |  | 142-08389 | 142-08389 | Katy | MHHS-Northeast | NE-ICU |  | 9/1/19 |  |  |  | VENTILATORS | Ventilator | VENTILATOR-PHILIPS-V60 | VENTILATOR | V60 |  |  |  | Philips | Ventilator |  |  | VENTILATOR-PHILIPS-V60 | 11/8/19 |  | VENT-SA | Not Covered Vendor Only - Biomedical | MHHS-Northeast | [8 empty] | VENTILATOR | Ventilator | Philips
NO | YES |  |  |  | 142-08390 | 142-08390 | Respironics Inc | V60 |  |  | NE-Respiratory | MHHS-Northeast |  | Ventilator |  | 142-08390 | 142-08390 | Katy | MHHS-Northeast | NE-Respiratory | Blood gas lab | 9/1/19 | 2/1/20 |  |  | VENTILATORS | Ventilator | VENTILATOR-PHILIPS-V60 | VENTILATOR | V60 |  |  |  | Philips | Ventilator |  |  | VENTILATOR-PHILIPS-V60 | 11/1/18 |  | VENT-SA | Covered PM Repair - Biomedical | MHHS-Northeast | [8 empty] | VENTILATOR | Ventilator | Philips
NO | YES |  |  |  | 142-08391 | 142-08391 | Respironics Inc | V60 |  |  | NE-Respiratory | MHHS-Northeast |  | Ventilator |  | 142-08391 | 142-08391 | Katy | MHHS-Northeast | NE-Respiratory |  | 9/1/19 | 9/1/20 |  |  | VENTILATORS | Ventilator | VENTILATOR-PHILIPS-V60 | VENTILATOR | V60 |  |  |  | Philips | Ventilator |  |  | VENTILATOR-PHILIPS-V60 | 4/1/18 |  | VENT-SA | Covered PM Repair - Biomedical | MHHS-Northeast | [8 empty] | VENTILATOR | Ventilator | Philips
NO | YES |  |  |  | 142-08392 | 142-08392 | Respironics Inc | V60 |  |  | NE-IMU1 | MHHS-Northeast |  | Ventilator |  | 142-08392 | 142-08392 | Katy | MHHS-Northeast | NE-IMU1 | Room 4001 | 9/1/19 | 9/1/20 |  |  | VENTILATORS | Ventilator | VENTILATOR-PHILIPS-V60 | VENTILATOR | V60 |  |  |  | Philips | Ventilator |  |  | VENTILATOR-PHILIPS-V60 | 4/1/18 |  | VENT-SA | Covered PM Repair - Biomedical | MHHS-Northeast | [8 empty] | VENTILATOR | Ventilator | Philips
NO | YES |  |  |  | 005-12201 | 005-12201 | Respironics Inc | V60 |  |  | SE-Respiratory | MHHS-Southeast |  | Ventilator |  | 005-12201 | 005-12201 | Southeast | MHHS-Southeast | SE-Respiratory | 4th Floor Storage | 4/1/19 |  |  |  | VENTILATORS |  | VENTILATOR-PHILIPS-V60 | VENTILATOR | V60 |  |  |  | Philips | Ventilator |  |  | VENTILATOR-PHILIPS-V60 | 5/1/18 |  |  | Covered PM Repair - Biomedical | MHHS-Southeast
NO | YES |  |  |  | 005-10358 | 005-10358 | Respironics Inc | V60 |  |  | Memorial Hermann- SE - RT | MHHS-Southeast |  | Ventilator |  | 005-10358 | 005-10358 | Southeast & Bay Area | Memorial Hermann- SE RT | Memorial Hermann- SE - RT | Storage | 11/1/19 |  | 11/1/20 |  | VENTILATORS |  | VENTILATOR-PHILIPS-V60 | VENTILATOR | V60 |  |  |  | Philips | Ventilator |  |  | VENTILATOR-PHILIPS-V60 | 5/1/18 |  |  | Covered PM Repair - Biomedical | MHHS-Southeast
NO | YES |  |  |  | 005-10362 | 005-10362 | Respironics Inc | V60 |  |  | SE-Emergency Center | MHHS-Southeast |  | Ventilator |  | 005-10362 | 005-10362 | Southeast | MHHS-Southeast | SE-Emergency Center | Hallway | 3/1/19 |  | 3/1/20 |  | VENTILATORS |  | VENTILATOR-PHILIPS-V60 | VENTILATOR | V60 |  |  |  | Philips | Ventilator |  |  | VENTILATOR-PHILIPS-V60 | 5/1/18 |  |  | Covered PM Repair - Biomedical | MHHS-Southeast
NO | YES |  |  |  | 005-10363 | 005-10363 | Respironics Inc | V60 |  |  | SE-Emergency Center | MHHS-Southeast |  | Ventilator |  | 005-10363 | 005-10363 | Southeast | MHHS-Southeast | SE-Emergency Center | Hallway | 3/1/20 |  | 3/1/21 |  | VENTILATORS |  | VENTILATOR-PHILIPS-V60 | VENTILATOR | V60 |  |  |  | Philips | Ventilator |  |  | VENTILATOR-PHILIPS-V60 | 5/1/18 |  |  | Covered PM Repair - Biomedical | MHHS-Southeast
NO | YES |  |  |  | 005-33425 | 005-33425 | Respironics Inc | V60 |  |  | SE-Respiratory | MHHS-Southeast |  | Ventilator |  | 005-33425 | 005-33425 | Southeast | MHHS-Southeast | SE-Respiratory | 4th Floor Storage | 9/1/19 |  |  |  | VENTILATORS |  | VENTILATOR-PHILIPS-V60 | VENTILATOR | V60 |  |  |  | Philips | Ventilator |  |  | VENTILATOR-PHILIPS-V60 | 4/1/18 |  |  | Covered PM Repair - Biomedical | MHHS-Southeast
NO | YES |  |  |  | 005-33431 | 005-33431 | Respironics Inc | V60 |  |  | SE-Respiratory | MHHS-Southeast |  | Ventilator |  | 005-33431 | 005-33431 | Southeast | MHHS-Southeast | SE-Respiratory | 4th Floor Storage | 8/1/19 |  | 8/1/20 |  | VENTILATORS |  | VENTILATOR-PHILIPS-V60 | VENTILATOR | V60 |  |  |  | Philips | Ventilator |  |  | VENTILATOR-PHILIPS-V60 | 4/1/18 |  |  | Covered PM Repair - Biomedical | MHHS-Southeast
NO | YES |  |  |  | 005-34230 | 005-34230 | Respironics Inc | V60 |  |  | SE-Respiratory | MHHS-Southeast |  | Ventilator |  | 005-34230 | 005-34230 | Southeast | MHHS-Southeast | SE-Respiratory | 4th Floor Storage | 4/1/19 |  |  |  | VENTILATORS |  | VENTILATOR-PHILIPS-V60 | VENTILATOR | V60 |  |  |  | Philips | Ventilator |  |  | VENTILATOR-PHILIPS-V60 | 4/1/18 |  |  | Covered PM Repair - Biomedical | MHHS-Southeast
NO | YES |  |  |  | 129-05555 | 129-05555 | Respironics Inc | V60 |  |  | 4th Floor | MHHS-Sugarland |  | Ventilator |  | 129-05555 | 129-05555 | Sugar Land | Memorial Hermann Sugar Land Hospital | 4th Floor | Storage | 10/1/19 | 4/1/20 |  |  | VENTILATORS | Ventilator | VENTILATOR-PHILIPS-V60 | VENTILATOR | V60 |  |  |  | Philips | Ventilator |  |  | VENTILATOR-PHILIPS-V60 | 4/1/18 |  | VENT-SA | Covered PM Repair - Biomedical | MHHS-Sugarland | [8 empty] | VENTILATOR | Ventilator | Philips
NO | YES |  |  |  | 069-40067 | 069-40067 | Respironics Inc | V60 |  |  | TMC-HVI-CCU (4Hvi) | MHHS-TMC |  | Ventilator |  | 069-40067 | 069-40067 | TMC | MHHS-TMC | TMC-HVI-CCU (4Hvi) |  | 6/1/19 |  | 6/1/20 |  | VENTILATORS | Ventilator | VENTILATOR-PHILIPS-V60 | VENTILATOR | V60 |  |  |  | Philips | Ventilator |  |  | VENTILATOR-PHILIPS-V60 | 4/1/18 |  | VENT-SA | Covered PM Repair - Biomedical | MHHS-TMC | [8 empty] | VENTILATOR | Ventilator | Philips
NO | YES |  |  |  | 069-40068 | 069-40068 | Respironics Inc | V60 |  |  | TMC-Respiratory-Adult | MHHS-TMC |  | Ventilator |  | 069-40068 | 069-40068 | TMC | MHHS-TMC | TMC-Respiratory-Adult |  | 8/2/18 |  |  |  | VENTILATORS |  | VENTILATOR-PHILIPS-V60 | VENTILATOR | V60 |  |  |  | Philips | Ventilator |  |  | VENTILATOR-PHILIPS-V60 | 4/1/18 | Verified 3/29/2020 11:26:am (Central) |  | Covered PM Repair - Biomedical | MHHS-TMC
NO | YES |  |  |  | 069-40069 | 069-40069 | Respironics Inc | V60 |  |  | TMC-Respiratory-Adult | MHHS-TMC |  | Ventilator |  | 069-40069 | 069-40069 | TMC | MHHS-TMC | TMC-Respiratory-Adult |  | 1/1/20 |  | 1/1/21 |  | VENTILATORS | Ventilator | VENTILATOR-PHILIPS-V60 | VENTILATOR | V60 |  |  |  | Philips | Ventilator |  |  | VENTILATOR-PHILIPS-V60 | 4/1/18 |  | VENT-SA | Covered PM Repair - Biomedical | MHHS-TMC | [8 empty] | VENTILATOR | Ventilator | Philips
NO | YES |  |  |  | 069-40476 | 069-40476 | Respironics Inc | V60 |  |  | TMC-Respiratory-Adult | MHHS-TMC |  | Ventilator |  | 069-40476 | 069-40476 | TMC | MHHS-TMC | TMC-Respiratory-Adult |  | 4/25/18 |  |  |  | VENTILATORS |  | VENTILATOR-PHILIPS-V60 | VENTILATOR | V60 |  |  |  | Philips | Ventilator |  |  | VENTILATOR-PHILIPS-V60 | 4/1/18 | Verified 3/30/2020 4:07pm (Central) |  | Covered PM Repair - Biomedical | MHHS-TMC
NO | YES |  |  |  | 069-40478 | 069-40478 | Respironics Inc | V60 |  |  | TMC-Respiratory-Adult | MHHS-TMC |  | Ventilator |  | 069-40478 | 069-40478 | TMC | MHHS-TMC | TMC-Respiratory-Adult |  | 5/10/19 |  |  |  | VENTILATORS |  | VENTILATOR-PHILIPS-V60 | VENTILATOR | V60 |  |  |  | Philips | Ventilator |  |  | VENTILATOR-PHILIPS-V60 | 4/1/18 | Verified 3/30/2020 4:07pm (Central) |  | Covered PM Repair - Biomedical | MHHS-TMC
NO | YES |  |  |  | 077-05029 | 077-05029 | Respironics Inc | V60 |  |  | TWC | MHHS-TMC |  | Ventilator |  | 077-05029 | 077-05029 | TMC | Memorial Hermann-Texas Medical Center | TWC | Trauma RT Supply Rm | 3/1/18 |  | 3/1/19 |  | VENTILATORS | Ventilator | VENTILATOR-PHILIPS-V60 | VENTILATOR | V60 |  |  |  | Philips | Ventilator |  |  | VENTILATOR-PHILIPS-V60 | 4/1/18 |  | VENT-SA | Covered PM Repair - Biomedical | MHHS-TMC | [8 empty] | VENTILATOR | Ventilator | Philips
NO | YES |  |  |  | 029-32415 | 029-32415 | Respironics Inc | V60 |  |  | Woodlands-Neurology | MHHS-Woodlands |  | Ventilator |  | 029-32415 | 029-32415 | Woodlands | MHHS-Woodlands | Woodlands-Neurology | Room 211 | 3/1/20 |  | 6/1/20 |  | VENTILATORS | Ventilator | VENTILATOR-PHILIPS-V60 | VENTILATOR | V60 |  |  |  | Philips | Ventilator |  |  | VENTILATOR-PHILIPS-V60 | 4/1/18 |  | VENT-SA | Covered PM Repair - Biomedical | MHHS-Woodlands | [8 empty] | VENTILATOR | Ventilator | Philips
NO | YES |  |  |  | 029-32416 | 029-32416 | Respironics Inc | V60 |  |  | Respiratory | MHHS-Woodlands |  | Ventilator |  | 029-32416 | 029-32416 | Woodlands | Memorial Hermann woodlands | Respiratory | PACU | 3/1/20 |  |  |  | VENTILATORS | Ventilator | VENTILATOR-PHILIPS-V60 | VENTILATOR | V60 |  |  |  | Philips | Ventilator |  |  | VENTILATOR-PHILIPS-V60 | 4/1/18 |  | VENT-SA | Covered PM Repair - Biomedical | MHHS-Woodlands | [8 empty] | VENTILATOR | Ventilator | Philips
NO | YES |  |  |  | 029-32441 | 029-32441 | Respironics Inc | V60 |  |  | Woodlands-Neurology | MHHS-Woodlands |  | Ventilator |  | 029-32441 | 029-32441 | Woodlands | MHHS-Woodlands | Woodlands-Neurology | CVICU | 6/1/19 |  | 6/1/20 |  | VENTILATORS | Ventilator | VENTILATOR-PHILIPS-V60 | VENTILATOR | V60 |  |  |  | Philips | Ventilator |  |  | VENTILATOR-PHILIPS-V60 | 4/1/18 |  | VENT-SA | Covered PM Repair - Biomedical | MHHS-Woodlands | [8 empty] | VENTILATOR | Ventilator | Philips
NO | YES |  |  |  | 029-06515 | 029-06515 | Respironics Inc | V60 |  |  | Woodlands-Respiratory | MHHS-Woodlands |  | Ventilator |  | 029-06515 | 029-06515 | Woodlands | MHHS-Woodlands | Woodlands-Respiratory | ER | 7/1/19 |  | 7/1/20 |  | VENTILATORS | Ventilator | VENTILATOR-PHILIPS-V60 | VENTILATOR | V60 |  |  |  | Philips | Ventilator |  |  | VENTILATOR-PHILIPS-V60 | 4/1/18 |  | VENT-SA | Covered PM Repair - Biomedical | MHHS-Woodlands | [8 empty] | VENTILATOR | Ventilator | Philips
NO | YES |  |  |  | 029-10475 | 029-10475 | Respironics Inc | V60 |  |  | Woodlands-Respiratory | MHHS-Woodlands |  | Ventilator |  | 029-10475 | 029-10475 | Woodlands | MHHS-Woodlands | Woodlands-Respiratory | ER | 5/1/19 |  | 5/1/20 |  | VENTILATORS | Ventilator | VENTILATOR-PHILIPS-V60 | VENTILATOR | V60 |  |  |  | Philips | Ventilator |  |  | VENTILATOR-PHILIPS-V60 | 4/1/18 |  | VENT-SA | Covered PM Repair - Biomedical | MHHS-Woodlands | [8 empty] | VENTILATOR | Ventilator | Philips
NO | YES |  |  |  | 029-10477 | 029-10477 | Respironics Inc | V60 |  |  | Woodlands-PCU6 | MHHS-Woodlands |  | Ventilator |  | 029-10477 | 029-10477 | Woodlands | MHHS-Woodlands | Woodlands-PCU6 | Nurse Station | 5/1/19 |  | 5/1/20 |  | VENTILATORS | Ventilator | VENTILATOR-PHILIPS-V60 | VENTILATOR | V60 |  |  |  | Philips | Ventilator |  |  | VENTILATOR-PHILIPS-V60 | 4/1/18 |  | VENT-SA | Covered PM Repair - Biomedical | MHHS-Woodlands | [8 empty] | VENTILATOR | Ventilator | Philips
NO | YES |  |  |  | 029-10478 | 029-10478 | Respironics Inc | V60 |  |  | Woodlands-Respiratory | MHHS-Woodlands |  | Ventilator |  | 029-10478 | 029-10478 | Woodlands | MHHS-Woodlands | Woodlands-Respiratory |  | 5/1/19 |  | 5/1/20 |  | VENTILATORS | Ventilator | VENTILATOR-PHILIPS-V60 | VENTILATOR | V60 |  |  |  | Philips | Ventilator |  |  | VENTILATOR-PHILIPS-V60 | 4/1/18 |  | VENT-SA | Covered PM Repair - Biomedical | MHHS-Woodlands | [8 empty] | VENTILATOR | Ventilator | Philips
NO | YES |  |  |  | 029-10479 | 029-10479 | Respironics Inc | V60 |  |  | Woodlands-Respiratory | MHHS-Woodlands |  | Ventilator |  | 029-10479 | 029-10479 | Woodlands | MHHS-Woodlands | Woodlands-Respiratory | ER | 5/1/19 |  | 5/1/20 |  | VENTILATORS | Ventilator | VENTILATOR-PHILIPS-V60 | VENTILATOR | V60 |  |  |  | Philips | Ventilator |  |  | VENTILATOR-PHILIPS-V60 | 4/1/18 |  | VENT-SA | Covered PM Repair - Biomedical | MHHS-Woodlands | [8 empty] | VENTILATOR | Ventilator | Philips
NO | YES |  |  |  | 029-11618 | 029-11618 | Respironics Inc | V60 |  |  | Woodlands-ER | MHHS-Woodlands |  | Ventilator |  | 029-11618 | 029-11618 | Woodlands | MHHS-Woodlands | Woodlands-ER | ER | 4/1/19 |  | 4/1/20 |  | VENTILATORS | Ventilator | VENTILATOR-PHILIPS-V60 | VENTILATOR | V60 |  |  |  | Philips | Ventilator |  |  | VENTILATOR-PHILIPS-V60 | 4/1/18 |  | VENT-SA | Covered PM Repair - Biomedical | MHHS-Woodlands | [8 empty] | VENTILATOR | Ventilator | Philips
NO | YES | Asset Tag 029-11619 |  |  | 029-11619 | 029-11619 | Respironics Inc | V60 |  |  | Woodlands-Respiratory | MHHS-Woodlands |  | Ventilator |  | 029-11619 | 029-11619 | Woodlands | MHHS-Woodlands | Woodlands-Respiratory |  | 5/3/19 |  |  |  | VENTILATORS | Ventilator | VENTILATOR-PHILIPS-V60 | VENTILATOR | V60 |  |  |  | Philips | Ventilator |  |  | VENTILATOR-PHILIPS-V60 | 4/1/18 | Finished from Script 3/27/2020 12:11:52pm (Central) | VENT-SA | Covered PM Repair - Biomedical | MHHS-Woodlands | [8 empty] | VENTILATOR | Ventilator | Philips
NO | YES |  |  |  | 029-11620 | 029-11620 | Respironics Inc | V60 |  |  | Woodlands-PCU6 | MHHS-Woodlands |  | Ventilator |  | 029-11620 | 029-11620 | Woodlands | MHHS-Woodlands | Woodlands-PCU6 | Nurse Station | 4/1/19 |  | 4/1/20 |  | VENTILATORS | Ventilator | VENTILATOR-PHILIPS-V60 | VENTILATOR | V60 |  |  |  | Philips | Ventilator |  |  | VENTILATOR-PHILIPS-V60 | 4/1/18 |  | VENT-SA | Covered PM Repair - Biomedical | MHHS-Woodlands | [8 empty] | VENTILATOR | Ventilator | Philips
NO | YES |  |  |  | 029-11622 | 029-11622 | Respironics Inc | V60 |  |  | Woodlands-Neurology | MHHS-Woodlands |  | Ventilator |  | 029-11622 | 029-11622 | Woodlands | MHHS-Woodlands | Woodlands-Neurology | E422 | 4/1/19 |  | 4/1/20 |  | VENTILATORS | Ventilator | VENTILATOR-PHILIPS-V60 | VENTILATOR | V60 |  |  |  | Philips | Ventilator |  |  | VENTILATOR-PHILIPS-V60 | 4/1/18 |  | VENT-SA | Covered PM Repair - Biomedical | MHHS-Woodlands | [8 empty] | VENTILATOR | Ventilator | Philips
NO | YES |  |  |  |  | 029-06517 | Respironics Inc | V60 |  |  | Woodlands-Respiratory | MHHS-Woodlands |  | Ventilator |  |  | 029-06517 | Woodlands | MHHS-Woodlands | Woodlands-Respiratory | SICU hallway | 12/1/19 |  | 12/1/20 |  | VENTILATORS | Ventilator | VENTILATOR-PHILIPS-V60 | VENTILATOR | V60 |  |  |  | Philips | Ventilator |  |  | VENTILATOR-PHILIPS-V60 | 4/1/18 |  | VENT-SA | Covered PM Repair - Biomedical | MHHS-Woodlands | [8 empty] | VENTILATOR | Ventilator | Philips
NO | YES |  |  |  |  | 005-33063 | Respironics Inc | V60 |  |  | Woodlands-Respiratory | MHHS-Woodlands |  | Ventilator |  |  | 005-33063 | Woodlands | MHHS-Woodlands | Woodlands-Respiratory | ER | 12/1/19 |  | 12/1/20 |  | VENTILATORS | Ventilator | VENTILATOR-PHILIPS-V60 | VENTILATOR | V60 |  |  |  | Philips | Ventilator |  |  | VENTILATOR-PHILIPS-V60 | 4/1/18 |  | VENT-SA | Covered PM Repair - Biomedical | MHHS-Woodlands | [8 empty] | VENTILATOR | Ventilator | Philips
NO | YES |  |  |  |  | 142-09210 | Respironics Inc | V60 |  |  | Woodlands-Cardiopulmonary | MHHS-Woodlands |  | Ventilator |  |  | 142-09210 | Woodlands | MHHS-Woodlands | Woodlands-Cardiopulmonary | Biomed shop | 8/1/18 |  | 11/1/20 |  | VENTILATORS | Ventilator | VENTILATOR-PHILIPS-V60 | VENTILATOR | V60 |  |  |  | Philips | Ventilator |  |  | VENTILATOR-PHILIPS-V60 | 4/1/18 |  | VENT-SA | Covered PM Repair - Biomedical | MHHS-Woodlands | [8 empty] | VENTILATOR | Ventilator | Philips
NO | YES |  |  |  |  | 029-13693 | Respironics Inc | V60 |  |  | Respiratory | MHHS-Woodlands |  | Ventilator |  |  | 029-13693 | Woodlands | Memorial Hermann The Woodlands Medical Center | Respiratory | CVICU | 7/1/19 |  | 7/1/20 | Respiratory | VENTILATORS | Ventilator | VENTILATOR-PHILIPS-V60 | VENTILATOR | V60 |  |  |  | Philips | Ventilator |  |  | VENTILATOR-PHILIPS-V60 | 4/1/18 |  | VENT-SA | Covered PM Repair - Biomedical | MHHS-Woodlands | [8 empty] | VENTILATOR | Ventilator | Philips
NO | YES |  |  |  |  | 142-09231 | Respironics Inc | V60 |  |  | Woodlands-Respiratory | MHHS-Woodlands |  | Ventilator |  |  | 142-09231 | Woodlands | MHHS-Woodlands | Woodlands-Respiratory | Respiratory Equipment Storage - N1 105 | 12/1/19 |  | 12/1/20 | Added Control Number | VENTILATORS | Ventilator | VENTILATOR-PHILIPS-V60 | VENTILATOR | V60 |  |  |  | Philips | Ventilator |  |  | VENTILATOR-PHILIPS-V60 | 4/1/18 |  | VENT-SA | Covered PM Repair - Biomedical | MHHS-Woodlands | [8 empty] | VENTILATOR | Ventilator | Philips
YES | YES |  |  |  | 099-02028 | 099-02028 | Respironics Inc | V60 |  |  | NE - ER |  |  |  |  | 099-02028 | 099-02028 | NorthEast |  | NE - ER |  |  |  |  | No pm |  | Ventilator | VENTILATOR-PHILIPS-V60 | [12 empty] | VENT-SA | [10 empty] | VENTILATOR | Ventilator | Philips
YES | YES |  |  |  | 099-02026 | 099-02026 | Respironics Inc | V60 |  | 1001252926PM | NE - ER |  |  |  |  | 099-02026 | 099-02026 | NorthEast |  | NE - ER |  | 2/1/20 |  |  | No pm |  | Ventilator | VENTILATOR-PHILIPS-V60 | [12 empty] | VENT-SA | [10 empty] | VENTILATOR | Ventilator | Philips
YES | YES |  |  |  | 142-05253 | 142-05253 | Respironics Inc | V60 |  |  | Memorial Hermann - Humble - Cardiology |  |  |  |  | 142-05253 | 142-05253 | Katy | Memorial Hermann Northeast Hospital | Memorial Hermann - Humble - Cardiology | Cardiology Clean Room |  |  |  |  | VENTILATORS
NO | NO |  |  |  | 151-01416 |  | Respironics Inc | V60 |  |  | CY - RESPIRATORY CARE SERVICES | MHHS-Cypress |  | Ventilator |  | 151-01416 |  | Northwest & Cypress |  | CY - RESPIRATORY CARE SERVICES | [5 empty] | VENTILATORS |  | VENTILATOR-PHILIPS-V60 | VENTILATOR | V60 |  |  |  | Philips | Ventilator |  |  | VENTILATOR-PHILIPS-V60 |  |  |  | Covered PM Repair - Biomedical | MHHS-Cypress
NO | NO |  |  |  | 151-02689 |  | Respironics Inc | V60 |  |  | CY - RESPIRATORY CARE SERVICES | MHHS-Cypress |  | Ventilator |  | 151-02689 |  | Northwest & Cypress |  | CY - RESPIRATORY CARE SERVICES | [5 empty] | VENTILATORS |  | VENTILATOR-PHILIPS-V60 | VENTILATOR | V60 |  |  |  | Philips | Ventilator |  |  | VENTILATOR-PHILIPS-V60 |  |  |  | Covered PM Repair - Biomedical | MHHS-Cypress
NO | NO |  |  |  | 151-02693 |  | Respironics Inc | V60 |  |  | CY - RESPIRATORY CARE SERVICES | MHHS-Cypress |  | Ventilator |  | 151-02693 |  | Northwest & Cypress |  | CY - RESPIRATORY CARE SERVICES | [5 empty] | VENTILATORS |  | VENTILATOR-PHILIPS-V60 | VENTILATOR | V60 |  |  |  | Philips | Ventilator |  |  | VENTILATOR-PHILIPS-V60 |  |  |  | Covered PM Repair - Biomedical | MHHS-Cypress
NO | NO |  |  |  | 009-08388 |  | Respironics Inc | V60 |  |  | GH - RESPIRATORY | MHHS-Greater Heights |  | Ventilator |  | 009-08388 |  | Central & Greater Heights |  | GH - RESPIRATORY | [5 empty] | VENTILATORS |  | VENTILATOR-PHILIPS-V60 | VENTILATOR | V60 |  |  |  | Philips | Ventilator |  |  | VENTILATOR-PHILIPS-V60 |  |  |  | Covered PM Repair - Biomedical | MHHS-Greater Heights
NO | NO |  |  |  | 009-08390 |  | Respironics Inc | V60 |  |  | GH - RESPIRATORY | MHHS-Greater Heights |  | Ventilator |  | 009-08390 |  | Central & Greater Heights |  | GH - RESPIRATORY | [5 empty] | VENTILATORS |  | VENTILATOR-PHILIPS-V60 | VENTILATOR | V60 |  |  |  | Philips | Ventilator |  |  | VENTILATOR-PHILIPS-V60 |  |  |  | Covered PM Repair - Biomedical | MHHS-Greater Heights
NO | NO |  |  |  | 009-08391 |  | Respironics Inc | V60 |  |  | GH - RESPIRATORY | MHHS-Greater Heights |  | Ventilator |  | 009-08391 |  | Central & Greater Heights |  | GH - RESPIRATORY | [5 empty] | VENTILATORS |  | VENTILATOR-PHILIPS-V60 | VENTILATOR | V60 |  |  |  | Philips | Ventilator |  |  | VENTILATOR-PHILIPS-V60 |  |  |  | Covered PM Repair - Biomedical | MHHS-Greater Heights
NO | NO |  |  |  | 009-09621 |  | Respironics Inc | V60 |  |  | GH - RESPIRATORY | MHHS-Greater Heights |  | Ventilator |  | 009-09621 |  | Central & Greater Heights |  | GH - RESPIRATORY | [5 empty] | VENTILATORS |  | VENTILATOR-PHILIPS-V60 | VENTILATOR | V60 |  |  |  | Philips | Ventilator |  |  | VENTILATOR-PHILIPS-V60 |  |  |  | Covered PM Repair - Radiology, Low End | MHHS-Greater Heights
NO | NO |  |  |  | 009-09623 |  | Respironics Inc | V60 |  |  | GH - RESPIRATORY | MHHS-Greater Heights |  | Ventilator |  | 009-09623 |  | Central & Greater Heights |  | GH - RESPIRATORY | [5 empty] | VENTILATORS |  | VENTILATOR-PHILIPS-V60 | VENTILATOR | V60 |  |  |  | Philips | Ventilator |  |  | VENTILATOR-PHILIPS-V60 |  |  |  | Covered PM Repair - Biomedical | MHHS-Greater Heights
NO | NO |  |  |  | 009-10767 |  | Respironics Inc | V60 |  |  | GH - RESPIRATORY | MHHS-Greater Heights |  | Ventilator |  | 009-10767 |  | Central & Greater Heights |  | GH - RESPIRATORY | [5 empty] | VENTILATORS |  | VENTILATOR-PHILIPS-V60 | VENTILATOR | V60 |  |  |  | Philips | Ventilator |  |  | VENTILATOR-PHILIPS-V60 |  |  |  | Covered PM Repair - Biomedical | MHHS-Greater Heights
NO | NO |  |  |  | 009-34577 |  | Respironics Inc | V60 |  |  | GH - RESPIRATORY | MHHS-Greater Heights |  | Ventilator |  | 009-34577 |  | Central & Greater Heights |  | GH - RESPIRATORY | [5 empty] | VENTILATORS |  | VENTILATOR-PHILIPS-V60 | VENTILATOR | V60 |  |  |  | Philips | Ventilator |  |  | VENTILATOR-PHILIPS-V60 |  |  |  | Covered PM Repair - Biomedical | MHHS-Greater Heights
NO | NO |  |  |  | 009-34580 |  | Respironics Inc | V60 |  |  | GH - RESPIRATORY | MHHS-Greater Heights |  | Ventilator |  | 009-34580 |  | Central & Greater Heights |  | GH - RESPIRATORY | [5 empty] | VENTILATORS |  | VENTILATOR-PHILIPS-V60 | VENTILATOR | V60 |  |  |  | Philips | Ventilator |  |  | VENTILATOR-PHILIPS-V60 |  |  |  | Covered PM Repair - Biomedical | MHHS-Greater Heights
NO | NO |  |  |  | 041-17244 |  | Respironics Inc | V60 |  |  | MEMORIAL CITY - RESPIRATORY | MHHS-Mem City |  | Ventilator |  | 041-17244 |  | West & Memorial City |  | MEMORIAL CITY - RESPIRATORY | [5 empty] | VENTILATORS |  | VENTILATOR-PHILIPS-V60 | VENTILATOR | V60 |  |  |  | Philips | Ventilator |  |  | VENTILATOR-PHILIPS-V60 |  |  |  | Covered PM Repair - Biomedical | MHHS-Mem City
NO | NO |  |  |  | 041-20053 |  | Respironics Inc | V60 |  |  | MEMORIAL CITY - RESPIRATORY | MHHS-Mem City |  | Ventilator |  | 041-20053 |  | West & Memorial City |  | MEMORIAL CITY - RESPIRATORY | [5 empty] | VENTILATORS |  | VENTILATOR-PHILIPS-V60 | VENTILATOR | V60 |  |  |  | Philips | Ventilator |  |  | VENTILATOR-PHILIPS-V60 |  |  |  | Covered PM Repair - Biomedical | MHHS-Mem City
NO | NO |  |  |  | 041-20054 |  | Respironics Inc | V60 |  |  | MEMORIAL CITY - RESPIRATORY | MHHS-Mem City |  | Ventilator |  | 041-20054 |  | West & Memorial City |  | MEMORIAL CITY - RESPIRATORY | [5 empty] | VENTILATORS |  | VENTILATOR-PHILIPS-V60 | VENTILATOR | V60 |  |  |  | Philips | Ventilator |  |  | VENTILATOR-PHILIPS-V60 |  |  |  | Covered PM Repair - Biomedical | MHHS-Mem City
NO | NO |  |  |  | 041-20070 |  | Respironics Inc | V60 |  |  | MEMORIAL CITY - RESPIRATORY | MHHS-Mem City |  | Ventilator |  | 041-20070 |  | West & Memorial City |  | MEMORIAL CITY - RESPIRATORY | [5 empty] | VENTILATORS |  | VENTILATOR-PHILIPS-V60 | VENTILATOR | V60 |  |  |  | Philips | Ventilator |  |  | VENTILATOR-PHILIPS-V60 |  |  |  | Covered PM Repair - Biomedical | MHHS-Mem City
NO | NO |  |  |  | 041-20071 |  | Respironics Inc | V60 |  |  | MEMORIAL CITY - RESPIRATORY | MHHS-Mem City |  | Ventilator |  | 041-20071 |  | West & Memorial City |  | MEMORIAL CITY - RESPIRATORY | [5 empty] | VENTILATORS |  | VENTILATOR-PHILIPS-V60 | VENTILATOR | V60 |  |  |  | Philips | Ventilator |  |  | VENTILATOR-PHILIPS-V60 |  |  |  | Covered PM Repair - Biomedical | MHHS-Mem City
NO | NO |  |  |  | 041-20072 |  | Respironics Inc | V60 |  |  | MEMORIAL CITY - RESPIRATORY | MHHS-Mem City |  | Ventilator |  | 041-20072 |  | West & Memorial City |  | MEMORIAL CITY - RESPIRATORY | [5 empty] | VENTILATORS |  | VENTILATOR-PHILIPS-V60 | VENTILATOR | V60 |  |  |  | Philips | Ventilator |  |  | VENTILATOR-PHILIPS-V60 |  |  |  | Covered PM Repair - Biomedical | MHHS-Mem City
NO | NO |  |  |  | 041-20074 |  | Respironics Inc | V60 |  |  | MEMORIAL CITY - RESPIRATORY | MHHS-Mem City |  | Ventilator |  | 041-20074 |  | West & Memorial City |  | MEMORIAL CITY - RESPIRATORY | [5 empty] | VENTILATORS |  | VENTILATOR-PHILIPS-V60 | VENTILATOR | V60 |  |  |  | Philips | Ventilator |  |  | VENTILATOR-PHILIPS-V60 |  |  |  | Covered PM Repair - Biomedical | MHHS-Mem City
NO | NO |  |  |  | 041-20075 |  | Respironics Inc | V60 |  |  | MEMORIAL CITY - RESPIRATORY | MHHS-Mem City |  | Ventilator |  | 041-20075 |  | West & Memorial City |  | MEMORIAL CITY - RESPIRATORY | [5 empty] | VENTILATORS |  | VENTILATOR-PHILIPS-V60 | VENTILATOR | V60 |  |  |  | Philips | Ventilator |  |  | VENTILATOR-PHILIPS-V60 |  |  |  | Covered PM Repair - Biomedical | MHHS-Mem City
NO | NO |  |  |  | 041-32907 |  | Respironics Inc | V60 |  |  | MEMORIAL CITY - RESPIRATORY | MHHS-Mem City |  | Ventilator |  | 041-32907 |  | West & Memorial City |  | MEMORIAL CITY - RESPIRATORY | [5 empty] | VENTILATORS |  | VENTILATOR-PHILIPS-V60 | VENTILATOR | V60 |  |  |  | Philips | Ventilator |  |  | VENTILATOR-PHILIPS-V60 |  |  |  | Covered PM Repair - Biomedical | MHHS-Mem City
NO | NO |  |  |  | 041-32908 |  | Respironics Inc | V60 |  |  | MEMORIAL CITY - RESPIRATORY | MHHS-Mem City |  | Ventilator |  | 041-32908 |  | West & Memorial City |  | MEMORIAL CITY - RESPIRATORY | [5 empty] | VENTILATORS |  | VENTILATOR-PHILIPS-V60 | VENTILATOR | V60 |  |  |  | Philips | Ventilator |  |  | VENTILATOR-PHILIPS-V60 |  |  |  | Covered PM Repair - Biomedical | MHHS-Mem City
NO | NO | [5 empty] | Respironics Inc | V60 |  |  | MEMORIAL CITY - RESPIRATORY | MHHS-Mem City |  | Ventilator |  |  |  | West & Memorial City |  | MEMORIAL CITY - RESPIRATORY | [5 empty] | VENTILATORS |  | VENTILATOR-PHILIPS-V60 | VENTILATOR | V60 |  |  |  | Philips | Ventilator |  |  | VENTILATOR-PHILIPS-V60 |  |  |  | Covered PM Repair - Biomedical | MHHS-Mem City
NO | NO | [5 empty] | Respironics Inc | V60 |  |  | MEMORIAL CITY - RESPIRATORY | MHHS-Mem City |  | Ventilator |  |  |  | West & Memorial City |  | MEMORIAL CITY - RESPIRATORY | [5 empty] | VENTILATORS |  | VENTILATOR-PHILIPS-V60 | VENTILATOR | V60 |  |  |  | Philips | Ventilator |  |  | VENTILATOR-PHILIPS-V60 |  |  |  | Covered PM Repair - Biomedical | MHHS-Mem City
NO | NO | [5 empty] | Respironics Inc | V60 |  |  | MEMORIAL CITY - RESPIRATORY | MHHS-Mem City |  | Ventilator |  |  |  | West & Memorial City |  | MEMORIAL CITY - RESPIRATORY | [5 empty] | VENTILATORS |  | VENTILATOR-PHILIPS-V60 | VENTILATOR | V60 |  |  |  | Philips | Ventilator |  |  | VENTILATOR-PHILIPS-V60 |  |  |  | Covered PM Repair - Biomedical | MHHS-Mem City
NO | NO | [5 empty] | Respironics Inc | V60 |  |  | MEMORIAL CITY - RESPIRATORY | MHHS-Mem City |  | Ventilator |  |  |  | West & Memorial City |  | MEMORIAL CITY - RESPIRATORY | [5 empty] | VENTILATORS |  | VENTILATOR-PHILIPS-V60 | VENTILATOR | V60 |  |  |  | Philips | Ventilator |  |  | VENTILATOR-PHILIPS-V60 |  |  |  | Not Covered Vendor Only - Biomedical | MHHS-Mem City
NO | NO | [5 empty] | Respironics Inc | V60 |  |  | MEMORIAL CITY - RESPIRATORY | MHHS-Mem City |  | Ventilator |  |  |  | West & Memorial City |  | MEMORIAL CITY - RESPIRATORY | [5 empty] | VENTILATORS |  | VENTILATOR-PHILIPS-V60 | VENTILATOR | V60 |  |  |  | Philips | Ventilator |  |  | VENTILATOR-PHILIPS-V60 |  |  |  | Not Covered Vendor Only - Biomedical | MHHS-Mem City
NO | NO | [5 empty] | Respironics Inc | V60 |  |  | MEMORIAL CITY - RESPIRATORY | MHHS-Mem City |  | Ventilator |  |  |  | West & Memorial City |  | MEMORIAL CITY - RESPIRATORY | [5 empty] | VENTILATORS |  | VENTILATOR-PHILIPS-V60 | VENTILATOR | V60 |  |  |  | Philips | Ventilator |  |  | VENTILATOR-PHILIPS-V60 |  |  |  | Not Covered Vendor Only - Biomedical | MHHS-Mem City
NO | NO | [5 empty] | Respironics Inc | V60 |  |  | MEMORIAL CITY - RESPIRATORY | MHHS-Mem City |  | Ventilator |  |  |  | West & Memorial City |  | MEMORIAL CITY - RESPIRATORY | [5 empty] | VENTILATORS |  | VENTILATOR-PHILIPS-V60 | VENTILATOR | V60 |  |  |  | Philips | Ventilator |  |  | VENTILATOR-PHILIPS-V60 |  |  |  | Not Covered Vendor Only - Biomedical | MHHS-Mem City
NO | NO | [5 empty] | Respironics Inc | V60 |  | 201003309 #8 | NE - RESPIRATORY | MHHS-Northeast |  | Ventilator |  |  |  | Katy |  | NE - RESPIRATORY | [5 empty] | VENTILATORS |  | VENTILATOR-PHILIPS-V60 | VENTILATOR | V60 |  |  |  | Philips | Ventilator |  |  | VENTILATOR-PHILIPS-V60 |  |  |  | Covered PM Repair - Biomedical | MHHS-Northeast
NO | NO |  |  |  | 142-05255 |  | Respironics Inc | V60 |  | 201003304 #7 | NE - RESPIRATORY | MHHS-Northeast |  | Ventilator |  | 142-05255 |  | Katy |  | NE - RESPIRATORY | [5 empty] | VENTILATORS |  | VENTILATOR-PHILIPS-V60 | VENTILATOR | V60 |  |  |  | Philips | Ventilator |  |  | VENTILATOR-PHILIPS-V60 |  |  |  | Not Covered Vendor Only - Biomedical | MHHS-Northeast
NO | NO |  |  |  | 142-07443 |  | Respironics Inc | V60 |  | 100267439 #1 | NE - RESPIRATORY | MHHS-Northeast |  | Ventilator |  | 142-07443 |  | Katy |  | NE - RESPIRATORY | [5 empty] | VENTILATORS |  | VENTILATOR-PHILIPS-V60 | VENTILATOR | V60 |  |  |  | Philips | Ventilator |  |  | VENTILATOR-PHILIPS-V60 |  |  |  | Not Covered Vendor Only - Biomedical | MHHS-Northeast
NO | NO |  |  |  | 142-07445 |  | Respironics Inc | V60 |  | 100267441 #3 | NE - RESPIRATORY | MHHS-Northeast |  | Ventilator |  | 142-07445 |  | Katy |  | NE - RESPIRATORY | [5 empty] | VENTILATORS |  | VENTILATOR-PHILIPS-V60 | VENTILATOR | V60 |  |  |  | Philips | Ventilator |  |  | VENTILATOR-PHILIPS-V60 |  |  |  | Not Covered Vendor Only - Biomedical | MHHS-Northeast
NO | NO |  |  |  | 142-07446 |  | Respironics Inc | V60 |  | 100266043 #4 | NE - RESPIRATORY | MHHS-Northeast |  | Ventilator |  | 142-07446 |  | Katy |  | NE - RESPIRATORY | [5 empty] | VENTILATORS |  | VENTILATOR-PHILIPS-V60 | VENTILATOR | V60 |  |  |  | Philips | Ventilator |  |  | VENTILATOR-PHILIPS-V60 |  |  |  | Not Covered Vendor Only - Biomedical | MHHS-Northeast
NO | NO |  |  |  | 142-07447 |  | Respironics Inc | V60 |  | 100267426 #15 | NE - RESPIRATORY | MHHS-Northeast |  | Ventilator |  | 142-07447 |  | Katy |  | NE - RESPIRATORY | [5 empty] | VENTILATORS |  | VENTILATOR-PHILIPS-V60 | VENTILATOR | V60 |  |  |  | Philips | Ventilator |  |  | VENTILATOR-PHILIPS-V60 |  |  |  | Not Covered Vendor Only - Biomedical | MHHS-Northeast
NO | NO |  |  |  | 142-08383 |  | Respironics Inc | V60 |  |  | NE - RESPIRATORY | MHHS-Northeast |  | Ventilator |  | 142-08383 |  | Katy |  | NE - RESPIRATORY | [5 empty] | VENTILATORS |  | VENTILATOR-PHILIPS-V60 | VENTILATOR | V60 |  |  |  | Philips | Ventilator |  |  | VENTILATOR-PHILIPS-V60 |  |  |  | Not Covered Vendor Only - Biomedical | MHHS-Northeast
NO | NO |  |  |  | 005-10359 |  | Respironics Inc | V60 |  |  | SE - RESPIRATORY | MHHS-Southeast |  | Ventilator |  | 005-10359 |  | Southeast & Bay Area |  | SE - RESPIRATORY | [5 empty] | VENTILATORS |  | VENTILATOR-PHILIPS-V60 | VENTILATOR | V60 |  |  |  | Philips | Ventilator |  |  | VENTILATOR-PHILIPS-V60 |  |  |  | Covered PM Repair - Biomedical | MHHS-Southeast
NO | NO |  |  |  | 005-10360 |  | Respironics Inc | V60 |  |  | SE - RESPIRATORY | MHHS-Southeast |  | Ventilator |  | 005-10360 |  | Southeast & Bay Area |  | SE - RESPIRATORY | [5 empty] | VENTILATORS |  | VENTILATOR-PHILIPS-V60 | VENTILATOR | V60 |  |  |  | Philips | Ventilator |  |  | VENTILATOR-PHILIPS-V60 |  |  |  | Covered PM Repair - Biomedical | MHHS-Southeast
NO | NO |  |  |  | 005-10361 |  | Respironics Inc | V60 |  |  | SE - RESPIRATORY | MHHS-Southeast |  | Ventilator |  | 005-10361 |  | Southeast & Bay Area |  | SE - RESPIRATORY | [5 empty] | VENTILATORS |  | VENTILATOR-PHILIPS-V60 | VENTILATOR | V60 |  |  |  | Philips | Ventilator |  |  | VENTILATOR-PHILIPS-V60 |  |  |  | Covered PM Repair - Biomedical | MHHS-Southeast
NO | NO |  |  |  | 005-10364 |  | Respironics Inc | V60 |  |  | SE - RESPIRATORY | MHHS-Southeast |  | Ventilator |  | 005-10364 |  | Southeast & Bay Area |  | SE - RESPIRATORY | [5 empty] | VENTILATORS |  | VENTILATOR-PHILIPS-V60 | VENTILATOR | V60 |  |  |  | Philips | Ventilator |  |  | VENTILATOR-PHILIPS-V60 |  |  |  | Not Covered Vendor Only - Biomedical | MHHS-Southeast
NO | NO |  |  |  | 005-10365 |  | Respironics Inc | V60 |  |  | SE - RESPIRATORY | MHHS-Southeast |  | Ventilator |  | 005-10365 |  | Southeast & Bay Area |  | SE - RESPIRATORY | [5 empty] | VENTILATORS |  | VENTILATOR-PHILIPS-V60 | VENTILATOR | V60 |  |  |  | Philips | Ventilator |  |  | VENTILATOR-PHILIPS-V60 |  |  |  | Covered PM Repair - Biomedical | MHHS-Southeast
NO | NO |  |  |  | 005-10366 |  | Respironics Inc | V60 |  |  | SE - RESPIRATORY | MHHS-Southeast |  | Ventilator |  | 005-10366 |  | Southeast & Bay Area |  | SE - RESPIRATORY | [5 empty] | VENTILATORS |  | VENTILATOR-PHILIPS-V60 | VENTILATOR | V60 |  |  |  | Philips | Ventilator |  |  | VENTILATOR-PHILIPS-V60 |  |  |  | Covered PM Repair - Biomedical | MHHS-Southeast
NO | NO |  |  |  | 005-10367 |  | Respironics Inc | V60 |  |  | SE - RESPIRATORY | MHHS-Southeast |  | Ventilator |  | 005-10367 |  | Southeast & Bay Area |  | SE - RESPIRATORY | [5 empty] | VENTILATORS |  | VENTILATOR-PHILIPS-V60 | VENTILATOR | V60 |  |  |  | Philips | Ventilator |  |  | VENTILATOR-PHILIPS-V60 |  |  |  | Covered PM Repair - Biomedical | MHHS-Southeast
NO | NO |  |  |  | 005-10368 |  | Respironics Inc | V60 |  |  | SE - RESPIRATORY | MHHS-Southeast |  | Ventilator |  | 005-10368 |  | Southeast & Bay Area |  | SE - RESPIRATORY | [5 empty] | VENTILATORS |  | VENTILATOR-PHILIPS-V60 | VENTILATOR | V60 |  |  |  | Philips | Ventilator |  |  | VENTILATOR-PHILIPS-V60 |  |  |  | Covered PM Repair - Biomedical | MHHS-Southeast
NO | NO |  |  |  | 005-10369 |  | Respironics Inc | V60 |  |  | SE - RESPIRATORY | MHHS-Southeast |  | Ventilator |  | 005-10369 |  | Southeast & Bay Area |  | SE - RESPIRATORY | [5 empty] | VENTILATORS |  | VENTILATOR-PHILIPS-V60 | VENTILATOR | V60 |  |  |  | Philips | Ventilator |  |  | VENTILATOR-PHILIPS-V60 |  |  |  | Covered PM Repair - Biomedical | MHHS-Southeast
NO | NO |  |  |  | 005-10370 |  | Respironics Inc | V60 |  |  | SE - RESPIRATORY | MHHS-Southeast |  | Ventilator |  | 005-10370 |  | Southeast & Bay Area |  | SE - RESPIRATORY | [5 empty] | VENTILATORS |  | VENTILATOR-PHILIPS-V60 | VENTILATOR | V60 |  |  |  | Philips | Ventilator |  |  | VENTILATOR-PHILIPS-V60 |  |  |  | Covered PM Repair - Biomedical | MHHS-Southeast
NO | NO | [5 empty] | Respironics Inc | V60 |  |  | SW - RESPIRATORY | MHHS-Southwest |  | Ventilator |  |  |  | Southwest |  | SW - RESPIRATORY | [5 empty] | VENTILATORS |  | VENTILATOR-PHILIPS-V60 | VENTILATOR | V60 |  |  |  | Philips | Ventilator |  |  | VENTILATOR-PHILIPS-V60 |  |  |  | Covered PM Repair - Biomedical | MHHS-Southwest
NO | NO |  |  |  | 129-05554 |  | Respironics Inc | V60 |  |  | SUGAR LAND - RESPIRATORY | MHHS-Sugarland |  | Ventilator |  | 129-05554 |  | Sugar Land |  | SUGAR LAND - RESPIRATORY | [5 empty] | VENTILATORS |  | VENTILATOR-PHILIPS-V60 | VENTILATOR | V60 |  |  |  | Philips | Ventilator |  |  | VENTILATOR-PHILIPS-V60 |  |  |  | Covered PM Repair - Biomedical | MHHS-Sugarland
NO | NO |  |  |  | 069-40070 |  | Respironics Inc | V60 |  |  | TMC - RESPIRATORY - ADULT | MHHS-TMC |  | Ventilator |  | 069-40070 |  | TMC |  | TMC - RESPIRATORY - ADULT | [5 empty] | VENTILATORS |  | VENTILATOR-PHILIPS-V60 | VENTILATOR | V60 |  |  |  | Philips | Ventilator |  |  | VENTILATOR-PHILIPS-V60 |  |  |  | Covered PM Repair - Radiology, Low End | MHHS-TMC
NO | NO |  |  |  | 069-40477 |  | Respironics Inc | V60 |  |  | TMC - RESPIRATORY - ADULT | MHHS-TMC |  | Ventilator |  | 069-40477 |  | TMC |  | TMC - RESPIRATORY - ADULT | [5 empty] | VENTILATORS |  | VENTILATOR-PHILIPS-V60 | VENTILATOR | V60 |  |  |  | Philips | Ventilator |  |  | VENTILATOR-PHILIPS-V60 |  |  |  | Covered PM Repair - Biomedical | MHHS-TMC
NO | NO |  |  |  | 077-05030 |  | Respironics Inc | V60 |  |  | TMC - RESPIRATORY - PEDI | MHHS-TMC |  | Ventilator |  | 077-05030 |  | TMC |  | TMC - RESPIRATORY - PEDI | [5 empty] | VENTILATORS |  | VENTILATOR-PHILIPS-V60 | VENTILATOR | V60 |  |  |  | Philips | Ventilator |  |  | VENTILATOR-PHILIPS-V60 |  |  |  | Covered PM Repair - Biomedical | MHHS-TMC
NO | NO |  |  |  | 029-32417 |  | Respironics Inc | V60 |  |  | WOODLANDS - NEUROLOGY | MHHS-Woodlands |  | Ventilator |  | 029-32417 |  | Woodlands |  | WOODLANDS - NEUROLOGY | [5 empty] | VENTILATORS |  | VENTILATOR-PHILIPS-V60 | VENTILATOR | V60 |  |  |  | Philips | Ventilator |  |  | VENTILATOR-PHILIPS-V60 |  |  |  | Covered PM Repair - Biomedical | MHHS-Woodlands
NO | NO |  |  |  | 029-32439 |  | Respironics Inc | V60 |  |  | WOODLANDS - NEUROLOGY | MHHS-Woodlands |  | Ventilator |  | 029-32439 |  | Woodlands |  | WOODLANDS - NEUROLOGY | [5 empty] | VENTILATORS |  | VENTILATOR-PHILIPS-V60 | VENTILATOR | V60 |  |  |  | Philips | Ventilator |  |  | VENTILATOR-PHILIPS-V60 |  |  |  | Covered PM Repair - Biomedical | MHHS-Woodlands
NO | NO |  |  |  | 029-32440 |  | Respironics Inc | V60 |  |  | WOODLANDS - NEUROLOGY | MHHS-Woodlands |  | Ventilator |  | 029-32440 |  | Woodlands |  | WOODLANDS - NEUROLOGY | [5 empty] | VENTILATORS |  | VENTILATOR-PHILIPS-V60 | VENTILATOR | V60 |  |  |  | Philips | Ventilator |  |  | VENTILATOR-PHILIPS-V60 |  |  |  | Covered PM Repair - Biomedical | MHHS-Woodlands
NO | NO |  |  |  | 029-10474 |  | Respironics Inc | V60 |  |  | WOODLANDS - RESPIRATORY | MHHS-Woodlands |  | Ventilator |  | 029-10474 |  | Woodlands |  | WOODLANDS - RESPIRATORY | [5 empty] | VENTILATORS |  | VENTILATOR-PHILIPS-V60 | VENTILATOR | V60 |  |  |  | Philips | Ventilator |  |  | VENTILATOR-PHILIPS-V60 |  |  |  | Covered PM Repair - Biomedical | MHHS-Woodlands
NO | NO |  |  |  | 029-10476 |  | Respironics Inc | V60 |  |  | WOODLANDS - RESPIRATORY | MHHS-Woodlands |  | Ventilator |  | 029-10476 |  | Woodlands |  | WOODLANDS - RESPIRATORY | [5 empty] | VENTILATORS |  | VENTILATOR-PHILIPS-V60 | VENTILATOR | V60 |  |  |  | Philips | Ventilator |  |  | VENTILATOR-PHILIPS-V60 |  |  |  | Covered PM Repair - Biomedical | MHHS-Woodlands
NO | NO |  |  |  | 029-11621 |  | Respironics Inc | V60 |  |  | WOODLANDS - RESPIRATORY | MHHS-Woodlands |  | Ventilator |  | 029-11621 |  | Woodlands |  | WOODLANDS - RESPIRATORY | [5 empty] | VENTILATORS |  | VENTILATOR-PHILIPS-V60 | VENTILATOR | V60 |  |  |  | Philips | Ventilator |  |  | VENTILATOR-PHILIPS-V60 |  |  |  | Covered PM Repair - Biomedical | MHHS-Woodlands
NO | NO |  |  |  | 029-11623 |  | Respironics Inc | V60 |  |  | WOODLANDS - RESPIRATORY | MHHS-Woodlands |  | Ventilator |  | 029-11623 |  | Woodlands |  | WOODLANDS - RESPIRATORY | [5 empty] | VENTILATORS |  | VENTILATOR-PHILIPS-V60 | VENTILATOR | V60 |  |  |  | Philips | Ventilator |  |  | VENTILATOR-PHILIPS-V60 |  |  |  | Covered PM Repair - Biomedical | MHHS-Woodlands
NO | NO |  |  |  | 029-11770 |  | Respironics Inc | V60 |  |  | WOODLANDS - RESPIRATORY | MHHS-Woodlands |  | Ventilator |  | 029-11770 |  | Woodlands |  | WOODLANDS - RESPIRATORY | [5 empty] | VENTILATORS |  | VENTILATOR-PHILIPS-V60 | VENTILATOR | V60 |  |  |  | Philips | Ventilator |  |  | VENTILATOR-PHILIPS-V60 |  |  |  | Covered PM Repair - Biomedical | MHHS-Woodlands
NO | NO | [5 empty] | Respironics Inc | V60 |  |  | WOODLANDS - RESPIRATORY | MHHS-Woodlands |  | Ventilator |  |  |  | Woodlands |  | WOODLANDS - RESPIRATORY | [5 empty] | VENTILATORS |  | VENTILATOR-PHILIPS-V60 | VENTILATOR | V60 |  |  |  | Philips | Ventilator |  |  | VENTILATOR-PHILIPS-V60 |  |  |  | Covered PM Repair - Biomedical | MHHS-Woodlands
NO | NO | [5 empty] | Respironics Inc | V60 |  |  | WOODLANDS - RESPIRATORY | MHHS-Woodlands |  | Ventilator |  |  |  | Woodlands |  | WOODLANDS - RESPIRATORY | [5 empty] | VENTILATORS |  | VENTILATOR-PHILIPS-V60 | VENTILATOR | V60 |  |  |  | Philips | Ventilator |  |  | VENTILATOR-PHILIPS-V60 |  |  |  | Covered PM Repair - Biomedical | MHHS-Woodlands
NO | NO | [5 empty] | Respironics Inc | V60 |  |  | WOODLANDS - RESPIRATORY | MHHS-Woodlands |  | Ventilator |  |  |  | Woodlands |  | WOODLANDS - RESPIRATORY | [5 empty] | VENTILATORS |  | VENTILATOR-PHILIPS-V60 | VENTILATOR | V60 |  |  |  | Philips | Ventilator |  |  | VENTILATOR-PHILIPS-V60 |  |  |  | Covered PM Repair - Biomedical | MHHS-Woodlands
NO | NO | [5 empty] | Respironics Inc | V60 |  |  | WOODLANDS - RESPIRATORY | MHHS-Woodlands |  | Ventilator |  |  |  | Woodlands |  | WOODLANDS - RESPIRATORY | [5 empty] | VENTILATORS |  | VENTILATOR-PHILIPS-V60 | VENTILATOR | V60 |  |  |  | Philips | Ventilator |  |  | VENTILATOR-PHILIPS-V60 |  |  |  | Covered PM Repair - Biomedical | MHHS-Woodlands
YES | YES |  |  |  | 099-06306 | 099-06306 | Respirons | Everflow |  | D0637929 | Sleep disorder |  |  |  |  | 099-06306 | 099-06306 | Southeast | Memorial Hermann Southeast Hospital | Sleep disorder | Storage |  |  | 4/1/20 |  |  |  | CONCENTRATOROXYGEN-Respironics-EVERFLO
NO | YES |  |  |  | 029-32137 | 029-32137 | RespirTech | inCourage ICS-1M-US |  | UE1722627 | Woodlands-Neurology |  |  |  |  | 029-32137 | 029-32137 | Woodlands | MHHS-Woodlands | Woodlands-Neurology | E414 | [5 empty] | Percussor, Accoustical Frequency | PERCUSSORACCFREQ-RespirTech-inCourage ICS-1M-US | [22 empty] | Percussor, Accoustical Frequency | PERCUSSORACCFREQ | Percussor, Accoustical Frequency | RespirTech
YES | YES |  |  |  | 241-05071 | 241-05071 | Restorative Ther | RT300 |  |  | TIRR - KIRBY GLENN |  |  |  |  | 241-05071 | 241-05071 | TMC | TIRR Memorial Hermann | TIRR - KIRBY GLENN | Rehab | 10/1/19 |  | 10/1/20 |  |  | Exerciser/Ergometer, Bicycle | EXERCISERERGBICYCLE-Restorative Ther-RT300 | [12 empty] | EEB-A | [9 empty] | Exerciser/Ergometer, Bicycle | EXERCISERERGBICYCLE | Exerciser/Ergometer, Bicycle | Restorative Ther
NO | YES |  |  |  | 241-02349 | 241-02349 | RESTORATIVE THERAPIES INC. | RT200 |  |  | TIRR-Kirby Glenn | MHHS-TIRR |  | Exerciser/Ergometer, Bicycle |  | 241-02349 | 241-02349 | TMC | MHHS-Others | TIRR-Kirby Glenn | Rehab | 7/1/19 |  |  |  | EXERCISERS | Exerciser/Ergometer, Bicycle | EXERCISERERGBICYCLE-Restorative Ther-RT200 | EXERCISERERGBICYCLE | RT200 |  |  |  | Restorative Ther | Exerciser/Ergometer, Bicycle |  | EXERCISERERGBICYCLE-Restorative Ther-RT200 |  |  |  | EEB-A | Covered PM Repair - Biomedical | MHHS-TIRR | [8 empty] | EXERCISERERGBICYCLE | Exerciser/Ergometer, Bicycle | Restorative Ther
NO | YES |  |  |  | 009-10138 | 009-10138 | RESTORATIVE THERAPIES INC. | RT300 |  | A000-527-07-16163612 | GH-Cardiac Rehab | MHHS-TIRR |  | Exerciser/Ergometer, Bicycle |  | 009-10138 | 009-10138 | Central | MHHS-Greater Heights | GH-Cardiac Rehab | Gym |  |  |  |  | EXERCISERS | Exerciser/Ergometer, Bicycle | EXERCISERERGBICYCLE-Restorative Ther-RT300 | EXERCISERERGBICYCLE | RT300 |  |  |  | Restorative Ther | Exerciser/Ergometer, Bicycle |  | EXERCISERERGBICYCLE-Restorative Ther-RT300 |  |  |  | EEB-A | Covered PM Repair - Radiology, Low End | MHHS-TIRR | [8 empty] | EXERCISERERGBICYCLE | Exerciser/Ergometer, Bicycle | Restorative Ther
NO | YES |  |  |  | 241-01567 | 241-01567 | RESTORATIVE THERAPIES INC. | RT300 |  |  | KATY REHAB - INPATIENT REHAB GYM | MHHS-TIRR |  | Exerciser/Ergometer, Bicycle |  | 241-01567 | 241-01567 | TMC | Memorial Hermann Rehabilitation Hospital - Katy (#102) | KATY REHAB - INPATIENT REHAB GYM | Nurses station | 9/1/18 | 9/1/19 |  |  | EXERCISERS | Exerciser/Ergometer, Bicycle | EXERCISERERGBICYCLE-Restorative Ther-RT300 | EXERCISERERGBICYCLE | RT300 |  |  |  | Restorative Ther | Exerciser/Ergometer, Bicycle |  | EXERCISERERGBICYCLE-Restorative Ther-RT300 |  |  |  | EEB-A | Covered PM Repair - Biomedical | MHHS-TIRR | [8 empty] | EXERCISERERGBICYCLE | Exerciser/Ergometer, Bicycle | Restorative Ther
NO | YES |  |  |  | 029-09165 | 029-09165 | RESTORATIVE THERAPIES INC. | RT300 |  |  | TIRR-Op-Woodlands (Mp2, Ste 200) | MHHS-TIRR |  | Exerciser/Ergometer, Bicycle |  | 029-09165 | 029-09165 | Woodlands | MHHS-Others | TIRR-Op-Woodlands (Mp2, Ste 200) | MP2 suite 270 | 8/1/19 |  | 3/1/20 |  | EXERCISERS | Exerciser/Ergometer, Bicycle | EXERCISERERGBICYCLE-Restorative Ther-RT300 | EXERCISERERGBICYCLE | RT300 |  |  |  | Restorative Ther | Exerciser/Ergometer, Bicycle |  | EXERCISERERGBICYCLE-Restorative Ther-RT300 |  |  |  | EEB-A | Covered PM Repair - Biomedical | MHHS-TIRR | [8 empty] | EXERCISERERGBICYCLE | Exerciser/Ergometer, Bicycle | Restorative Ther
NO | YES |  |  |  | 241-01890 | 241-01890 | RESTORATIVE THERAPIES INC. | RT300 |  |  | TIRR-Sugar Land | MHHS-TIRR |  | Exerciser/Ergometer, Bicycle |  | 241-01890 | 241-01890 | TMC | MHHS-Others | TIRR-Sugar Land | Gym | 3/1/19 | 3/1/20 |  |  | EXERCISERS | Exerciser/Ergometer, Bicycle | EXERCISERERGBICYCLE-Restorative Ther-RT300 | EXERCISERERGBICYCLE | RT300 |  |  |  | Restorative Ther | Exerciser/Ergometer, Bicycle |  | EXERCISERERGBICYCLE-Restorative Ther-RT300 |  |  |  | EEB-A | Covered PM Repair - Biomedical | MHHS-TIRR | [8 empty] | EXERCISERERGBICYCLE | Exerciser/Ergometer, Bicycle | Restorative Ther
NO | YES |  |  |  | 241-02874 | 241-02874 | RESTORATIVE THERAPIES INC. | RT300 |  |  | TIRR-Therapy Gym | MHHS-TIRR |  | Exerciser/Ergometer, Bicycle |  | 241-02874 | 241-02874 | TMC | MHHS-Others | TIRR-Therapy Gym | Reb | 7/1/19 |  |  |  | EXERCISERS | Exerciser/Ergometer, Bicycle | EXERCISERERGBICYCLE-Restorative Ther-RT300 | EXERCISERERGBICYCLE | RT300 |  |  |  | Restorative Ther | Exerciser/Ergometer, Bicycle |  | EXERCISERERGBICYCLE-Restorative Ther-RT300 |  |  |  | EEB-A | Covered PM Repair - Biomedical | MHHS-TIRR | [8 empty] | EXERCISERERGBICYCLE | Exerciser/Ergometer, Bicycle | Restorative Ther
NO | YES |  |  |  | 241-02875 | 241-02875 | RESTORATIVE THERAPIES INC. | RT300 |  |  | TIRR-Therapy Gym | MHHS-TIRR |  | Exerciser/Ergometer, Bicycle |  | 241-02875 | 241-02875 | TMC | MHHS-Others | TIRR-Therapy Gym |  | 7/1/19 |  | 7/1/20 |  | EXERCISERS | Exerciser/Ergometer, Bicycle | EXERCISERERGBICYCLE-Restorative Ther-RT300 | EXERCISERERGBICYCLE | RT300 |  |  |  | Restorative Ther | Exerciser/Ergometer, Bicycle |  | EXERCISERERGBICYCLE-Restorative Ther-RT300 |  |  |  | EEB-A | Covered PM Repair - Biomedical | MHHS-TIRR | [8 empty] | EXERCISERERGBICYCLE | Exerciser/Ergometer, Bicycle | Restorative Ther
NO | YES |  |  |  | 241-05072 | 241-05072 | RESTORATIVE THERAPIES INC. | RT300 |  | A000-527-08-18161634 | TIRR-Therapy Gym | MHHS-TIRR |  | Exerciser/Ergometer, Bicycle |  | 241-05072 | 241-05072 | TMC | MHHS-Others | TIRR-Therapy Gym | Rehab | 12/1/19 |  |  |  | EXERCISERS | Exerciser/Ergometer, Bicycle | EXERCISERERGBICYCLE-Restorative Ther-RT300 | EXERCISERERGBICYCLE | RT300 |  |  |  | Restorative Ther | Exerciser/Ergometer, Bicycle |  | EXERCISERERGBICYCLE-Restorative Ther-RT300 |  |  |  | EEB-A | Covered PM Repair - Biomedical | MHHS-TIRR | [8 empty] | EXERCISERERGBICYCLE | Exerciser/Ergometer, Bicycle | Restorative Ther
NO | YES |  |  |  | 029-09238 | 029-09238 | RESTORATIVE THERAPIES INC. | RT300 |  | A000-527-06-13242007 | TIRR-Woodlands Inpatient | MHHS-TIRR |  | Exerciser/Ergometer, Bicycle |  | 029-09238 | 029-09238 | Woodlands | MHHS-Others | TIRR-Woodlands Inpatient | TIRR |  |  |  |  | EXERCISERS | Exerciser/Ergometer, Bicycle | EXERCISERERGBICYCLE-Restorative Ther-RT300 | EXERCISERERGBICYCLE | RT300 |  |  |  | Restorative Ther | Exerciser/Ergometer, Bicycle |  | EXERCISERERGBICYCLE-Restorative Ther-RT300 |  | 5/1/17 |  | EEB-A | Covered PM Repair - Biomedical | MHHS-TIRR | [8 empty] | EXERCISERERGBICYCLE | Exerciser/Ergometer, Bicycle | Restorative Ther
NO | NO |  |  |  | 242-05071 |  | RESTORATIVE THERAPIES INC. | RT300 |  | A000-527-08-18161632 | TIRR - KIRBY GLENN | MHHS-TIRR |  | Exerciser/Ergometer, Bicycle |  | 242-05071 |  | TMC |  | TIRR - KIRBY GLENN | [5 empty] | EXERCISERS |  | EXERCISERERGBICYCLE-Restorative Ther-RT300 | EXERCISERERGBICYCLE | RT300 |  |  |  | Restorative Ther | Exerciser/Ergometer, Bicycle |  | EXERCISERERGBICYCLE-Restorative Ther-RT300 |  |  |  |  | Covered PM Repair - Biomedical | MHHS-TIRR
NO | NO |  |  |  | 009-10158 |  | RESTORATIVE THERAPIES INC. | RT300-SLP |  | A000-527-07-16183316 | TIRR - GREATER HEIGHTS | MHHS-TIRR |  |  |  | 009-10158 |  | Central & Greater Heights |  | TIRR - GREATER HEIGHTS | [5 empty] | EXERCISERS |  | .needs class | [5 empty] | Restorative Ther | [7 empty] | Covered PM Repair - Biomedical | MHHS-TIRR
NO | YES |  |  |  | 241-03123 | 241-03123 | RESTORATIVE THERAPIES INC. | XCITE |  | 01-18-1203 | TIRR-Therapy Gym | MHHS-TIRR |  |  |  | 241-03123 | 241-03123 | TMC | MHHS-Others | TIRR-Therapy Gym | Rehab | 4/1/19 |  | 4/1/20 |  | STIMULATORS, ELECTRICAL, NEUROMUSCULAR |  | .needs class | [5 empty] | Restorative Ther | [7 empty] | Covered PM Repair - Biomedical | MHHS-TIRR
NO | YES |  |  |  | 241-05059 | 241-05059 | RESTORATIVE THERAPIES INC. | XCITE |  | 01-18-1204 | TIRR-Therapy Gym | MHHS-TIRR |  |  |  | 241-05059 | 241-05059 | TMC | MHHS-Others | TIRR-Therapy Gym | Reb | 6/1/19 |  |  |  | STIMULATORS, ELECTRICAL, NEUROMUSCULAR |  | .needs class | [5 empty] | Restorative Ther | [7 empty] | Covered PM Repair - Biomedical | MHHS-TIRR
YES | YES |  |  |  | 074-06478 | 074-06478 | Restoreative Therapies | RT300 |  |  | Neuroscience |  |  |  |  | 074-06478 | 074-06478 | Woodlands | Memorial Hermann Hospital Woodlands | Neuroscience | Neuroscience stairwayE2
NO | YES |  |  |  | 069-15098 | 069-15098 | Revco Scientific | SLR4304A14 |  | U09L-537893-UL | TMC-Hermann-COU (1R) |  |  |  |  | 069-15098 | 069-15098 | TMC | MHHS-TMC | TMC-Hermann-COU (1R) | Chemistry
YES | YES |  |  |  | 009-02435 | 009-02435 | Revco Technologies | BB234A20 |  | W25L-548808 | Greater Heights - Lab |  |  |  |  | 009-02435 | 009-02435 | Central | Memorial Hermann Greater Heights Hospital | Greater Heights - Lab | Blood bank
NO | YES |  |  |  | 099-05334 | 099-05334 | Revco/Lindberg A General Signal Co | CC754A12 |  |  | (null) | MHHS-TMC |  |  |  | 099-05334 | 099-05334 | (null) | MHHS-TMC | (null) | (null) |  |  |  | (null) | FREEZERS, LABORATORY, CRYOGENIC |  | .needs class | [10 empty] | 6/15/18 |  |  | Not Covered Vendor Only - Biomedical | MHHS-TMC
NO | YES |  |  |  | 129-00568 | 129-00568 | Revco/Lindberg A General Signal Co | DRR5005A12 |  | X17G-355795-YG | Sugar Land-Laboratory | MHHS-Sugarland |  | Refrigerator, Laboratory |  | 129-00568 | 129-00568 | Sugar Land | MHHS-Sugarland | Sugar Land-Laboratory | Storage | 1/1/20 |  | 1/1/21 |  | REFRIGERATORS, LABORATORY | Refrigerator, Laboratory | REFRIGERATORLAB-REVCO-DRR5005A12 | REFRIGERATORLAB | DRR5005A12 |  |  |  | REVCO | Refrigerator, Laboratory |  |  | REFRIGERATORLAB-REVCO-DRR5005A12 |  |  | REL-A | Covered PM Repair - Biomedical | MHHS-Sugarland | [8 empty] | REFRIGERATORLAB | Refrigerator, Laboratory | REVCO
NO | NO |  |  |  | 069-40073 |  | Revco/Lindberg A General Signal Co | F2005GA14 |  | S20G-338121-SG | TMC - PHARMACY - MAIN (JG) | MHHS-TMC |  | Refrigerator, Laboratory |  | 069-40073 |  | TMC |  | TMC - PHARMACY - MAIN (JG) | [5 empty] | FREEZERS, LABORATORY |  | REFRIGERATORLAB-FISHER-F2005GA14 | REFRIGERATORLAB | F2005GA14 |  |  |  | FISHER | Refrigerator, Laboratory |  |  | REFRIGERATORLAB-FISHER-F2005GA14 |  |  |  | Covered PM Repair - Biomedical | MHHS-TMC
NO | YES |  |  |  | 041-03578 | 041-03578 | Revco/Lindberg A General Signal Co | LR504A20 |  | T06L-533170-TL | MEMORIAL CITY - LABORATORY - HEMATOLOGY | MHHS-Mem City |  |  |  | 041-03578 | 041-03578 | West |  | MEMORIAL CITY - LABORATORY - HEMATOLOGY | Lab |  |  |  |  | REFRIGERATORS, LABORATORY |  | .needs class | [13 empty] | Covered PM Repair - Biomedical | MHHS-Mem City
NO | YES |  |  |  |  | 009-09013 | Revco/Lindberg A General Signal Co | PR504A20 |  | Z27K-510493-NL | Lab | MHHS-Greater Heights |  |  |  |  | 009-09013 | Central | Memorial Hermann Greater Heights Hospital | Lab | Chem lab |  |  |  |  | REFRIGERATORS, LABORATORY |  | .needs class | [13 empty] | Covered PM Repair - Biomedical | MHHS-Greater Heights
NO | YES |  |  |  | 005-05806 | 005-05806 | Revco/Lindberg A General Signal Co | REB2304A12 |  | S31S-129211-TS | SE-Laboratory-Blood Bank | MHHS-Southeast |  | Refrigerator, Blood Bank |  | 005-05806 | 005-05806 | Southeast | MHHS-Southeast | SE-Laboratory-Blood Bank |  | 10/1/19 |  |  |  | REFRIGERATORS, BLOOD BANK |  | REFRIGERATORBLOODBANK-ThermoSci-REB2304A12 | REFRIGERATORBLOODBANK | REB2304A12 |  |  |  | ThermoSci | Refrigerator, Blood Bank |  |  | REFRIGERATORBLOODBANK-ThermoSci-REB2304A12 |  |  |  | In Service - 11/07/2016 | MHHS-Southeast
NO | YES |  |  |  | 013-35792 | 013-35792 | Revco/Lindberg A General Signal Co | REL7504A18 |  | R16L-525896-RL | SW-Laboratory-Microbiology | MHHS-Southwest |  |  |  | 013-35792 | 013-35792 | Southwest | MHHS-Southwest | SW-Laboratory-Microbiology | Core Lab |  |  |  |  | REFRIGERATORS, LABORATORY |  | .needs class | [10 empty] | 10/28/16 |  |  | Not Covered Vendor Only - Lab Ana/Anes | MHHS-Southwest
NO | YES |  |  |  | 069-15094 | 069-15094 | Revco/Lindberg A General Signal Co | REL7504A18 |  | U09L-537906-UL | Memorial Hermann- Texas Medical Center Ribinson | MHHS-TMC |  |  |  | 069-15094 | 069-15094 | TMC | TMC | Memorial Hermann- Texas Medical Center Ribinson | Lab storage | 1/1/20 |  | 1/1/21 |  | REFRIGERATORS, LABORATORY |  | .needs class | [10 empty] | 5/1/17 |  |  | Covered PM Repair - Biomedical | MHHS-TMC
NO | YES |  |  |  | 069-15252 | 069-15252 | Revco/Lindberg A General Signal Co | REL7504A18 |  | R12L-525690-RL | TMC-Laboratory-Chemistry (1R) | MHHS-TMC |  |  |  | 069-15252 | 069-15252 | TMC | MHHS-TMC | TMC-Laboratory-Chemistry (1R) | TMC -LABORATORY - CHEM | 12/1/18 |  | 1/1/21 |  | REFRIGERATORS, LABORATORY |  | .needs class | [10 empty] | 5/1/17 |  |  | Covered PM Repair - Biomedical | MHHS-TMC
NO | YES |  |  |  | 069-15344 | 069-15344 | Revco/Lindberg A General Signal Co | REL7504A18 |  | R12L-525691-RL | TMC-Laboratory-Chemistry (1R) | MHHS-TMC |  |  |  | 069-15344 | 069-15344 | TMC | MHHS-TMC | TMC-Laboratory-Chemistry (1R) | TMC -LABORATORY - CHEM | 12/1/18 |  | 1/1/21 |  | REFRIGERATORS, LABORATORY |  | .needs class | [13 empty] | Covered PM Repair - Biomedical | MHHS-TMC
NO | NO |  |  |  | 069-15592 |  | Revco/Lindberg A General Signal Co | REL7504A18 |  | R11L-525493-TL | TMC - LABORATORY - BLOOD BANK (1R) | MHHS-TMC |  |  |  | 069-15592 |  | TMC |  | TMC - LABORATORY - BLOOD BANK (1R) | [5 empty] | REFRIGERATORS, LABORATORY |  | .needs class | [13 empty] | Covered PM Repair - Biomedical | MHHS-TMC
NO | NO |  |  |  | 069-15095 |  | Revco/Lindberg A General Signal Co | REL7504A18 |  | R16L-525897-RL | TMC - LABORATORY - CHEMISTRY (1R) | MHHS-TMC |  |  |  | 069-15095 |  | TMC |  | TMC - LABORATORY - CHEMISTRY (1R) | [5 empty] | REFRIGERATORS, LABORATORY |  | .needs class | [13 empty] | Covered PM Repair - Biomedical | MHHS-TMC
NO | NO |  |  |  | 013-35669 |  | Revco/Lindberg A General Signal Co | SLF2118A14 |  | T20L-535334-TL | SW - LABORATORY - MOLECULAR | MHHS-Southwest |  | Refrigerator, Laboratory |  | 013-35669 |  | Southwest |  | SW - LABORATORY - MOLECULAR | [5 empty] | REFRIGERATORS, LABORATORY |  | REFRIGERATORLAB-Baxter Health-SLF2118A14 | REFRIGERATORLAB | SLF2118A14 |  |  |  | BAXTERHEALTH | Refrigerator, Laboratory |  |  | REFRIGERATORLAB-Baxter Health-SLF2118A14 |  |  |  | Covered PM Repair - Biomedical | MHHS-Southwest
NO | YES |  |  |  | 029-08506 | 029-08506 | Revco/Lindberg A General Signal Co | SLR294A14K |  | Z28K-510672-NL | Woodlands-Laboratory-Blood Bank | MHHS-Woodlands |  |  |  | 029-08506 | 029-08506 | Woodlands | MHHS-Woodlands | Woodlands-Laboratory-Blood Bank | Lab | 1/1/20 | 3/1/20 | 1/1/21 |  | REFRIGERATORS, LABORATORY |  | .needs class | [13 empty] | Covered PM Repair - Biomedical | MHHS-Woodlands
NO | NO | [5 empty] | Revco/Lindberg A General Signal Co | UNKNOWN |  | w08r-125139-wk | SE - PHARMACY | MHHS-Southeast | [5 empty] | Southeast & Bay Area |  | SE - PHARMACY | [5 empty] | REFRIGERATORS, LABORATORY |  | .needs class |  |  |  |  | .needs class | [8 empty] | Covered PM Repair - Biomedical | MHHS-Southeast
YES | YES |  |  |  | 029-13321 | 029-13321 | RF Assure | 200LD-V |  | 149DE | OB / LD |  |  |  |  | 029-13321 | 029-13321 | Woodlands | Memorial Hermann Hospital Woodlands | OB / LD | Equipment storage room | 1/1/20 |  | 1/1/21
NO | YES | Serial Number 14A64 |  |  | 029-13322 | 029-13322 | RF Assure | 200LD-V |  | 14A64 | Woodlands-Birth Center |  |  |  |  | 029-13322 | 029-13322 | Woodlands | MHHS-Woodlands | Woodlands-Birth Center | Equipment storage room | 9/1/19 |  | 9/1/20
NO | YES | Serial Number 14A19 |  |  | MMK0101 | 099-00848 | Rf assure delivery | 200ld-v |  | 14a19 | NE-Labor & Delivery |  |  |  |  | MMK0101 | 099-00848 | Katy | MHHS-Northeast | NE-Labor & Delivery |  | 7/1/19 | 7/1/20
NO | YES |  |  |  | MMK150 |  | RF SURGICAL | 01-0038 |  | 149C4 | Rental Equipment | MHHS-Greater Heights |  |  |  | MMK150 |  | Central & Greater Heights |  | Rental Equipment | [7 empty] | SPONGCOU-RF Surgical Sys-RF Assure 200 |  | ASSURE DELIVERY SYSTEM |  |  | SPONGCOU-RF Surgical Sys-RF Assure 200 | [6 empty] | Verified as Rental |  |  | MHHS-Greater Heights
NO | YES |  |  |  | MMK165 |  | RF SURGICAL | 01-0038 |  | 149D5 | Rental Equipment | MHHS-Greater Heights |  |  |  | MMK165 |  | Central & Greater Heights |  | Rental Equipment | [7 empty] | SPONGCOU-RF Surgical Sys-RF Assure 200 |  | ASSURE DELIVERY SYSTEM |  |  | SPONGCOU-RF Surgical Sys-RF Assure 200 | [6 empty] | Verified as Rental |  |  | MHHS-Greater Heights
NO | YES |  |  |  | MMK167 |  | RF SURGICAL | 01-0038 |  | 149C1 | Rental Equipment | MHHS-Greater Heights |  |  |  | MMK167 |  | Central & Greater Heights |  | Rental Equipment | [7 empty] | SPONGCOU-RF Surgical Sys-RF Assure 200 |  | ASSURE DELIVERY SYSTEM |  |  | SPONGCOU-RF Surgical Sys-RF Assure 200 | [6 empty] | Verified as Rental |  |  | MHHS-Greater Heights
NO | YES |  |  |  | MMK103 |  | RF SURGICAL | 01-0038 |  | 14A20 | Rental | MHHS-Katy |  |  |  | MMK103 |  | Katy |  | Rental | [7 empty] | SPONGCOU-RF Surgical Sys-RF Assure 200 |  | ASSURE DELIVERY SYSTEM |  |  | SPONGCOU-RF Surgical Sys-RF Assure 200 | [6 empty] | Verified as Rental |  |  | MHHS-Katy
NO | YES | Serial Number 149B1 |  |  | MMK121 |  | RF SURGICAL | 01-0038 |  | 149B1 | Rental | MHHS-Mem City |  |  |  | MMK121 |  | West & Memorial City |  | Rental | [7 empty] | SPONGCOU-RF Surgical Sys-RF Assure 200 |  | ASSURE DELIVERY SYSTEM |  |  | SPONGCOU-RF Surgical Sys-RF Assure 200 | [6 empty] | Verified as Rental |  |  | MHHS-Mem City
NO | YES |  |  |  | MMK129 |  | RF SURGICAL | 01-0038 |  | 149CE | Rental | MHHS-Mem City |  |  |  | MMK129 |  | West & Memorial City |  | Rental | [7 empty] | SPONGCOU-RF Surgical Sys-RF Assure 200 |  | ASSURE DELIVERY SYSTEM |  |  | SPONGCOU-RF Surgical Sys-RF Assure 200 | [6 empty] | Verified as Rental |  |  | MHHS-Mem City
NO | YES |  |  |  | MMK143 |  | RF SURGICAL | 01-0038 |  | 14A3A | Rental | MHHS-Mem City |  |  |  | MMK143 |  | West & Memorial City |  | Rental | [7 empty] | SPONGCOU-RF Surgical Sys-RF Assure 200 |  | ASSURE DELIVERY SYSTEM |  |  | SPONGCOU-RF Surgical Sys-RF Assure 200 | [6 empty] | Verified as Rental |  |  | MHHS-Mem City
NO | YES |  |  |  | MMK177 |  | RF SURGICAL | 01-0038 |  |  | Rental | MHHS-Mem City |  |  |  | MMK177 |  | West & Memorial City |  | Rental | [7 empty] | SPONGCOU-RF Surgical Sys-RF Assure 200 |  | ASSURE DELIVERY SYSTEM |  |  | SPONGCOU-RF Surgical Sys-RF Assure 200 | [6 empty] | Verified as Rental |  |  | MHHS-Mem City
NO | YES | Serial Number 14A19 |  |  | MMK101 |  | RF SURGICAL | 01-0038 |  | 14A19 | Rental | MHHS-Northeast |  |  |  | MMK101 |  | Katy |  | Rental | [7 empty] | SPONGCOU-RF Surgical Sys-RF Assure 200 |  | ASSURE DELIVERY SYSTEM |  |  | SPONGCOU-RF Surgical Sys-RF Assure 200 | [6 empty] | Verified as Rental |  |  | MHHS-Northeast
NO | YES |  |  |  | MMK114 |  | RF SURGICAL | 01-0038 |  | 149D9 | Rental | MHHS-Northeast |  |  |  | MMK114 |  | Katy |  | Rental | [7 empty] | SPONGCOU-RF Surgical Sys-RF Assure 200 |  | ASSURE DELIVERY SYSTEM |  |  | SPONGCOU-RF Surgical Sys-RF Assure 200 | [6 empty] | Verified as Rental |  |  | MHHS-Northeast
NO | YES |  |  |  | MMK138 |  | RF SURGICAL | 01-0038 |  | 149C7 | Rental | MHHS-Northeast |  |  |  | MMK138 |  | Katy |  | Rental | [7 empty] | SPONGCOU-RF Surgical Sys-RF Assure 200 |  | ASSURE DELIVERY SYSTEM |  |  | SPONGCOU-RF Surgical Sys-RF Assure 200 | [6 empty] | Verified as Rental |  |  | MHHS-Northeast
NO | YES |  |  |  | MMK142 |  | RF SURGICAL | 01-0038 |  | 149AB | Rental | MHHS-Northeast |  |  |  | MMK142 |  | Katy |  | Rental | [7 empty] | SPONGCOU-RF Surgical Sys-RF Assure 200 |  | ASSURE DELIVERY SYSTEM |  |  | SPONGCOU-RF Surgical Sys-RF Assure 200 | [6 empty] | Verified as Rental |  |  | MHHS-Northeast
NO | YES |  |  |  | MMK145 |  | RF SURGICAL | 01-0038 |  | 14A00 | Rental | MHHS-Northeast |  |  |  | MMK145 |  | Katy |  | Rental | [7 empty] | SPONGCOU-RF Surgical Sys-RF Assure 200 |  | ASSURE DELIVERY SYSTEM |  |  | SPONGCOU-RF Surgical Sys-RF Assure 200 | [6 empty] | Verified as Rental |  |  | MHHS-Northeast
NO | YES |  |  |  | MMK151 |  | RF SURGICAL | 01-0038 |  | 14A3E | Rental | MHHS-Northeast |  |  |  | MMK151 |  | Katy |  | Rental | [7 empty] | SPONGCOU-RF Surgical Sys-RF Assure 200 |  | ASSURE DELIVERY SYSTEM |  |  | SPONGCOU-RF Surgical Sys-RF Assure 200 | [6 empty] | Verified as Rental |  |  | MHHS-Northeast
NO | YES |  |  |  | MMK158 |  | RF SURGICAL | 01-0038 |  | 149C9 | Rental | MHHS-Northeast |  |  |  | MMK158 |  | Katy |  | Rental | [7 empty] | SPONGCOU-RF Surgical Sys-RF Assure 200 |  | ASSURE DELIVERY SYSTEM |  |  | SPONGCOU-RF Surgical Sys-RF Assure 200 | [6 empty] | Verified as Rental |  |  | MHHS-Northeast
NO | YES | Serial Number 14A16 |  |  | MMK159 |  | RF SURGICAL | 01-0038 |  | 14A16 | Rental | MHHS-Northeast |  |  |  | MMK159 |  | Katy |  | Rental | [7 empty] | SPONGCOU-RF Surgical Sys-RF Assure 200 |  | ASSURE DELIVERY SYSTEM |  |  | SPONGCOU-RF Surgical Sys-RF Assure 200 | [6 empty] | Verified as Rental |  |  | MHHS-Northeast
NO | YES |  |  |  | MMK162 |  | RF SURGICAL | 01-0038 |  | 14A2D | Rental | MHHS-Northeast |  |  |  | MMK162 |  | Katy |  | Rental | [7 empty] | SPONGCOU-RF Surgical Sys-RF Assure 200 |  | ASSURE DELIVERY SYSTEM |  |  | SPONGCOU-RF Surgical Sys-RF Assure 200 | [6 empty] | Verified as Rental |  |  | MHHS-Northeast
NO | YES | Serial Number 16050 |  |  | MMK173 |  | RF SURGICAL | 01-0038 |  |  | Rental | MHHS-Northeast |  |  |  | MMK173 |  | Katy |  | Rental | [7 empty] | SPONGCOU-RF Surgical Sys-RF Assure 200 |  | ASSURE DELIVERY SYSTEM |  |  | SPONGCOU-RF Surgical Sys-RF Assure 200 | [6 empty] | Verified as Rental |  |  | MHHS-Northeast
NO | YES |  |  |  | MMK104 |  | RF SURGICAL | 01-0038 |  | 14A38 | Rental | MHHS-Southeast |  |  |  | MMK104 |  | Southeast & Bay Area |  | Rental | [7 empty] | SPONGCOU-RF Surgical Sys-RF Assure 200 |  | ASSURE DELIVERY SYSTEM |  |  | SPONGCOU-RF Surgical Sys-RF Assure 200 | [6 empty] | Verified as Rental |  |  | MHHS-Southeast
NO | YES |  |  |  | MMK110 |  | RF SURGICAL | 01-0038 |  | 149C0 | Rental | MHHS-Southeast |  |  |  | MMK110 |  | Southeast & Bay Area |  | Rental | [7 empty] | SPONGCOU-RF Surgical Sys-RF Assure 200 |  | ASSURE DELIVERY SYSTEM |  |  | SPONGCOU-RF Surgical Sys-RF Assure 200 | [6 empty] | Verified as Rental |  |  | MHHS-Southeast
NO | YES |  |  |  | MMK111 |  | RF SURGICAL | 01-0038 |  | 149B9 | Rental | MHHS-Southeast |  |  |  | MMK111 |  | Southeast & Bay Area |  | Rental | [7 empty] | SPONGCOU-RF Surgical Sys-RF Assure 200 |  | ASSURE DELIVERY SYSTEM |  |  | SPONGCOU-RF Surgical Sys-RF Assure 200 | [6 empty] | Verified as Rental |  |  | MHHS-Southeast
NO | YES |  |  |  | MMK137 |  | RF SURGICAL | 01-0038 |  | 14A1C | Rental | MHHS-Southeast |  |  |  | MMK137 |  | Southeast & Bay Area |  | Rental | [7 empty] | SPONGCOU-RF Surgical Sys-RF Assure 200 |  | ASSURE DELIVERY SYSTEM |  |  | SPONGCOU-RF Surgical Sys-RF Assure 200 | [6 empty] | Verified as Rental |  |  | MHHS-Southeast
NO | YES |  |  |  | MMK109 |  | RF SURGICAL | 01-0038 |  | 149A6 | Rental | MHHS-Southwest |  |  |  | MMK109 |  | Southwest |  | Rental | [7 empty] | SPONGCOU-RF Surgical Sys-RF Assure 200 |  | ASSURE DELIVERY SYSTEM |  |  | SPONGCOU-RF Surgical Sys-RF Assure 200 | [6 empty] | Verified as Rental |  |  | MHHS-Southwest
NO | YES |  |  |  | MMK112 |  | RF SURGICAL | 01-0038 |  | 149B5 | Rental | MHHS-Southwest |  |  |  | MMK112 |  | Southwest |  | Rental | [7 empty] | SPONGCOU-RF Surgical Sys-RF Assure 200 |  | ASSURE DELIVERY SYSTEM |  |  | SPONGCOU-RF Surgical Sys-RF Assure 200 | [6 empty] | Verified as Rental |  |  | MHHS-Southwest
NO | YES |  |  |  | MMK117 |  | RF SURGICAL | 01-0038 |  | 149CC | Rental | MHHS-Southwest |  |  |  | MMK117 |  | Southwest |  | Rental | [7 empty] | SPONGCOU-RF Surgical Sys-RF Assure 200 |  | ASSURE DELIVERY SYSTEM |  |  | SPONGCOU-RF Surgical Sys-RF Assure 200 | [6 empty] | Verified as Rental |  |  | MHHS-Southwest
NO | YES |  |  |  | MMK128 |  | RF SURGICAL | 01-0038 |  | 149B0 | Rental | MHHS-Southwest |  |  |  | MMK128 |  | Southwest |  | Rental | [7 empty] | SPONGCOU-RF Surgical Sys-RF Assure 200 |  | ASSURE DELIVERY SYSTEM |  |  | SPONGCOU-RF Surgical Sys-RF Assure 200 | [6 empty] | Verified as Rental |  |  | MHHS-Southwest
NO | YES |  |  |  | MMK141 |  | RF SURGICAL | 01-0038 |  | 14A3C | Rental | MHHS-Southwest |  |  |  | MMK141 |  | Southwest |  | Rental | [7 empty] | SPONGCOU-RF Surgical Sys-RF Assure 200 |  | ASSURE DELIVERY SYSTEM |  |  | SPONGCOU-RF Surgical Sys-RF Assure 200 | [6 empty] | Verified as Rental |  |  | MHHS-Southwest
NO | YES |  |  |  | MMK148 |  | RF SURGICAL | 01-0038 |  | 14A33 | Rental | MHHS-Southwest |  |  |  | MMK148 |  | Southwest |  | Rental | [7 empty] | SPONGCOU-RF Surgical Sys-RF Assure 200 |  | ASSURE DELIVERY SYSTEM |  |  | SPONGCOU-RF Surgical Sys-RF Assure 200 | [6 empty] | Verified as Rental |  |  | MHHS-Southwest
NO | YES |  |  |  | MMK163 |  | RF SURGICAL | 01-0038 |  | 14A55 | Rental | MHHS-Southwest |  |  |  | MMK163 |  | Southwest |  | Rental | [7 empty] | SPONGCOU-RF Surgical Sys-RF Assure 200 |  | ASSURE DELIVERY SYSTEM |  |  | SPONGCOU-RF Surgical Sys-RF Assure 200 | [6 empty] | Verified as Rental |  |  | MHHS-Southwest
NO | YES |  |  |  | MMK164 |  | RF SURGICAL | 01-0038 |  | 149CF | Rental | MHHS-Southwest |  |  |  | MMK164 |  | Southwest |  | Rental | [7 empty] | SPONGCOU-RF Surgical Sys-RF Assure 200 |  | ASSURE DELIVERY SYSTEM |  |  | SPONGCOU-RF Surgical Sys-RF Assure 200 | [6 empty] | Verified as Rental |  |  | MHHS-Southwest
NO | YES |  |  |  | MMK172 |  | RF SURGICAL | 01-0038 |  | 14A48R | Rental | MHHS-Southwest |  |  |  | MMK172 |  | Southwest |  | Rental | [7 empty] | SPONGCOU-RF Surgical Sys-RF Assure 200 |  | ASSURE DELIVERY SYSTEM |  |  | SPONGCOU-RF Surgical Sys-RF Assure 200 | [6 empty] | Verified as Rental |  |  | MHHS-Southwest
NO | YES |  |  |  | MMK157 |  | RF SURGICAL | 01-0038 |  | 14A2C | Rental | MHHS-Sugarland |  |  |  | MMK157 |  | Sugar Land |  | Rental | [7 empty] | SPONGCOU-RF Surgical Sys-RF Assure 200 |  | ASSURE DELIVERY SYSTEM |  |  | SPONGCOU-RF Surgical Sys-RF Assure 200 | [6 empty] | Verified as Rental |  |  | MHHS-Sugarland
NO | YES |  |  |  | MMK160 |  | RF SURGICAL | 01-0038 |  | 149C2 | Rental | MHHS-Sugarland |  |  |  | MMK160 |  | Sugar Land |  | Rental | [7 empty] | SPONGCOU-RF Surgical Sys-RF Assure 200 |  | ASSURE DELIVERY SYSTEM |  |  | SPONGCOU-RF Surgical Sys-RF Assure 200 | [6 empty] | Verified as Rental |  |  | MHHS-Sugarland
NO | YES |  |  |  | MMK175 |  | RF SURGICAL | 01-0038 |  | 14A4ER | Rental | MHHS-Sugarland |  |  |  | MMK175 |  | Sugar Land |  | Rental | [7 empty] | SPONGCOU-RF Surgical Sys-RF Assure 200 |  | ASSURE DELIVERY SYSTEM |  |  | SPONGCOU-RF Surgical Sys-RF Assure 200 | [6 empty] | Verified as Rental |  |  | MHHS-Sugarland
NO | YES |  |  |  | MMK102 |  | RF SURGICAL | 01-0038 |  | 149DF | Rental | MHHS-TMC |  |  |  | MMK102 |  | TMC |  | Rental | [7 empty] | SPONGCOU-RF Surgical Sys-RF Assure 200 |  | ASSURE DELIVERY SYSTEM |  |  | SPONGCOU-RF Surgical Sys-RF Assure 200 | [6 empty] | Verified as Rental |  |  | MHHS-TMC
NO | YES |  |  |  | MMK115 |  | RF SURGICAL | 01-0038 |  | 149D2 | Rental | MHHS-TMC |  |  |  | MMK115 |  | TMC |  | Rental | [7 empty] | SPONGCOU-RF Surgical Sys-RF Assure 200 |  | ASSURE DELIVERY SYSTEM |  |  | SPONGCOU-RF Surgical Sys-RF Assure 200 | [6 empty] | Verified as Rental |  |  | MHHS-TMC
NO | YES |  |  |  | MMK120 |  | RF SURGICAL | 01-0038 |  | 149C8 | Rental | MHHS-TMC |  |  |  | MMK120 |  | TMC |  | Rental | [7 empty] | SPONGCOU-RF Surgical Sys-RF Assure 200 |  | ASSURE DELIVERY SYSTEM |  |  | SPONGCOU-RF Surgical Sys-RF Assure 200 | [6 empty] | Verified as Rental |  |  | MHHS-TMC
NO | YES |  |  |  | MMK123 |  | RF SURGICAL | 01-0038 |  | 149C3 | Rental | MHHS-TMC |  |  |  | MMK123 |  | TMC |  | Rental | [7 empty] | SPONGCOU-RF Surgical Sys-RF Assure 200 |  | ASSURE DELIVERY SYSTEM |  |  | SPONGCOU-RF Surgical Sys-RF Assure 200 | [6 empty] | Verified as Rental |  |  | MHHS-TMC
NO | YES |  |  |  | MMK125 |  | RF SURGICAL | 01-0038 |  | 149A1 | Rental | MHHS-TMC |  |  |  | MMK125 |  | TMC |  | Rental | [7 empty] | SPONGCOU-RF Surgical Sys-RF Assure 200 |  | ASSURE DELIVERY SYSTEM |  |  | SPONGCOU-RF Surgical Sys-RF Assure 200 | [6 empty] | Verified as Rental |  |  | MHHS-TMC
NO | YES |  |  |  | MMK127 |  | RF SURGICAL | 01-0038 |  | 149BF | Rental | MHHS-TMC |  |  |  | MMK127 |  | TMC |  | Rental | [7 empty] | SPONGCOU-RF Surgical Sys-RF Assure 200 |  | ASSURE DELIVERY SYSTEM |  |  | SPONGCOU-RF Surgical Sys-RF Assure 200 | [6 empty] | Verified as Rental |  |  | MHHS-TMC
NO | YES |  |  |  | MMK130 |  | RF SURGICAL | 01-0038 |  | 149D3 | Rental | MHHS-TMC |  |  |  | MMK130 |  | TMC |  | Rental | [7 empty] | SPONGCOU-RF Surgical Sys-RF Assure 200 |  | ASSURE DELIVERY SYSTEM |  |  | SPONGCOU-RF Surgical Sys-RF Assure 200 | [6 empty] | Verified as Rental |  |  | MHHS-TMC
NO | YES |  |  |  | MMK131 |  | RF SURGICAL | 01-0038 |  | 14A25 | Rental | MHHS-TMC |  |  |  | MMK131 |  | TMC |  | Rental | [7 empty] | SPONGCOU-RF Surgical Sys-RF Assure 200 |  | ASSURE DELIVERY SYSTEM |  |  | SPONGCOU-RF Surgical Sys-RF Assure 200 | [6 empty] | Verified as Rental |  |  | MHHS-TMC
NO | YES |  |  |  | MMK133 |  | RF SURGICAL | 01-0038 |  | 14A4D | Rental | MHHS-TMC |  |  |  | MMK133 |  | TMC |  | Rental | [7 empty] | SPONGCOU-RF Surgical Sys-RF Assure 200 |  | ASSURE DELIVERY SYSTEM |  |  | SPONGCOU-RF Surgical Sys-RF Assure 200 | [6 empty] | Verified as Rental |  |  | MHHS-TMC
NO | YES |  |  |  | MMK134 |  | RF SURGICAL | 01-0038 |  | 149DB | Rental | MHHS-TMC |  |  |  | MMK134 |  | TMC |  | Rental | [7 empty] | SPONGCOU-RF Surgical Sys-RF Assure 200 |  | ASSURE DELIVERY SYSTEM |  |  | SPONGCOU-RF Surgical Sys-RF Assure 200 | [6 empty] | Verified as Rental |  |  | MHHS-TMC
NO | YES |  |  |  | MMK136 |  | RF SURGICAL | 01-0038 |  | 149C6 | Rental | MHHS-TMC |  |  |  | MMK136 |  | TMC |  | Rental | [7 empty] | SPONGCOU-RF Surgical Sys-RF Assure 200 |  | ASSURE DELIVERY SYSTEM |  |  | SPONGCOU-RF Surgical Sys-RF Assure 200 | [6 empty] | Verified as Rental |  |  | MHHS-TMC
NO | YES |  |  |  | MMK140 |  | RF SURGICAL | 01-0038 |  | 149BE | Rental | MHHS-TMC |  |  |  | MMK140 |  | TMC |  | Rental | [7 empty] | SPONGCOU-RF Surgical Sys-RF Assure 200 |  | ASSURE DELIVERY SYSTEM |  |  | SPONGCOU-RF Surgical Sys-RF Assure 200 | [6 empty] | Verified as Rental |  |  | MHHS-TMC
NO | YES |  |  |  | MMK152 |  | RF SURGICAL | 01-0038 |  | 149C5 | Rental | MHHS-TMC |  |  |  | MMK152 |  | TMC |  | Rental | [7 empty] | SPONGCOU-RF Surgical Sys-RF Assure 200 |  | ASSURE DELIVERY SYSTEM |  |  | SPONGCOU-RF Surgical Sys-RF Assure 200 | [6 empty] | Verified as Rental |  |  | MHHS-TMC
NO | YES |  |  |  | MMK161 |  | RF SURGICAL | 01-0038 |  | 149A0 | Rental | MHHS-TMC |  |  |  | MMK161 |  | TMC |  | Rental | [7 empty] | SPONGCOU-RF Surgical Sys-RF Assure 200 |  | ASSURE DELIVERY SYSTEM |  |  | SPONGCOU-RF Surgical Sys-RF Assure 200 | [6 empty] | Verified as Rental |  |  | MHHS-TMC
NO | YES |  |  |  | MMK166 |  | RF SURGICAL | 01-0038 |  | 149DA | Rental | MHHS-TMC |  |  |  | MMK166 |  | TMC |  | Rental | [7 empty] | SPONGCOU-RF Surgical Sys-RF Assure 200 |  | ASSURE DELIVERY SYSTEM |  |  | SPONGCOU-RF Surgical Sys-RF Assure 200 | [6 empty] | Verified as Rental |  |  | MHHS-TMC
NO | YES |  |  |  | MMK169 |  | RF SURGICAL | 01-0038 |  | 14A76 | Rental | MHHS-TMC |  |  |  | MMK169 |  | TMC |  | Rental | [7 empty] | SPONGCOU-RF Surgical Sys-RF Assure 200 |  | ASSURE DELIVERY SYSTEM |  |  | SPONGCOU-RF Surgical Sys-RF Assure 200 | [6 empty] | Verified as Rental |  |  | MHHS-TMC
NO | YES |  |  |  | MMK144 |  | RF SURGICAL | 01-0038 |  | 14A2E | Rental | MHHS-Woodlands |  |  |  | MMK144 |  | Woodlands |  | Rental | [7 empty] | SPONGCOU-RF Surgical Sys-RF Assure 200 |  | ASSURE DELIVERY SYSTEM |  |  | SPONGCOU-RF Surgical Sys-RF Assure 200 | [6 empty] | Verified as Rental |  |  | MHHS-Woodlands
NO | YES |  |  |  | MMK147 |  | RF SURGICAL | 01-0038 |  | 14A1A | Rental | MHHS-Woodlands |  |  |  | MMK147 |  | Woodlands |  | Rental | [7 empty] | SPONGCOU-RF Surgical Sys-RF Assure 200 |  | ASSURE DELIVERY SYSTEM |  |  | SPONGCOU-RF Surgical Sys-RF Assure 200 | [6 empty] | Verified as Rental |  |  | MHHS-Woodlands
NO | YES |  |  |  | MMK149 |  | RF SURGICAL | 01-0038 |  | 14A30 | Rental | MHHS-Woodlands |  |  |  | MMK149 |  | Woodlands |  | Rental | [7 empty] | SPONGCOU-RF Surgical Sys-RF Assure 200 |  | ASSURE DELIVERY SYSTEM |  |  | SPONGCOU-RF Surgical Sys-RF Assure 200 | [6 empty] | Verified as Rental |  |  | MHHS-Woodlands
NO | YES |  |  |  | MMK170 |  | RF SURGICAL | 01-0038 |  | 14AA2 | Rental | MHHS-Woodlands |  |  |  | MMK170 |  | Woodlands |  | Rental | [7 empty] | SPONGCOU-RF Surgical Sys-RF Assure 200 |  | ASSURE DELIVERY SYSTEM |  |  | SPONGCOU-RF Surgical Sys-RF Assure 200 | [6 empty] | Verified as Rental |  |  | MHHS-Woodlands
NO | YES | Serial Number 14A64 |  |  | MMK171 |  | RF SURGICAL | 01-0038 |  | 14A64 | Rental | MHHS-Woodlands |  |  |  | MMK171 |  | Woodlands |  | Rental | [7 empty] | SPONGCOU-RF Surgical Sys-RF Assure 200 |  | ASSURE DELIVERY SYSTEM |  |  | SPONGCOU-RF Surgical Sys-RF Assure 200 | [6 empty] | Verified as Rental |  |  | MHHS-Woodlands
NO | YES | Serial Number 16050 |  |  | 099-00906 | 099-00906 | RF Surgical Sys | 200LD-V |  |  | NE-Nursery |  |  |  |  | 099-00906 | 099-00906 | northeast | MHHS-Northeast | NE-Nursery |  |  |  |  | No pm |  | Sponge Detectors, Surgical | MISCELLANEOUS-RF Surgical Sys-200LD-V | [22 empty] | Miscellaneous | MISCELLANEOUS | Sponge Detectors, Surgical | RF Surgical Sys
NO | YES | Serial Number 14A16 |  |  | 099-00913 | 099-00913 | RF Surgical Sys | 200LD-V |  | 14A16 | NE-Respiratory |  |  |  |  | 099-00913 | 099-00913 | northeast | MHHS-Northeast | NE-Respiratory |  |  |  |  | No pm |  | Sponge Detectors, Surgical | MISCELLANEOUS-RF Surgical Sys-200LD-V | [22 empty] | Miscellaneous | MISCELLANEOUS | Sponge Detectors, Surgical | RF Surgical Sys
YES | YES |  |  |  | 009-10343 | 009-10343 | RF Surgical Sys | RF Assure 200 |  | 113A4 | GH - OR |  |  |  |  | 009-10343 | 009-10343 |  |  | GH - OR | Storage room | [5 empty] | Sponge Counter | SPONGCOU-RF Surgical Sys-RF Assure 200 | [22 empty] | Sponge Counter | SPONGCOU | Sponge Counter | RF Surgical Sys
YES | YES |  |  |  | 009-34071 | 009-34071 | RF Surgical Sys | RF Assure 200 |  | 1621C | GH - OR |  |  |  |  | 009-34071 | 009-34071 |  |  | GH - OR | Storage room | [5 empty] | Sponge Counter | SPONGCOU-RF Surgical Sys-RF Assure 200 | [22 empty] | Sponge Counter | SPONGCOU | Sponge Counter | RF Surgical Sys
YES | YES |  |  |  | 009-34072 | 009-34072 | RF Surgical Sys | RF Assure 200 |  | 166D0 | GH - OR |  |  |  |  | 009-34072 | 009-34072 |  |  | GH - OR | Storage room | [5 empty] | Sponge Counter | SPONGCOU-RF Surgical Sys-RF Assure 200 | [22 empty] | Sponge Counter | SPONGCOU | Sponge Counter | RF Surgical Sys
YES | YES | Serial Number 9223372036854780000 |  |  | 009-34073 | 009-34073 | RF Surgical Sys | RF Assure 200 |  |  | GH - OR |  |  |  |  | 009-34073 | 009-34073 |  |  | GH - OR | Storage room | [5 empty] | Sponge Counter | SPONGCOU-RF Surgical Sys-RF Assure 200 | [22 empty] | Sponge Counter | SPONGCOU | Sponge Counter | RF Surgical Sys
YES | YES |  |  |  | 009-34074 | 009-34074 | RF Surgical Sys | RF Assure 200 |  | 16CBC | GH - OR |  |  |  |  | 009-34074 | 009-34074 |  |  | GH - OR | Storage room | [5 empty] | Sponge Counter | SPONGCOU-RF Surgical Sys-RF Assure 200 | [22 empty] | Sponge Counter | SPONGCOU | Sponge Counter | RF Surgical Sys
YES | YES |  |  |  | 009-08174 | 009-08174 | RF Surgical Sys | RF Assure 200 |  | 10A54 | GH-OR |  |  |  |  | 009-08174 | 009-08174 |  |  | GH-OR | storage room | [5 empty] | Sponge Counter | SPONGCOU-RF Surgical Sys-RF Assure 200 | [22 empty] | Sponge Counter | SPONGCOU | Sponge Counter | RF Surgical Sys
NO | YES |  |  |  | 099-03330 | 099-03330 | RF Surgical Sys | RF Assure 200X |  | 179D9 | [5 empty] | 099-03330 | 099-03330 | Katy | Memorial Hermann Katy Hospital |  | OR |  |  |  | No pm required |  | Sponge Counter | SPONGCOU-RF Surgical Sys-RF Assure 200X | [22 empty] | Sponge Counter | SPONGCOU | Sponge Counter | RF Surgical Sys
NO | YES |  |  |  | 099-04663 | 099-04663 | RF Surgical Sys | RF Assure 200X |  |  | Katy-OR |  |  |  |  | 099-04663 | 099-04663 | Katy | MHHS-Katy | Katy-OR | O.R. Storage W2:207 |  | 2/1/20 |  |  |  | Sponge Counter | SPONGCOU-RF Surgical Sys-RF Assure 200X | [22 empty] | Sponge Counter | SPONGCOU | Sponge Counter | RF Surgical Sys
YES | YES | Serial Number 1690 |  |  | 029-13191 | 029-13191 | RF Surgical Sys | RF Assure 200X |  |  | Woodlands-OR |  |  |  |  | 029-13191 | 029-13191 | Woodlands | MHHS-Woodlands | Woodlands-OR | Equipment Storage |  |  |  | New Add |  | Sponge Counter | SPONGCOU-RF Surgical Sys-RF Assure 200X | [22 empty] | Sponge Counter | SPONGCOU | Sponge Counter | RF Surgical Sys
NO | YES |  |  |  | 029-13192 | 029-13192 | RF Surgical Sys | RF Assure 200X |  |  | Woodlands-OR |  |  |  |  | 029-13192 | 029-13192 | Woodlands | MHHS-Woodlands | Woodlands-OR | Equipment Storage |  |  |  | New Add |  | Sponge Counter | SPONGCOU-RF Surgical Sys-RF Assure 200X | [22 empty] | Sponge Counter | SPONGCOU | Sponge Counter | RF Surgical Sys
NO | YES |  |  |  | 029-13193 | 029-13193 | RF Surgical Sys | RF Assure 200X |  |  | Woodlands-OR |  |  |  |  | 029-13193 | 029-13193 | Woodlands | MHHS-Woodlands | Woodlands-OR | Equipment Storage |  |  |  | New Add |  | Sponge Counter | SPONGCOU-RF Surgical Sys-RF Assure 200X | [22 empty] | Sponge Counter | SPONGCOU | Sponge Counter | RF Surgical Sys
YES | YES |  |  |  | 029-13307 | 029-13307 | RF Surgical Sys | RF Assure 200X |  | 180CF | Surgery OR |  |  |  |  | 029-13307 | 029-13307 | Woodlands | Memorial Hermann Hospital Woodlands | Surgery OR | OR Room 6 |  |  |  | No p.m. required |  | Sponge Counter | SPONGCOU-RF Surgical Sys-RF Assure 200X | [22 empty] | Sponge Counter | SPONGCOU | Sponge Counter | RF Surgical Sys
YES | YES |  |  |  | 009-10562 | 009-10562 | RF Surgical Sys | RF Assure 200X |  | 1679D | GH - |  |  |  |  | 009-10562 | 009-10562 |  |  | GH - | Biomed shop | [5 empty] | Sponge Counter | SPONGCOU-RF Surgical Sys-RF Assure 200X | [22 empty] | Sponge Counter | SPONGCOU | Sponge Counter | RF Surgical Sys
NO | YES |  |  |  | 099-06070 | 099-06070 | RF Surgical Sys | RF Assure 200X |  | 1806F | SE-OR |  |  |  |  | 099-06070 | 099-06070 | Southeast | MHHS-Southeast | SE-OR | SE -OR | [5 empty] | Sponge Counter | SPONGCOU-RF Surgical Sys-RF Assure 200X | [22 empty] | Sponge Counter | SPONGCOU | Sponge Counter | RF Surgical Sys
NO | YES | Serial Number 149B1 |  |  | 005-34809 | 005-34809 | RF Surgical Systems Inc. | 200LD-V |  | 149B1 | Memorial City-Labor & Delivery |  |  |  |  | 005-34809 | 005-34809 | West | MHHS-Mem City | Memorial City-Labor & Delivery
NO | YES |  |  |  | 925-01756 | 925-01756 | RF Surgical Systems Inc. | GOV - 200X |  | X19FYY | GH-OR | MHHS Orthopedic & Spine |  |  |  | 925-01756 | 925-01756 | Central | MHHS-Greater Heights | GH-OR | OR 8 | 7/1/19 |  |  |  | NON-CLINICAL EQUIPMENT, MOTION DETECTOR | Sponge Counter | SPONGCOU-RF Surgical Sys-RF Assure 200X |  |  |  |  | SPONGCOU-RF Surgical Sys-RF Assure 200X | RF Surgical Sys |  |  |  |  | 11/14/14 | MHOSH Inventory Dec 2019 into 2020 - Copy.xls - Already Verified |  | Covered PM Repair - Biomedical | MHHS Orthopedic & Spine | [8 empty] | SPONGCOU | Sponge Counter | RF Surgical Sys
NO | YES |  |  |  | 925-01757 | 925-01757 | RF Surgical Systems Inc. | GOV - 200X |  | X19FYM | GH-OR | MHHS Orthopedic & Spine |  |  |  | 925-01757 | 925-01757 | Central | MHHS-Greater Heights | GH-OR | OR 7 | 7/1/19 |  |  |  | NON-CLINICAL EQUIPMENT, MOTION DETECTOR | Sponge Counter | SPONGCOU-RF Surgical Sys-RF Assure 200X |  |  |  |  | SPONGCOU-RF Surgical Sys-RF Assure 200X | RF Surgical Sys |  |  |  |  | 11/14/14 | MHOSH Inventory Dec 2019 into 2020 - Copy.xls - Already Verified |  | Covered PM Repair - Biomedical | MHHS Orthopedic & Spine | [8 empty] | SPONGCOU | Sponge Counter | RF Surgical Sys
NO | YES |  |  |  | 925-01758 | 925-01758 | RF Surgical Systems Inc. | GOV - 200X |  | X19FYU | GH-OR | MHHS Orthopedic & Spine |  |  |  | 925-01758 | 925-01758 | Central | MHHS-Greater Heights | GH-OR | OR 9 | 7/1/19 |  |  |  | NON-CLINICAL EQUIPMENT, MOTION DETECTOR | Sponge Counter | SPONGCOU-RF Surgical Sys-RF Assure 200X |  |  |  |  | SPONGCOU-RF Surgical Sys-RF Assure 200X | RF Surgical Sys |  |  |  |  | 11/15/14 | MHOSH Inventory Dec 2019 into 2020 - Copy.xls - Already Verified |  | Covered PM Repair - Biomedical | MHHS Orthopedic & Spine | [8 empty] | SPONGCOU | Sponge Counter | RF Surgical Sys
NO | YES |  |  |  | 925-01759 | 925-01759 | RF Surgical Systems Inc. | GOV - 200X |  | X19FYX | GH-OR | MHHS Orthopedic & Spine |  |  |  | 925-01759 | 925-01759 | Central | MHHS-Greater Heights | GH-OR | OR 10 | 7/1/19 |  |  |  | NON-CLINICAL EQUIPMENT, MOTION DETECTOR | Sponge Counter | SPONGCOU-RF Surgical Sys-RF Assure 200X |  |  |  |  | SPONGCOU-RF Surgical Sys-RF Assure 200X | RF Surgical Sys | [5 empty] | MHOSH Inventory Dec 2019 into 2020 - Copy.xls - Already Verified |  | Covered PM Repair - Biomedical | MHHS Orthopedic & Spine | [8 empty] | SPONGCOU | Sponge Counter | RF Surgical Sys
NO | YES |  |  |  | 925-01760 | 925-01760 | RF Surgical Systems Inc. | GOV - 200X |  | X19FYN | GH-OR | MHHS Orthopedic & Spine |  |  |  | 925-01760 | 925-01760 | Central | MHHS-Greater Heights | GH-OR | OR 5 | 7/1/19 |  |  |  | NON-CLINICAL EQUIPMENT, MOTION DETECTOR | Sponge Counter | SPONGCOU-RF Surgical Sys-RF Assure 200X |  |  |  |  | SPONGCOU-RF Surgical Sys-RF Assure 200X | RF Surgical Sys | [5 empty] | MHOSH Inventory Dec 2019 into 2020 - Copy.xls - Already Verified |  | Covered PM Repair - Biomedical | MHHS Orthopedic & Spine | [8 empty] | SPONGCOU | Sponge Counter | RF Surgical Sys
NO | YES |  |  |  | 925-01761 | 925-01761 | RF Surgical Systems Inc. | GOV - 200X |  | X19FYG | GH-OR | MHHS Orthopedic & Spine |  |  |  | 925-01761 | 925-01761 | Central | MHHS-Greater Heights | GH-OR | OR 4 | 7/1/19 |  |  |  | NON-CLINICAL EQUIPMENT, MOTION DETECTOR | Sponge Counter | SPONGCOU-RF Surgical Sys-RF Assure 200X |  |  |  |  | SPONGCOU-RF Surgical Sys-RF Assure 200X | RF Surgical Sys | [5 empty] | MHOSH Inventory Dec 2019 into 2020 - Copy.xls - Already Verified |  | Covered PM Repair - Biomedical | MHHS Orthopedic & Spine | [8 empty] | SPONGCOU | Sponge Counter | RF Surgical Sys
NO | YES | Serial Number X19GGT |  |  | 925-01762 | 925-01762 | RF Surgical Systems Inc. | GOV - 200X |  | X19GGT | MHOSH-OR | MHHS Orthopedic & Spine |  |  |  | 925-01762 | 925-01762 | Central & Greater Heights | MHHS-Orthopedic & Spine | MHOSH-OR |  | 7/9/19 |  |  |  | NON-CLINICAL EQUIPMENT, MOTION DETECTOR | Sponge Counter | SPONGCOU-RF Surgical Sys-RF Assure 200X |  |  |  |  | SPONGCOU-RF Surgical Sys-RF Assure 200X | RF Surgical Sys |  |  |  |  | 8/9/13 | MHOSH Inventory Dec 2019 into 2020 - Copy.xls - Newly Verified |  | Covered PM Repair - Biomedical | MHHS Orthopedic & Spine | [8 empty] | SPONGCOU | Sponge Counter | RF Surgical Sys
NO | YES |  |  |  | 925-01763 | 925-01763 | RF Surgical Systems Inc. | GOV - 200X |  | X19FYF | GH-OR | MHHS Orthopedic & Spine |  |  |  | 925-01763 | 925-01763 | Central | MHHS-Greater Heights | GH-OR | OR 2 | 7/1/19 |  |  |  | NON-CLINICAL EQUIPMENT, MOTION DETECTOR | Sponge Counter | SPONGCOU-RF Surgical Sys-RF Assure 200X |  |  |  |  | SPONGCOU-RF Surgical Sys-RF Assure 200X | RF Surgical Sys |  |  |  |  | 8/9/13 | MHOSH Inventory Dec 2019 into 2020 - Copy.xls - Already Verified |  | Covered PM Repair - Biomedical | MHHS Orthopedic & Spine | [8 empty] | SPONGCOU | Sponge Counter | RF Surgical Sys
NO | YES |  |  |  | 925-01764 | 925-01764 | RF Surgical Systems Inc. | GOV - 200X |  | X19FYI | GH-OR | MHHS Orthopedic & Spine |  |  |  | 925-01764 | 925-01764 | Central | MHHS-Greater Heights | GH-OR | OR 3 | 7/1/19 |  |  |  | NON-CLINICAL EQUIPMENT, MOTION DETECTOR | Sponge Counter | SPONGCOU-RF Surgical Sys-RF Assure 200X |  |  |  |  | SPONGCOU-RF Surgical Sys-RF Assure 200X | RF Surgical Sys |  |  |  |  | 8/9/13 | MHOSH Inventory Dec 2019 into 2020 - Copy.xls - Already Verified |  | Covered PM Repair - Biomedical | MHHS Orthopedic & Spine | [8 empty] | SPONGCOU | Sponge Counter | RF Surgical Sys
NO | YES |  |  |  | 925-01765 | 925-01765 | RF Surgical Systems Inc. | GOV - 200X |  | X19FYA | GH-OR | MHHS Orthopedic & Spine |  |  |  | 925-01765 | 925-01765 | Central | MHHS-Greater Heights | GH-OR | OR 6 | 7/1/19 |  |  |  | NON-CLINICAL EQUIPMENT, MOTION DETECTOR | Sponge Counter | SPONGCOU-RF Surgical Sys-RF Assure 200X |  |  |  |  | SPONGCOU-RF Surgical Sys-RF Assure 200X | RF Surgical Sys |  |  |  |  | 12/6/18 | MHOSH Inventory Dec 2019 into 2020 - Copy.xls - Already Verified |  | Covered PM Repair - Biomedical | MHHS Orthopedic & Spine | [8 empty] | SPONGCOU | Sponge Counter | RF Surgical Sys
NO | NO |  |  |  | X19GKN |  | RF Surgical Systems Inc. | GOV - 200X |  | X19GKN | PEARLAND - OR | MHHS-Pearland Hospital |  |  |  | X19GKN |  | Pearland |  | PEARLAND - OR | [5 empty] | NON-CLINICAL EQUIPMENT, MOTION DETECTOR |  | SPONGCOU-RF Surgical Sys-RF Assure 200X |  |  |  |  | SPONGCOU-RF Surgical Sys-RF Assure 200X | RF Surgical Sys | [7 empty] | Covered PM Repair - Biomedical | MHHS-Pearland Hospital
NO | NO |  |  |  | X19GKO |  | RF Surgical Systems Inc. | GOV - 200X |  | X19GKO | PEARLAND - OR | MHHS-Pearland Hospital |  |  |  | X19GKO |  | Pearland |  | PEARLAND - OR | [5 empty] | NON-CLINICAL EQUIPMENT, MOTION DETECTOR |  | SPONGCOU-RF Surgical Sys-RF Assure 200X |  |  |  |  | SPONGCOU-RF Surgical Sys-RF Assure 200X | RF Surgical Sys | [7 empty] | Covered PM Repair - Biomedical | MHHS-Pearland Hospital
NO | NO |  |  |  | X19GKP |  | RF Surgical Systems Inc. | GOV - 200X |  | X19GKP | PEARLAND - OR | MHHS-Pearland Hospital |  |  |  | X19GKP |  | Pearland |  | PEARLAND - OR | [5 empty] | NON-CLINICAL EQUIPMENT, MOTION DETECTOR |  | SPONGCOU-RF Surgical Sys-RF Assure 200X |  |  |  |  | SPONGCOU-RF Surgical Sys-RF Assure 200X | RF Surgical Sys | [7 empty] | Covered PM Repair - Biomedical | MHHS-Pearland Hospital
NO | NO |  |  |  | X19GKS |  | RF Surgical Systems Inc. | GOV - 200X |  | X19GKS | PEARLAND - OR | MHHS-Pearland Hospital |  |  |  | X19GKS |  | Pearland |  | PEARLAND - OR | [5 empty] | NON-CLINICAL EQUIPMENT, MOTION DETECTOR |  | SPONGCOU-RF Surgical Sys-RF Assure 200X |  |  |  |  | SPONGCOU-RF Surgical Sys-RF Assure 200X | RF Surgical Sys | [7 empty] | Covered PM Repair - Biomedical | MHHS-Pearland Hospital
NO | NO |  |  |  | X19GKT |  | RF Surgical Systems Inc. | GOV - 200X |  | X19GKT | PEARLAND - OR | MHHS-Pearland Hospital |  |  |  | X19GKT |  | Pearland |  | PEARLAND - OR | [5 empty] | NON-CLINICAL EQUIPMENT, MOTION DETECTOR |  | SPONGCOU-RF Surgical Sys-RF Assure 200X |  |  |  |  | SPONGCOU-RF Surgical Sys-RF Assure 200X | RF Surgical Sys | [7 empty] | Covered PM Repair - Biomedical | MHHS-Pearland Hospital
NO | NO |  |  |  | X19GKU |  | RF Surgical Systems Inc. | GOV - 200X |  | X19GKU | PEARLAND - OR | MHHS-Pearland Hospital |  |  |  | X19GKU |  | Pearland |  | PEARLAND - OR | [5 empty] | NON-CLINICAL EQUIPMENT, MOTION DETECTOR |  | SPONGCOU-RF Surgical Sys-RF Assure 200X |  |  |  |  | SPONGCOU-RF Surgical Sys-RF Assure 200X | RF Surgical Sys | [7 empty] | Covered PM Repair - Biomedical | MHHS-Pearland Hospital
NO | YES |  |  |  | 151-02059 | 151-02059 | RF Surgical Systems Inc. | RF ASSURE 200X |  | 168C3 | CY-Labor & Delivery | MHHS-Cypress |  | Sponge Counter |  | 151-02059 | 151-02059 | Northwest | MHHS-Cypress | CY-Labor & Delivery | DICTATION/EQUIPMENT S5 163 | 3/1/17 |  |  |  | IDENTIFICATION/TRACKING/SECURITY SYSTEMS, ASSET/PE | Sponge Counter | SPONGCOU-RF Surgical Sys-RF Assure 200X | SPONGCOU | RF Assure 200X |  |  |  | RF Surgical Sys | Sponge Counter |  | SPONGCOU-RF Surgical Sys-RF Assure 200X |  | 11/1/19 |  |  | Covered PM Repair - Biomedical | MHHS-Cypress | [8 empty] | SPONGCOU | Sponge Counter | RF Surgical Sys
NO | YES |  |  |  | 172AF | 172AF | RF Surgical Systems Inc. | RF ASSURE 200X |  | 172AF | MEMORIAL CITY - 10th FLOOR STORAGE | MHHS-Mem City |  | Sponge Counter |  | 172AF | 172AF | West | Memorial City- Memorial Hermann Hospital | MEMORIAL CITY - 10th FLOOR STORAGE | 10th floor storage |  |  |  |  | IDENTIFICATION/TRACKING/SECURITY SYSTEMS, ASSET/PE |  | SPONGCOU-RF Surgical Sys-RF Assure 200X | SPONGCOU | RF Assure 200X |  |  |  | RF Surgical Sys | Sponge Counter |  | SPONGCOU-RF Surgical Sys-RF Assure 200X |  |  |  |  | Covered PM Repair - Biomedical | MHHS-Mem City
NO | YES |  |  |  | 167BF | 167BF | RF Surgical Systems Inc. | RF ASSURE 200X |  | 167BF | MEMORIAL CITY MOR | MHHS-Mem City |  | Sponge Counter |  | 167BF | 167BF | West | Memorial Hermann Memorial City Medical Center | MEMORIAL CITY MOR | MEMORIAL CITY MOR |  |  |  | No PM, broken. | IDENTIFICATION/TRACKING/SECURITY SYSTEMS, ASSET/PE |  | SPONGCOU-RF Surgical Sys-RF Assure 200X | SPONGCOU | RF Assure 200X |  |  |  | RF Surgical Sys | Sponge Counter |  | SPONGCOU-RF Surgical Sys-RF Assure 200X |  |  |  |  | Covered PM Repair - Biomedical | MHHS-Mem City
NO | YES |  |  |  | X19GMH | X19GMH | RF Surgical Systems Inc. | RF ASSURE 200X |  | X19GMH | MEMORIAL CITY - MHT - JHC OR | MHHS-Mem City |  | Sponge Counter |  | X19GMH | X19GMH | West | Weat | MEMORIAL CITY - MHT - JHC OR | MH11:507 OR7 |  |  |  |  | IDENTIFICATION/TRACKING/SECURITY SYSTEMS, ASSET/PE |  | SPONGCOU-RF Surgical Sys-RF Assure 200X | SPONGCOU | RF Assure 200X |  |  |  | RF Surgical Sys | Sponge Counter |  | SPONGCOU-RF Surgical Sys-RF Assure 200X |  |  |  |  | Covered PM Repair - Biomedical | MHHS-Mem City
NO | YES | [5 empty] | RF Surgical Systems Inc. | RF ASSURE 200X |  |  | MEMORIAL CITY MOR | MHHS-Mem City |  | Sponge Counter |  |  |  | West | Memorial Hermann Memorial City Medical Center | MEMORIAL CITY MOR | MEMORIAL CITY MOR |  |  |  |  | IDENTIFICATION/TRACKING/SECURITY SYSTEMS, ASSET/PE |  | SPONGCOU-RF Surgical Sys-RF Assure 200X | SPONGCOU | RF Assure 200X |  |  |  | RF Surgical Sys | Sponge Counter |  | SPONGCOU-RF Surgical Sys-RF Assure 200X |  |  |  |  | Covered PM Repair - Biomedical | MHHS-Mem City
NO | YES |  |  |  | X19GKM | X19GKM | RF Surgical Systems Inc. | RF ASSURE 200X |  | X19GKM | Memorial City-Outpatient Surgery | MHHS-Mem City |  | Sponge Counter |  | X19GKM | X19GKM | West | Memorial Hermann Memorial City Medical Center | Memorial City-Outpatient Surgery | W1 OPS OR 4 |  |  |  |  | IDENTIFICATION/TRACKING/SECURITY SYSTEMS, ASSET/PE |  | SPONGCOU-RF Surgical Sys-RF Assure 200X | SPONGCOU | RF Assure 200X |  |  |  | RF Surgical Sys | Sponge Counter |  | SPONGCOU-RF Surgical Sys-RF Assure 200X |  |  |  |  | Covered PM Repair - Biomedical | MHHS-Mem City
NO | YES |  |  |  | X19GLD | X19GLD | RF Surgical Systems Inc. | RF ASSURE 200X |  | X19GLD | MEMORIAL CITY - OUTPATIENT SURGERY | MHHS-Mem City |  | Sponge Counter |  | X19GLD | X19GLD | West | Memorial Hermann Memorial City Medical Center | MEMORIAL CITY - OUTPATIENT SURGERY | Memorial City - Day Surgery Room W1 300.82 OR14 |  |  |  | CNF pm sticker | IDENTIFICATION/TRACKING/SECURITY SYSTEMS, ASSET/PE |  | SPONGCOU-RF Surgical Sys-RF Assure 200X | SPONGCOU | RF Assure 200X |  |  |  | RF Surgical Sys | Sponge Counter |  | SPONGCOU-RF Surgical Sys-RF Assure 200X |  |  |  |  | Covered PM Repair - Biomedical | MHHS-Mem City
NO | YES |  |  |  | X19GMB | X19GMB | RF Surgical Systems Inc. | RF ASSURE 200X |  | X19GMB | MEMORIAL CITY - MHT - JHC OR | MHHS-Mem City |  | Sponge Counter |  | X19GMB | X19GMB | West | West | MEMORIAL CITY - MHT - JHC OR | MH11: 504 OR11 |  |  |  |  | IDENTIFICATION/TRACKING/SECURITY SYSTEMS, ASSET/PE |  | SPONGCOU-RF Surgical Sys-RF Assure 200X | SPONGCOU | RF Assure 200X |  |  |  | RF Surgical Sys | Sponge Counter |  | SPONGCOU-RF Surgical Sys-RF Assure 200X |  |  |  |  | Covered PM Repair - Biomedical | MHHS-Mem City
NO | YES |  |  |  | X19GOZ | X19GOZ | RF Surgical Systems Inc. | RF ASSURE 200X |  | X19GOZ | MEMORIAL CITY - Orthopedic Surgery | MHHS-Mem City |  | Sponge Counter |  | X19GOZ | X19GOZ | West | Memorial Hermann Memorial City Medical Center | MEMORIAL CITY - Orthopedic Surgery | Memorial City - Orthopedic Surgery MH11 500 OR 1 |  |  |  | No pm sticker | IDENTIFICATION/TRACKING/SECURITY SYSTEMS, ASSET/PE |  | SPONGCOU-RF Surgical Sys-RF Assure 200X | SPONGCOU | RF Assure 200X |  |  |  | RF Surgical Sys | Sponge Counter |  | SPONGCOU-RF Surgical Sys-RF Assure 200X |  |  |  |  | Covered PM Repair - Biomedical | MHHS-Mem City
NO | YES |  |  |  | X19GQP | X19GQP | RF Surgical Systems Inc. | RF ASSURE 200X |  | X19GQP | MEMORIAL CITY - Orthopedics Surgery | MHHS-Mem City |  | Sponge Counter |  | X19GQP | X19GQP | West | Memorial City - Memorial Hermann Hospital | MEMORIAL CITY - Orthopedics Surgery | MH11 506 OR 6 |  |  |  | ?AuNO PM REQUIRED?Au sticker | IDENTIFICATION/TRACKING/SECURITY SYSTEMS, ASSET/PE |  | SPONGCOU-RF Surgical Sys-RF Assure 200X | SPONGCOU | RF Assure 200X |  |  |  | RF Surgical Sys | Sponge Counter |  | SPONGCOU-RF Surgical Sys-RF Assure 200X |  |  |  |  | Covered PM Repair - Biomedical | MHHS-Mem City
NO | YES |  |  |  | X19GLF | X19GLF | RF Surgical Systems Inc. | RF ASSURE 200X |  | x19glf | MEMORIAL CITY - OUTPATIENT SURGERY | MHHS-Mem City |  | Sponge Counter |  | X19GLF | X19GLF | West | Memorial City - Memorial Hermann Hospital West Tower | MEMORIAL CITY - OUTPATIENT SURGERY | W1 300.73 OR 2 |  |  |  | ?AuNO PM REQUIRED?Au sticker found on unit. | IDENTIFICATION/TRACKING/SECURITY SYSTEMS, ASSET/PE |  | SPONGCOU-RF Surgical Sys-RF Assure 200X | SPONGCOU | RF Assure 200X |  |  |  | RF Surgical Sys | Sponge Counter |  | SPONGCOU-RF Surgical Sys-RF Assure 200X |  |  |  |  | Covered PM Repair - Biomedical | MHHS-Mem City
NO | YES |  |  |  | 129-07860 | 129-07860 | RF Surgical Systems Inc. | RF ASSURE 200X |  | 19GAMC | Sugar Land-Labor & Delivery | MHHS-Sugarland |  | Sponge Counter |  | 129-07860 | 129-07860 | Sugar Land | MHHS-Sugarland | Sugar Land-Labor & Delivery | OR 1 |  |  |  |  | IDENTIFICATION/TRACKING/SECURITY SYSTEMS, ASSET/PE | Sponge Counter | SPONGCOU-RF Surgical Sys-RF Assure 200X | SPONGCOU | RF Assure 200X |  |  |  | RF Surgical Sys | Sponge Counter |  | SPONGCOU-RF Surgical Sys-RF Assure 200X |  | 7/29/20 |  |  | Not Covered Vendor Only - Biomedical | MHHS-Sugarland | [8 empty] | SPONGCOU | Sponge Counter | RF Surgical Sys
NO | YES |  |  |  | 129-07861 | 129-07861 | RF Surgical Systems Inc. | RF ASSURE 200X |  | 19GMA | Sugar Land-Labor & Delivery | MHHS-Sugarland |  | Sponge Counter |  | 129-07861 | 129-07861 | Sugar Land | MHHS-Sugarland | Sugar Land-Labor & Delivery | L |  |  |  |  | IDENTIFICATION/TRACKING/SECURITY SYSTEMS, ASSET/PE | Sponge Counter | SPONGCOU-RF Surgical Sys-RF Assure 200X | SPONGCOU | RF Assure 200X |  |  |  | RF Surgical Sys | Sponge Counter |  | SPONGCOU-RF Surgical Sys-RF Assure 200X |  |  |  |  | Covered PM Repair - Biomedical | MHHS-Sugarland | [8 empty] | SPONGCOU | Sponge Counter | RF Surgical Sys
NO | YES |  |  |  | 129-07852 | 129-07852 | RF Surgical Systems Inc. | RF ASSURE 200X |  | 19GR8 | Sugar Land-OR | MHHS-Sugarland |  | Sponge Counter |  | 129-07852 | 129-07852 | Sugar Land | MHHS-Sugarland | Sugar Land-OR | OR 1 |  |  |  | No pm required | IDENTIFICATION/TRACKING/SECURITY SYSTEMS, ASSET/PE | Sponge Counter | SPONGCOU-RF Surgical Sys-RF Assure 200X | SPONGCOU | RF Assure 200X |  |  |  | RF Surgical Sys | Sponge Counter |  | SPONGCOU-RF Surgical Sys-RF Assure 200X |  | 11/1/19 |  |  | Not Covered Vendor Only - Biomedical | MHHS-Sugarland | [8 empty] | SPONGCOU | Sponge Counter | RF Surgical Sys
NO | YES |  |  |  | 129-07853 | 129-07853 | RF Surgical Systems Inc. | RF ASSURE 200X |  | 19GM5 | Sugar Land-OR | MHHS-Sugarland |  | Sponge Counter |  | 129-07853 | 129-07853 | Sugar Land | MHHS-Sugarland | Sugar Land-OR | OR 2 |  |  |  |  | IDENTIFICATION/TRACKING/SECURITY SYSTEMS, ASSET/PE | Sponge Counter | SPONGCOU-RF Surgical Sys-RF Assure 200X | SPONGCOU | RF Assure 200X |  |  |  | RF Surgical Sys | Sponge Counter |  | SPONGCOU-RF Surgical Sys-RF Assure 200X |  | 11/12/19 |  |  | Not Covered Vendor Only - Lab Ana/Anes | MHHS-Sugarland | [8 empty] | SPONGCOU | Sponge Counter | RF Surgical Sys
NO | YES |  |  |  | 129-07855 | 129-07855 | RF Surgical Systems Inc. | RF ASSURE 200X |  | 19GLX | Sugar Land-OR | MHHS-Sugarland |  | Sponge Counter |  | 129-07855 | 129-07855 | Sugar Land | MHHS-Sugarland | Sugar Land-OR | OR 8 |  |  |  | No pm required | IDENTIFICATION/TRACKING/SECURITY SYSTEMS, ASSET/PE | Sponge Counter | SPONGCOU-RF Surgical Sys-RF Assure 200X | SPONGCOU | RF Assure 200X |  |  |  | RF Surgical Sys | Sponge Counter |  | SPONGCOU-RF Surgical Sys-RF Assure 200X |  | 5/1/17 |  |  | Covered PM Repair - Biomedical | MHHS-Sugarland | [8 empty] | SPONGCOU | Sponge Counter | RF Surgical Sys
NO | YES |  |  |  | 129-07856 | 129-07856 | RF Surgical Systems Inc. | RF ASSURE 200X |  | 19GQW | Sugar Land-OR | MHHS-Sugarland |  | Sponge Counter |  | 129-07856 | 129-07856 | Sugar Land | MHHS-Sugarland | Sugar Land-OR | OR 6 |  |  |  |  | IDENTIFICATION/TRACKING/SECURITY SYSTEMS, ASSET/PE | Sponge Counter | SPONGCOU-RF Surgical Sys-RF Assure 200X | SPONGCOU | RF Assure 200X |  |  |  | RF Surgical Sys | Sponge Counter |  | SPONGCOU-RF Surgical Sys-RF Assure 200X |  | 5/1/17 |  |  | Covered PM Repair - Biomedical | MHHS-Sugarland | [8 empty] | SPONGCOU | Sponge Counter | RF Surgical Sys
NO | YES |  |  |  | 129-07857 | 129-07857 | RF Surgical Systems Inc. | RF ASSURE 200X |  | 19GQU | Sugar Land-OR | MHHS-Sugarland |  | Sponge Counter |  | 129-07857 | 129-07857 | Sugar Land | MHHS-Sugarland | Sugar Land-OR |  |  |  |  | No pm | IDENTIFICATION/TRACKING/SECURITY SYSTEMS, ASSET/PE | Sponge Counter | SPONGCOU-RF Surgical Sys-RF Assure 200X | SPONGCOU | RF Assure 200X |  |  |  | RF Surgical Sys | Sponge Counter |  | SPONGCOU-RF Surgical Sys-RF Assure 200X |  | 7/31/16 |  |  | Covered PM Repair - Biomedical | MHHS-Sugarland | [8 empty] | SPONGCOU | Sponge Counter | RF Surgical Sys
NO | YES |  |  |  | 129-07859 | 129-07859 | RF Surgical Systems Inc. | RF ASSURE 200X |  | 19GOG | Sugar Land-OR | MHHS-Sugarland |  | Sponge Counter |  | 129-07859 | 129-07859 | Sugar Land | MHHS-Sugarland | Sugar Land-OR | OR |  |  |  |  | IDENTIFICATION/TRACKING/SECURITY SYSTEMS, ASSET/PE | Sponge Counter | SPONGCOU-RF Surgical Sys-RF Assure 200X | SPONGCOU | RF Assure 200X |  |  |  | RF Surgical Sys | Sponge Counter |  | SPONGCOU-RF Surgical Sys-RF Assure 200X |  | 11/1/19 |  |  | Covered PM Repair - Biomedical | MHHS-Sugarland | [8 empty] | SPONGCOU | Sponge Counter | RF Surgical Sys
YES | YES |  |  |  | X19GLM | X19GLM | RF Surgical Systems Inc. | RF ASSURE 200X |  | X19GLM | MEMORIAL CITY - OUTPATIENT SURGERY |  |  |  |  | X19GLM | X19GLM | West | Memorial City - Memorial Hermann Hospital West Tower | MEMORIAL CITY - OUTPATIENT SURGERY | W1 300.75 OR 3 |  |  |  | No pm sticker | IDENTIFICATION/TRACKING/SECURITY SYSTEMS, ASSET/PE
NO | NO |  |  |  | 10CBC |  | RF Surgical Systems Inc. | RF ASSURE 200X |  | 10CBC | GH - OR | MHHS-Greater Heights |  | Sponge Counter |  | 10CBC |  | Central & Greater Heights |  | GH - OR | [5 empty] | IDENTIFICATION/TRACKING/SECURITY SYSTEMS, ASSET/PE |  | SPONGCOU-RF Surgical Sys-RF Assure 200X | SPONGCOU | RF Assure 200X |  |  |  | RF Surgical Sys | Sponge Counter |  | SPONGCOU-RF Surgical Sys-RF Assure 200X |  |  |  |  | Covered PM Repair - Biomedical | MHHS-Greater Heights
NO | NO |  |  |  | X19GEO |  | RF Surgical Systems Inc. | RF ASSURE 200X |  | X19GEO | GH - OR | MHHS-Greater Heights |  | Sponge Counter |  | X19GEO |  | Central & Greater Heights |  | GH - OR | [5 empty] | IDENTIFICATION/TRACKING/SECURITY SYSTEMS, ASSET/PE |  | SPONGCOU-RF Surgical Sys-RF Assure 200X | SPONGCOU | RF Assure 200X |  |  |  | RF Surgical Sys | Sponge Counter |  | SPONGCOU-RF Surgical Sys-RF Assure 200X |  |  |  |  | Covered PM Repair - Biomedical | MHHS-Greater Heights
NO | NO |  |  |  | X19GEQ |  | RF Surgical Systems Inc. | RF ASSURE 200X |  | X19GEQ | GH - OR | MHHS-Greater Heights |  | Sponge Counter |  | X19GEQ |  | Central & Greater Heights |  | GH - OR | [5 empty] | IDENTIFICATION/TRACKING/SECURITY SYSTEMS, ASSET/PE |  | SPONGCOU-RF Surgical Sys-RF Assure 200X | SPONGCOU | RF Assure 200X |  |  |  | RF Surgical Sys | Sponge Counter |  | SPONGCOU-RF Surgical Sys-RF Assure 200X |  |  |  |  | Not Covered Vendor Only - Lab Ana/Anes | MHHS-Greater Heights
NO | NO |  |  |  | X19GER |  | RF Surgical Systems Inc. | RF ASSURE 200X |  | X19GER | GH - OR | MHHS-Greater Heights |  | Sponge Counter |  | X19GER |  | Central & Greater Heights |  | GH - OR | [5 empty] | IDENTIFICATION/TRACKING/SECURITY SYSTEMS, ASSET/PE |  | SPONGCOU-RF Surgical Sys-RF Assure 200X | SPONGCOU | RF Assure 200X |  |  |  | RF Surgical Sys | Sponge Counter |  | SPONGCOU-RF Surgical Sys-RF Assure 200X |  |  |  |  | Not Covered Vendor Only - Lab Ana/Anes | MHHS-Greater Heights
NO | NO |  |  |  | X19GFA |  | RF Surgical Systems Inc. | RF ASSURE 200X |  | X19GFA | GH - OR | MHHS-Greater Heights |  | Sponge Counter |  | X19GFA |  | Central & Greater Heights |  | GH - OR | [5 empty] | IDENTIFICATION/TRACKING/SECURITY SYSTEMS, ASSET/PE |  | SPONGCOU-RF Surgical Sys-RF Assure 200X | SPONGCOU | RF Assure 200X |  |  |  | RF Surgical Sys | Sponge Counter |  | SPONGCOU-RF Surgical Sys-RF Assure 200X |  |  |  |  | Covered PM Repair - Biomedical | MHHS-Greater Heights
NO | NO |  |  |  | X19GKX |  | RF Surgical Systems Inc. | RF ASSURE 200X |  | X19GKX | GH - OR | MHHS-Greater Heights |  | Sponge Counter |  | X19GKX |  | Central & Greater Heights |  | GH - OR | [5 empty] | IDENTIFICATION/TRACKING/SECURITY SYSTEMS, ASSET/PE |  | SPONGCOU-RF Surgical Sys-RF Assure 200X | SPONGCOU | RF Assure 200X |  |  |  | RF Surgical Sys | Sponge Counter |  | SPONGCOU-RF Surgical Sys-RF Assure 200X |  |  |  |  | Covered PM Repair - Biomedical | MHHS-Greater Heights
NO | NO |  |  |  | 1618A |  | RF Surgical Systems Inc. | RF ASSURE 200X |  | 1618A | KATY - OR | MHHS-Katy |  | Sponge Counter |  | 1618A |  | Katy |  | KATY - OR | [5 empty] | IDENTIFICATION/TRACKING/SECURITY SYSTEMS, ASSET/PE |  | SPONGCOU-RF Surgical Sys-RF Assure 200X | SPONGCOU | RF Assure 200X |  |  |  | RF Surgical Sys | Sponge Counter |  | SPONGCOU-RF Surgical Sys-RF Assure 200X |  |  |  |  | Covered PM Repair - Biomedical | MHHS-Katy
NO | NO | [5 empty] | RF Surgical Systems Inc. | RF ASSURE 200X |  |  | KATY - OR | MHHS-Katy |  | Sponge Counter |  |  |  | Katy |  | KATY - OR | [5 empty] | IDENTIFICATION/TRACKING/SECURITY SYSTEMS, ASSET/PE |  | SPONGCOU-RF Surgical Sys-RF Assure 200X | SPONGCOU | RF Assure 200X |  |  |  | RF Surgical Sys | Sponge Counter |  | SPONGCOU-RF Surgical Sys-RF Assure 200X |  |  |  |  | Covered PM Repair - Radiology, Low End | MHHS-Katy
NO | NO | [5 empty] | RF Surgical Systems Inc. | RF ASSURE 200X |  |  | KATY - OR | MHHS-Katy |  | Sponge Counter |  |  |  | Katy |  | KATY - OR | [5 empty] | IDENTIFICATION/TRACKING/SECURITY SYSTEMS, ASSET/PE |  | SPONGCOU-RF Surgical Sys-RF Assure 200X | SPONGCOU | RF Assure 200X |  |  |  | RF Surgical Sys | Sponge Counter |  | SPONGCOU-RF Surgical Sys-RF Assure 200X |  |  |  |  | Covered PM Repair - Biomedical | MHHS-Katy
NO | NO |  |  |  | 041-20048 |  | RF Surgical Systems Inc. | RF ASSURE 200X |  | 172B8 | MEMORIAL CITY - LABOR & DELIVERY | MHHS-Mem City |  | Sponge Counter |  | 041-20048 |  | West & Memorial City |  | MEMORIAL CITY - LABOR & DELIVERY | [5 empty] | IDENTIFICATION/TRACKING/SECURITY SYSTEMS, ASSET/PE |  | SPONGCOU-RF Surgical Sys-RF Assure 200X | SPONGCOU | RF Assure 200X |  |  |  | RF Surgical Sys | Sponge Counter |  | SPONGCOU-RF Surgical Sys-RF Assure 200X |  |  |  |  | Covered PM Repair - Biomedical | MHHS-Mem City
NO | NO |  |  |  | 165D8 |  | RF Surgical Systems Inc. | RF ASSURE 200X |  | 165D8 | MEMORIAL CITY - LDR - OR | MHHS-Mem City |  | Sponge Counter |  | 165D8 |  | West & Memorial City |  | MEMORIAL CITY - LDR - OR | [5 empty] | IDENTIFICATION/TRACKING/SECURITY SYSTEMS, ASSET/PE |  | SPONGCOU-RF Surgical Sys-RF Assure 200X | SPONGCOU | RF Assure 200X |  |  |  | RF Surgical Sys | Sponge Counter |  | SPONGCOU-RF Surgical Sys-RF Assure 200X |  |  |  |  | Covered PM Repair - Biomedical | MHHS-Mem City
NO | NO | [5 empty] | RF Surgical Systems Inc. | RF ASSURE 200X |  |  | MEMORIAL CITY - LDR - OR | MHHS-Mem City |  | Sponge Counter |  |  |  | West & Memorial City |  | MEMORIAL CITY - LDR - OR | [5 empty] | IDENTIFICATION/TRACKING/SECURITY SYSTEMS, ASSET/PE |  | SPONGCOU-RF Surgical Sys-RF Assure 200X | SPONGCOU | RF Assure 200X |  |  |  | RF Surgical Sys | Sponge Counter |  | SPONGCOU-RF Surgical Sys-RF Assure 200X |  |  |  |  | Covered PM Repair - Biomedical | MHHS-Mem City
NO | NO |  |  |  | 17C0A |  | RF Surgical Systems Inc. | RF ASSURE 200X |  | 17C0A | MEMORIAL CITY - LDR - OR | MHHS-Mem City |  | Sponge Counter |  | 17C0A |  | West & Memorial City |  | MEMORIAL CITY - LDR - OR | [5 empty] | IDENTIFICATION/TRACKING/SECURITY SYSTEMS, ASSET/PE |  | SPONGCOU-RF Surgical Sys-RF Assure 200X | SPONGCOU | RF Assure 200X |  |  |  | RF Surgical Sys | Sponge Counter |  | SPONGCOU-RF Surgical Sys-RF Assure 200X |  |  |  |  | Covered PM Repair - Biomedical | MHHS-Mem City
NO | NO | [5 empty] | RF Surgical Systems Inc. | RF ASSURE 200X |  |  | MEMORIAL CITY - MHT - JHC OR | MHHS-Mem City |  | Sponge Counter |  |  |  | West & Memorial City |  | MEMORIAL CITY - MHT - JHC OR | [5 empty] | IDENTIFICATION/TRACKING/SECURITY SYSTEMS, ASSET/PE |  | SPONGCOU-RF Surgical Sys-RF Assure 200X | SPONGCOU | RF Assure 200X |  |  |  | RF Surgical Sys | Sponge Counter |  | SPONGCOU-RF Surgical Sys-RF Assure 200X |  |  |  |  | Covered PM Repair - Biomedical | MHHS-Mem City
NO | NO | [5 empty] | RF Surgical Systems Inc. | RF ASSURE 200X |  |  | MEMORIAL CITY - MHT - JHC OR | MHHS-Mem City |  | Sponge Counter |  |  |  | West & Memorial City |  | MEMORIAL CITY - MHT - JHC OR | [5 empty] | IDENTIFICATION/TRACKING/SECURITY SYSTEMS, ASSET/PE |  | SPONGCOU-RF Surgical Sys-RF Assure 200X | SPONGCOU | RF Assure 200X |  |  |  | RF Surgical Sys | Sponge Counter |  | SPONGCOU-RF Surgical Sys-RF Assure 200X |  |  |  |  | Covered PM Repair - Biomedical | MHHS-Mem City
NO | NO | [5 empty] | RF Surgical Systems Inc. | RF ASSURE 200X |  |  | MEMORIAL CITY - MHT - JHC OR | MHHS-Mem City |  | Sponge Counter |  |  |  | West & Memorial City |  | MEMORIAL CITY - MHT - JHC OR | [5 empty] | IDENTIFICATION/TRACKING/SECURITY SYSTEMS, ASSET/PE |  | SPONGCOU-RF Surgical Sys-RF Assure 200X | SPONGCOU | RF Assure 200X |  |  |  | RF Surgical Sys | Sponge Counter |  | SPONGCOU-RF Surgical Sys-RF Assure 200X |  |  |  |  | Covered PM Repair - Biomedical | MHHS-Mem City
NO | NO |  |  |  | 165C4 |  | RF Surgical Systems Inc. | RF ASSURE 200X |  | 165C4 | MEMORIAL CITY - MHT - JHC OR | MHHS-Mem City |  | Sponge Counter |  | 165C4 |  | West & Memorial City |  | MEMORIAL CITY - MHT - JHC OR | [5 empty] | IDENTIFICATION/TRACKING/SECURITY SYSTEMS, ASSET/PE |  | SPONGCOU-RF Surgical Sys-RF Assure 200X | SPONGCOU | RF Assure 200X |  |  |  | RF Surgical Sys | Sponge Counter |  | SPONGCOU-RF Surgical Sys-RF Assure 200X |  |  |  |  | Covered PM Repair - Biomedical | MHHS-Mem City
NO | NO |  |  |  | 165C6 |  | RF Surgical Systems Inc. | RF ASSURE 200X |  | 165C6 | MEMORIAL CITY - MHT - JHC OR | MHHS-Mem City |  | Sponge Counter |  | 165C6 |  | West & Memorial City |  | MEMORIAL CITY - MHT - JHC OR | [5 empty] | IDENTIFICATION/TRACKING/SECURITY SYSTEMS, ASSET/PE |  | SPONGCOU-RF Surgical Sys-RF Assure 200X | SPONGCOU | RF Assure 200X |  |  |  | RF Surgical Sys | Sponge Counter |  | SPONGCOU-RF Surgical Sys-RF Assure 200X |  |  |  |  | Covered PM Repair - Biomedical | MHHS-Mem City
NO | NO |  |  |  | 16CEF |  | RF Surgical Systems Inc. | RF ASSURE 200X |  | 16CEF | MEMORIAL CITY - MHT - JHC OR | MHHS-Mem City |  | Sponge Counter |  | 16CEF |  | West & Memorial City |  | MEMORIAL CITY - MHT - JHC OR | [5 empty] | IDENTIFICATION/TRACKING/SECURITY SYSTEMS, ASSET/PE |  | SPONGCOU-RF Surgical Sys-RF Assure 200X | SPONGCOU | RF Assure 200X |  |  |  | RF Surgical Sys | Sponge Counter |  | SPONGCOU-RF Surgical Sys-RF Assure 200X |  |  |  |  | Covered PM Repair - Biomedical | MHHS-Mem City
NO | NO |  |  |  | 16CF4 |  | RF Surgical Systems Inc. | RF ASSURE 200X |  | 16CF4 | MEMORIAL CITY - MHT - JHC OR | MHHS-Mem City |  | Sponge Counter |  | 16CF4 |  | West & Memorial City |  | MEMORIAL CITY - MHT - JHC OR | [5 empty] | IDENTIFICATION/TRACKING/SECURITY SYSTEMS, ASSET/PE |  | SPONGCOU-RF Surgical Sys-RF Assure 200X | SPONGCOU | RF Assure 200X |  |  |  | RF Surgical Sys | Sponge Counter |  | SPONGCOU-RF Surgical Sys-RF Assure 200X |  |  |  |  | Covered PM Repair - Biomedical | MHHS-Mem City
NO | NO |  |  |  | 170BE |  | RF Surgical Systems Inc. | RF ASSURE 200X |  | 170BE | MEMORIAL CITY - MHT - JHC OR | MHHS-Mem City |  | Sponge Counter |  | 170BE |  | West & Memorial City |  | MEMORIAL CITY - MHT - JHC OR | [5 empty] | IDENTIFICATION/TRACKING/SECURITY SYSTEMS, ASSET/PE |  | SPONGCOU-RF Surgical Sys-RF Assure 200X | SPONGCOU | RF Assure 200X |  |  |  | RF Surgical Sys | Sponge Counter |  | SPONGCOU-RF Surgical Sys-RF Assure 200X |  |  |  |  | Covered PM Repair - Biomedical | MHHS-Mem City
NO | NO |  |  |  | 1731E |  | RF Surgical Systems Inc. | RF ASSURE 200X |  | 1731E | MEMORIAL CITY - MHT - JHC OR | MHHS-Mem City |  | Sponge Counter |  | 1731E |  | West & Memorial City |  | MEMORIAL CITY - MHT - JHC OR | [5 empty] | IDENTIFICATION/TRACKING/SECURITY SYSTEMS, ASSET/PE |  | SPONGCOU-RF Surgical Sys-RF Assure 200X | SPONGCOU | RF Assure 200X |  |  |  | RF Surgical Sys | Sponge Counter |  | SPONGCOU-RF Surgical Sys-RF Assure 200X |  |  |  |  | Covered PM Repair - Biomedical | MHHS-Mem City
NO | NO |  |  |  | x19gki |  | RF Surgical Systems Inc. | RF ASSURE 200X |  | x19gki | MEMORIAL CITY - MHT - JHC OR | MHHS-Mem City |  | Sponge Counter |  | x19gki |  | West & Memorial City |  | MEMORIAL CITY - MHT - JHC OR | [5 empty] | IDENTIFICATION/TRACKING/SECURITY SYSTEMS, ASSET/PE |  | SPONGCOU-RF Surgical Sys-RF Assure 200X | SPONGCOU | RF Assure 200X |  |  |  | RF Surgical Sys | Sponge Counter |  | SPONGCOU-RF Surgical Sys-RF Assure 200X |  |  |  |  | Covered PM Repair - Biomedical | MHHS-Mem City
NO | NO |  |  |  | x19glh |  | RF Surgical Systems Inc. | RF ASSURE 200X |  | x19glh | MEMORIAL CITY - MHT - JHC OR | MHHS-Mem City |  | Sponge Counter |  | x19glh |  | West & Memorial City |  | MEMORIAL CITY - MHT - JHC OR | [5 empty] | IDENTIFICATION/TRACKING/SECURITY SYSTEMS, ASSET/PE |  | SPONGCOU-RF Surgical Sys-RF Assure 200X | SPONGCOU | RF Assure 200X |  |  |  | RF Surgical Sys | Sponge Counter |  | SPONGCOU-RF Surgical Sys-RF Assure 200X |  |  |  |  | Covered PM Repair - Biomedical | MHHS-Mem City
NO | NO |  |  |  | x19gly |  | RF Surgical Systems Inc. | RF ASSURE 200X |  | x19gly | MEMORIAL CITY - MHT - JHC OR | MHHS-Mem City |  | Sponge Counter |  | x19gly |  | West & Memorial City |  | MEMORIAL CITY - MHT - JHC OR | [5 empty] | IDENTIFICATION/TRACKING/SECURITY SYSTEMS, ASSET/PE |  | SPONGCOU-RF Surgical Sys-RF Assure 200X | SPONGCOU | RF Assure 200X |  |  |  | RF Surgical Sys | Sponge Counter |  | SPONGCOU-RF Surgical Sys-RF Assure 200X |  |  |  |  | Covered PM Repair - Biomedical | MHHS-Mem City
NO | NO |  |  |  | x19gou |  | RF Surgical Systems Inc. | RF ASSURE 200X |  | x19gou | MEMORIAL CITY - MHT - JHC OR | MHHS-Mem City |  | Sponge Counter |  | x19gou |  | West & Memorial City |  | MEMORIAL CITY - MHT - JHC OR | [5 empty] | IDENTIFICATION/TRACKING/SECURITY SYSTEMS, ASSET/PE |  | SPONGCOU-RF Surgical Sys-RF Assure 200X | SPONGCOU | RF Assure 200X |  |  |  | RF Surgical Sys | Sponge Counter |  | SPONGCOU-RF Surgical Sys-RF Assure 200X |  |  |  |  | Covered PM Repair - Biomedical | MHHS-Mem City
NO | NO |  |  |  | x19GOY |  | RF Surgical Systems Inc. | RF ASSURE 200X |  | X19GOY | MEMORIAL CITY - MHT - JHC OR | MHHS-Mem City |  | Sponge Counter |  | x19GOY |  | West & Memorial City |  | MEMORIAL CITY - MHT - JHC OR | [5 empty] | IDENTIFICATION/TRACKING/SECURITY SYSTEMS, ASSET/PE |  | SPONGCOU-RF Surgical Sys-RF Assure 200X | SPONGCOU | RF Assure 200X |  |  |  | RF Surgical Sys | Sponge Counter |  | SPONGCOU-RF Surgical Sys-RF Assure 200X |  |  |  |  | Covered PM Repair - Biomedical | MHHS-Mem City
NO | NO |  |  |  | 15FFA |  | RF Surgical Systems Inc. | RF ASSURE 200X |  | 15FFA | MEMORIAL CITY - MOR | MHHS-Mem City |  | Sponge Counter |  | 15FFA |  | West & Memorial City |  | MEMORIAL CITY - MOR | [5 empty] | IDENTIFICATION/TRACKING/SECURITY SYSTEMS, ASSET/PE |  | SPONGCOU-RF Surgical Sys-RF Assure 200X | SPONGCOU | RF Assure 200X |  |  |  | RF Surgical Sys | Sponge Counter |  | SPONGCOU-RF Surgical Sys-RF Assure 200X |  |  |  |  | Covered PM Repair - Biomedical | MHHS-Mem City
NO | NO |  |  |  | 1616C |  | RF Surgical Systems Inc. | RF ASSURE 200X |  | 1616C | MEMORIAL CITY - MOR | MHHS-Mem City |  | Sponge Counter |  | 1616C |  | West & Memorial City |  | MEMORIAL CITY - MOR | [5 empty] | IDENTIFICATION/TRACKING/SECURITY SYSTEMS, ASSET/PE |  | SPONGCOU-RF Surgical Sys-RF Assure 200X | SPONGCOU | RF Assure 200X |  |  |  | RF Surgical Sys | Sponge Counter |  | SPONGCOU-RF Surgical Sys-RF Assure 200X |  |  |  |  | Covered PM Repair - Biomedical | MHHS-Mem City
NO | NO | [5 empty] | RF Surgical Systems Inc. | RF ASSURE 200X |  |  | MEMORIAL CITY - MOR | MHHS-Mem City |  | Sponge Counter |  |  |  | West & Memorial City |  | MEMORIAL CITY - MOR | [5 empty] | IDENTIFICATION/TRACKING/SECURITY SYSTEMS, ASSET/PE |  | SPONGCOU-RF Surgical Sys-RF Assure 200X | SPONGCOU | RF Assure 200X |  |  |  | RF Surgical Sys | Sponge Counter |  | SPONGCOU-RF Surgical Sys-RF Assure 200X |  |  |  |  | Covered PM Repair - Biomedical | MHHS-Mem City
NO | NO |  |  |  | 166CD |  | RF Surgical Systems Inc. | RF ASSURE 200X |  | 166CD | MEMORIAL CITY - MOR | MHHS-Mem City |  | Sponge Counter |  | 166CD |  | West & Memorial City |  | MEMORIAL CITY - MOR | [5 empty] | IDENTIFICATION/TRACKING/SECURITY SYSTEMS, ASSET/PE |  | SPONGCOU-RF Surgical Sys-RF Assure 200X | SPONGCOU | RF Assure 200X |  |  |  | RF Surgical Sys | Sponge Counter |  | SPONGCOU-RF Surgical Sys-RF Assure 200X |  |  |  |  | Covered PM Repair - Biomedical | MHHS-Mem City
NO | NO | [5 empty] | RF Surgical Systems Inc. | RF ASSURE 200X |  |  | MEMORIAL CITY - MOR | MHHS-Mem City |  | Sponge Counter |  |  |  | West & Memorial City |  | MEMORIAL CITY - MOR | [5 empty] | IDENTIFICATION/TRACKING/SECURITY SYSTEMS, ASSET/PE |  | SPONGCOU-RF Surgical Sys-RF Assure 200X | SPONGCOU | RF Assure 200X |  |  |  | RF Surgical Sys | Sponge Counter |  | SPONGCOU-RF Surgical Sys-RF Assure 200X |  |  |  |  | Covered PM Repair - Biomedical | MHHS-Mem City
NO | NO |  |  |  | 169F0 |  | RF Surgical Systems Inc. | RF ASSURE 200X |  | 169F0 | MEMORIAL CITY - MOR | MHHS-Mem City |  | Sponge Counter |  | 169F0 |  | West & Memorial City |  | MEMORIAL CITY - MOR | [5 empty] | IDENTIFICATION/TRACKING/SECURITY SYSTEMS, ASSET/PE |  | SPONGCOU-RF Surgical Sys-RF Assure 200X | SPONGCOU | RF Assure 200X |  |  |  | RF Surgical Sys | Sponge Counter |  | SPONGCOU-RF Surgical Sys-RF Assure 200X |  |  |  |  | Covered PM Repair - Biomedical | MHHS-Mem City
NO | NO |  |  |  | 16CE7 |  | RF Surgical Systems Inc. | RF ASSURE 200X |  | 16CE7 | MEMORIAL CITY - MOR | MHHS-Mem City |  | Sponge Counter |  | 16CE7 |  | West & Memorial City |  | MEMORIAL CITY - MOR | [5 empty] | IDENTIFICATION/TRACKING/SECURITY SYSTEMS, ASSET/PE |  | SPONGCOU-RF Surgical Sys-RF Assure 200X | SPONGCOU | RF Assure 200X |  |  |  | RF Surgical Sys | Sponge Counter |  | SPONGCOU-RF Surgical Sys-RF Assure 200X |  |  |  |  | Covered PM Repair - Biomedical | MHHS-Mem City
NO | NO |  |  |  | 16D04 |  | RF Surgical Systems Inc. | RF ASSURE 200X |  | 16D04 | MEMORIAL CITY - MOR | MHHS-Mem City |  | Sponge Counter |  | 16D04 |  | West & Memorial City |  | MEMORIAL CITY - MOR | [5 empty] | IDENTIFICATION/TRACKING/SECURITY SYSTEMS, ASSET/PE |  | SPONGCOU-RF Surgical Sys-RF Assure 200X | SPONGCOU | RF Assure 200X |  |  |  | RF Surgical Sys | Sponge Counter |  | SPONGCOU-RF Surgical Sys-RF Assure 200X |  |  |  |  | Covered PM Repair - Biomedical | MHHS-Mem City
NO | NO | [5 empty] | RF Surgical Systems Inc. | RF ASSURE 200X |  |  | MEMORIAL CITY - MOR | MHHS-Mem City |  | Sponge Counter |  |  |  | West & Memorial City |  | MEMORIAL CITY - MOR | [5 empty] | IDENTIFICATION/TRACKING/SECURITY SYSTEMS, ASSET/PE |  | SPONGCOU-RF Surgical Sys-RF Assure 200X | SPONGCOU | RF Assure 200X |  |  |  | RF Surgical Sys | Sponge Counter |  | SPONGCOU-RF Surgical Sys-RF Assure 200X |  |  |  |  | Covered PM Repair - Biomedical | MHHS-Mem City
NO | NO |  |  |  | 174BD |  | RF Surgical Systems Inc. | RF ASSURE 200X |  | 174BD | MEMORIAL CITY - MOR | MHHS-Mem City |  | Sponge Counter |  | 174BD |  | West & Memorial City |  | MEMORIAL CITY - MOR | [5 empty] | IDENTIFICATION/TRACKING/SECURITY SYSTEMS, ASSET/PE |  | SPONGCOU-RF Surgical Sys-RF Assure 200X | SPONGCOU | RF Assure 200X |  |  |  | RF Surgical Sys | Sponge Counter |  | SPONGCOU-RF Surgical Sys-RF Assure 200X |  |  |  |  | Covered PM Repair - Biomedical | MHHS-Mem City
NO | NO |  |  |  | 175EF |  | RF Surgical Systems Inc. | RF ASSURE 200X |  | 175EF | MEMORIAL CITY - MOR | MHHS-Mem City |  | Sponge Counter |  | 175EF |  | West & Memorial City |  | MEMORIAL CITY - MOR | [5 empty] | IDENTIFICATION/TRACKING/SECURITY SYSTEMS, ASSET/PE |  | SPONGCOU-RF Surgical Sys-RF Assure 200X | SPONGCOU | RF Assure 200X |  |  |  | RF Surgical Sys | Sponge Counter |  | SPONGCOU-RF Surgical Sys-RF Assure 200X |  |  |  |  | Covered PM Repair - Biomedical | MHHS-Mem City
NO | NO |  |  |  | 17B34 |  | RF Surgical Systems Inc. | RF ASSURE 200X |  | 17B34 | MEMORIAL CITY - MOR | MHHS-Mem City |  | Sponge Counter |  | 17B34 |  | West & Memorial City |  | MEMORIAL CITY - MOR | [5 empty] | IDENTIFICATION/TRACKING/SECURITY SYSTEMS, ASSET/PE |  | SPONGCOU-RF Surgical Sys-RF Assure 200X | SPONGCOU | RF Assure 200X |  |  |  | RF Surgical Sys | Sponge Counter |  | SPONGCOU-RF Surgical Sys-RF Assure 200X |  |  |  |  | Covered PM Repair - Biomedical | MHHS-Mem City
NO | NO |  |  |  | 17B6E |  | RF Surgical Systems Inc. | RF ASSURE 200X |  | 17B6E | MEMORIAL CITY - MOR | MHHS-Mem City |  | Sponge Counter |  | 17B6E |  | West & Memorial City |  | MEMORIAL CITY - MOR | [5 empty] | IDENTIFICATION/TRACKING/SECURITY SYSTEMS, ASSET/PE |  | SPONGCOU-RF Surgical Sys-RF Assure 200X | SPONGCOU | RF Assure 200X |  |  |  | RF Surgical Sys | Sponge Counter |  | SPONGCOU-RF Surgical Sys-RF Assure 200X |  |  |  |  | Covered PM Repair - Biomedical | MHHS-Mem City
NO | NO |  |  |  | 17B6E |  | RF Surgical Systems Inc. | RF ASSURE 200X |  | 17B6E | MEMORIAL CITY - MOR | MHHS-Mem City |  | Sponge Counter |  | 17B6E |  | West & Memorial City |  | MEMORIAL CITY - MOR | [5 empty] | IDENTIFICATION/TRACKING/SECURITY SYSTEMS, ASSET/PE |  | SPONGCOU-RF Surgical Sys-RF Assure 200X | SPONGCOU | RF Assure 200X |  |  |  | RF Surgical Sys | Sponge Counter |  | SPONGCOU-RF Surgical Sys-RF Assure 200X |  |  |  |  | Covered PM Repair - Biomedical | MHHS-Mem City
NO | NO |  |  |  | 17BFB |  | RF Surgical Systems Inc. | RF ASSURE 200X |  | 17BFB | MEMORIAL CITY - MOR | MHHS-Mem City |  | Sponge Counter |  | 17BFB |  | West & Memorial City |  | MEMORIAL CITY - MOR | [5 empty] | IDENTIFICATION/TRACKING/SECURITY SYSTEMS, ASSET/PE |  | SPONGCOU-RF Surgical Sys-RF Assure 200X | SPONGCOU | RF Assure 200X |  |  |  | RF Surgical Sys | Sponge Counter |  | SPONGCOU-RF Surgical Sys-RF Assure 200X |  |  |  |  | Covered PM Repair - Radiology, Low End | MHHS-Mem City
NO | NO |  |  |  | X19GKY |  | RF Surgical Systems Inc. | RF ASSURE 200X |  | X19GKY | MEMORIAL CITY - MOR | MHHS-Mem City |  | Sponge Counter |  | X19GKY |  | West & Memorial City |  | MEMORIAL CITY - MOR | [5 empty] | IDENTIFICATION/TRACKING/SECURITY SYSTEMS, ASSET/PE |  | SPONGCOU-RF Surgical Sys-RF Assure 200X | SPONGCOU | RF Assure 200X |  |  |  | RF Surgical Sys | Sponge Counter |  | SPONGCOU-RF Surgical Sys-RF Assure 200X |  |  |  |  | Covered PM Repair - Biomedical | MHHS-Mem City
NO | NO |  |  |  | X19GLZ |  | RF Surgical Systems Inc. | RF ASSURE 200X |  | X19GLZ | MEMORIAL CITY - MOR | MHHS-Mem City |  | Sponge Counter |  | X19GLZ |  | West & Memorial City |  | MEMORIAL CITY - MOR | [5 empty] | IDENTIFICATION/TRACKING/SECURITY SYSTEMS, ASSET/PE |  | SPONGCOU-RF Surgical Sys-RF Assure 200X | SPONGCOU | RF Assure 200X |  |  |  | RF Surgical Sys | Sponge Counter |  | SPONGCOU-RF Surgical Sys-RF Assure 200X |  |  |  |  | Covered PM Repair - Biomedical | MHHS-Mem City
NO | NO |  |  |  | X19GMP |  | RF Surgical Systems Inc. | RF ASSURE 200X |  | X19GMP | MEMORIAL CITY - MOR | MHHS-Mem City |  | Sponge Counter |  | X19GMP |  | West & Memorial City |  | MEMORIAL CITY - MOR | [5 empty] | IDENTIFICATION/TRACKING/SECURITY SYSTEMS, ASSET/PE |  | SPONGCOU-RF Surgical Sys-RF Assure 200X | SPONGCOU | RF Assure 200X |  |  |  | RF Surgical Sys | Sponge Counter |  | SPONGCOU-RF Surgical Sys-RF Assure 200X |  |  |  |  | Covered PM Repair - Biomedical | MHHS-Mem City
NO | NO |  |  |  | 15C3D |  | RF Surgical Systems Inc. | RF ASSURE 200X |  | 15C3D | MEMORIAL CITY - OUTPATIENT SURGERY | MHHS-Mem City |  | Sponge Counter |  | 15C3D |  | West & Memorial City |  | MEMORIAL CITY - OUTPATIENT SURGERY | [5 empty] | IDENTIFICATION/TRACKING/SECURITY SYSTEMS, ASSET/PE |  | SPONGCOU-RF Surgical Sys-RF Assure 200X | SPONGCOU | RF Assure 200X |  |  |  | RF Surgical Sys | Sponge Counter |  | SPONGCOU-RF Surgical Sys-RF Assure 200X |  |  |  |  | Covered PM Repair - Biomedical | MHHS-Mem City
NO | NO | [5 empty] | RF Surgical Systems Inc. | RF ASSURE 200X |  |  | MEMORIAL CITY - OUTPATIENT SURGERY | MHHS-Mem City |  | Sponge Counter |  |  |  | West & Memorial City |  | MEMORIAL CITY - OUTPATIENT SURGERY | [5 empty] | IDENTIFICATION/TRACKING/SECURITY SYSTEMS, ASSET/PE |  | SPONGCOU-RF Surgical Sys-RF Assure 200X | SPONGCOU | RF Assure 200X |  |  |  | RF Surgical Sys | Sponge Counter |  | SPONGCOU-RF Surgical Sys-RF Assure 200X |  |  |  |  | Covered PM Repair - Biomedical | MHHS-Mem City
NO | NO | [5 empty] | RF Surgical Systems Inc. | RF ASSURE 200X |  |  | MEMORIAL CITY - OUTPATIENT SURGERY | MHHS-Mem City |  | Sponge Counter |  |  |  | West & Memorial City |  | MEMORIAL CITY - OUTPATIENT SURGERY | [5 empty] | IDENTIFICATION/TRACKING/SECURITY SYSTEMS, ASSET/PE |  | SPONGCOU-RF Surgical Sys-RF Assure 200X | SPONGCOU | RF Assure 200X |  |  |  | RF Surgical Sys | Sponge Counter |  | SPONGCOU-RF Surgical Sys-RF Assure 200X |  |  |  |  | Covered PM Repair - Biomedical | MHHS-Mem City
NO | NO |  |  |  | 1634F |  | RF Surgical Systems Inc. | RF ASSURE 200X |  | 1634F | MEMORIAL CITY - OUTPATIENT SURGERY | MHHS-Mem City |  | Sponge Counter |  | 1634F |  | West & Memorial City |  | MEMORIAL CITY - OUTPATIENT SURGERY | [5 empty] | IDENTIFICATION/TRACKING/SECURITY SYSTEMS, ASSET/PE |  | SPONGCOU-RF Surgical Sys-RF Assure 200X | SPONGCOU | RF Assure 200X |  |  |  | RF Surgical Sys | Sponge Counter |  | SPONGCOU-RF Surgical Sys-RF Assure 200X |  |  |  |  | Covered PM Repair - Biomedical | MHHS-Mem City
NO | NO | [5 empty] | RF Surgical Systems Inc. | RF ASSURE 200X |  |  | MEMORIAL CITY - OUTPATIENT SURGERY | MHHS-Mem City |  | Sponge Counter |  |  |  | West & Memorial City |  | MEMORIAL CITY - OUTPATIENT SURGERY | [5 empty] | IDENTIFICATION/TRACKING/SECURITY SYSTEMS, ASSET/PE |  | SPONGCOU-RF Surgical Sys-RF Assure 200X | SPONGCOU | RF Assure 200X |  |  |  | RF Surgical Sys | Sponge Counter |  | SPONGCOU-RF Surgical Sys-RF Assure 200X |  |  |  |  | Covered PM Repair - Biomedical | MHHS-Mem City
NO | NO |  |  |  | 1679A |  | RF Surgical Systems Inc. | RF ASSURE 200X |  |  | MEMORIAL CITY - OUTPATIENT SURGERY | MHHS-Mem City |  | Sponge Counter |  | 1679A |  | West & Memorial City |  | MEMORIAL CITY - OUTPATIENT SURGERY | [5 empty] | IDENTIFICATION/TRACKING/SECURITY SYSTEMS, ASSET/PE |  | SPONGCOU-RF Surgical Sys-RF Assure 200X | SPONGCOU | RF Assure 200X |  |  |  | RF Surgical Sys | Sponge Counter |  | SPONGCOU-RF Surgical Sys-RF Assure 200X |  |  |  |  | Not Covered Vendor Only - Lab Ana/Anes | MHHS-Mem City
NO | NO | [5 empty] | RF Surgical Systems Inc. | RF ASSURE 200X |  |  | MEMORIAL CITY - OUTPATIENT SURGERY | MHHS-Mem City |  | Sponge Counter |  |  |  | West & Memorial City |  | MEMORIAL CITY - OUTPATIENT SURGERY | [5 empty] | IDENTIFICATION/TRACKING/SECURITY SYSTEMS, ASSET/PE |  | SPONGCOU-RF Surgical Sys-RF Assure 200X | SPONGCOU | RF Assure 200X |  |  |  | RF Surgical Sys | Sponge Counter |  | SPONGCOU-RF Surgical Sys-RF Assure 200X |  |  |  |  | Not Covered Vendor Only - Lab Ana/Anes | MHHS-Mem City
NO | NO | [5 empty] | RF Surgical Systems Inc. | RF ASSURE 200X |  |  | MEMORIAL CITY - OUTPATIENT SURGERY | MHHS-Mem City |  | Sponge Counter |  |  |  | West & Memorial City |  | MEMORIAL CITY - OUTPATIENT SURGERY | [5 empty] | IDENTIFICATION/TRACKING/SECURITY SYSTEMS, ASSET/PE |  | SPONGCOU-RF Surgical Sys-RF Assure 200X | SPONGCOU | RF Assure 200X |  |  |  | RF Surgical Sys | Sponge Counter |  | SPONGCOU-RF Surgical Sys-RF Assure 200X |  |  |  |  | Not Covered Vendor Only - Lab Ana/Anes | MHHS-Mem City
NO | NO |  |  |  | x19glg |  | RF Surgical Systems Inc. | RF ASSURE 200X |  | x19glg | MEMORIAL CITY - OUTPATIENT SURGERY | MHHS-Mem City |  | Sponge Counter |  | x19glg |  | West & Memorial City |  | MEMORIAL CITY - OUTPATIENT SURGERY | [5 empty] | IDENTIFICATION/TRACKING/SECURITY SYSTEMS, ASSET/PE |  | SPONGCOU-RF Surgical Sys-RF Assure 200X | SPONGCOU | RF Assure 200X |  |  |  | RF Surgical Sys | Sponge Counter |  | SPONGCOU-RF Surgical Sys-RF Assure 200X |  |  |  |  | Covered PM Repair - Biomedical | MHHS-Mem City
NO | NO |  |  |  | x19glw |  | RF Surgical Systems Inc. | RF ASSURE 200X |  | x19glw | MEMORIAL CITY - OUTPATIENT SURGERY | MHHS-Mem City |  | Sponge Counter |  | x19glw |  | West & Memorial City |  | MEMORIAL CITY - OUTPATIENT SURGERY | [5 empty] | IDENTIFICATION/TRACKING/SECURITY SYSTEMS, ASSET/PE |  | SPONGCOU-RF Surgical Sys-RF Assure 200X | SPONGCOU | RF Assure 200X |  |  |  | RF Surgical Sys | Sponge Counter |  | SPONGCOU-RF Surgical Sys-RF Assure 200X |  |  |  |  | Covered PM Repair - Radiology, High End | MHHS-Mem City
NO | NO |  |  |  | x19gly |  | RF Surgical Systems Inc. | RF ASSURE 200X |  | x19gly | MEMORIAL CITY - OUTPATIENT SURGERY | MHHS-Mem City |  | Sponge Counter |  | x19gly |  | West & Memorial City |  | MEMORIAL CITY - OUTPATIENT SURGERY | [5 empty] | IDENTIFICATION/TRACKING/SECURITY SYSTEMS, ASSET/PE |  | SPONGCOU-RF Surgical Sys-RF Assure 200X | SPONGCOU | RF Assure 200X |  |  |  | RF Surgical Sys | Sponge Counter |  | SPONGCOU-RF Surgical Sys-RF Assure 200X |  |  |  |  | Covered PM Repair - Biomedical | MHHS-Mem City
NO | NO |  |  |  | x19gmi |  | RF Surgical Systems Inc. | RF ASSURE 200X |  | x19gmi | MEMORIAL CITY - OUTPATIENT SURGERY | MHHS-Mem City |  | Sponge Counter |  | x19gmi |  | West & Memorial City |  | MEMORIAL CITY - OUTPATIENT SURGERY | [5 empty] | IDENTIFICATION/TRACKING/SECURITY SYSTEMS, ASSET/PE |  | SPONGCOU-RF Surgical Sys-RF Assure 200X | SPONGCOU | RF Assure 200X |  |  |  | RF Surgical Sys | Sponge Counter |  | SPONGCOU-RF Surgical Sys-RF Assure 200X |  |  |  |  | Covered PM Repair - Biomedical | MHHS-Mem City
NO | NO |  |  |  | x19gml |  | RF Surgical Systems Inc. | RF ASSURE 200X |  | x19gml | MEMORIAL CITY - OUTPATIENT SURGERY | MHHS-Mem City |  | Sponge Counter |  | x19gml |  | West & Memorial City |  | MEMORIAL CITY - OUTPATIENT SURGERY | [5 empty] | IDENTIFICATION/TRACKING/SECURITY SYSTEMS, ASSET/PE |  | SPONGCOU-RF Surgical Sys-RF Assure 200X | SPONGCOU | RF Assure 200X |  |  |  | RF Surgical Sys | Sponge Counter |  | SPONGCOU-RF Surgical Sys-RF Assure 200X |  |  |  |  | Covered PM Repair - Biomedical | MHHS-Mem City
NO | NO |  |  |  | x19gpv |  | RF Surgical Systems Inc. | RF ASSURE 200X |  | x19gpv | MEMORIAL CITY - OUTPATIENT SURGERY | MHHS-Mem City |  | Sponge Counter |  | x19gpv |  | West & Memorial City |  | MEMORIAL CITY - OUTPATIENT SURGERY | [5 empty] | IDENTIFICATION/TRACKING/SECURITY SYSTEMS, ASSET/PE |  | SPONGCOU-RF Surgical Sys-RF Assure 200X | SPONGCOU | RF Assure 200X |  |  |  | RF Surgical Sys | Sponge Counter |  | SPONGCOU-RF Surgical Sys-RF Assure 200X |  |  |  |  | Covered PM Repair - Biomedical | MHHS-Mem City
NO | NO |  |  |  | X19gpv |  | RF Surgical Systems Inc. | RF ASSURE 200X |  | X19gpv | MEMORIAL CITY - OUTPATIENT SURGERY | MHHS-Mem City |  | Sponge Counter |  | X19gpv |  | West & Memorial City |  | MEMORIAL CITY - OUTPATIENT SURGERY | [5 empty] | IDENTIFICATION/TRACKING/SECURITY SYSTEMS, ASSET/PE |  | SPONGCOU-RF Surgical Sys-RF Assure 200X | SPONGCOU | RF Assure 200X |  |  |  | RF Surgical Sys | Sponge Counter |  | SPONGCOU-RF Surgical Sys-RF Assure 200X |  |  |  |  | Not Covered Vendor Only - Lab Ana/Anes | MHHS-Mem City
NO | NO |  |  |  | 142-06782 |  | RF Surgical Systems Inc. | RF ASSURE 200X |  | 164C1 | NE - OR | MHHS-Northeast |  | Sponge Counter |  | 142-06782 |  | Katy |  | NE - OR | [5 empty] | IDENTIFICATION/TRACKING/SECURITY SYSTEMS, ASSET/PE |  | SPONGCOU-RF Surgical Sys-RF Assure 200X | SPONGCOU | RF Assure 200X |  |  |  | RF Surgical Sys | Sponge Counter |  | SPONGCOU-RF Surgical Sys-RF Assure 200X |  |  |  |  | Covered PM Repair - Biomedical | MHHS-Northeast
NO | NO |  |  |  | 145-00636 |  | RF Surgical Systems Inc. | RF ASSURE 200X |  |  | PEARLAND - OR | MHHS-Pearland Hospital |  | Sponge Counter |  | 145-00636 |  | Pearland |  | PEARLAND - OR | [5 empty] | IDENTIFICATION/TRACKING/SECURITY SYSTEMS, ASSET/PE |  | SPONGCOU-RF Surgical Sys-RF Assure 200X | SPONGCOU | RF Assure 200X |  |  |  | RF Surgical Sys | Sponge Counter |  | SPONGCOU-RF Surgical Sys-RF Assure 200X |  |  |  |  | Covered PM Repair - Biomedical | MHHS-Pearland Hospital
NO | NO |  |  |  | 145-00637 |  | RF Surgical Systems Inc. | RF ASSURE 200X |  |  | PEARLAND - OR | MHHS-Pearland Hospital |  | Sponge Counter |  | 145-00637 |  | Pearland |  | PEARLAND - OR | [5 empty] | IDENTIFICATION/TRACKING/SECURITY SYSTEMS, ASSET/PE |  | SPONGCOU-RF Surgical Sys-RF Assure 200X | SPONGCOU | RF Assure 200X |  |  |  | RF Surgical Sys | Sponge Counter |  | SPONGCOU-RF Surgical Sys-RF Assure 200X |  |  |  |  | Covered PM Repair - Biomedical | MHHS-Pearland Hospital
NO | NO |  |  |  | 145-00810 |  | RF Surgical Systems Inc. | RF ASSURE 200X |  | 166BC | PEARLAND - OR | MHHS-Pearland Hospital |  | Sponge Counter |  | 145-00810 |  | Pearland |  | PEARLAND - OR | [5 empty] | IDENTIFICATION/TRACKING/SECURITY SYSTEMS, ASSET/PE |  | SPONGCOU-RF Surgical Sys-RF Assure 200X | SPONGCOU | RF Assure 200X |  |  |  | RF Surgical Sys | Sponge Counter |  | SPONGCOU-RF Surgical Sys-RF Assure 200X |  |  |  |  | Covered PM Repair - Biomedical | MHHS-Pearland Hospital
NO | NO |  |  |  | 145-01293 |  | RF Surgical Systems Inc. | RF ASSURE 200X |  | 15C61 | PEARLAND - OR | MHHS-Pearland Hospital |  | Sponge Counter |  | 145-01293 |  | Pearland |  | PEARLAND - OR | [5 empty] | IDENTIFICATION/TRACKING/SECURITY SYSTEMS, ASSET/PE |  | SPONGCOU-RF Surgical Sys-RF Assure 200X | SPONGCOU | RF Assure 200X |  |  |  | RF Surgical Sys | Sponge Counter |  | SPONGCOU-RF Surgical Sys-RF Assure 200X |  |  |  |  | Covered PM Repair - Biomedical | MHHS-Pearland Hospital
NO | NO |  |  |  | 145-01325 |  | RF Surgical Systems Inc. | RF ASSURE 200X |  |  | PEARLAND - OR | MHHS-Pearland Hospital |  | Sponge Counter |  | 145-01325 |  | Pearland |  | PEARLAND - OR | [5 empty] | IDENTIFICATION/TRACKING/SECURITY SYSTEMS, ASSET/PE |  | SPONGCOU-RF Surgical Sys-RF Assure 200X | SPONGCOU | RF Assure 200X |  |  |  | RF Surgical Sys | Sponge Counter |  | SPONGCOU-RF Surgical Sys-RF Assure 200X |  |  |  |  | Covered PM Repair - Biomedical | MHHS-Pearland Hospital
NO | NO |  |  |  | 166A9 |  | RF Surgical Systems Inc. | RF ASSURE 200X |  | 166A9 | PEARLAND - OR | MHHS-Pearland Hospital |  | Sponge Counter |  | 166A9 |  | Pearland |  | PEARLAND - OR | [5 empty] | IDENTIFICATION/TRACKING/SECURITY SYSTEMS, ASSET/PE |  | SPONGCOU-RF Surgical Sys-RF Assure 200X | SPONGCOU | RF Assure 200X |  |  |  | RF Surgical Sys | Sponge Counter |  | SPONGCOU-RF Surgical Sys-RF Assure 200X |  |  |  |  | Covered PM Repair - Biomedical | MHHS-Pearland Hospital
NO | NO |  |  |  | 15F85 |  | RF Surgical Systems Inc. | RF ASSURE 200X |  | 15F85 | SE - OR | MHHS-Southeast |  | Sponge Counter |  | 15F85 |  | Southeast & Bay Area |  | SE - OR | [5 empty] | IDENTIFICATION/TRACKING/SECURITY SYSTEMS, ASSET/PE |  | SPONGCOU-RF Surgical Sys-RF Assure 200X | SPONGCOU | RF Assure 200X |  |  |  | RF Surgical Sys | Sponge Counter |  | SPONGCOU-RF Surgical Sys-RF Assure 200X |  |  |  |  | Not Covered Vendor Only - Lab Ana/Anes | MHHS-Southeast
NO | NO | [5 empty] | RF Surgical Systems Inc. | RF ASSURE 200X |  |  | SE - OR | MHHS-Southeast |  | Sponge Counter |  |  |  | Southeast & Bay Area |  | SE - OR | [5 empty] | IDENTIFICATION/TRACKING/SECURITY SYSTEMS, ASSET/PE |  | SPONGCOU-RF Surgical Sys-RF Assure 200X | SPONGCOU | RF Assure 200X |  |  |  | RF Surgical Sys | Sponge Counter |  | SPONGCOU-RF Surgical Sys-RF Assure 200X |  |  |  |  | Covered PM Repair - Biomedical | MHHS-Southeast
NO | NO |  |  |  | 17B27 |  | RF Surgical Systems Inc. | RF ASSURE 200X |  | 17B27 | SE - OR | MHHS-Southeast |  | Sponge Counter |  | 17B27 |  | Southeast & Bay Area |  | SE - OR | [5 empty] | IDENTIFICATION/TRACKING/SECURITY SYSTEMS, ASSET/PE |  | SPONGCOU-RF Surgical Sys-RF Assure 200X | SPONGCOU | RF Assure 200X |  |  |  | RF Surgical Sys | Sponge Counter |  | SPONGCOU-RF Surgical Sys-RF Assure 200X |  |  |  |  | Covered PM Repair - Biomedical | MHHS-Southeast
NO | NO |  |  |  | 16D07 |  | RF Surgical Systems Inc. | RF ASSURE 200X |  | 16D07 | SW - HVI - OR | MHHS-Southwest |  | Sponge Counter |  | 16D07 |  | Southwest |  | SW - HVI - OR | [5 empty] | IDENTIFICATION/TRACKING/SECURITY SYSTEMS, ASSET/PE |  | SPONGCOU-RF Surgical Sys-RF Assure 200X | SPONGCOU | RF Assure 200X |  |  |  | RF Surgical Sys | Sponge Counter |  | SPONGCOU-RF Surgical Sys-RF Assure 200X |  |  |  |  | Covered PM Repair - Biomedical | MHHS-Southwest
NO | NO |  |  |  | 1754A |  | RF Surgical Systems Inc. | RF ASSURE 200X |  | 1754A | SW - HVI - OR | MHHS-Southwest |  | Sponge Counter |  | 1754A |  | Southwest |  | SW - HVI - OR | [5 empty] | IDENTIFICATION/TRACKING/SECURITY SYSTEMS, ASSET/PE |  | SPONGCOU-RF Surgical Sys-RF Assure 200X | SPONGCOU | RF Assure 200X |  |  |  | RF Surgical Sys | Sponge Counter |  | SPONGCOU-RF Surgical Sys-RF Assure 200X |  |  |  |  | Covered PM Repair - Biomedical | MHHS-Southwest
NO | NO |  |  |  | 175C2 |  | RF Surgical Systems Inc. | RF ASSURE 200X |  | 175C2 | SW - LABOR & DELIVERY | MHHS-Southwest |  | Sponge Counter |  | 175C2 |  | Southwest |  | SW - LABOR & DELIVERY | [5 empty] | IDENTIFICATION/TRACKING/SECURITY SYSTEMS, ASSET/PE |  | SPONGCOU-RF Surgical Sys-RF Assure 200X | SPONGCOU | RF Assure 200X |  |  |  | RF Surgical Sys | Sponge Counter |  | SPONGCOU-RF Surgical Sys-RF Assure 200X |  |  |  |  | Covered PM Repair - Biomedical | MHHS-Southwest
NO | NO |  |  |  | 15C8E |  | RF Surgical Systems Inc. | RF ASSURE 200X |  | 15C8E | SW - OR | MHHS-Southwest |  | Sponge Counter |  | 15C8E |  | Southwest |  | SW - OR | [5 empty] | IDENTIFICATION/TRACKING/SECURITY SYSTEMS, ASSET/PE |  | SPONGCOU-RF Surgical Sys-RF Assure 200X | SPONGCOU | RF Assure 200X |  |  |  | RF Surgical Sys | Sponge Counter |  | SPONGCOU-RF Surgical Sys-RF Assure 200X |  |  |  |  | Covered PM Repair - Lab Analyzers/Anesth | MHHS-Southwest
NO | NO | [5 empty] | RF Surgical Systems Inc. | RF ASSURE 200X |  |  | SW - OR | MHHS-Southwest |  | Sponge Counter |  |  |  | Southwest |  | SW - OR | [5 empty] | IDENTIFICATION/TRACKING/SECURITY SYSTEMS, ASSET/PE |  | SPONGCOU-RF Surgical Sys-RF Assure 200X | SPONGCOU | RF Assure 200X |  |  |  | RF Surgical Sys | Sponge Counter |  | SPONGCOU-RF Surgical Sys-RF Assure 200X |  |  |  |  | Covered PM Repair - Lab Analyzers/Anesth | MHHS-Southwest
NO | NO |  |  |  | 1630E |  | RF Surgical Systems Inc. | RF ASSURE 200X |  | 1630E | SW - OR | MHHS-Southwest |  | Sponge Counter |  | 1630E |  | Southwest |  | SW - OR | [5 empty] | IDENTIFICATION/TRACKING/SECURITY SYSTEMS, ASSET/PE |  | SPONGCOU-RF Surgical Sys-RF Assure 200X | SPONGCOU | RF Assure 200X |  |  |  | RF Surgical Sys | Sponge Counter |  | SPONGCOU-RF Surgical Sys-RF Assure 200X |  |  |  |  | Covered PM Repair - Biomedical | MHHS-Southwest
NO | NO |  |  |  | 1630F |  | RF Surgical Systems Inc. | RF ASSURE 200X |  | 1630F | SW - OR | MHHS-Southwest |  | Sponge Counter |  | 1630F |  | Southwest |  | SW - OR | [5 empty] | IDENTIFICATION/TRACKING/SECURITY SYSTEMS, ASSET/PE |  | SPONGCOU-RF Surgical Sys-RF Assure 200X | SPONGCOU | RF Assure 200X |  |  |  | RF Surgical Sys | Sponge Counter |  | SPONGCOU-RF Surgical Sys-RF Assure 200X |  |  |  |  | Covered PM Repair - Biomedical | MHHS-Southwest
NO | NO | [5 empty] | RF Surgical Systems Inc. | RF ASSURE 200X |  |  | SW - OR | MHHS-Southwest |  | Sponge Counter |  |  |  | Southwest |  | SW - OR | [5 empty] | IDENTIFICATION/TRACKING/SECURITY SYSTEMS, ASSET/PE |  | SPONGCOU-RF Surgical Sys-RF Assure 200X | SPONGCOU | RF Assure 200X |  |  |  | RF Surgical Sys | Sponge Counter |  | SPONGCOU-RF Surgical Sys-RF Assure 200X |  |  |  |  | Covered PM Repair - Respiratory/Steriliz | MHHS-Southwest
NO | NO | [5 empty] | RF Surgical Systems Inc. | RF ASSURE 200X |  |  | SW - OR | MHHS-Southwest |  | Sponge Counter |  |  |  | Southwest |  | SW - OR | [5 empty] | IDENTIFICATION/TRACKING/SECURITY SYSTEMS, ASSET/PE |  | SPONGCOU-RF Surgical Sys-RF Assure 200X | SPONGCOU | RF Assure 200X |  |  |  | RF Surgical Sys | Sponge Counter |  | SPONGCOU-RF Surgical Sys-RF Assure 200X |  |  |  |  | Covered PM Repair - Biomedical | MHHS-Southwest
NO | NO |  |  |  | 1633D |  | RF Surgical Systems Inc. | RF ASSURE 200X |  | 1633D | SW - OR | MHHS-Southwest |  | Sponge Counter |  | 1633D |  | Southwest |  | SW - OR | [5 empty] | IDENTIFICATION/TRACKING/SECURITY SYSTEMS, ASSET/PE |  | SPONGCOU-RF Surgical Sys-RF Assure 200X | SPONGCOU | RF Assure 200X |  |  |  | RF Surgical Sys | Sponge Counter |  | SPONGCOU-RF Surgical Sys-RF Assure 200X |  |  |  |  | Not Covered Vendor Only - Lab Ana/Anes | MHHS-Southwest
NO | NO |  |  |  | 1633E |  | RF Surgical Systems Inc. | RF ASSURE 200X |  | 1633E | SW - OR | MHHS-Southwest |  | Sponge Counter |  | 1633E |  | Southwest |  | SW - OR | [5 empty] | IDENTIFICATION/TRACKING/SECURITY SYSTEMS, ASSET/PE |  | SPONGCOU-RF Surgical Sys-RF Assure 200X | SPONGCOU | RF Assure 200X |  |  |  | RF Surgical Sys | Sponge Counter |  | SPONGCOU-RF Surgical Sys-RF Assure 200X |  |  |  |  | Not Covered Vendor Only - Lab Ana/Anes | MHHS-Southwest
NO | NO |  |  |  | 1634B |  | RF Surgical Systems Inc. | RF ASSURE 200X |  | 1634B | SW - OR | MHHS-Southwest |  | Sponge Counter |  | 1634B |  | Southwest |  | SW - OR | [5 empty] | IDENTIFICATION/TRACKING/SECURITY SYSTEMS, ASSET/PE |  | SPONGCOU-RF Surgical Sys-RF Assure 200X | SPONGCOU | RF Assure 200X |  |  |  | RF Surgical Sys | Sponge Counter |  | SPONGCOU-RF Surgical Sys-RF Assure 200X |  |  |  |  | Covered PM Repair - Biomedical | MHHS-Southwest
NO | NO |  |  |  | 1635C |  | RF Surgical Systems Inc. | RF ASSURE 200X |  | 1635C | SW - OR | MHHS-Southwest |  | Sponge Counter |  | 1635C |  | Southwest |  | SW - OR | [5 empty] | IDENTIFICATION/TRACKING/SECURITY SYSTEMS, ASSET/PE |  | SPONGCOU-RF Surgical Sys-RF Assure 200X | SPONGCOU | RF Assure 200X |  |  |  | RF Surgical Sys | Sponge Counter |  | SPONGCOU-RF Surgical Sys-RF Assure 200X |  |  |  |  | Covered PM Repair - Biomedical | MHHS-Southwest
NO | NO | [5 empty] | RF Surgical Systems Inc. | RF ASSURE 200X |  |  | SW - OR | MHHS-Southwest |  | Sponge Counter |  |  |  | Southwest |  | SW - OR | [5 empty] | IDENTIFICATION/TRACKING/SECURITY SYSTEMS, ASSET/PE |  | SPONGCOU-RF Surgical Sys-RF Assure 200X | SPONGCOU | RF Assure 200X |  |  |  | RF Surgical Sys | Sponge Counter |  | SPONGCOU-RF Surgical Sys-RF Assure 200X |  |  |  |  | Covered PM Repair - Biomedical | MHHS-Southwest
NO | NO | [5 empty] | RF Surgical Systems Inc. | RF ASSURE 200X |  |  | SW - OR | MHHS-Southwest |  | Sponge Counter |  |  |  | Southwest |  | SW - OR | [5 empty] | IDENTIFICATION/TRACKING/SECURITY SYSTEMS, ASSET/PE |  | SPONGCOU-RF Surgical Sys-RF Assure 200X | SPONGCOU | RF Assure 200X |  |  |  | RF Surgical Sys | Sponge Counter |  | SPONGCOU-RF Surgical Sys-RF Assure 200X |  |  |  |  | Covered PM Repair - Biomedical | MHHS-Southwest
NO | NO |  |  |  | 164B3 |  | RF Surgical Systems Inc. | RF ASSURE 200X |  | 164B3 | SW - OR | MHHS-Southwest |  | Sponge Counter |  | 164B3 |  | Southwest |  | SW - OR | [5 empty] | IDENTIFICATION/TRACKING/SECURITY SYSTEMS, ASSET/PE |  | SPONGCOU-RF Surgical Sys-RF Assure 200X | SPONGCOU | RF Assure 200X |  |  |  | RF Surgical Sys | Sponge Counter |  | SPONGCOU-RF Surgical Sys-RF Assure 200X |  |  |  |  | Not Covered Vendor Only - Lab Ana/Anes | MHHS-Southwest
NO | NO |  |  |  | 166D2 |  | RF Surgical Systems Inc. | RF ASSURE 200X |  | 166D2 | SW - OR | MHHS-Southwest |  | Sponge Counter |  | 166D2 |  | Southwest |  | SW - OR | [5 empty] | IDENTIFICATION/TRACKING/SECURITY SYSTEMS, ASSET/PE |  | SPONGCOU-RF Surgical Sys-RF Assure 200X | SPONGCOU | RF Assure 200X |  |  |  | RF Surgical Sys | Sponge Counter |  | SPONGCOU-RF Surgical Sys-RF Assure 200X |  |  |  |  | Covered PM Repair - Biomedical | MHHS-Southwest
NO | NO |  |  |  | 1674B |  | RF Surgical Systems Inc. | RF ASSURE 200X |  | 1674B | SW - OR | MHHS-Southwest |  | Sponge Counter |  | 1674B |  | Southwest |  | SW - OR | [5 empty] | IDENTIFICATION/TRACKING/SECURITY SYSTEMS, ASSET/PE |  | SPONGCOU-RF Surgical Sys-RF Assure 200X | SPONGCOU | RF Assure 200X |  |  |  | RF Surgical Sys | Sponge Counter |  | SPONGCOU-RF Surgical Sys-RF Assure 200X |  |  |  |  | Covered PM Repair - Biomedical | MHHS-Southwest
NO | NO |  |  |  | 167BE |  | RF Surgical Systems Inc. | RF ASSURE 200X |  | 167BE | SW - OR | MHHS-Southwest |  | Sponge Counter |  | 167BE |  | Southwest |  | SW - OR | [5 empty] | IDENTIFICATION/TRACKING/SECURITY SYSTEMS, ASSET/PE |  | SPONGCOU-RF Surgical Sys-RF Assure 200X | SPONGCOU | RF Assure 200X |  |  |  | RF Surgical Sys | Sponge Counter |  | SPONGCOU-RF Surgical Sys-RF Assure 200X |  |  |  |  | Covered PM Repair - Biomedical | MHHS-Southwest
NO | NO |  |  |  | 16B84 |  | RF Surgical Systems Inc. | RF ASSURE 200X |  | 16B84 | SW - OR | MHHS-Southwest |  | Sponge Counter |  | 16B84 |  | Southwest |  | SW - OR | [5 empty] | IDENTIFICATION/TRACKING/SECURITY SYSTEMS, ASSET/PE |  | SPONGCOU-RF Surgical Sys-RF Assure 200X | SPONGCOU | RF Assure 200X |  |  |  | RF Surgical Sys | Sponge Counter |  | SPONGCOU-RF Surgical Sys-RF Assure 200X |  |  |  |  | Covered PM Repair - Biomedical | MHHS-Southwest
NO | NO |  |  |  | 16BBQ |  | RF Surgical Systems Inc. | RF ASSURE 200X |  | 16BBQ | SW - OR | MHHS-Southwest |  | Sponge Counter |  | 16BBQ |  | Southwest |  | SW - OR | [5 empty] | IDENTIFICATION/TRACKING/SECURITY SYSTEMS, ASSET/PE |  | SPONGCOU-RF Surgical Sys-RF Assure 200X | SPONGCOU | RF Assure 200X |  |  |  | RF Surgical Sys | Sponge Counter |  | SPONGCOU-RF Surgical Sys-RF Assure 200X |  |  |  |  | Covered PM Repair - Biomedical | MHHS-Southwest
NO | NO |  |  |  | 16BBQ |  | RF Surgical Systems Inc. | RF ASSURE 200X |  | 16BBQ | SW - OR | MHHS-Southwest |  | Sponge Counter |  | 16BBQ |  | Southwest |  | SW - OR | [5 empty] | IDENTIFICATION/TRACKING/SECURITY SYSTEMS, ASSET/PE |  | SPONGCOU-RF Surgical Sys-RF Assure 200X | SPONGCOU | RF Assure 200X |  |  |  | RF Surgical Sys | Sponge Counter |  | SPONGCOU-RF Surgical Sys-RF Assure 200X |  |  |  |  | Covered PM Repair - Biomedical | MHHS-Southwest
NO | NO |  |  |  | 16C2D |  | RF Surgical Systems Inc. | RF ASSURE 200X |  | 16C2D | SW - OR | MHHS-Southwest |  | Sponge Counter |  | 16C2D |  | Southwest |  | SW - OR | [5 empty] | IDENTIFICATION/TRACKING/SECURITY SYSTEMS, ASSET/PE |  | SPONGCOU-RF Surgical Sys-RF Assure 200X | SPONGCOU | RF Assure 200X |  |  |  | RF Surgical Sys | Sponge Counter |  | SPONGCOU-RF Surgical Sys-RF Assure 200X |  |  |  |  | Covered PM Repair - Biomedical | MHHS-Southwest
NO | NO |  |  |  | 16CDE |  | RF Surgical Systems Inc. | RF ASSURE 200X |  | 16CDE | SW - OR | MHHS-Southwest |  | Sponge Counter |  | 16CDE |  | Southwest |  | SW - OR | [5 empty] | IDENTIFICATION/TRACKING/SECURITY SYSTEMS, ASSET/PE |  | SPONGCOU-RF Surgical Sys-RF Assure 200X | SPONGCOU | RF Assure 200X |  |  |  | RF Surgical Sys | Sponge Counter |  | SPONGCOU-RF Surgical Sys-RF Assure 200X |  |  |  |  | Covered PM Repair - Biomedical | MHHS-Southwest
NO | NO |  |  |  | 172A9 |  | RF Surgical Systems Inc. | RF ASSURE 200X |  | 172A9 | SW - OR | MHHS-Southwest |  | Sponge Counter |  | 172A9 |  | Southwest |  | SW - OR | [5 empty] | IDENTIFICATION/TRACKING/SECURITY SYSTEMS, ASSET/PE |  | SPONGCOU-RF Surgical Sys-RF Assure 200X | SPONGCOU | RF Assure 200X |  |  |  | RF Surgical Sys | Sponge Counter |  | SPONGCOU-RF Surgical Sys-RF Assure 200X |  |  |  |  | Covered PM Repair - Biomedical | MHHS-Southwest
NO | NO |  |  |  | 172A9 |  | RF Surgical Systems Inc. | RF ASSURE 200X |  | 172A9 | SW - OR | MHHS-Southwest |  | Sponge Counter |  | 172A9 |  | Southwest |  | SW - OR | [5 empty] | IDENTIFICATION/TRACKING/SECURITY SYSTEMS, ASSET/PE |  | SPONGCOU-RF Surgical Sys-RF Assure 200X | SPONGCOU | RF Assure 200X |  |  |  | RF Surgical Sys | Sponge Counter |  | SPONGCOU-RF Surgical Sys-RF Assure 200X |  |  |  |  | Covered PM Repair - Biomedical | MHHS-Southwest
NO | NO |  |  |  | 1794B |  | RF Surgical Systems Inc. | RF ASSURE 200X |  | 1794B | SW - OR | MHHS-Southwest |  | Sponge Counter |  | 1794B |  | Southwest |  | SW - OR | [5 empty] | IDENTIFICATION/TRACKING/SECURITY SYSTEMS, ASSET/PE |  | SPONGCOU-RF Surgical Sys-RF Assure 200X | SPONGCOU | RF Assure 200X |  |  |  | RF Surgical Sys | Sponge Counter |  | SPONGCOU-RF Surgical Sys-RF Assure 200X |  |  |  |  | Covered PM Repair - Biomedical | MHHS-Southwest
NO | NO |  |  |  | 129-07372 |  | RF Surgical Systems Inc. | RF ASSURE 200X |  | 15C37 | SUGAR LAND - LABOR & DELIVERY - OR | MHHS-Sugarland |  | Sponge Counter |  | 129-07372 |  | Sugar Land |  | SUGAR LAND - LABOR & DELIVERY - OR | [5 empty] | IDENTIFICATION/TRACKING/SECURITY SYSTEMS, ASSET/PE |  | SPONGCOU-RF Surgical Sys-RF Assure 200X | SPONGCOU | RF Assure 200X |  |  |  | RF Surgical Sys | Sponge Counter |  | SPONGCOU-RF Surgical Sys-RF Assure 200X |  |  |  |  | Covered PM Repair - Biomedical | MHHS-Sugarland
NO | NO | [5 empty] | RF Surgical Systems Inc. | RF ASSURE 200X |  |  | SUGAR LAND - LABOR & DELIVERY - OR | MHHS-Sugarland |  | Sponge Counter |  |  |  | Sugar Land |  | SUGAR LAND - LABOR & DELIVERY - OR | [5 empty] | IDENTIFICATION/TRACKING/SECURITY SYSTEMS, ASSET/PE |  | SPONGCOU-RF Surgical Sys-RF Assure 200X | SPONGCOU | RF Assure 200X |  |  |  | RF Surgical Sys | Sponge Counter |  | SPONGCOU-RF Surgical Sys-RF Assure 200X |  |  |  |  | Covered PM Repair - Respiratory/Steriliz | MHHS-Sugarland
NO | NO |  |  |  | 129-07768 |  | RF Surgical Systems Inc. | RF ASSURE 200X |  | 17BAB | SUGAR LAND - OR | MHHS-Sugarland |  | Sponge Counter |  | 129-07768 |  | Sugar Land |  | SUGAR LAND - OR | [5 empty] | IDENTIFICATION/TRACKING/SECURITY SYSTEMS, ASSET/PE |  | SPONGCOU-RF Surgical Sys-RF Assure 200X | SPONGCOU | RF Assure 200X |  |  |  | RF Surgical Sys | Sponge Counter |  | SPONGCOU-RF Surgical Sys-RF Assure 200X |  |  |  |  | Covered PM Repair - Biomedical | MHHS-Sugarland
NO | NO |  |  |  | 129-07769 |  | RF Surgical Systems Inc. | RF ASSURE 200X |  | 16C14 | SUGAR LAND - OR | MHHS-Sugarland |  | Sponge Counter |  | 129-07769 |  | Sugar Land |  | SUGAR LAND - OR | [5 empty] | IDENTIFICATION/TRACKING/SECURITY SYSTEMS, ASSET/PE |  | SPONGCOU-RF Surgical Sys-RF Assure 200X | SPONGCOU | RF Assure 200X |  |  |  | RF Surgical Sys | Sponge Counter |  | SPONGCOU-RF Surgical Sys-RF Assure 200X |  |  |  |  | Covered PM Repair - Biomedical | MHHS-Sugarland
NO | NO |  |  |  | 129-07770 |  | RF Surgical Systems Inc. | RF ASSURE 200X |  | 17A6B | SUGAR LAND - OR | MHHS-Sugarland |  | Sponge Counter |  | 129-07770 |  | Sugar Land |  | SUGAR LAND - OR | [5 empty] | IDENTIFICATION/TRACKING/SECURITY SYSTEMS, ASSET/PE |  | SPONGCOU-RF Surgical Sys-RF Assure 200X | SPONGCOU | RF Assure 200X |  |  |  | RF Surgical Sys | Sponge Counter |  | SPONGCOU-RF Surgical Sys-RF Assure 200X |  |  |  |  | Covered PM Repair - Biomedical | MHHS-Sugarland
NO | NO |  |  |  | 129-07771 |  | RF Surgical Systems Inc. | RF ASSURE 200X |  | 15C8D | SUGAR LAND - OR | MHHS-Sugarland |  | Sponge Counter |  | 129-07771 |  | Sugar Land |  | SUGAR LAND - OR | [5 empty] | IDENTIFICATION/TRACKING/SECURITY SYSTEMS, ASSET/PE |  | SPONGCOU-RF Surgical Sys-RF Assure 200X | SPONGCOU | RF Assure 200X |  |  |  | RF Surgical Sys | Sponge Counter |  | SPONGCOU-RF Surgical Sys-RF Assure 200X |  |  |  |  | Covered PM Repair - Biomedical | MHHS-Sugarland
NO | NO |  |  |  | 129-07815 |  | RF Surgical Systems Inc. | RF ASSURE 200X |  | 161FD | SUGAR LAND - OR | MHHS-Sugarland |  | Sponge Counter |  | 129-07815 |  | Sugar Land |  | SUGAR LAND - OR | [5 empty] | IDENTIFICATION/TRACKING/SECURITY SYSTEMS, ASSET/PE |  | SPONGCOU-RF Surgical Sys-RF Assure 200X | SPONGCOU | RF Assure 200X |  |  |  | RF Surgical Sys | Sponge Counter |  | SPONGCOU-RF Surgical Sys-RF Assure 200X |  |  |  |  | Covered PM Repair - Biomedical | MHHS-Sugarland
NO | NO |  |  |  | 129-07858 |  | RF Surgical Systems Inc. | RF ASSURE 200X |  | 19GQ9 | SUGAR LAND - OR | MHHS-Sugarland |  | Sponge Counter |  | 129-07858 |  | Sugar Land |  | SUGAR LAND - OR | [5 empty] | IDENTIFICATION/TRACKING/SECURITY SYSTEMS, ASSET/PE |  | SPONGCOU-RF Surgical Sys-RF Assure 200X | SPONGCOU | RF Assure 200X |  |  |  | RF Surgical Sys | Sponge Counter |  | SPONGCOU-RF Surgical Sys-RF Assure 200X |  |  |  |  | Covered PM Repair - Biomedical | MHHS-Sugarland
NO | NO |  |  |  | 129-07862 |  | RF Surgical Systems Inc. | RF ASSURE 200X |  | 19GLU | SUGAR LAND - OR | MHHS-Sugarland |  | Sponge Counter |  | 129-07862 |  | Sugar Land |  | SUGAR LAND - OR | [5 empty] | IDENTIFICATION/TRACKING/SECURITY SYSTEMS, ASSET/PE |  | SPONGCOU-RF Surgical Sys-RF Assure 200X | SPONGCOU | RF Assure 200X |  |  |  | RF Surgical Sys | Sponge Counter |  | SPONGCOU-RF Surgical Sys-RF Assure 200X |  |  |  |  | Covered PM Repair - Biomedical | MHHS-Sugarland
NO | NO |  |  |  | 129-07863 |  | RF Surgical Systems Inc. | RF ASSURE 200X |  | 19GOV | SUGAR LAND - OR | MHHS-Sugarland |  | Sponge Counter |  | 129-07863 |  | Sugar Land |  | SUGAR LAND - OR | [5 empty] | IDENTIFICATION/TRACKING/SECURITY SYSTEMS, ASSET/PE |  | SPONGCOU-RF Surgical Sys-RF Assure 200X | SPONGCOU | RF Assure 200X |  |  |  | RF Surgical Sys | Sponge Counter |  | SPONGCOU-RF Surgical Sys-RF Assure 200X |  |  |  |  | Covered PM Repair - Lab Analyzers/Anesth | MHHS-Sugarland
NO | NO |  |  |  | 129-07864 |  | RF Surgical Systems Inc. | RF ASSURE 200X |  | 19GQS | SUGAR LAND - OR | MHHS-Sugarland |  | Sponge Counter |  | 129-07864 |  | Sugar Land |  | SUGAR LAND - OR | [5 empty] | IDENTIFICATION/TRACKING/SECURITY SYSTEMS, ASSET/PE |  | SPONGCOU-RF Surgical Sys-RF Assure 200X | SPONGCOU | RF Assure 200X |  |  |  | RF Surgical Sys | Sponge Counter |  | SPONGCOU-RF Surgical Sys-RF Assure 200X |  |  |  |  | Covered PM Repair - Biomedical | MHHS-Sugarland
NO | NO |  |  |  | 180C7 |  | RF Surgical Systems Inc. | RF ASSURE 200X |  | 180C7 | SUGAR LAND - OR | MHHS-Sugarland |  | Sponge Counter |  | 180C7 |  | Sugar Land |  | SUGAR LAND - OR | [5 empty] | IDENTIFICATION/TRACKING/SECURITY SYSTEMS, ASSET/PE |  | SPONGCOU-RF Surgical Sys-RF Assure 200X | SPONGCOU | RF Assure 200X |  |  |  | RF Surgical Sys | Sponge Counter |  | SPONGCOU-RF Surgical Sys-RF Assure 200X |  |  |  |  | Not Covered Vendor Only - Biomedical | MHHS-Sugarland
NO | NO |  |  |  | 069-43351 |  | RF Surgical Systems Inc. | RF ASSURE 200X |  | 1710D | TMC - CATH LAB - ADULT (2HVI) | MHHS-TMC |  | Sponge Counter |  | 069-43351 |  | TMC |  | TMC - CATH LAB - ADULT (2HVI) | [5 empty] | IDENTIFICATION/TRACKING/SECURITY SYSTEMS, ASSET/PE |  | SPONGCOU-RF Surgical Sys-RF Assure 200X | SPONGCOU | RF Assure 200X |  |  |  | RF Surgical Sys | Sponge Counter |  | SPONGCOU-RF Surgical Sys-RF Assure 200X |  |  |  |  | Covered PM Repair - Biomedical | MHHS-TMC
NO | NO |  |  |  | 069-43353 |  | RF Surgical Systems Inc. | RF ASSURE 200X |  | 1710F | TMC - CATH LAB - ADULT (2HVI) | MHHS-TMC |  | Sponge Counter |  | 069-43353 |  | TMC |  | TMC - CATH LAB - ADULT (2HVI) | [5 empty] | IDENTIFICATION/TRACKING/SECURITY SYSTEMS, ASSET/PE |  | SPONGCOU-RF Surgical Sys-RF Assure 200X | SPONGCOU | RF Assure 200X |  |  |  | RF Surgical Sys | Sponge Counter |  | SPONGCOU-RF Surgical Sys-RF Assure 200X |  |  |  |  | Covered PM Repair - Biomedical | MHHS-TMC
NO | NO |  |  |  | 074-05448 |  | RF Surgical Systems Inc. | RF ASSURE 200X |  | 167AO | TMC - CATH LAB - ADULT (2HVI) | MHHS-TMC |  | Sponge Counter |  | 074-05448 |  | TMC |  | TMC - CATH LAB - ADULT (2HVI) | [5 empty] | IDENTIFICATION/TRACKING/SECURITY SYSTEMS, ASSET/PE |  | SPONGCOU-RF Surgical Sys-RF Assure 200X | SPONGCOU | RF Assure 200X |  |  |  | RF Surgical Sys | Sponge Counter |  | SPONGCOU-RF Surgical Sys-RF Assure 200X |  |  |  |  | Covered PM Repair - Biomedical | MHHS-TMC
NO | NO |  |  |  | 161DE |  | RF Surgical Systems Inc. | RF ASSURE 200X |  | 161DE | TMC - CHILDRENS - L&D (5HP) | MHHS-TMC |  | Sponge Counter |  | 161DE |  | TMC |  | TMC - CHILDRENS - L&D (5HP) | [5 empty] | IDENTIFICATION/TRACKING/SECURITY SYSTEMS, ASSET/PE |  | SPONGCOU-RF Surgical Sys-RF Assure 200X | SPONGCOU | RF Assure 200X |  |  |  | RF Surgical Sys | Sponge Counter |  | SPONGCOU-RF Surgical Sys-RF Assure 200X |  |  |  |  | Covered PM Repair - Biomedical | MHHS-TMC
NO | NO | [5 empty] | RF Surgical Systems Inc. | RF ASSURE 200X |  |  | TMC - CHILDRENS - L&D (5HP) | MHHS-TMC |  | Sponge Counter |  |  |  | TMC |  | TMC - CHILDRENS - L&D (5HP) | [5 empty] | IDENTIFICATION/TRACKING/SECURITY SYSTEMS, ASSET/PE |  | SPONGCOU-RF Surgical Sys-RF Assure 200X | SPONGCOU | RF Assure 200X |  |  |  | RF Surgical Sys | Sponge Counter |  | SPONGCOU-RF Surgical Sys-RF Assure 200X |  |  |  |  | Covered PM Repair - Biomedical | MHHS-TMC
NO | NO |  |  |  | 17B3B |  | RF Surgical Systems Inc. | RF ASSURE 200X |  | 17B3B | TMC - CHILDRENS - L&D (5HP) | MHHS-TMC |  | Sponge Counter |  | 17B3B |  | TMC |  | TMC - CHILDRENS - L&D (5HP) | [5 empty] | IDENTIFICATION/TRACKING/SECURITY SYSTEMS, ASSET/PE |  | SPONGCOU-RF Surgical Sys-RF Assure 200X | SPONGCOU | RF Assure 200X |  |  |  | RF Surgical Sys | Sponge Counter |  | SPONGCOU-RF Surgical Sys-RF Assure 200X |  |  |  |  | Covered PM Repair - Biomedical | MHHS-TMC
NO | NO |  |  |  | 17AOC |  | RF Surgical Systems Inc. | RF ASSURE 200X |  | 17AOC | TMC - HVI - PERFUSION (7HVI) | MHHS-TMC |  | Sponge Counter |  | 17AOC |  | TMC |  | TMC - HVI - PERFUSION (7HVI) | [5 empty] | IDENTIFICATION/TRACKING/SECURITY SYSTEMS, ASSET/PE |  | SPONGCOU-RF Surgical Sys-RF Assure 200X | SPONGCOU | RF Assure 200X |  |  |  | RF Surgical Sys | Sponge Counter |  | SPONGCOU-RF Surgical Sys-RF Assure 200X |  |  |  |  | Covered PM Repair - Biomedical | MHHS-TMC
NO | NO |  |  |  | 069-43153 |  | RF Surgical Systems Inc. | RF ASSURE 200X |  |  | TMC - OR - HERMANN (2HP) | MHHS-TMC |  | Sponge Counter |  | 069-43153 |  | TMC |  | TMC - OR - HERMANN (2HP) | [5 empty] | IDENTIFICATION/TRACKING/SECURITY SYSTEMS, ASSET/PE |  | SPONGCOU-RF Surgical Sys-RF Assure 200X | SPONGCOU | RF Assure 200X |  |  |  | RF Surgical Sys | Sponge Counter |  | SPONGCOU-RF Surgical Sys-RF Assure 200X |  |  |  |  | Not Covered Vendor Only - Biomedical | MHHS-TMC
NO | NO |  |  |  | 069-43176 |  | RF Surgical Systems Inc. | RF ASSURE 200X |  |  | TMC - OR - HERMANN (2HP) | MHHS-TMC |  | Sponge Counter |  | 069-43176 |  | TMC |  | TMC - OR - HERMANN (2HP) | [5 empty] | IDENTIFICATION/TRACKING/SECURITY SYSTEMS, ASSET/PE |  | SPONGCOU-RF Surgical Sys-RF Assure 200X | SPONGCOU | RF Assure 200X |  |  |  | RF Surgical Sys | Sponge Counter |  | SPONGCOU-RF Surgical Sys-RF Assure 200X |  |  |  |  | Covered PM Repair - Biomedical | MHHS-TMC
NO | NO | [5 empty] | RF Surgical Systems Inc. | RF ASSURE 200X |  |  | TMC - OR - HERMANN (2HP) | MHHS-TMC |  | Sponge Counter |  |  |  | TMC |  | TMC - OR - HERMANN (2HP) | [5 empty] | IDENTIFICATION/TRACKING/SECURITY SYSTEMS, ASSET/PE |  | SPONGCOU-RF Surgical Sys-RF Assure 200X | SPONGCOU | RF Assure 200X |  |  |  | RF Surgical Sys | Sponge Counter |  | SPONGCOU-RF Surgical Sys-RF Assure 200X |  |  |  |  | Covered PM Repair - Biomedical | MHHS-TMC
NO | NO | [5 empty] | RF Surgical Systems Inc. | RF ASSURE 200X |  |  | TMC - OR - HERMANN (2HP) | MHHS-TMC |  | Sponge Counter |  |  |  | TMC |  | TMC - OR - HERMANN (2HP) | [5 empty] | IDENTIFICATION/TRACKING/SECURITY SYSTEMS, ASSET/PE |  | SPONGCOU-RF Surgical Sys-RF Assure 200X | SPONGCOU | RF Assure 200X |  |  |  | RF Surgical Sys | Sponge Counter |  | SPONGCOU-RF Surgical Sys-RF Assure 200X |  |  |  |  | Covered PM Repair - Biomedical | MHHS-TMC
NO | NO |  |  |  | 161C1 |  | RF Surgical Systems Inc. | RF ASSURE 200X |  | 161C1 | TMC - OR - HERMANN (2HP) | MHHS-TMC |  | Sponge Counter |  | 161C1 |  | TMC |  | TMC - OR - HERMANN (2HP) | [5 empty] | IDENTIFICATION/TRACKING/SECURITY SYSTEMS, ASSET/PE |  | SPONGCOU-RF Surgical Sys-RF Assure 200X | SPONGCOU | RF Assure 200X |  |  |  | RF Surgical Sys | Sponge Counter |  | SPONGCOU-RF Surgical Sys-RF Assure 200X |  |  |  |  | Covered PM Repair - Biomedical | MHHS-TMC
NO | NO | [5 empty] | RF Surgical Systems Inc. | RF ASSURE 200X |  |  | TMC - OR - HERMANN (2HP) | MHHS-TMC |  | Sponge Counter |  |  |  | TMC |  | TMC - OR - HERMANN (2HP) | [5 empty] | IDENTIFICATION/TRACKING/SECURITY SYSTEMS, ASSET/PE |  | SPONGCOU-RF Surgical Sys-RF Assure 200X | SPONGCOU | RF Assure 200X |  |  |  | RF Surgical Sys | Sponge Counter |  | SPONGCOU-RF Surgical Sys-RF Assure 200X |  |  |  |  | Covered PM Repair - Biomedical | MHHS-TMC
NO | NO | [5 empty] | RF Surgical Systems Inc. | RF ASSURE 200X |  |  | TMC - OR - HERMANN (2HP) | MHHS-TMC |  | Sponge Counter |  |  |  | TMC |  | TMC - OR - HERMANN (2HP) | [5 empty] | IDENTIFICATION/TRACKING/SECURITY SYSTEMS, ASSET/PE |  | SPONGCOU-RF Surgical Sys-RF Assure 200X | SPONGCOU | RF Assure 200X |  |  |  | RF Surgical Sys | Sponge Counter |  | SPONGCOU-RF Surgical Sys-RF Assure 200X |  |  |  |  | Covered PM Repair - Biomedical | MHHS-TMC
NO | NO | [5 empty] | RF Surgical Systems Inc. | RF ASSURE 200X |  |  | TMC - OR - HERMANN (2HP) | MHHS-TMC |  | Sponge Counter |  |  |  | TMC |  | TMC - OR - HERMANN (2HP) | [5 empty] | IDENTIFICATION/TRACKING/SECURITY SYSTEMS, ASSET/PE |  | SPONGCOU-RF Surgical Sys-RF Assure 200X | SPONGCOU | RF Assure 200X |  |  |  | RF Surgical Sys | Sponge Counter |  | SPONGCOU-RF Surgical Sys-RF Assure 200X |  |  |  |  | Covered PM Repair - Biomedical | MHHS-TMC
NO | NO | [5 empty] | RF Surgical Systems Inc. | RF ASSURE 200X |  |  | TMC - OR - HERMANN (2HP) | MHHS-TMC |  | Sponge Counter |  |  |  | TMC |  | TMC - OR - HERMANN (2HP) | [5 empty] | IDENTIFICATION/TRACKING/SECURITY SYSTEMS, ASSET/PE |  | SPONGCOU-RF Surgical Sys-RF Assure 200X | SPONGCOU | RF Assure 200X |  |  |  | RF Surgical Sys | Sponge Counter |  | SPONGCOU-RF Surgical Sys-RF Assure 200X |  |  |  |  | Covered PM Repair - Biomedical | MHHS-TMC
NO | NO | [5 empty] | RF Surgical Systems Inc. | RF ASSURE 200X |  |  | TMC - OR - HERMANN (2HP) | MHHS-TMC |  | Sponge Counter |  |  |  | TMC |  | TMC - OR - HERMANN (2HP) | [5 empty] | IDENTIFICATION/TRACKING/SECURITY SYSTEMS, ASSET/PE |  | SPONGCOU-RF Surgical Sys-RF Assure 200X | SPONGCOU | RF Assure 200X |  |  |  | RF Surgical Sys | Sponge Counter |  | SPONGCOU-RF Surgical Sys-RF Assure 200X |  |  |  |  | Covered PM Repair - Biomedical | MHHS-TMC
NO | NO | [5 empty] | RF Surgical Systems Inc. | RF ASSURE 200X |  |  | TMC - OR - HERMANN (2HP) | MHHS-TMC |  | Sponge Counter |  |  |  | TMC |  | TMC - OR - HERMANN (2HP) | [5 empty] | IDENTIFICATION/TRACKING/SECURITY SYSTEMS, ASSET/PE |  | SPONGCOU-RF Surgical Sys-RF Assure 200X | SPONGCOU | RF Assure 200X |  |  |  | RF Surgical Sys | Sponge Counter |  | SPONGCOU-RF Surgical Sys-RF Assure 200X |  |  |  |  | Covered PM Repair - Biomedical | MHHS-TMC
NO | NO | [5 empty] | RF Surgical Systems Inc. | RF ASSURE 200X |  |  | TMC - OR - HERMANN (2HP) | MHHS-TMC |  | Sponge Counter |  |  |  | TMC |  | TMC - OR - HERMANN (2HP) | [5 empty] | IDENTIFICATION/TRACKING/SECURITY SYSTEMS, ASSET/PE |  | SPONGCOU-RF Surgical Sys-RF Assure 200X | SPONGCOU | RF Assure 200X |  |  |  | RF Surgical Sys | Sponge Counter |  | SPONGCOU-RF Surgical Sys-RF Assure 200X |  |  |  |  | Covered PM Repair - Biomedical | MHHS-TMC
NO | NO | [5 empty] | RF Surgical Systems Inc. | RF ASSURE 200X |  |  | TMC - OR - HERMANN (2HP) | MHHS-TMC |  | Sponge Counter |  |  |  | TMC |  | TMC - OR - HERMANN (2HP) | [5 empty] | IDENTIFICATION/TRACKING/SECURITY SYSTEMS, ASSET/PE |  | SPONGCOU-RF Surgical Sys-RF Assure 200X | SPONGCOU | RF Assure 200X |  |  |  | RF Surgical Sys | Sponge Counter |  | SPONGCOU-RF Surgical Sys-RF Assure 200X |  |  |  |  | Covered PM Repair - Biomedical | MHHS-TMC
NO | NO | [5 empty] | RF Surgical Systems Inc. | RF ASSURE 200X |  |  | TMC - OR - HERMANN (2HP) | MHHS-TMC |  | Sponge Counter |  |  |  | TMC |  | TMC - OR - HERMANN (2HP) | [5 empty] | IDENTIFICATION/TRACKING/SECURITY SYSTEMS, ASSET/PE |  | SPONGCOU-RF Surgical Sys-RF Assure 200X | SPONGCOU | RF Assure 200X |  |  |  | RF Surgical Sys | Sponge Counter |  | SPONGCOU-RF Surgical Sys-RF Assure 200X |  |  |  |  | Covered PM Repair - Biomedical | MHHS-TMC
NO | NO | [5 empty] | RF Surgical Systems Inc. | RF ASSURE 200X |  |  | TMC - OR - HERMANN (2HP) | MHHS-TMC |  | Sponge Counter |  |  |  | TMC |  | TMC - OR - HERMANN (2HP) | [5 empty] | IDENTIFICATION/TRACKING/SECURITY SYSTEMS, ASSET/PE |  | SPONGCOU-RF Surgical Sys-RF Assure 200X | SPONGCOU | RF Assure 200X |  |  |  | RF Surgical Sys | Sponge Counter |  | SPONGCOU-RF Surgical Sys-RF Assure 200X |  |  |  |  | Covered PM Repair - Biomedical | MHHS-TMC
NO | NO |  |  |  | 1672A |  | RF Surgical Systems Inc. | RF ASSURE 200X |  | 1672A | TMC - OR - HERMANN (2HP) | MHHS-TMC |  | Sponge Counter |  | 1672A |  | TMC |  | TMC - OR - HERMANN (2HP) | [5 empty] | IDENTIFICATION/TRACKING/SECURITY SYSTEMS, ASSET/PE |  | SPONGCOU-RF Surgical Sys-RF Assure 200X | SPONGCOU | RF Assure 200X |  |  |  | RF Surgical Sys | Sponge Counter |  | SPONGCOU-RF Surgical Sys-RF Assure 200X |  |  |  |  | Covered PM Repair - Biomedical | MHHS-TMC
NO | NO |  |  |  | 175FO |  | RF Surgical Systems Inc. | RF ASSURE 200X |  | 175FO | TMC - OR - HERMANN (2HP) | MHHS-TMC |  | Sponge Counter |  | 175FO |  | TMC |  | TMC - OR - HERMANN (2HP) | [5 empty] | IDENTIFICATION/TRACKING/SECURITY SYSTEMS, ASSET/PE |  | SPONGCOU-RF Surgical Sys-RF Assure 200X | SPONGCOU | RF Assure 200X |  |  |  | RF Surgical Sys | Sponge Counter |  | SPONGCOU-RF Surgical Sys-RF Assure 200X |  |  |  |  | Covered PM Repair - Biomedical | MHHS-TMC
NO | NO | [5 empty] | RF Surgical Systems Inc. | RF ASSURE 200X |  |  | TMC - OR - HERMANN (2HP) | MHHS-TMC |  | Sponge Counter |  |  |  | TMC |  | TMC - OR - HERMANN (2HP) | [5 empty] | IDENTIFICATION/TRACKING/SECURITY SYSTEMS, ASSET/PE |  | SPONGCOU-RF Surgical Sys-RF Assure 200X | SPONGCOU | RF Assure 200X |  |  |  | RF Surgical Sys | Sponge Counter |  | SPONGCOU-RF Surgical Sys-RF Assure 200X |  |  |  |  | Covered PM Repair - Biomedical | MHHS-TMC
NO | NO |  |  |  | 17AF2 |  | RF Surgical Systems Inc. | RF ASSURE 200X |  | 17FF2 | TMC - OR - HERMANN (2HP) | MHHS-TMC |  | Sponge Counter |  | 17AF2 |  | TMC |  | TMC - OR - HERMANN (2HP) | [5 empty] | IDENTIFICATION/TRACKING/SECURITY SYSTEMS, ASSET/PE |  | SPONGCOU-RF Surgical Sys-RF Assure 200X | SPONGCOU | RF Assure 200X |  |  |  | RF Surgical Sys | Sponge Counter |  | SPONGCOU-RF Surgical Sys-RF Assure 200X |  |  |  |  | Covered PM Repair - Biomedical | MHHS-TMC
NO | NO |  |  |  | 17B8E |  | RF Surgical Systems Inc. | RF ASSURE 200X |  | 17B8E | TMC - OR - HERMANN (2HP) | MHHS-TMC |  | Sponge Counter |  | 17B8E |  | TMC |  | TMC - OR - HERMANN (2HP) | [5 empty] | IDENTIFICATION/TRACKING/SECURITY SYSTEMS, ASSET/PE |  | SPONGCOU-RF Surgical Sys-RF Assure 200X | SPONGCOU | RF Assure 200X |  |  |  | RF Surgical Sys | Sponge Counter |  | SPONGCOU-RF Surgical Sys-RF Assure 200X |  |  |  |  | Covered PM Repair - Biomedical | MHHS-TMC
NO | NO |  |  |  | 17B8F |  | RF Surgical Systems Inc. | RF ASSURE 200X |  | 17B8F | TMC - OR - HERMANN (2HP) | MHHS-TMC |  | Sponge Counter |  | 17B8F |  | TMC |  | TMC - OR - HERMANN (2HP) | [5 empty] | IDENTIFICATION/TRACKING/SECURITY SYSTEMS, ASSET/PE |  | SPONGCOU-RF Surgical Sys-RF Assure 200X | SPONGCOU | RF Assure 200X |  |  |  | RF Surgical Sys | Sponge Counter |  | SPONGCOU-RF Surgical Sys-RF Assure 200X |  |  |  |  | Covered PM Repair - Biomedical | MHHS-TMC
NO | NO |  |  |  | 17BAA |  | RF Surgical Systems Inc. | RF ASSURE 200X |  | 17BAA | TMC - OR - HERMANN (2HP) | MHHS-TMC |  | Sponge Counter |  | 17BAA |  | TMC |  | TMC - OR - HERMANN (2HP) | [5 empty] | IDENTIFICATION/TRACKING/SECURITY SYSTEMS, ASSET/PE |  | SPONGCOU-RF Surgical Sys-RF Assure 200X | SPONGCOU | RF Assure 200X |  |  |  | RF Surgical Sys | Sponge Counter |  | SPONGCOU-RF Surgical Sys-RF Assure 200X |  |  |  |  | Covered PM Repair - Biomedical | MHHS-TMC
NO | NO |  |  |  | 069-43188 |  | RF Surgical Systems Inc. | RF ASSURE 200X |  |  | TMC - OR - PEDI OR (2R) | MHHS-TMC |  | Sponge Counter |  | 069-43188 |  | TMC |  | TMC - OR - PEDI OR (2R) | [5 empty] | IDENTIFICATION/TRACKING/SECURITY SYSTEMS, ASSET/PE |  | SPONGCOU-RF Surgical Sys-RF Assure 200X | SPONGCOU | RF Assure 200X |  |  |  | RF Surgical Sys | Sponge Counter |  | SPONGCOU-RF Surgical Sys-RF Assure 200X |  |  |  |  | Covered PM Repair - Biomedical | MHHS-TMC
NO | NO |  |  |  | 069-43163 |  | RF Surgical Systems Inc. | RF ASSURE 200X |  |  | TMC - OR - ROBERTSON (2R) | MHHS-TMC |  | Sponge Counter |  | 069-43163 |  | TMC |  | TMC - OR - ROBERTSON (2R) | [5 empty] | IDENTIFICATION/TRACKING/SECURITY SYSTEMS, ASSET/PE |  | SPONGCOU-RF Surgical Sys-RF Assure 200X | SPONGCOU | RF Assure 200X |  |  |  | RF Surgical Sys | Sponge Counter |  | SPONGCOU-RF Surgical Sys-RF Assure 200X |  |  |  |  | Covered PM Repair - Biomedical | MHHS-TMC
NO | NO |  |  |  | 069-43177 |  | RF Surgical Systems Inc. | RF ASSURE 200X |  |  | TMC - OR - ROBERTSON (2R) | MHHS-TMC |  | Sponge Counter |  | 069-43177 |  | TMC |  | TMC - OR - ROBERTSON (2R) | [5 empty] | IDENTIFICATION/TRACKING/SECURITY SYSTEMS, ASSET/PE |  | SPONGCOU-RF Surgical Sys-RF Assure 200X | SPONGCOU | RF Assure 200X |  |  |  | RF Surgical Sys | Sponge Counter |  | SPONGCOU-RF Surgical Sys-RF Assure 200X |  |  |  |  | Covered PM Repair - Biomedical | MHHS-TMC
NO | NO |  |  |  | 15C52 |  | RF Surgical Systems Inc. | RF ASSURE 200X |  | 15C52 | TMC - OR - ROBERTSON (2R) | MHHS-TMC |  | Sponge Counter |  | 15C52 |  | TMC |  | TMC - OR - ROBERTSON (2R) | [5 empty] | IDENTIFICATION/TRACKING/SECURITY SYSTEMS, ASSET/PE |  | SPONGCOU-RF Surgical Sys-RF Assure 200X | SPONGCOU | RF Assure 200X |  |  |  | RF Surgical Sys | Sponge Counter |  | SPONGCOU-RF Surgical Sys-RF Assure 200X |  |  |  |  | Covered PM Repair - Biomedical | MHHS-TMC
NO | NO |  |  |  | 17A4F |  | RF Surgical Systems Inc. | RF ASSURE 200X |  | 17A4F | TMC - OR - ROBERTSON (2R) | MHHS-TMC |  | Sponge Counter |  | 17A4F |  | TMC |  | TMC - OR - ROBERTSON (2R) | [5 empty] | IDENTIFICATION/TRACKING/SECURITY SYSTEMS, ASSET/PE |  | SPONGCOU-RF Surgical Sys-RF Assure 200X | SPONGCOU | RF Assure 200X |  |  |  | RF Surgical Sys | Sponge Counter |  | SPONGCOU-RF Surgical Sys-RF Assure 200X |  |  |  |  | Covered PM Repair - Biomedical | MHHS-TMC
NO | NO |  |  |  | 17A90 |  | RF Surgical Systems Inc. | RF ASSURE 200X |  | 17A90 | TMC - OR - ROBERTSON (2R) | MHHS-TMC |  | Sponge Counter |  | 17A90 |  | TMC |  | TMC - OR - ROBERTSON (2R) | [5 empty] | IDENTIFICATION/TRACKING/SECURITY SYSTEMS, ASSET/PE |  | SPONGCOU-RF Surgical Sys-RF Assure 200X | SPONGCOU | RF Assure 200X |  |  |  | RF Surgical Sys | Sponge Counter |  | SPONGCOU-RF Surgical Sys-RF Assure 200X |  |  |  |  | Covered PM Repair - Biomedical | MHHS-TMC
NO | NO |  |  |  | 029-11115 |  | RF Surgical Systems Inc. | RF ASSURE 200X |  | 1648B | WOODLANDS - OR | MHHS-Woodlands |  | Sponge Counter |  | 029-11115 |  | Woodlands |  | WOODLANDS - OR | [5 empty] | IDENTIFICATION/TRACKING/SECURITY SYSTEMS, ASSET/PE |  | SPONGCOU-RF Surgical Sys-RF Assure 200X | SPONGCOU | RF Assure 200X |  |  |  | RF Surgical Sys | Sponge Counter |  | SPONGCOU-RF Surgical Sys-RF Assure 200X |  |  |  |  | Covered PM Repair - Biomedical | MHHS-Woodlands
NO | NO |  |  |  | 029-11118 |  | RF Surgical Systems Inc. | RF ASSURE 200X |  | 1647D | WOODLANDS - OR | MHHS-Woodlands |  | Sponge Counter |  | 029-11118 |  | Woodlands |  | WOODLANDS - OR | [5 empty] | IDENTIFICATION/TRACKING/SECURITY SYSTEMS, ASSET/PE |  | SPONGCOU-RF Surgical Sys-RF Assure 200X | SPONGCOU | RF Assure 200X |  |  |  | RF Surgical Sys | Sponge Counter |  | SPONGCOU-RF Surgical Sys-RF Assure 200X |  |  |  |  | Covered PM Repair - Biomedical | MHHS-Woodlands
NO | NO |  |  |  | 029-11120 |  | RF Surgical Systems Inc. | RF ASSURE 200X |  | 164DE | WOODLANDS - OR | MHHS-Woodlands |  | Sponge Counter |  | 029-11120 |  | Woodlands |  | WOODLANDS - OR | [5 empty] | IDENTIFICATION/TRACKING/SECURITY SYSTEMS, ASSET/PE |  | SPONGCOU-RF Surgical Sys-RF Assure 200X | SPONGCOU | RF Assure 200X |  |  |  | RF Surgical Sys | Sponge Counter |  | SPONGCOU-RF Surgical Sys-RF Assure 200X |  |  |  |  | Covered PM Repair - Biomedical | MHHS-Woodlands
NO | NO |  |  |  | 029-11123 |  | RF Surgical Systems Inc. | RF ASSURE 200X |  | 164D8 | WOODLANDS - OR | MHHS-Woodlands |  | Sponge Counter |  | 029-11123 |  | Woodlands |  | WOODLANDS - OR | [5 empty] | IDENTIFICATION/TRACKING/SECURITY SYSTEMS, ASSET/PE |  | SPONGCOU-RF Surgical Sys-RF Assure 200X | SPONGCOU | RF Assure 200X |  |  |  | RF Surgical Sys | Sponge Counter |  | SPONGCOU-RF Surgical Sys-RF Assure 200X |  |  |  |  | Covered PM Repair - Biomedical | MHHS-Woodlands
NO | NO |  |  |  | 029-11124 |  | RF Surgical Systems Inc. | RF ASSURE 200X |  | 1647F | WOODLANDS - OR | MHHS-Woodlands |  | Sponge Counter |  | 029-11124 |  | Woodlands |  | WOODLANDS - OR | [5 empty] | IDENTIFICATION/TRACKING/SECURITY SYSTEMS, ASSET/PE |  | SPONGCOU-RF Surgical Sys-RF Assure 200X | SPONGCOU | RF Assure 200X |  |  |  | RF Surgical Sys | Sponge Counter |  | SPONGCOU-RF Surgical Sys-RF Assure 200X |  |  |  |  | Covered PM Repair - Biomedical | MHHS-Woodlands
NO | NO |  |  |  | 029-11150 |  | RF Surgical Systems Inc. | RF ASSURE 200X |  | 1643B | WOODLANDS - OR | MHHS-Woodlands |  | Sponge Counter |  | 029-11150 |  | Woodlands |  | WOODLANDS - OR | [5 empty] | IDENTIFICATION/TRACKING/SECURITY SYSTEMS, ASSET/PE |  | SPONGCOU-RF Surgical Sys-RF Assure 200X | SPONGCOU | RF Assure 200X |  |  |  | RF Surgical Sys | Sponge Counter |  | SPONGCOU-RF Surgical Sys-RF Assure 200X |  |  |  |  | Covered PM Repair - Biomedical | MHHS-Woodlands
NO | NO |  |  |  | 029-11524 |  | RF Surgical Systems Inc. | RF ASSURE 200X |  | 15C97 | WOODLANDS - OR | MHHS-Woodlands |  | Sponge Counter |  | 029-11524 |  | Woodlands |  | WOODLANDS - OR | [5 empty] | IDENTIFICATION/TRACKING/SECURITY SYSTEMS, ASSET/PE |  | SPONGCOU-RF Surgical Sys-RF Assure 200X | SPONGCOU | RF Assure 200X |  |  |  | RF Surgical Sys | Sponge Counter |  | SPONGCOU-RF Surgical Sys-RF Assure 200X |  |  |  |  | Covered PM Repair - Biomedical | MHHS-Woodlands
NO | NO |  |  |  | 029-12108 |  | RF Surgical Systems Inc. | RF ASSURE 200X |  | 16D01 | WOODLANDS - OR | MHHS-Woodlands |  | Sponge Counter |  | 029-12108 |  | Woodlands |  | WOODLANDS - OR | [5 empty] | IDENTIFICATION/TRACKING/SECURITY SYSTEMS, ASSET/PE |  | SPONGCOU-RF Surgical Sys-RF Assure 200X | SPONGCOU | RF Assure 200X |  |  |  | RF Surgical Sys | Sponge Counter |  | SPONGCOU-RF Surgical Sys-RF Assure 200X |  |  |  |  | Covered PM Repair - Biomedical | MHHS-Woodlands
NO | NO |  |  |  | 029-12113 |  | RF Surgical Systems Inc. | RF ASSURE 200X |  |  | WOODLANDS - OR | MHHS-Woodlands |  | Sponge Counter |  | 029-12113 |  | Woodlands |  | WOODLANDS - OR | [5 empty] | IDENTIFICATION/TRACKING/SECURITY SYSTEMS, ASSET/PE |  | SPONGCOU-RF Surgical Sys-RF Assure 200X | SPONGCOU | RF Assure 200X |  |  |  | RF Surgical Sys | Sponge Counter |  | SPONGCOU-RF Surgical Sys-RF Assure 200X |  |  |  |  | Covered PM Repair - Biomedical | MHHS-Woodlands
NO | NO |  |  |  | 029-12114 |  | RF Surgical Systems Inc. | RF ASSURE 200X |  | 1691F | WOODLANDS - OR | MHHS-Woodlands |  | Sponge Counter |  | 029-12114 |  | Woodlands |  | WOODLANDS - OR | [5 empty] | IDENTIFICATION/TRACKING/SECURITY SYSTEMS, ASSET/PE |  | SPONGCOU-RF Surgical Sys-RF Assure 200X | SPONGCOU | RF Assure 200X |  |  |  | RF Surgical Sys | Sponge Counter |  | SPONGCOU-RF Surgical Sys-RF Assure 200X |  |  |  |  | Covered PM Repair - Biomedical | MHHS-Woodlands
NO | NO |  |  |  | 029-12115 |  | RF Surgical Systems Inc. | RF ASSURE 200X |  | 15FBB | WOODLANDS - OR | MHHS-Woodlands |  | Sponge Counter |  | 029-12115 |  | Woodlands |  | WOODLANDS - OR | [5 empty] | IDENTIFICATION/TRACKING/SECURITY SYSTEMS, ASSET/PE |  | SPONGCOU-RF Surgical Sys-RF Assure 200X | SPONGCOU | RF Assure 200X |  |  |  | RF Surgical Sys | Sponge Counter |  | SPONGCOU-RF Surgical Sys-RF Assure 200X |  |  |  |  | Covered PM Repair - Biomedical | MHHS-Woodlands
NO | NO | [5 empty] | RF Surgical Systems Inc. | RF ASSURE 200X |  |  | WOODLANDS - OR | MHHS-Woodlands |  | Sponge Counter |  |  |  | Woodlands |  | WOODLANDS - OR | [5 empty] | IDENTIFICATION/TRACKING/SECURITY SYSTEMS, ASSET/PE |  | SPONGCOU-RF Surgical Sys-RF Assure 200X | SPONGCOU | RF Assure 200X |  |  |  | RF Surgical Sys | Sponge Counter |  | SPONGCOU-RF Surgical Sys-RF Assure 200X |  |  |  |  | Not Covered Vendor Only - Rad, Low End | MHHS-Woodlands
NO | NO | [5 empty] | RF Surgical Systems Inc. | RF ASSURE 200X |  |  | WOODLANDS - OR | MHHS-Woodlands |  | Sponge Counter |  |  |  | Woodlands |  | WOODLANDS - OR | [5 empty] | IDENTIFICATION/TRACKING/SECURITY SYSTEMS, ASSET/PE |  | SPONGCOU-RF Surgical Sys-RF Assure 200X | SPONGCOU | RF Assure 200X |  |  |  | RF Surgical Sys | Sponge Counter |  | SPONGCOU-RF Surgical Sys-RF Assure 200X |  |  |  |  | Covered PM Repair - Biomedical | MHHS-Woodlands
NO | NO | [5 empty] | RF Surgical Systems Inc. | RF ASSURE 200X |  |  | WOODLANDS - OR | MHHS-Woodlands |  | Sponge Counter |  |  |  | Woodlands |  | WOODLANDS - OR | [5 empty] | IDENTIFICATION/TRACKING/SECURITY SYSTEMS, ASSET/PE |  | SPONGCOU-RF Surgical Sys-RF Assure 200X | SPONGCOU | RF Assure 200X |  |  |  | RF Surgical Sys | Sponge Counter |  | SPONGCOU-RF Surgical Sys-RF Assure 200X |  |  |  |  | Covered PM Repair - Biomedical | MHHS-Woodlands
NO | NO |  |  |  | 16B10 |  | RF Surgical Systems Inc. | RF ASSURE 200X |  | 16B10 | WOODLANDS - OR | MHHS-Woodlands |  | Sponge Counter |  | 16B10 |  | Woodlands |  | WOODLANDS - OR | [5 empty] | IDENTIFICATION/TRACKING/SECURITY SYSTEMS, ASSET/PE |  | SPONGCOU-RF Surgical Sys-RF Assure 200X | SPONGCOU | RF Assure 200X |  |  |  | RF Surgical Sys | Sponge Counter |  | SPONGCOU-RF Surgical Sys-RF Assure 200X |  |  |  |  | Covered PM Repair - Biomedical | MHHS-Woodlands
NO | NO |  |  |  | 16C55 |  | RF Surgical Systems Inc. | RF ASSURE 200X |  | 16C55 | WOODLANDS - OR | MHHS-Woodlands |  | Sponge Counter |  | 16C55 |  | Woodlands |  | WOODLANDS - OR | [5 empty] | IDENTIFICATION/TRACKING/SECURITY SYSTEMS, ASSET/PE |  | SPONGCOU-RF Surgical Sys-RF Assure 200X | SPONGCOU | RF Assure 200X |  |  |  | RF Surgical Sys | Sponge Counter |  | SPONGCOU-RF Surgical Sys-RF Assure 200X |  |  |  |  | Covered PM Repair - Radiology, Low End | MHHS-Woodlands
NO | NO |  |  |  | 1726F |  | RF Surgical Systems Inc. | RF ASSURE 200X |  | 1726F | WOODLANDS - OR | MHHS-Woodlands |  | Sponge Counter |  | 1726F |  | Woodlands |  | WOODLANDS - OR | [5 empty] | IDENTIFICATION/TRACKING/SECURITY SYSTEMS, ASSET/PE |  | SPONGCOU-RF Surgical Sys-RF Assure 200X | SPONGCOU | RF Assure 200X |  |  |  | RF Surgical Sys | Sponge Counter |  | SPONGCOU-RF Surgical Sys-RF Assure 200X |  |  |  |  | Covered PM Repair - Biomedical | MHHS-Woodlands
NO | NO | [5 empty] | RF Surgical Systems Inc. | RF ASSURE 200X |  |  | WOODLANDS - OR | MHHS-Woodlands |  | Sponge Counter |  |  |  | Woodlands |  | WOODLANDS - OR | [5 empty] | IDENTIFICATION/TRACKING/SECURITY SYSTEMS, ASSET/PE |  | SPONGCOU-RF Surgical Sys-RF Assure 200X | SPONGCOU | RF Assure 200X |  |  |  | RF Surgical Sys | Sponge Counter |  | SPONGCOU-RF Surgical Sys-RF Assure 200X |  |  |  |  | Covered PM Repair - Biomedical | MHHS-Woodlands
NO | NO | [5 empty] | RF Surgical Systems Inc. | RF ASSURE 200X |  |  | WOODLANDS - OR | MHHS-Woodlands |  | Sponge Counter |  |  |  | Woodlands |  | WOODLANDS - OR | [5 empty] | IDENTIFICATION/TRACKING/SECURITY SYSTEMS, ASSET/PE |  | SPONGCOU-RF Surgical Sys-RF Assure 200X | SPONGCOU | RF Assure 200X |  |  |  | RF Surgical Sys | Sponge Counter |  | SPONGCOU-RF Surgical Sys-RF Assure 200X |  |  |  |  | Covered PM Repair - Biomedical | MHHS-Woodlands
NO | NO |  |  |  | 1792A |  | RF Surgical Systems Inc. | RF ASSURE 200X |  | 1792A | WOODLANDS - OR | MHHS-Woodlands |  | Sponge Counter |  | 1792A |  | Woodlands |  | WOODLANDS - OR | [5 empty] | IDENTIFICATION/TRACKING/SECURITY SYSTEMS, ASSET/PE |  | SPONGCOU-RF Surgical Sys-RF Assure 200X | SPONGCOU | RF Assure 200X |  |  |  | RF Surgical Sys | Sponge Counter |  | SPONGCOU-RF Surgical Sys-RF Assure 200X |  |  |  |  | Covered PM Repair - Biomedical | MHHS-Woodlands
NO | NO |  |  |  | 17BFE |  | RF Surgical Systems Inc. | RF ASSURE 200X |  | 17BFE | WOODLANDS - OR | MHHS-Woodlands |  | Sponge Counter |  | 17BFE |  | Woodlands |  | WOODLANDS - OR | [5 empty] | IDENTIFICATION/TRACKING/SECURITY SYSTEMS, ASSET/PE |  | SPONGCOU-RF Surgical Sys-RF Assure 200X | SPONGCOU | RF Assure 200X |  |  |  | RF Surgical Sys | Sponge Counter |  | SPONGCOU-RF Surgical Sys-RF Assure 200X |  |  |  |  | Covered PM Repair - Biomedical | MHHS-Woodlands
NO | NO | [5 empty] | RF Surgical Systems Inc. | RF ASSURE 200X |  |  | WOODLANDS - OR | MHHS-Woodlands |  | Sponge Counter |  |  |  | Woodlands |  | WOODLANDS - OR | [5 empty] | IDENTIFICATION/TRACKING/SECURITY SYSTEMS, ASSET/PE |  | SPONGCOU-RF Surgical Sys-RF Assure 200X | SPONGCOU | RF Assure 200X |  |  |  | RF Surgical Sys | Sponge Counter |  | SPONGCOU-RF Surgical Sys-RF Assure 200X |  |  |  |  | Covered PM Repair - Biomedical | MHHS-Woodlands
NO | YES |  |  |  | 133-08989 | 133-08989 | RF Surgical Systems Inc. | RF ASSURE DETECTION SYSTEM 200 |  |  | Katy-Central Supply | MHHS-Katy |  |  |  | 133-08989 | 133-08989 | Katy | MHHS-Katy | Katy-Central Supply | Biomed shop | 8/1/12 |  |  | No pm required | IDENTIFICATION/TRACKING/SECURITY SYSTEMS, ASSET/PE | Sponge Counter | SPONGCOU-RF Surgical Sys-RF Assure 200 |  |  |  |  | SPONGCOU-RF Surgical Sys-RF Assure 200 | RF Surgical Sys | [7 empty] | Covered PM Repair - Biomedical | MHHS-Katy | [8 empty] | SPONGCOU | Sponge Counter | RF Surgical Sys
NO | YES |  |  |  | 041-18460 | 041-18460 | RF Surgical Systems Inc. | RF ASSURE DETECTION SYSTEM 200 |  | 1154ER | Biomed | MHHS-Mem City |  |  |  | 041-18460 | 041-18460 | Mem city | Memorial city - Memorial herman hospital | Biomed | Biomed shop |  |  |  | One time pm | IDENTIFICATION/TRACKING/SECURITY SYSTEMS, ASSET/PE |  | SPONGCOU-RF Surgical Sys-RF Assure 200 |  |  |  |  | SPONGCOU-RF Surgical Sys-RF Assure 200 | RF Surgical Sys | [7 empty] | Covered PM Repair - Biomedical | MHHS-Mem City
NO | YES |  |  |  | 041-18464 | 041-18464 | RF Surgical Systems Inc. | RF ASSURE DETECTION SYSTEM 200 |  | 111E0R | Biomed | MHHS-Mem City |  |  |  | 041-18464 | 041-18464 | Mem city | Memorial city - Memorial herman hospital | Biomed | Biomed shop |  |  |  | One time pm | IDENTIFICATION/TRACKING/SECURITY SYSTEMS, ASSET/PE |  | SPONGCOU-RF Surgical Sys-RF Assure 200 |  |  |  |  | SPONGCOU-RF Surgical Sys-RF Assure 200 | RF Surgical Sys | [7 empty] | Covered PM Repair - Biomedical | MHHS-Mem City
NO | YES |  |  |  | 041-18903 | 041-18903 | RF Surgical Systems Inc. | RF ASSURE DETECTION SYSTEM 200 |  | 11622R | Biomed | MHHS-Mem City |  |  |  | 041-18903 | 041-18903 | Mem city | Memorial city - Memorial herman hospital | Biomed | Biomed shop |  |  |  | One time pm | IDENTIFICATION/TRACKING/SECURITY SYSTEMS, ASSET/PE |  | SPONGCOU-RF Surgical Sys-RF Assure 200 |  |  |  |  | SPONGCOU-RF Surgical Sys-RF Assure 200 | RF Surgical Sys | [7 empty] | Covered PM Repair - Biomedical | MHHS-Mem City
NO | NO |  |  |  | 133-08987 |  | RF Surgical Systems Inc. | RF ASSURE DETECTION SYSTEM 200 |  |  | KATY - POSTPARTUM - 2W | MHHS-Katy |  |  |  | 133-08987 |  | Katy |  | KATY - POSTPARTUM - 2W | [5 empty] | IDENTIFICATION/TRACKING/SECURITY SYSTEMS, ASSET/PE |  | SPONGCOU-RF Surgical Sys-RF Assure 200 |  |  |  |  | SPONGCOU-RF Surgical Sys-RF Assure 200 | RF Surgical Sys | [7 empty] | Covered PM Repair - Biomedical | MHHS-Katy
NO | NO |  |  |  | 133-08988 |  | RF Surgical Systems Inc. | RF ASSURE DETECTION SYSTEM 200 |  |  | KATY - POSTPARTUM - 2W | MHHS-Katy |  |  |  | 133-08988 |  | Katy |  | KATY - POSTPARTUM - 2W | [5 empty] | IDENTIFICATION/TRACKING/SECURITY SYSTEMS, ASSET/PE |  | SPONGCOU-RF Surgical Sys-RF Assure 200 |  |  |  |  | SPONGCOU-RF Surgical Sys-RF Assure 200 | RF Surgical Sys | [7 empty] | Covered PM Repair - Biomedical | MHHS-Katy
NO | NO |  |  |  | 133-08990 |  | RF Surgical Systems Inc. | RF ASSURE DETECTION SYSTEM 200 |  |  | KATY - POSTPARTUM - 2W | MHHS-Katy |  |  |  | 133-08990 |  | Katy |  | KATY - POSTPARTUM - 2W | [5 empty] | IDENTIFICATION/TRACKING/SECURITY SYSTEMS, ASSET/PE |  | SPONGCOU-RF Surgical Sys-RF Assure 200 |  |  |  |  | SPONGCOU-RF Surgical Sys-RF Assure 200 | RF Surgical Sys | [7 empty] | Covered PM Repair - Biomedical | MHHS-Katy
NO | NO |  |  |  | 133-08991 |  | RF Surgical Systems Inc. | RF ASSURE DETECTION SYSTEM 200 |  | 1232C | KATY - POSTPARTUM - 2W | MHHS-Katy |  |  |  | 133-08991 |  | Katy |  | KATY - POSTPARTUM - 2W | [5 empty] | IDENTIFICATION/TRACKING/SECURITY SYSTEMS, ASSET/PE |  | SPONGCOU-RF Surgical Sys-RF Assure 200 |  |  |  |  | SPONGCOU-RF Surgical Sys-RF Assure 200 | RF Surgical Sys | [7 empty] | Covered PM Repair - Biomedical | MHHS-Katy
NO | NO |  |  |  | 041-18078 |  | RF Surgical Systems Inc. | RF ASSURE DETECTION SYSTEM 200 |  | 1251F | MEMORIAL CITY - MOR | MHHS-Mem City |  |  |  | 041-18078 |  | West & Memorial City |  | MEMORIAL CITY - MOR | [5 empty] | IDENTIFICATION/TRACKING/SECURITY SYSTEMS, ASSET/PE |  | SPONGCOU-RF Surgical Sys-RF Assure 200 |  |  |  |  | SPONGCOU-RF Surgical Sys-RF Assure 200 | RF Surgical Sys | [7 empty] | Covered PM Repair - Biomedical | MHHS-Mem City
NO | NO |  |  |  | 041-18361 |  | RF Surgical Systems Inc. | RF ASSURE DETECTION SYSTEM 200 |  | 121AGR | MEMORIAL CITY - MOR | MHHS-Mem City |  |  |  | 041-18361 |  | West & Memorial City |  | MEMORIAL CITY - MOR | [5 empty] | IDENTIFICATION/TRACKING/SECURITY SYSTEMS, ASSET/PE |  | SPONGCOU-RF Surgical Sys-RF Assure 200 |  |  |  |  | SPONGCOU-RF Surgical Sys-RF Assure 200 | RF Surgical Sys | [7 empty] | Covered PM Repair - Biomedical | MHHS-Mem City
NO | NO |  |  |  | 041-18858 |  | RF Surgical Systems Inc. | RF ASSURE DETECTION SYSTEM 200 |  | 11309R | MEMORIAL CITY - MOR | MHHS-Mem City |  |  |  | 041-18858 |  | West & Memorial City |  | MEMORIAL CITY - MOR | [5 empty] | IDENTIFICATION/TRACKING/SECURITY SYSTEMS, ASSET/PE |  | SPONGCOU-RF Surgical Sys-RF Assure 200 |  |  |  |  | SPONGCOU-RF Surgical Sys-RF Assure 200 | RF Surgical Sys | [7 empty] | Covered PM Repair - Biomedical | MHHS-Mem City
NO | NO |  |  |  | 041-18905 |  | RF Surgical Systems Inc. | RF ASSURE DETECTION SYSTEM 200 |  | 11081R | MEMORIAL CITY - MOR | MHHS-Mem City |  |  |  | 041-18905 |  | West & Memorial City |  | MEMORIAL CITY - MOR | [5 empty] | IDENTIFICATION/TRACKING/SECURITY SYSTEMS, ASSET/PE |  | SPONGCOU-RF Surgical Sys-RF Assure 200 |  |  |  |  | SPONGCOU-RF Surgical Sys-RF Assure 200 | RF Surgical Sys | [7 empty] | Covered PM Repair - Biomedical | MHHS-Mem City
NO | NO | [5 empty] | RF Surgical Systems Inc. | RF ASSURE DETECTION SYSTEM 200 |  | 112A5 | MEMORIAL CITY - MOR | MHHS-Mem City | [5 empty] | West & Memorial City |  | MEMORIAL CITY - MOR | [5 empty] | IDENTIFICATION/TRACKING/SECURITY SYSTEMS, ASSET/PE |  | SPONGCOU-RF Surgical Sys-RF Assure 200 |  |  |  |  | SPONGCOU-RF Surgical Sys-RF Assure 200 | RF Surgical Sys | [7 empty] | Covered PM Repair - Biomedical | MHHS-Mem City
NO | NO | [5 empty] | RF Surgical Systems Inc. | RF ASSURE DETECTION SYSTEM 200 |  |  | MEMORIAL CITY - MOR | MHHS-Mem City | [5 empty] | West & Memorial City |  | MEMORIAL CITY - MOR | [5 empty] | IDENTIFICATION/TRACKING/SECURITY SYSTEMS, ASSET/PE |  | SPONGCOU-RF Surgical Sys-RF Assure 200 |  |  |  |  | SPONGCOU-RF Surgical Sys-RF Assure 200 | RF Surgical Sys | [7 empty] | Covered PM Repair - Biomedical | MHHS-Mem City
NO | NO | [5 empty] | RF Surgical Systems Inc. | RF ASSURE DETECTION SYSTEM 200 |  |  | MEMORIAL CITY - MOR | MHHS-Mem City | [5 empty] | West & Memorial City |  | MEMORIAL CITY - MOR | [5 empty] | IDENTIFICATION/TRACKING/SECURITY SYSTEMS, ASSET/PE |  | SPONGCOU-RF Surgical Sys-RF Assure 200 |  |  |  |  | SPONGCOU-RF Surgical Sys-RF Assure 200 | RF Surgical Sys | [7 empty] | Covered PM Repair - Biomedical | MHHS-Mem City
NO | NO | [5 empty] | RF Surgical Systems Inc. | RF ASSURE DETECTION SYSTEM 200 |  |  | MEMORIAL CITY - MOR | MHHS-Mem City | [5 empty] | West & Memorial City |  | MEMORIAL CITY - MOR | [5 empty] | IDENTIFICATION/TRACKING/SECURITY SYSTEMS, ASSET/PE |  | SPONGCOU-RF Surgical Sys-RF Assure 200 |  |  |  |  | SPONGCOU-RF Surgical Sys-RF Assure 200 | RF Surgical Sys | [7 empty] | Covered PM Repair - Biomedical | MHHS-Mem City
NO | NO |  |  |  | 041-17798 |  | RF Surgical Systems Inc. | RF ASSURE DETECTION SYSTEM 200 |  | 1219D | MEMORIAL CITY - OUTPATIENT SURGERY | MHHS-Mem City |  |  |  | 041-17798 |  | West & Memorial City |  | MEMORIAL CITY - OUTPATIENT SURGERY | [5 empty] | IDENTIFICATION/TRACKING/SECURITY SYSTEMS, ASSET/PE |  | SPONGCOU-RF Surgical Sys-RF Assure 200 |  |  |  |  | SPONGCOU-RF Surgical Sys-RF Assure 200 | RF Surgical Sys | [7 empty] | Covered PM Repair - Biomedical | MHHS-Mem City
NO | NO | [5 empty] | RF Surgical Systems Inc. | RF ASSURE DETECTION SYSTEM 200 |  |  | MEMORIAL CITY - OUTPATIENT SURGERY | MHHS-Mem City | [5 empty] | West & Memorial City |  | MEMORIAL CITY - OUTPATIENT SURGERY | [5 empty] | IDENTIFICATION/TRACKING/SECURITY SYSTEMS, ASSET/PE |  | SPONGCOU-RF Surgical Sys-RF Assure 200 |  |  |  |  | SPONGCOU-RF Surgical Sys-RF Assure 200 | RF Surgical Sys | [7 empty] | Not Covered Vendor Only - Biomedical | MHHS-Mem City
NO | NO | [5 empty] | RF Surgical Systems Inc. | RF ASSURE DETECTION SYSTEM 200 |  | 1128F | MEMORIAL CITY - OUTPATIENT SURGERY | MHHS-Mem City | [5 empty] | West & Memorial City |  | MEMORIAL CITY - OUTPATIENT SURGERY | [5 empty] | IDENTIFICATION/TRACKING/SECURITY SYSTEMS, ASSET/PE |  | SPONGCOU-RF Surgical Sys-RF Assure 200 |  |  |  |  | SPONGCOU-RF Surgical Sys-RF Assure 200 | RF Surgical Sys | [7 empty] | Covered PM Repair - Biomedical | MHHS-Mem City
NO | NO | [5 empty] | RF Surgical Systems Inc. | RF ASSURE DETECTION SYSTEM 200 |  | 12c4 | MEMORIAL CITY - OUTPATIENT SURGERY | MHHS-Mem City | [5 empty] | West & Memorial City |  | MEMORIAL CITY - OUTPATIENT SURGERY | [5 empty] | IDENTIFICATION/TRACKING/SECURITY SYSTEMS, ASSET/PE |  | SPONGCOU-RF Surgical Sys-RF Assure 200 |  |  |  |  | SPONGCOU-RF Surgical Sys-RF Assure 200 | RF Surgical Sys | [7 empty] | Covered PM Repair - Biomedical | MHHS-Mem City
NO | NO |  |  |  | 17BAO |  | RF Surgical Systems Inc. | RF ASSURE DETECTION SYSTEM 200 |  | 17BAO | MEMORIAL CITY - OUTPATIENT SURGERY | MHHS-Mem City |  |  |  | 17BAO |  | West & Memorial City |  | MEMORIAL CITY - OUTPATIENT SURGERY | [5 empty] | IDENTIFICATION/TRACKING/SECURITY SYSTEMS, ASSET/PE |  | SPONGCOU-RF Surgical Sys-RF Assure 200 |  |  |  |  | SPONGCOU-RF Surgical Sys-RF Assure 200 | RF Surgical Sys | [7 empty] | Covered PM Repair - Biomedical | MHHS-Mem City
NO | NO | [5 empty] | RF Surgical Systems Inc. | RF ASSURE DETECTION SYSTEM 200 |  |  | SE - LABOR & DELIVERY | MHHS-Southeast | [5 empty] | Southeast & Bay Area |  | SE - LABOR & DELIVERY | [5 empty] | IDENTIFICATION/TRACKING/SECURITY SYSTEMS, ASSET/PE |  | SPONGCOU-RF Surgical Sys-RF Assure 200 |  |  |  |  | SPONGCOU-RF Surgical Sys-RF Assure 200 | RF Surgical Sys | [7 empty] | Covered PM Repair - Biomedical | MHHS-Southeast
NO | NO |  |  |  | 166C7 |  | RF Surgical Systems Inc. | RF ASSURE DETECTION SYSTEM 200 |  | 166C7 | SE - LABOR & DELIVERY | MHHS-Southeast |  |  |  | 166C7 |  | Southeast & Bay Area |  | SE - LABOR & DELIVERY | [5 empty] | IDENTIFICATION/TRACKING/SECURITY SYSTEMS, ASSET/PE |  | SPONGCOU-RF Surgical Sys-RF Assure 200 |  |  |  |  | SPONGCOU-RF Surgical Sys-RF Assure 200 | RF Surgical Sys | [7 empty] | Covered PM Repair - Biomedical | MHHS-Southeast
NO | NO |  |  |  | 005-09446 |  | RF Surgical Systems Inc. | RF ASSURE DETECTION SYSTEM 200 |  | 12A8F-C | SE - OR | MHHS-Southeast |  |  |  | 005-09446 |  | Southeast & Bay Area |  | SE - OR | [5 empty] | IDENTIFICATION/TRACKING/SECURITY SYSTEMS, ASSET/PE |  | SPONGCOU-RF Surgical Sys-RF Assure 200 |  |  |  |  | SPONGCOU-RF Surgical Sys-RF Assure 200 | RF Surgical Sys | [7 empty] | Covered PM Repair - Biomedical | MHHS-Southeast
NO | NO |  |  |  | 005-09548 |  | RF Surgical Systems Inc. | RF ASSURE DETECTION SYSTEM 200 |  | 12853-C | SE - OR | MHHS-Southeast |  |  |  | 005-09548 |  | Southeast & Bay Area |  | SE - OR | [5 empty] | IDENTIFICATION/TRACKING/SECURITY SYSTEMS, ASSET/PE |  | SPONGCOU-RF Surgical Sys-RF Assure 200 |  |  |  |  | SPONGCOU-RF Surgical Sys-RF Assure 200 | RF Surgical Sys | [7 empty] | Covered PM Repair - Biomedical | MHHS-Southeast
NO | NO |  |  |  | 005-09549 |  | RF Surgical Systems Inc. | RF ASSURE DETECTION SYSTEM 200 |  | 1148A | SE - OR | MHHS-Southeast |  |  |  | 005-09549 |  | Southeast & Bay Area |  | SE - OR | [5 empty] | IDENTIFICATION/TRACKING/SECURITY SYSTEMS, ASSET/PE |  | SPONGCOU-RF Surgical Sys-RF Assure 200 |  |  |  |  | SPONGCOU-RF Surgical Sys-RF Assure 200 | RF Surgical Sys | [7 empty] | Covered PM Repair - Biomedical | MHHS-Southeast
NO | NO |  |  |  | 10A62 |  | RF Surgical Systems Inc. | RF ASSURE DETECTION SYSTEM 200 |  | 10A62 | SE - OR | MHHS-Southeast |  |  |  | 10A62 |  | Southeast & Bay Area |  | SE - OR | [5 empty] | IDENTIFICATION/TRACKING/SECURITY SYSTEMS, ASSET/PE |  | SPONGCOU-RF Surgical Sys-RF Assure 200 |  |  |  |  | SPONGCOU-RF Surgical Sys-RF Assure 200 | RF Surgical Sys | [7 empty] | Covered PM Repair - Biomedical | MHHS-Southeast
NO | NO |  |  |  | 1121E |  | RF Surgical Systems Inc. | RF ASSURE DETECTION SYSTEM 200 |  | 1121E | SE - OR | MHHS-Southeast |  |  |  | 1121E |  | Southeast & Bay Area |  | SE - OR | [5 empty] | IDENTIFICATION/TRACKING/SECURITY SYSTEMS, ASSET/PE |  | SPONGCOU-RF Surgical Sys-RF Assure 200 |  |  |  |  | SPONGCOU-RF Surgical Sys-RF Assure 200 | RF Surgical Sys | [7 empty] | Covered PM Repair - Biomedical | MHHS-Southeast
NO | NO |  |  |  | 15C70 |  | RF Surgical Systems Inc. | RF ASSURE DETECTION SYSTEM 200 |  | 15C70 | SE - OR | MHHS-Southeast |  |  |  | 15C70 |  | Southeast & Bay Area |  | SE - OR | [5 empty] | IDENTIFICATION/TRACKING/SECURITY SYSTEMS, ASSET/PE |  | SPONGCOU-RF Surgical Sys-RF Assure 200 |  |  |  |  | SPONGCOU-RF Surgical Sys-RF Assure 200 | RF Surgical Sys | [7 empty] | Covered PM Repair - Biomedical | MHHS-Southeast
NO | NO | [5 empty] | RF Surgical Systems Inc. | RF ASSURE DETECTION SYSTEM 200 |  |  | SE - OR | MHHS-Southeast | [5 empty] | Southeast & Bay Area |  | SE - OR | [5 empty] | IDENTIFICATION/TRACKING/SECURITY SYSTEMS, ASSET/PE |  | SPONGCOU-RF Surgical Sys-RF Assure 200 |  |  |  |  | SPONGCOU-RF Surgical Sys-RF Assure 200 | RF Surgical Sys | [7 empty] | Covered PM Repair - Biomedical | MHHS-Southeast
NO | NO |  |  |  | 1669F |  | RF Surgical Systems Inc. | RF ASSURE DETECTION SYSTEM 200 |  | 1669F | SE - OR | MHHS-Southeast |  |  |  | 1669F |  | Southeast & Bay Area |  | SE - OR | [5 empty] | IDENTIFICATION/TRACKING/SECURITY SYSTEMS, ASSET/PE |  | SPONGCOU-RF Surgical Sys-RF Assure 200 |  |  |  |  | SPONGCOU-RF Surgical Sys-RF Assure 200 | RF Surgical Sys | [7 empty] | Covered PM Repair - Biomedical | MHHS-Southeast
NO | NO | [5 empty] | RF Surgical Systems Inc. | RF ASSURE DETECTION SYSTEM 200 |  |  | SE - OR | MHHS-Southeast | [5 empty] | Southeast & Bay Area |  | SE - OR | [5 empty] | IDENTIFICATION/TRACKING/SECURITY SYSTEMS, ASSET/PE |  | SPONGCOU-RF Surgical Sys-RF Assure 200 |  |  |  |  | SPONGCOU-RF Surgical Sys-RF Assure 200 | RF Surgical Sys | [7 empty] | Covered PM Repair - Biomedical | MHHS-Southeast
NO | NO |  |  |  | 167A8 |  | RF Surgical Systems Inc. | RF ASSURE DETECTION SYSTEM 200 |  | 167A8 | SE - OR | MHHS-Southeast |  |  |  | 167A8 |  | Southeast & Bay Area |  | SE - OR | [5 empty] | IDENTIFICATION/TRACKING/SECURITY SYSTEMS, ASSET/PE |  | SPONGCOU-RF Surgical Sys-RF Assure 200 |  |  |  |  | SPONGCOU-RF Surgical Sys-RF Assure 200 | RF Surgical Sys | [7 empty] | Covered PM Repair - Biomedical | MHHS-Southeast
NO | NO |  |  |  | 173B0 |  | RF Surgical Systems Inc. | RF ASSURE DETECTION SYSTEM 200 |  | 173B0 | SE - OR | MHHS-Southeast |  |  |  | 173B0 |  | Southeast & Bay Area |  | SE - OR | [5 empty] | IDENTIFICATION/TRACKING/SECURITY SYSTEMS, ASSET/PE |  | SPONGCOU-RF Surgical Sys-RF Assure 200 |  |  |  |  | SPONGCOU-RF Surgical Sys-RF Assure 200 | RF Surgical Sys | [7 empty] | Covered PM Repair - Biomedical | MHHS-Southeast
NO | NO |  |  |  | 013-20011 |  | RF Surgical Systems Inc. | RF ASSURE DETECTION SYSTEM 200 |  | 114CD | SW - HVI - OR | MHHS-Southwest |  |  |  | 013-20011 |  | Southwest |  | SW - HVI - OR | [5 empty] | IDENTIFICATION/TRACKING/SECURITY SYSTEMS, ASSET/PE |  | SPONGCOU-RF Surgical Sys-RF Assure 200 |  |  |  |  | SPONGCOU-RF Surgical Sys-RF Assure 200 | RF Surgical Sys | [7 empty] | Covered PM Repair - Biomedical | MHHS-Southwest
NO | NO |  |  |  | 013-20012 |  | RF Surgical Systems Inc. | RF ASSURE DETECTION SYSTEM 200 |  |  | SW - HVI - OR | MHHS-Southwest |  |  |  | 013-20012 |  | Southwest |  | SW - HVI - OR | [5 empty] | IDENTIFICATION/TRACKING/SECURITY SYSTEMS, ASSET/PE |  | SPONGCOU-RF Surgical Sys-RF Assure 200 |  |  |  |  | SPONGCOU-RF Surgical Sys-RF Assure 200 | RF Surgical Sys | [7 empty] | Covered PM Repair - Biomedical | MHHS-Southwest
NO | NO |  |  |  | 013-20015 |  | RF Surgical Systems Inc. | RF ASSURE DETECTION SYSTEM 200 |  |  | SW - HVI - OR | MHHS-Southwest |  |  |  | 013-20015 |  | Southwest |  | SW - HVI - OR | [5 empty] | IDENTIFICATION/TRACKING/SECURITY SYSTEMS, ASSET/PE |  | SPONGCOU-RF Surgical Sys-RF Assure 200 |  |  |  |  | SPONGCOU-RF Surgical Sys-RF Assure 200 | RF Surgical Sys | [7 empty] | Covered PM Repair - Biomedical | MHHS-Southwest
NO | NO |  |  |  | 013-20021 |  | RF Surgical Systems Inc. | RF ASSURE DETECTION SYSTEM 200 |  |  | SW - HVI - OR | MHHS-Southwest |  |  |  | 013-20021 |  | Southwest |  | SW - HVI - OR | [5 empty] | IDENTIFICATION/TRACKING/SECURITY SYSTEMS, ASSET/PE |  | SPONGCOU-RF Surgical Sys-RF Assure 200 |  |  |  |  | SPONGCOU-RF Surgical Sys-RF Assure 200 | RF Surgical Sys | [7 empty] | Covered PM Repair - Biomedical | MHHS-Southwest
NO | NO |  |  |  | 013-20022 |  | RF Surgical Systems Inc. | RF ASSURE DETECTION SYSTEM 200 |  |  | SW - HVI - OR | MHHS-Southwest |  |  |  | 013-20022 |  | Southwest |  | SW - HVI - OR | [5 empty] | IDENTIFICATION/TRACKING/SECURITY SYSTEMS, ASSET/PE |  | SPONGCOU-RF Surgical Sys-RF Assure 200 |  |  |  |  | SPONGCOU-RF Surgical Sys-RF Assure 200 | RF Surgical Sys | [7 empty] | Covered PM Repair - Biomedical | MHHS-Southwest
NO | NO |  |  |  | 013-20008 |  | RF Surgical Systems Inc. | RF ASSURE DETECTION SYSTEM 200 |  | 114F6 | SW - LABOR & DELIVERY | MHHS-Southwest |  |  |  | 013-20008 |  | Southwest |  | SW - LABOR & DELIVERY | [5 empty] | IDENTIFICATION/TRACKING/SECURITY SYSTEMS, ASSET/PE |  | SPONGCOU-RF Surgical Sys-RF Assure 200 |  |  |  |  | SPONGCOU-RF Surgical Sys-RF Assure 200 | RF Surgical Sys | [7 empty] | Covered PM Repair - Biomedical | MHHS-Southwest
NO | NO |  |  |  | 013-34133 |  | RF Surgical Systems Inc. | RF ASSURE DETECTION SYSTEM 200 |  | 114CF | SW - LABOR & DELIVERY | MHHS-Southwest |  |  |  | 013-34133 |  | Southwest |  | SW - LABOR & DELIVERY | [5 empty] | IDENTIFICATION/TRACKING/SECURITY SYSTEMS, ASSET/PE |  | SPONGCOU-RF Surgical Sys-RF Assure 200 |  |  |  |  | SPONGCOU-RF Surgical Sys-RF Assure 200 | RF Surgical Sys | [7 empty] | Covered PM Repair - Biomedical | MHHS-Southwest
NO | NO |  |  |  | 013-34134 |  | RF Surgical Systems Inc. | RF ASSURE DETECTION SYSTEM 200 |  | 114F8 | SW - LABOR & DELIVERY | MHHS-Southwest |  |  |  | 013-34134 |  | Southwest |  | SW - LABOR & DELIVERY | [5 empty] | IDENTIFICATION/TRACKING/SECURITY SYSTEMS, ASSET/PE |  | SPONGCOU-RF Surgical Sys-RF Assure 200 |  |  |  |  | SPONGCOU-RF Surgical Sys-RF Assure 200 | RF Surgical Sys | [7 empty] | Covered PM Repair - Biomedical | MHHS-Southwest
NO | NO | [5 empty] | RF Surgical Systems Inc. | RF ASSURE DETECTION SYSTEM 200 |  |  | SW - LABOR & DELIVERY | MHHS-Southwest | [5 empty] | Southwest |  | SW - LABOR & DELIVERY | [5 empty] | IDENTIFICATION/TRACKING/SECURITY SYSTEMS, ASSET/PE |  | SPONGCOU-RF Surgical Sys-RF Assure 200 |  |  |  |  | SPONGCOU-RF Surgical Sys-RF Assure 200 | RF Surgical Sys | [7 empty] | Covered PM Repair - Biomedical | MHHS-Southwest
NO | NO |  |  |  | 013-16035 |  | RF Surgical Systems Inc. | RF ASSURE DETECTION SYSTEM 200 |  | 126ECR | SW - OR | MHHS-Southwest |  |  |  | 013-16035 |  | Southwest |  | SW - OR | [5 empty] | IDENTIFICATION/TRACKING/SECURITY SYSTEMS, ASSET/PE |  | SPONGCOU-RF Surgical Sys-RF Assure 200 |  |  |  |  | SPONGCOU-RF Surgical Sys-RF Assure 200 | RF Surgical Sys | [7 empty] | Covered PM Repair - Biomedical | MHHS-Southwest
NO | NO |  |  |  | 013-16036 |  | RF Surgical Systems Inc. | RF ASSURE DETECTION SYSTEM 200 |  |  | SW - OR | MHHS-Southwest |  |  |  | 013-16036 |  | Southwest |  | SW - OR | [5 empty] | IDENTIFICATION/TRACKING/SECURITY SYSTEMS, ASSET/PE |  | SPONGCOU-RF Surgical Sys-RF Assure 200 |  |  |  |  | SPONGCOU-RF Surgical Sys-RF Assure 200 | RF Surgical Sys | [7 empty] | Covered PM Repair - Biomedical | MHHS-Southwest
NO | NO |  |  |  | 013-19229 |  | RF Surgical Systems Inc. | RF ASSURE DETECTION SYSTEM 200 |  |  | SW - OR | MHHS-Southwest |  |  |  | 013-19229 |  | Southwest |  | SW - OR | [5 empty] | IDENTIFICATION/TRACKING/SECURITY SYSTEMS, ASSET/PE |  | SPONGCOU-RF Surgical Sys-RF Assure 200 |  |  |  |  | SPONGCOU-RF Surgical Sys-RF Assure 200 | RF Surgical Sys | [7 empty] | Covered PM Repair - Biomedical | MHHS-Southwest
NO | NO |  |  |  | 013-19388 |  | RF Surgical Systems Inc. | RF ASSURE DETECTION SYSTEM 200 |  |  | SW - OR | MHHS-Southwest |  |  |  | 013-19388 |  | Southwest |  | SW - OR | [5 empty] | IDENTIFICATION/TRACKING/SECURITY SYSTEMS, ASSET/PE |  | SPONGCOU-RF Surgical Sys-RF Assure 200 |  |  |  |  | SPONGCOU-RF Surgical Sys-RF Assure 200 | RF Surgical Sys | [7 empty] | Covered PM Repair - Biomedical | MHHS-Southwest
NO | NO |  |  |  | 013-20006 |  | RF Surgical Systems Inc. | RF ASSURE DETECTION SYSTEM 200 |  | 113F6 | SW - OR | MHHS-Southwest |  |  |  | 013-20006 |  | Southwest |  | SW - OR | [5 empty] | IDENTIFICATION/TRACKING/SECURITY SYSTEMS, ASSET/PE |  | SPONGCOU-RF Surgical Sys-RF Assure 200 |  |  |  |  | SPONGCOU-RF Surgical Sys-RF Assure 200 | RF Surgical Sys | [7 empty] | Covered PM Repair - Biomedical | MHHS-Southwest
NO | NO |  |  |  | 013-20007 |  | RF Surgical Systems Inc. | RF ASSURE DETECTION SYSTEM 200 |  |  | SW - OR | MHHS-Southwest |  |  |  | 013-20007 |  | Southwest |  | SW - OR | [5 empty] | IDENTIFICATION/TRACKING/SECURITY SYSTEMS, ASSET/PE |  | SPONGCOU-RF Surgical Sys-RF Assure 200 |  |  |  |  | SPONGCOU-RF Surgical Sys-RF Assure 200 | RF Surgical Sys | [7 empty] | Covered PM Repair - Radiology, Low End | MHHS-Southwest
NO | NO |  |  |  | 013-20009 |  | RF Surgical Systems Inc. | RF ASSURE DETECTION SYSTEM 200 |  | 1150A | SW - OR | MHHS-Southwest |  |  |  | 013-20009 |  | Southwest |  | SW - OR | [5 empty] | IDENTIFICATION/TRACKING/SECURITY SYSTEMS, ASSET/PE |  | SPONGCOU-RF Surgical Sys-RF Assure 200 |  |  |  |  | SPONGCOU-RF Surgical Sys-RF Assure 200 | RF Surgical Sys | [7 empty] | Covered PM Repair - Radiology, Low End | MHHS-Southwest
NO | NO |  |  |  | 013-20010 |  | RF Surgical Systems Inc. | RF ASSURE DETECTION SYSTEM 200 |  | 114DD | SW - OR | MHHS-Southwest |  |  |  | 013-20010 |  | Southwest |  | SW - OR | [5 empty] | IDENTIFICATION/TRACKING/SECURITY SYSTEMS, ASSET/PE |  | SPONGCOU-RF Surgical Sys-RF Assure 200 |  |  |  |  | SPONGCOU-RF Surgical Sys-RF Assure 200 | RF Surgical Sys | [7 empty] | Covered PM Repair - Radiology, High End | MHHS-Southwest
NO | NO |  |  |  | 013-20013 |  | RF Surgical Systems Inc. | RF ASSURE DETECTION SYSTEM 200 |  | 1141C | SW - OR | MHHS-Southwest |  |  |  | 013-20013 |  | Southwest |  | SW - OR | [5 empty] | IDENTIFICATION/TRACKING/SECURITY SYSTEMS, ASSET/PE |  | SPONGCOU-RF Surgical Sys-RF Assure 200 |  |  |  |  | SPONGCOU-RF Surgical Sys-RF Assure 200 | RF Surgical Sys | [7 empty] | Covered PM Repair - Biomedical | MHHS-Southwest
NO | NO |  |  |  | 013-20014 |  | RF Surgical Systems Inc. | RF ASSURE DETECTION SYSTEM 200 |  | 114dc | SW - OR | MHHS-Southwest |  |  |  | 013-20014 |  | Southwest |  | SW - OR | [5 empty] | IDENTIFICATION/TRACKING/SECURITY SYSTEMS, ASSET/PE |  | SPONGCOU-RF Surgical Sys-RF Assure 200 |  |  |  |  | SPONGCOU-RF Surgical Sys-RF Assure 200 | RF Surgical Sys | [7 empty] | Covered PM Repair - Biomedical | MHHS-Southwest
NO | NO |  |  |  | 013-20017 |  | RF Surgical Systems Inc. | RF ASSURE DETECTION SYSTEM 200 |  |  | SW - OR | MHHS-Southwest |  |  |  | 013-20017 |  | Southwest |  | SW - OR | [5 empty] | IDENTIFICATION/TRACKING/SECURITY SYSTEMS, ASSET/PE |  | SPONGCOU-RF Surgical Sys-RF Assure 200 |  |  |  |  | SPONGCOU-RF Surgical Sys-RF Assure 200 | RF Surgical Sys | [7 empty] | Covered PM Repair - Biomedical | MHHS-Southwest
NO | NO |  |  |  | 013-20019 |  | RF Surgical Systems Inc. | RF ASSURE DETECTION SYSTEM 200 |  | 113EF | SW - OR | MHHS-Southwest |  |  |  | 013-20019 |  | Southwest |  | SW - OR | [5 empty] | IDENTIFICATION/TRACKING/SECURITY SYSTEMS, ASSET/PE |  | SPONGCOU-RF Surgical Sys-RF Assure 200 |  |  |  |  | SPONGCOU-RF Surgical Sys-RF Assure 200 | RF Surgical Sys | [7 empty] | Covered PM Repair - Biomedical | MHHS-Southwest
NO | NO |  |  |  | 013-20020 |  | RF Surgical Systems Inc. | RF ASSURE DETECTION SYSTEM 200 |  |  | SW - OR | MHHS-Southwest |  |  |  | 013-20020 |  | Southwest |  | SW - OR | [5 empty] | IDENTIFICATION/TRACKING/SECURITY SYSTEMS, ASSET/PE |  | SPONGCOU-RF Surgical Sys-RF Assure 200 |  |  |  |  | SPONGCOU-RF Surgical Sys-RF Assure 200 | RF Surgical Sys | [7 empty] | Covered PM Repair - Biomedical | MHHS-Southwest
NO | NO |  |  |  | 013-20068 |  | RF Surgical Systems Inc. | RF ASSURE DETECTION SYSTEM 200 |  |  | SW - OR | MHHS-Southwest |  |  |  | 013-20068 |  | Southwest |  | SW - OR | [5 empty] | IDENTIFICATION/TRACKING/SECURITY SYSTEMS, ASSET/PE |  | SPONGCOU-RF Surgical Sys-RF Assure 200 |  |  |  |  | SPONGCOU-RF Surgical Sys-RF Assure 200 | RF Surgical Sys | [7 empty] | Covered PM Repair - Biomedical | MHHS-Southwest
NO | NO |  |  |  | 013-34135 |  | RF Surgical Systems Inc. | RF ASSURE DETECTION SYSTEM 200 |  | 1139E | SW - OR | MHHS-Southwest |  |  |  | 013-34135 |  | Southwest |  | SW - OR | [5 empty] | IDENTIFICATION/TRACKING/SECURITY SYSTEMS, ASSET/PE |  | SPONGCOU-RF Surgical Sys-RF Assure 200 |  |  |  |  | SPONGCOU-RF Surgical Sys-RF Assure 200 | RF Surgical Sys | [7 empty] | Covered PM Repair - Biomedical | MHHS-Southwest
NO | NO |  |  |  | 013-34136 |  | RF Surgical Systems Inc. | RF ASSURE DETECTION SYSTEM 200 |  | 114BC | SW - OR | MHHS-Southwest |  |  |  | 013-34136 |  | Southwest |  | SW - OR | [5 empty] | IDENTIFICATION/TRACKING/SECURITY SYSTEMS, ASSET/PE |  | SPONGCOU-RF Surgical Sys-RF Assure 200 |  |  |  |  | SPONGCOU-RF Surgical Sys-RF Assure 200 | RF Surgical Sys | [7 empty] | Covered PM Repair - Biomedical | MHHS-Southwest
NO | NO |  |  |  | 013-34138 |  | RF Surgical Systems Inc. | RF ASSURE DETECTION SYSTEM 200 |  |  | SW - OR | MHHS-Southwest |  |  |  | 013-34138 |  | Southwest |  | SW - OR | [5 empty] | IDENTIFICATION/TRACKING/SECURITY SYSTEMS, ASSET/PE |  | SPONGCOU-RF Surgical Sys-RF Assure 200 |  |  |  |  | SPONGCOU-RF Surgical Sys-RF Assure 200 | RF Surgical Sys | [7 empty] | Covered PM Repair - Biomedical | MHHS-Southwest
NO | NO |  |  |  | 013-34140 |  | RF Surgical Systems Inc. | RF ASSURE DETECTION SYSTEM 200 |  |  | SW - OR | MHHS-Southwest |  |  |  | 013-34140 |  | Southwest |  | SW - OR | [5 empty] | IDENTIFICATION/TRACKING/SECURITY SYSTEMS, ASSET/PE |  | SPONGCOU-RF Surgical Sys-RF Assure 200 |  |  |  |  | SPONGCOU-RF Surgical Sys-RF Assure 200 | RF Surgical Sys | [7 empty] | Covered PM Repair - Radiology, Low End | MHHS-Southwest
NO | NO |  |  |  | 013-34141 |  | RF Surgical Systems Inc. | RF ASSURE DETECTION SYSTEM 200 |  |  | SW - OR | MHHS-Southwest |  |  |  | 013-34141 |  | Southwest |  | SW - OR | [5 empty] | IDENTIFICATION/TRACKING/SECURITY SYSTEMS, ASSET/PE |  | SPONGCOU-RF Surgical Sys-RF Assure 200 |  |  |  |  | SPONGCOU-RF Surgical Sys-RF Assure 200 | RF Surgical Sys | [7 empty] | Covered PM Repair - Biomedical | MHHS-Southwest
NO | NO |  |  |  | 013-34144 |  | RF Surgical Systems Inc. | RF ASSURE DETECTION SYSTEM 200 |  |  | SW - OR | MHHS-Southwest |  |  |  | 013-34144 |  | Southwest |  | SW - OR | [5 empty] | IDENTIFICATION/TRACKING/SECURITY SYSTEMS, ASSET/PE |  | SPONGCOU-RF Surgical Sys-RF Assure 200 |  |  |  |  | SPONGCOU-RF Surgical Sys-RF Assure 200 | RF Surgical Sys | [7 empty] | Covered PM Repair - Biomedical | MHHS-Southwest
NO | NO |  |  |  | 013-36250 |  | RF Surgical Systems Inc. | RF ASSURE DETECTION SYSTEM 200 |  |  | SW - OR | MHHS-Southwest |  |  |  | 013-36250 |  | Southwest |  | SW - OR | [5 empty] | IDENTIFICATION/TRACKING/SECURITY SYSTEMS, ASSET/PE |  | SPONGCOU-RF Surgical Sys-RF Assure 200 |  |  |  |  | SPONGCOU-RF Surgical Sys-RF Assure 200 | RF Surgical Sys | [7 empty] | Covered PM Repair - Biomedical | MHHS-Southwest
NO | NO |  |  |  | 013-36286 |  | RF Surgical Systems Inc. | RF ASSURE DETECTION SYSTEM 200 |  | 1116BR | SW - OR | MHHS-Southwest |  |  |  | 013-36286 |  | Southwest |  | SW - OR | [5 empty] | IDENTIFICATION/TRACKING/SECURITY SYSTEMS, ASSET/PE |  | SPONGCOU-RF Surgical Sys-RF Assure 200 |  |  |  |  | SPONGCOU-RF Surgical Sys-RF Assure 200 | RF Surgical Sys | [7 empty] | Covered PM Repair - Biomedical | MHHS-Southwest
NO | NO |  |  |  | 013-36639 |  | RF Surgical Systems Inc. | RF ASSURE DETECTION SYSTEM 200 |  | 114BDR | SW - OR | MHHS-Southwest |  |  |  | 013-36639 |  | Southwest |  | SW - OR | [5 empty] | IDENTIFICATION/TRACKING/SECURITY SYSTEMS, ASSET/PE |  | SPONGCOU-RF Surgical Sys-RF Assure 200 |  |  |  |  | SPONGCOU-RF Surgical Sys-RF Assure 200 | RF Surgical Sys | [7 empty] | Covered PM Repair - Biomedical | MHHS-Southwest
NO | NO |  |  |  | 013-37478 |  | RF Surgical Systems Inc. | RF ASSURE DETECTION SYSTEM 200 |  |  | SW - OR | MHHS-Southwest |  |  |  | 013-37478 |  | Southwest |  | SW - OR | [5 empty] | IDENTIFICATION/TRACKING/SECURITY SYSTEMS, ASSET/PE |  | SPONGCOU-RF Surgical Sys-RF Assure 200 |  |  |  |  | SPONGCOU-RF Surgical Sys-RF Assure 200 | RF Surgical Sys | [7 empty] | Covered PM Repair - Biomedical | MHHS-Southwest
NO | NO |  |  |  | 013-37597 |  | RF Surgical Systems Inc. | RF ASSURE DETECTION SYSTEM 200 |  | 114C7 | SW - OR | MHHS-Southwest |  |  |  | 013-37597 |  | Southwest |  | SW - OR | [5 empty] | IDENTIFICATION/TRACKING/SECURITY SYSTEMS, ASSET/PE |  | SPONGCOU-RF Surgical Sys-RF Assure 200 |  |  |  |  | SPONGCOU-RF Surgical Sys-RF Assure 200 | RF Surgical Sys | [7 empty] | Covered PM Repair - Biomedical | MHHS-Southwest
NO | NO |  |  |  | 013-37599 |  | RF Surgical Systems Inc. | RF ASSURE DETECTION SYSTEM 200 |  | 112F0 | SW - OR | MHHS-Southwest |  |  |  | 013-37599 |  | Southwest |  | SW - OR | [5 empty] | IDENTIFICATION/TRACKING/SECURITY SYSTEMS, ASSET/PE |  | SPONGCOU-RF Surgical Sys-RF Assure 200 |  |  |  |  | SPONGCOU-RF Surgical Sys-RF Assure 200 | RF Surgical Sys | [7 empty] | Covered PM Repair - Biomedical | MHHS-Southwest
NO | NO |  |  |  | 013-37601 |  | RF Surgical Systems Inc. | RF ASSURE DETECTION SYSTEM 200 |  | 114C2 | SW - OR | MHHS-Southwest |  |  |  | 013-37601 |  | Southwest |  | SW - OR | [5 empty] | IDENTIFICATION/TRACKING/SECURITY SYSTEMS, ASSET/PE |  | SPONGCOU-RF Surgical Sys-RF Assure 200 |  |  |  |  | SPONGCOU-RF Surgical Sys-RF Assure 200 | RF Surgical Sys | [7 empty] | Covered PM Repair - Biomedical | MHHS-Southwest
NO | NO |  |  |  | 013-37603 |  | RF Surgical Systems Inc. | RF ASSURE DETECTION SYSTEM 200 |  | 111B0 | SW - OR | MHHS-Southwest |  |  |  | 013-37603 |  | Southwest |  | SW - OR | [5 empty] | IDENTIFICATION/TRACKING/SECURITY SYSTEMS, ASSET/PE |  | SPONGCOU-RF Surgical Sys-RF Assure 200 |  |  |  |  | SPONGCOU-RF Surgical Sys-RF Assure 200 | RF Surgical Sys | [7 empty] | Covered PM Repair - Biomedical | MHHS-Southwest
NO | NO |  |  |  | 013-37615 |  | RF Surgical Systems Inc. | RF ASSURE DETECTION SYSTEM 200 |  | 121CDR | SW - OR | MHHS-Southwest |  |  |  | 013-37615 |  | Southwest |  | SW - OR | [5 empty] | IDENTIFICATION/TRACKING/SECURITY SYSTEMS, ASSET/PE |  | SPONGCOU-RF Surgical Sys-RF Assure 200 |  |  |  |  | SPONGCOU-RF Surgical Sys-RF Assure 200 | RF Surgical Sys | [7 empty] | Covered PM Repair - Biomedical | MHHS-Southwest
NO | NO |  |  |  | 013-37616 |  | RF Surgical Systems Inc. | RF ASSURE DETECTION SYSTEM 200 |  | 10A86R | SW - OR | MHHS-Southwest |  |  |  | 013-37616 |  | Southwest |  | SW - OR | [5 empty] | IDENTIFICATION/TRACKING/SECURITY SYSTEMS, ASSET/PE |  | SPONGCOU-RF Surgical Sys-RF Assure 200 |  |  |  |  | SPONGCOU-RF Surgical Sys-RF Assure 200 | RF Surgical Sys | [7 empty] | Covered PM Repair - Biomedical | MHHS-Southwest
NO | NO | [5 empty] | RF Surgical Systems Inc. | RF ASSURE DETECTION SYSTEM 200 |  | 114A9 | SUGAR LAND - OR | MHHS-Sugarland | [5 empty] | Sugar Land |  | SUGAR LAND - OR | [5 empty] | IDENTIFICATION/TRACKING/SECURITY SYSTEMS, ASSET/PE |  | SPONGCOU-RF Surgical Sys-RF Assure 200 |  |  |  |  | SPONGCOU-RF Surgical Sys-RF Assure 200 | RF Surgical Sys | [7 empty] | Covered PM Repair - Biomedical | MHHS-Sugarland
NO | NO | [5 empty] | RF Surgical Systems Inc. | RF ASSURE DETECTION SYSTEM 200 |  | 114AA | SUGAR LAND - OR | MHHS-Sugarland | [5 empty] | Sugar Land |  | SUGAR LAND - OR | [5 empty] | IDENTIFICATION/TRACKING/SECURITY SYSTEMS, ASSET/PE |  | SPONGCOU-RF Surgical Sys-RF Assure 200 |  |  |  |  | SPONGCOU-RF Surgical Sys-RF Assure 200 | RF Surgical Sys | [7 empty] | Covered PM Repair - Biomedical | MHHS-Sugarland
NO | NO | [5 empty] | RF Surgical Systems Inc. | RF ASSURE DETECTION SYSTEM 200 |  |  | SUGAR LAND - OR | MHHS-Sugarland | [5 empty] | Sugar Land |  | SUGAR LAND - OR | [5 empty] | IDENTIFICATION/TRACKING/SECURITY SYSTEMS, ASSET/PE |  | SPONGCOU-RF Surgical Sys-RF Assure 200 |  |  |  |  | SPONGCOU-RF Surgical Sys-RF Assure 200 | RF Surgical Sys | [7 empty] | Covered PM Repair - Biomedical | MHHS-Sugarland
NO | NO |  |  |  | 129-05515 |  | RF Surgical Systems Inc. | RF ASSURE DETECTION SYSTEM 200 |  | 1100F | SUGAR LAND - OR | MHHS-Sugarland |  |  |  | 129-05515 |  | Sugar Land |  | SUGAR LAND - OR | [5 empty] | IDENTIFICATION/TRACKING/SECURITY SYSTEMS, ASSET/PE |  | SPONGCOU-RF Surgical Sys-RF Assure 200 |  |  |  |  | SPONGCOU-RF Surgical Sys-RF Assure 200 | RF Surgical Sys | [7 empty] | Covered PM Repair - Biomedical | MHHS-Sugarland
NO | NO |  |  |  | 129-05528 |  | RF Surgical Systems Inc. | RF ASSURE DETECTION SYSTEM 200 |  | 121D8 | SUGAR LAND - OR | MHHS-Sugarland |  |  |  | 129-05528 |  | Sugar Land |  | SUGAR LAND - OR | [5 empty] | IDENTIFICATION/TRACKING/SECURITY SYSTEMS, ASSET/PE |  | SPONGCOU-RF Surgical Sys-RF Assure 200 |  |  |  |  | SPONGCOU-RF Surgical Sys-RF Assure 200 | RF Surgical Sys | [7 empty] | Covered PM Repair - Biomedical | MHHS-Sugarland
NO | NO |  |  |  | 029-08750 |  | RF Surgical Systems Inc. | RFS CONSOLE |  |  | WOODLANDS - OR | MHHS-Woodlands |  |  |  | 029-08750 |  | Woodlands |  | WOODLANDS - OR | [5 empty] | IDENTIFICATION/TRACKING/SECURITY SYSTEMS, ASSET/PE |  | .needs class | [5 empty] | RF Surgical Sys | [7 empty] | Covered PM Repair - Biomedical | MHHS-Woodlands
YES | YES |  |  |  | 041-33874 | 041-33874 | RF Technologies Inc | 1500T9-CP |  | K23016-T9 | SE - RESPIRATORY |  |  |  |  | 041-33874 | 041-33874 | Southeast | Memorial Hermann Southeast Hospital | SE - RESPIRATORY | 4th Floor Storage
NO | YES |  |  |  | 013-39271 | 013-39271 | Rice Lake Weighing Systems | H150-10-5 |  |  | SW-ER | MHHS-Southwest |  | Scale, Laboratory |  | 013-39271 | 013-39271 | Southwest | MHHS-Southwest | SW-ER | [5 empty] | SCALES, PATIENT | Scale, Laboratory | SCALELAB-Rice Lake Weigh-H150-10-5 | SCALELAB | H150-10-5 |  |  |  | Rice Lake Weigh | Scale, Laboratory |  | SCALELAB-Rice Lake Weigh-H150-10-5 |  | 10/12/18 |  | SL-A | Covered PM Repair - Biomedical | MHHS-Southwest | [8 empty] | SCALELAB | Scale, Laboratory | Rice Lake Weigh
NO | YES |  |  |  | 013-39272 | 013-39272 | Rice Lake Weighing Systems | H150-10-5 |  |  | SW-ER | MHHS-Southwest |  | Scale, Laboratory |  | 013-39272 | 013-39272 | Southwest | MHHS-Southwest | SW-ER | Pod C hallway |  |  |  |  | SCALES, PATIENT | Scale, Laboratory | SCALELAB-Rice Lake Weigh-H150-10-5 | SCALELAB | H150-10-5 |  |  |  | Rice Lake Weigh | Scale, Laboratory |  | SCALELAB-Rice Lake Weigh-H150-10-5 |  | 10/31/25 |  | SL-A | Covered PM Repair - Biomedical | MHHS-Southwest | [8 empty] | SCALELAB | Scale, Laboratory | Rice Lake Weigh
YES | YES |  |  |  | 013-39270 | 013-39270 | Rice Lake Weighing Systems | H150-10-5 |  | 122618C185808 | SW - ER |  |  |  |  | 013-39270 | 013-39270 | Southwest | Memorial Hermann Southwest Hospital Emergency Center | SW - ER | Pod B Hallway |  |  |  | New Add
YES | YES |  |  |  | 099-08825 | 099-08825 | Rice Lake Weighing Systems | Healthweigh |  | 122618C185652 | SW - ER |  |  |  |  | 099-08825 | 099-08825 | Southwest | Memorial Hermann Southwest Hospital Emergency Center | SW - ER | EMS Triage 1 |  |  |  | New Add no pm
NO | YES |  |  |  | 241-03200 | 241-03200 | Rich-Mar Corp | HYDRATHERM |  |  | TIRR-Kirby Glenn | MHHS-TIRR |  | Hydrocollator, Heated |  | 241-03200 | 241-03200 | TMC | MHHS-Others | TIRR-Kirby Glenn | Rehab | 8/1/19 |  |  |  | WARMING UNITS, MULTIPURPOSE | Hydrocollator, Heated | HYDROCOLLATORHEATED-Rich-Mar-HydraTherm | HYDROCOLLATORHEATED | HydraTherm |  |  |  | Richmar | Hydrocollator, Heated |  | HYDROCOLLATORHEATED-Rich-Mar-HydraTherm |  |  |  | HCH-A | Covered PM Repair - Biomedical | MHHS-TIRR | [8 empty] | HYDROCOLLATORHEATED | Hydrocollator, Heated | Richmar
NO | NO |  |  |  | 029-05972 |  | Rich-Mar Corp | LW-5 |  |  | SMR - (WDLS) - CONROE NORTH | MHHS-SMR |  |  |  | 029-05972 |  | Woodlands |  | SMR - (WDLS) - CONROE NORTH | [5 empty] | WARMING UNITS, GEL |  | .needs class | [5 empty] | Richmar | [7 empty] | Covered PM Repair - Biomedical | MHHS-SMR
NO | NO |  |  |  | 241-03259 |  | Rich-Mar Corp | R-12 |  |  | TIRR - OP - WEST UNIVERSITY CLINIC | MHHS-TIRR |  |  |  | 241-03259 |  | TMC |  | TIRR - OP - WEST UNIVERSITY CLINIC | [5 empty] | HEATING BLOCKS |  | .needs class | [5 empty] | Richmar | [7 empty] | Covered PM Repair - Biomedical | MHHS-TIRR
NO | NO |  |  |  | 009-10704 |  | Rich-Mar Corp | WINNER CM4 |  |  | MH MG - (SL) - SWEETWATER | MHHS-MG |  | Stimulator, Nerve |  | 009-10704 |  | Sugar Land |  | MH MG - (SL) - SWEETWATER | [5 empty] | ULTRASOUND THERAPY SYSTEM |  | STIMULATORNERVE-Rich-Mar-Winner CM4 | STIMULATORNERVE | Winner CM4 |  |  |  | Richmar | Stimulator, Nerve |  | STIMULATORNERVE-Rich-Mar-Winner CM4 |  |  |  |  | Covered PM Repair - Biomedical | MHHS-MG
YES | YES |  |  |  | 069-43782 | 069-43782 | Richard Wolf | Logic HD |  |  | TMC - OR - ROBERTSON (2R) |  |  |  |  | 069-43782 | 069-43782 | TMC | Memorial Hermann-Texas Medical Center | TMC - OR - ROBERTSON (2R) | OR - ROBERTSON (2R) | 1/1/20 |  | 1/1/21
NO | YES |  |  |  | 013-08602 | 013-08602 | Richard Wolf Medical Instruments Corp |  |  | 03B2062 | SW-OR | MHHS-Southwest |  | Electrosurgical Unit |  | 013-08602 | 013-08602 | Southwest | MHHS-Southwest | SW-OR | OR | 7/1/19 |  | 7/1/20 |  | ELECTROSURGICAL UNITS | Electrosurgical Unit | ELECTROSURGICALUNIT-Wolf X-Ray-2352 | ELECTROSURGICALUNIT |  |  |  |  | Wolf X-Ray | Electrosurgical Unit |  |  | ELECTROSURGICALUNIT-Wolf X-Ray-2352 |  |  | ESU-SA | Covered PM Repair - Biomedical | MHHS-Southwest | [8 empty] | ELECTROSURGICALUNIT | Electrosurgical Unit | Wolf X-Ray
NO | YES |  |  |  | 013-11460 | 013-11460 | Richard Wolf Medical Instruments Corp |  |  | 04b2213. | SW-OR | MHHS-Southwest |  | Electrosurgical Unit |  | 013-11460 | 013-11460 | Southwest | MHHS-Southwest | SW-OR | OR | 7/1/19 |  | 7/1/20 |  | ELECTROSURGICAL UNITS | Electrosurgical Unit | ELECTROSURGICALUNIT-Wolf X-Ray-2352 | ELECTROSURGICALUNIT |  |  |  |  | Wolf X-Ray | Electrosurgical Unit |  |  | ELECTROSURGICALUNIT-Wolf X-Ray-2352 |  |  | ESU-SA | Covered PM Repair - Biomedical | MHHS-Southwest | [8 empty] | ELECTROSURGICALUNIT | Electrosurgical Unit | Wolf X-Ray
NO | YES |  |  |  | 013-11461 | 013-11461 | Richard Wolf Medical Instruments Corp |  |  | 04b2214. | SW-OR | MHHS-Southwest |  | Electrosurgical Unit |  | 013-11461 | 013-11461 | Southwest | MHHS-Southwest | SW-OR | OR | 7/1/19 |  | 7/1/20 |  | ELECTROSURGICAL UNITS | Electrosurgical Unit | ELECTROSURGICALUNIT-Wolf X-Ray-2352 | ELECTROSURGICALUNIT |  |  |  |  | Wolf X-Ray | Electrosurgical Unit |  |  | ELECTROSURGICALUNIT-Wolf X-Ray-2352 |  |  | ESU-SA | Covered PM Repair - Biomedical | MHHS-Southwest | [8 empty] | ELECTROSURGICALUNIT | Electrosurgical Unit | Wolf X-Ray
NO | YES |  |  |  | 013-01724 | 013-01724 | Richard Wolf Medical Instruments Corp |  |  |  | SW-OR | MHHS-Southwest |  |  |  | 013-01724 | 013-01724 | Southwest | MHHS-Southwest | SW-OR | OR9 | 5/1/19 |  | 5/1/20 |  | CAMERAS |  | .needs class |  |  |  |  | .needs class | Richard Wolf | [7 empty] | Covered PM Repair - Biomedical | MHHS-Southwest
NO | NO |  |  |  | 129-07364 |  | Richard Wolf Medical Instruments Corp |  |  |  | SUGAR LAND - OR | MHHS-Sugarland |  |  |  | 129-07364 |  | Sugar Land |  | SUGAR LAND - OR | [5 empty] | CAMERAS |  | .needs class |  |  |  |  | .needs class | Richard Wolf | [7 empty] | Covered PM Repair - Biomedical | MHHS-Sugarland
NO | YES |  |  |  | 041-00636 | 041-00636 | Richard Wolf Medical Instruments Corporation |  |  |  | MEMORIAL CITY - OUTPATIENT SURGERY |  |  |  |  | 041-00636 | 041-00636 | West | Memorial City- Memorial Hermann Hospital | MEMORIAL CITY - OUTPATIENT SURGERY | Case Cart Staging Area W1 300.26
NO | NO | [5 empty] | Richard-Allan Scientific | HM 355S |  |  | SW - LABORATORY - HISTOLOGY | MHHS-Southwest |  | Microtome |  |  |  | Southwest |  | SW - LABORATORY - HISTOLOGY | [5 empty] | MICROTOMES |  | MICROTOME-ThermoSci-HM-355S | MICROTOME | HM-355S |  |  |  | ThermoSci | Microtome |  |  | MICROTOME-ThermoSci-HM-355S |  |  |  | Covered PM Repair - Biomedical | MHHS-Southwest
NO | NO | [5 empty] | Richard-Allan Scientific | HM 355S |  |  | SW - LABORATORY - HISTOLOGY | MHHS-Southwest |  | Microtome |  |  |  | Southwest |  | SW - LABORATORY - HISTOLOGY | [5 empty] | MICROTOMES |  | MICROTOME-ThermoSci-HM-355S | MICROTOME | HM-355S |  |  |  | ThermoSci | Microtome |  |  | MICROTOME-ThermoSci-HM-355S |  |  |  | Covered PM Repair - Biomedical | MHHS-Southwest
YES | YES |  |  |  | W3039601216 | W3039601216 | Ricoh Americas |  |  | W3039601216 | Memorial City - Recovery |  |  |  |  | W3039601216 | W3039601216 | West | Memorial Hermann - Memorial City | Memorial City - Recovery | E2 MOR Recovery - Nurses Area
NO | YES |  |  |  | TRH103 |  | RIFTON | K310 |  | K310-20130218AB | Rental | MHHS-TMC |  |  |  | TRH103 |  | TMC |  | Rental | [7 empty] | .needs class |  | TRAM SIT TO STAND LIFT - 350LB | [9 empty] | Verified as Rental |  |  | MHHS-TMC
NO | NO |  |  |  | 069-41884 |  | RIGHT MEDICAL | RETINOMAX 3 |  |  | TMC - OR - ROBERTSON (2R) | MHHS-TMC |  |  |  | 069-41884 |  | TMC |  | TMC - OR - ROBERTSON (2R) | [5 empty] | CAMERAS |  | .needs class | [5 empty] | Right Medical Prod | [7 empty] | Covered PM Repair - Biomedical | MHHS-TMC
NO | YES |  |  |  |  | 069-16716 | RITA MEDICAL INSTRUMENTS | 1500X |  | A021232 | TMC-OR-Robertson (2R) | MHHS-TMC |  | Radiofrequency Therapy System |  |  | 069-16716 | TMC | MHHS-TMC | TMC-OR-Robertson (2R) | TMC - OR - ROBERTSON (2R) | 7/1/19 |  | 1/1/20 |  | ELECTROSURGICAL UNITS |  | RFTHERAPY-Rita Medical Sys-1500X | RFTHERAPY | 1500X |  |  |  | Rita Med Sys | Radiofrequency Therapy System |  | RFTHERAPY-Rita Medical Sys-1500X |  | 12/17/22 |  |  | Not Covered Vendor Only - Biomedical | MHHS-TMC
NO | NO | [5 empty] | RITA MEDICAL INSTRUMENTS | 1500X |  | P032259 | SW - RADIOLOGY | MHHS-Southwest |  | Radiofrequency Therapy System |  |  |  | Southwest |  | SW - RADIOLOGY | [5 empty] | ELECTROSURGICAL UNITS |  | RFTHERAPY-Rita Medical Sys-1500X | RFTHERAPY | 1500X |  |  |  | Rita Med Sys | Radiofrequency Therapy System |  | RFTHERAPY-Rita Medical Sys-1500X |  |  |  |  | Covered PM Repair - Biomedical | MHHS-Southwest
NO | NO | [5 empty] | RITA MEDICAL INSTRUMENTS | 1500X |  | A021349 | TMC - OR - PEDI OR (2R) | MHHS-TMC |  | Radiofrequency Therapy System |  |  |  | TMC |  | TMC - OR - PEDI OR (2R) | [5 empty] | ELECTROSURGICAL UNITS |  | RFTHERAPY-Rita Medical Sys-1500X | RFTHERAPY | 1500X |  |  |  | Rita Med Sys | Radiofrequency Therapy System |  | RFTHERAPY-Rita Medical Sys-1500X |  |  |  |  | Covered PM Repair - Biomedical | MHHS-TMC
NO | NO | [5 empty] | RITA MEDICAL INSTRUMENTS | INTELLIFLOW |  | E05003047 | SW - RADIOLOGY | MHHS-Southwest |  | Radiofrequency Therapy System |  |  |  | Southwest |  | SW - RADIOLOGY | [5 empty] | INFUSION PUMPS |  | RFTHERAPY-Rita Medical Sys-IntelliFlow | RFTHERAPY | IntelliFlow |  |  |  | Rita Med Sys | Radiofrequency Therapy System |  | RFTHERAPY-Rita Medical Sys-IntelliFlow |  |  |  |  | Covered PM Repair - Biomedical | MHHS-Southwest
NO | NO | [5 empty] | RITA MEDICAL INSTRUMENTS | INTELLIFLOW |  | l04004180 | TMC - OR - ROBERTSON (2R) | MHHS-TMC |  | Radiofrequency Therapy System |  |  |  | TMC |  | TMC - OR - ROBERTSON (2R) | [5 empty] | INFUSION PUMPS |  | RFTHERAPY-Rita Medical Sys-IntelliFlow | RFTHERAPY | IntelliFlow |  |  |  | Rita Med Sys | Radiofrequency Therapy System |  | RFTHERAPY-Rita Medical Sys-IntelliFlow |  |  |  |  | Covered PM Repair - Biomedical | MHHS-TMC
YES | YES |  |  |  | 041-09840 | 041-09840 | Rita Medical Systems Inc | 1500X |  | P022084 | MEMORIAL CITY - CATH LAB |  |  |  |  | 041-09840 | 041-09840 | West | Memorial herman heart and vascular - memorial city | MEMORIAL CITY - CATH LAB | Cath lab 4 |  |  |  | No pm found
NO | YES |  |  |  |  | 013-35532 | Ritter |  |  | CD043291 | MH MG-(STX)-South Texas-Rosenberg | [5 empty] | 013-35532 | South | MHHS-MG | MH MG-(STX)-South Texas-Rosenberg | Exam Room 6 |  |  |  | No sticker
NO | YES |  |  |  | 241-02374 | 241-02374 | RITTER | 104-035-200 |  | CD046000 | MH MG-(SL)-Physicians At Sugar Creek | MHHS-MG |  | Table, Exam |  | 241-02374 | 241-02374 | Sugar Land | MHHS-MG | MH MG-(SL)-Physicians At Sugar Creek | Exam NW.3 | 11/1/18 |  |  |  | TABLES, EXAMINATION/TREATMENT | Table, Exam | TABLEEXAM-Midmark Corp-104-035-200 | TABLEEXAM | 104-035-200 |  |  |  | Midmark Corp | Table, Exam |  |  | TABLEEXAM-Midmark Corp-104-035-200 | 7/19/14 |  |  | Covered PM Repair - Biomedical | MHHS-MG | [8 empty] | TABLEEXAM | Table, Exam | Midmark Corp
NO | NO |  |  |  | BX002661 |  | RITTER |  |  | BX002661 | MH MG - (WDLS) - SPECIALIST FOR WOMEN (MP3) | MHHS-MG |  | Table, Exam |  | BX002661 |  | Woodlands |  | MH MG - (WDLS) - SPECIALIST FOR WOMEN (MP3) | [5 empty] | TABLES, EXAMINATION/TREATMENT |  | TABLEEXAM-Midmark Corp-111 | TABLEEXAM |  |  |  |  | Midmark Corp | Table, Exam |  |  | TABLEEXAM-Midmark Corp-111 |  |  |  | Covered PM Repair - Biomedical | MHHS-MG
YES | YES |  |  |  | 142-06188 | 142-06188 | Ritter |  |  | EM2181 | MH MG - (NE) - KINGWOOD OB/GYN |  |  |  |  | 142-06188 | 142-06188 | Katy | Memorial Hermann Medical Group Kingwood Obstetrics | MH MG - (NE) - KINGWOOD OB/GYN | Procedure Room 143 | 10/1/17 | 10/1/18 |  |  |  |  | TABLEEXAM-Midmark Corp-119
NO | NO |  |  |  | 009-06611 |  | RITTER | 151-001 |  | V772135 | MH MG - (GH) - EP Heart (MP2 Suite 100) | MHHS-MG |  | Lamp, Exam |  | 009-06611 |  | Central & Greater Heights |  | MH MG - (GH) - EP Heart (MP2 Suite 100) | [5 empty] | LIGHTS, SURGICAL |  | LAMPEXAM-Midmark Corp-151-001 | LAMPEXAM | 151-001 |  |  |  | Midmark Corp | Lamp, Exam |  |  | LAMPEXAM-Midmark Corp-151-001 |  |  |  | Covered PM Repair - Biomedical | MHHS-MG
YES | YES |  |  |  | 133-03973 | 133-03973 | Ritter |  |  |  | KATY - OB SPECIAL OBSERVATION - 3E |  |  |  |  | 133-03973 | 133-03973 | Katy | Memorial Hermann Katy Hospital | KATY - OB SPECIAL OBSERVATION - 3E | Treatment room | [5 empty] | Table, Exam | TABLEEXAM-Midmark Corp-204 | [23 empty] | TABLEEXAM | Table, Exam | Midmark Corp
YES | YES |  |  |  | 129-06542 | 129-06542 | Ritter |  |  | V1721150 | MH MG - (STX) - SOUTH TEXAS - ROSENBERG |  |  |  |  | 129-06542 | 129-06542 | South | Rosenberg | MH MG - (STX) - SOUTH TEXAS - ROSENBERG | Exam Room 22 |  |  |  | New Add |  |  | TABLEEXAM-Midmark Corp-204
NO | YES |  |  |  | 017-01106 | 017-01106 | RITTER | 204-002 |  | V1653570 | MH MG-(PL)-Central Pearland | MHHS-MG |  | Table, Exam |  | 017-01106 | 017-01106 | Pearland | MHHS-MG | MH MG-(PL)-Central Pearland | Rm 2 | 2/1/19 |  |  |  | TABLES, EXAMINATION/TREATMENT | Table, Exam | TABLEEXAM-Ritter-Tycos-204-002 | TABLEEXAM | 204-002 |  |  |  | Ritter-Tycos | Table, Exam |  | TABLEEXAM-Ritter-Tycos-204-002 |  |  |  |  | Covered PM Repair - Biomedical | MHHS-MG | [8 empty] | TABLEEXAM | Table, Exam | Ritter-Tycos
NO | YES |  |  |  | 017-01108 | 017-01108 | RITTER | 204-002 |  | V1653561 | MH MG-(PL)-Central Pearland | MHHS-MG |  | Table, Exam |  | 017-01108 | 017-01108 | Pearland | MHHS-MG | MH MG-(PL)-Central Pearland | Sports Medicine Rehab |  | 2/1/20 |  |  | TABLES, EXAMINATION/TREATMENT | Table, Exam | TABLEEXAM-Ritter-Tycos-204-002 | TABLEEXAM | 204-002 |  |  |  | Ritter-Tycos | Table, Exam |  | TABLEEXAM-Ritter-Tycos-204-002 |  |  |  |  | Covered PM Repair - Biomedical | MHHS-MG | [8 empty] | TABLEEXAM | Table, Exam | Ritter-Tycos
NO | YES |  |  |  | 017-01111 | 017-01111 | RITTER | 204-002 |  | V1653564 | MH MG-(PL)-Central Pearland | MHHS-MG |  | Table, Exam |  | 017-01111 | 017-01111 | Pearland | MHHS-MG | MH MG-(PL)-Central Pearland | Exam 4 | 2/1/19 |  |  | One time safety | TABLES, EXAMINATION/TREATMENT | Table, Exam | TABLEEXAM-Ritter-Tycos-204-002 | TABLEEXAM | 204-002 |  |  |  | Ritter-Tycos | Table, Exam |  | TABLEEXAM-Ritter-Tycos-204-002 |  |  |  |  | Covered PM Repair - Biomedical | MHHS-MG | [8 empty] | TABLEEXAM | Table, Exam | Ritter-Tycos
NO | YES |  |  |  | 017-01115 | 017-01115 | RITTER | 204-002 |  | V1746507 | MH MG-(PL)-Central Pearland | MHHS-MG |  | Table, Exam |  | 017-01115 | 017-01115 | Pearland | MHHS-MG | MH MG-(PL)-Central Pearland | Sports Medicine Rehab |  |  |  |  | TABLES, EXAMINATION/TREATMENT | Table, Exam | TABLEEXAM-Ritter-Tycos-204-002 | TABLEEXAM | 204-002 |  |  |  | Ritter-Tycos | Table, Exam |  | TABLEEXAM-Ritter-Tycos-204-002 |  |  |  |  | Covered PM Repair - Biomedical | MHHS-MG | [8 empty] | TABLEEXAM | Table, Exam | Ritter-Tycos
NO | YES |  |  |  | 017-01139 | 017-01139 | RITTER | 204-002 |  | V1746504 | MH MG-(PL)-Central Pearland | MHHS-MG |  | Table, Exam |  | 017-01139 | 017-01139 | Pearland | MHHS-MG | MH MG-(PL)-Central Pearland |  | 2/12/19 |  |  |  | TABLES, EXAMINATION/TREATMENT | Table, Exam | TABLEEXAM-Ritter-Tycos-204-002 | TABLEEXAM | 204-002 |  |  |  | Ritter-Tycos | Table, Exam |  | TABLEEXAM-Ritter-Tycos-204-002 |  |  |  |  | Covered PM Repair - Biomedical | MHHS-MG | [8 empty] | TABLEEXAM | Table, Exam | Ritter-Tycos
NO | YES | [5 empty] | RITTER | 204-002 |  | V1703752 | CAHF-(GH)-Greater Heights [Mp1-Ste250] | MHHS - Heart Failure Clinics |  | Table, Exam |  |  |  | Central & Greater Heights | MHHS-Others | CAHF-(GH)-Greater Heights [Mp1-Ste250] | Room 4 | 4/1/17 |  |  |  | TABLES, EXAMINATION/TREATMENT | Table, Exam | TABLEEXAM-Ritter-Tycos-204-002 | TABLEEXAM | 204-002 |  |  |  | Ritter-Tycos | Table, Exam |  | TABLEEXAM-Ritter-Tycos-204-002 |  | 6/21/15 |  |  | Covered PM Repair - Biomedical | MHHS - Heart Failure Clinics | [8 empty] | TABLEEXAM | Table, Exam | Ritter-Tycos
NO | YES | [5 empty] | RITTER | 204-002 |  | V1703744 | CAHF-(GH)-Greater Heights [Mp1-Ste250] | MHHS - Heart Failure Clinics |  | Table, Exam |  |  |  | Central & Greater Heights | MHHS-Others | CAHF-(GH)-Greater Heights [Mp1-Ste250] | Room 5 | 4/1/17 |  |  |  | TABLES, EXAMINATION/TREATMENT | Table, Exam | TABLEEXAM-Ritter-Tycos-204-002 | TABLEEXAM | 204-002 |  |  |  | Ritter-Tycos | Table, Exam |  | TABLEEXAM-Ritter-Tycos-204-002 |  | 6/13/18 |  |  | Covered PM Repair - Biomedical | MHHS - Heart Failure Clinics | [8 empty] | TABLEEXAM | Table, Exam | Ritter-Tycos
NO | YES | [5 empty] | RITTER | 204-002 |  | V1687725 | CAHF-(GH)-Greater Heights [Mp1-Ste250] | MHHS - Heart Failure Clinics |  | Table, Exam |  |  |  | Central & Greater Heights | MHHS-Others | CAHF-(GH)-Greater Heights [Mp1-Ste250] | Room 6 | 4/1/17 |  |  |  | TABLES, EXAMINATION/TREATMENT | Table, Exam | TABLEEXAM-Ritter-Tycos-204-002 | TABLEEXAM | 204-002 |  |  |  | Ritter-Tycos | Table, Exam |  | TABLEEXAM-Ritter-Tycos-204-002 |  | 2/13/19 |  |  | Covered PM Repair - Biomedical | MHHS - Heart Failure Clinics | [8 empty] | TABLEEXAM | Table, Exam | Ritter-Tycos
NO | YES | [5 empty] | RITTER | 204-002 |  | V1672254 | CAHF-(GH)-Greater Heights [Mp1-Ste250] | MHHS - Heart Failure Clinics |  | Table, Exam |  |  |  | Central & Greater Heights | MHHS-Others | CAHF-(GH)-Greater Heights [Mp1-Ste250] | Room 7 | 4/1/17 |  |  |  | TABLES, EXAMINATION/TREATMENT | Table, Exam | TABLEEXAM-Ritter-Tycos-204-002 | TABLEEXAM | 204-002 |  |  |  | Ritter-Tycos | Table, Exam |  | TABLEEXAM-Ritter-Tycos-204-002 |  | 6/13/18 |  |  | Covered PM Repair - Biomedical | MHHS - Heart Failure Clinics | [8 empty] | TABLEEXAM | Table, Exam | Ritter-Tycos
NO | YES | [5 empty] | RITTER | 204-002 |  | V1703755 | CAHF-(GH)-Greater Heights [Mp1-Ste250] | MHHS - Heart Failure Clinics |  | Table, Exam |  |  |  | Central & Greater Heights | MHHS-Others | CAHF-(GH)-Greater Heights [Mp1-Ste250] | Room 8 | 4/1/17 |  |  |  | TABLES, EXAMINATION/TREATMENT | Table, Exam | TABLEEXAM-Ritter-Tycos-204-002 | TABLEEXAM | 204-002 |  |  |  | Ritter-Tycos | Table, Exam |  | TABLEEXAM-Ritter-Tycos-204-002 |  | 6/13/18 |  |  | Covered PM Repair - Biomedical | MHHS - Heart Failure Clinics | [8 empty] | TABLEEXAM | Table, Exam | Ritter-Tycos
NO | YES |  |  |  |  | 009-34197 | RITTER | 204-002 |  | V1703746 | CAHF-(GH)-Greater Heights [Mp1-Ste250] | MHHS - Heart Failure Clinics |  | Table, Exam |  |  | 009-34197 | Central | MHHS-Others | CAHF-(GH)-Greater Heights [Mp1-Ste250] | Cardiology it doesn?Aot need to PM | 4/1/17 |  |  |  | TABLES, EXAMINATION/TREATMENT | Table, Exam | TABLEEXAM-Ritter-Tycos-204-002 | TABLEEXAM | 204-002 |  |  |  | Ritter-Tycos | Table, Exam |  | TABLEEXAM-Ritter-Tycos-204-002 |  | 6/13/18 |  |  | Covered PM Repair - Biomedical | MHHS - Heart Failure Clinics | [8 empty] | TABLEEXAM | Table, Exam | Ritter-Tycos
NO | YES | [5 empty] | RITTER | 204-002 |  | V1703768 | MH MG-(GH)-Ep Heart (Mp2 Suite 100) | MHHS - Heart Failure Clinics |  | Table, Exam |  |  |  | Central | MHHS-MG | MH MG-(GH)-Ep Heart (Mp2 Suite 100) |  | 4/1/17 |  |  |  | TABLES, EXAMINATION/TREATMENT | Table, Exam | TABLEEXAM-Ritter-Tycos-204-002 | TABLEEXAM | 204-002 |  |  |  | Ritter-Tycos | Table, Exam |  | TABLEEXAM-Ritter-Tycos-204-002 |  | 10/20/18 |  |  | Covered PM Repair - Biomedical | MHHS - Heart Failure Clinics | [8 empty] | TABLEEXAM | Table, Exam | Ritter-Tycos
NO | YES |  |  |  | 583-00742 | 583-00742 | RITTER | 204-002 |  | V1599357 | MH MG-(KY)-Katy [Mp2-Ste400] | MHHS - Heart Failure Clinics |  | Table, Exam |  | 583-00742 | 583-00742 | Katy | MHHS-MG | MH MG-(KY)-Katy [Mp2-Ste400] | MP2 STE 200 | 1/1/19 |  |  |  | TABLES, EXAMINATION/TREATMENT | Table, Exam | TABLEEXAM-Ritter-Tycos-204-002 | TABLEEXAM | 204-002 |  |  |  | Ritter-Tycos | Table, Exam |  | TABLEEXAM-Ritter-Tycos-204-002 |  | 11/7/18 |  |  | Covered PM Repair - Biomedical | MHHS - Heart Failure Clinics | [8 empty] | TABLEEXAM | Table, Exam | Ritter-Tycos
NO | YES |  |  |  | 583-00743 | 583-00743 | RITTER | 204-002 |  | V1599387 | MH MG-(KY)-Katy [Mp2-Ste400] | MHHS - Heart Failure Clinics |  | Table, Exam |  | 583-00743 | 583-00743 | Katy | MHHS-MG | MH MG-(KY)-Katy [Mp2-Ste400] | MP2 STE 200 | 1/1/19 |  |  |  | TABLES, EXAMINATION/TREATMENT | Table, Exam | TABLEEXAM-Ritter-Tycos-204-002 | TABLEEXAM | 204-002 |  |  |  | Ritter-Tycos | Table, Exam |  | TABLEEXAM-Ritter-Tycos-204-002 |  | 11/14/18 |  |  | Covered PM Repair - Biomedical | MHHS - Heart Failure Clinics | [8 empty] | TABLEEXAM | Table, Exam | Ritter-Tycos
NO | YES |  |  |  | 583-00744 | 583-00744 | RITTER | 204-002 |  | V1611185 | MH MG-(KY)-Katy [Mp2-Ste400] | MHHS - Heart Failure Clinics |  | Table, Exam |  | 583-00744 | 583-00744 | Katy | MHHS-MG | MH MG-(KY)-Katy [Mp2-Ste400] | MP2 STE 200 | 1/1/19 |  |  |  | TABLES, EXAMINATION/TREATMENT | Table, Exam | TABLEEXAM-Ritter-Tycos-204-002 | TABLEEXAM | 204-002 |  |  |  | Ritter-Tycos | Table, Exam |  | TABLEEXAM-Ritter-Tycos-204-002 |  |  |  |  | Covered PM Repair - Biomedical | MHHS - Heart Failure Clinics | [8 empty] | TABLEEXAM | Table, Exam | Ritter-Tycos
NO | YES |  |  |  | 583-00745 | 583-00745 | RITTER | 204-002 |  | V1672251 | MH MG-(KY)-Katy [Mp2-Ste400] | MHHS - Heart Failure Clinics |  | Table, Exam |  | 583-00745 | 583-00745 | Katy | MHHS-MG | MH MG-(KY)-Katy [Mp2-Ste400] | MP2 STE 200 | 1/1/19 |  |  |  | TABLES, EXAMINATION/TREATMENT | Table, Exam | TABLEEXAM-Ritter-Tycos-204-002 | TABLEEXAM | 204-002 |  |  |  | Ritter-Tycos | Table, Exam |  | TABLEEXAM-Ritter-Tycos-204-002 |  |  |  |  | Covered PM Repair - Biomedical | MHHS - Heart Failure Clinics | [8 empty] | TABLEEXAM | Table, Exam | Ritter-Tycos
NO | YES |  |  |  | 583-00746 | 583-00746 | RITTER | 204-002 |  | V1672510 | CAHF-(KY)-Katy [Mp2-Ste200] | MHHS - Heart Failure Clinics |  | Table, Exam |  | 583-00746 | 583-00746 | Katy | MHHS-Others | CAHF-(KY)-Katy [Mp2-Ste200] | Exam 6 | 1/1/19 |  |  |  | TABLES, EXAMINATION/TREATMENT | Table, Exam | TABLEEXAM-Ritter-Tycos-204-002 | TABLEEXAM | 204-002 |  |  |  | Ritter-Tycos | Table, Exam |  | TABLEEXAM-Ritter-Tycos-204-002 |  | 7/19/20 |  |  | Not Covered Vendor Only - Biomedical | MHHS - Heart Failure Clinics | [8 empty] | TABLEEXAM | Table, Exam | Ritter-Tycos
NO | YES |  |  |  | 583-00747 | 583-00747 | RITTER | 204-002 |  | V1672514 | MH MG-(KY)-Katy [Mp2-Ste400] | MHHS - Heart Failure Clinics |  | Table, Exam |  | 583-00747 | 583-00747 | Katy | MHHS-MG | MH MG-(KY)-Katy [Mp2-Ste400] | MP2 STE 200 | 1/1/19 |  |  |  | TABLES, EXAMINATION/TREATMENT | Table, Exam | TABLEEXAM-Ritter-Tycos-204-002 | TABLEEXAM | 204-002 |  |  |  | Ritter-Tycos | Table, Exam |  | TABLEEXAM-Ritter-Tycos-204-002 |  |  |  |  | Covered PM Repair - Biomedical | MHHS - Heart Failure Clinics | [8 empty] | TABLEEXAM | Table, Exam | Ritter-Tycos
NO | YES |  |  |  | 583-00748 | 583-00748 | RITTER | 204-002 |  | V1682791 | MH MG-(KY)-Katy [Mp2-Ste400] | MHHS - Heart Failure Clinics |  | Table, Exam |  | 583-00748 | 583-00748 | Katy | MHHS-MG | MH MG-(KY)-Katy [Mp2-Ste400] | MP2 STE 200 | 1/1/19 |  |  |  | TABLES, EXAMINATION/TREATMENT | Table, Exam | TABLEEXAM-Ritter-Tycos-204-002 | TABLEEXAM | 204-002 |  |  |  | Ritter-Tycos | Table, Exam |  | TABLEEXAM-Ritter-Tycos-204-002 |  |  |  |  | Covered PM Repair - Biomedical | MHHS - Heart Failure Clinics | [8 empty] | TABLEEXAM | Table, Exam | Ritter-Tycos
NO | YES |  |  |  | 583-00749 | 583-00749 | RITTER | 204-002 |  | V1611193 | CAHF-(KY)-Katy [Mp2-Ste200] | MHHS - Heart Failure Clinics |  | Table, Exam |  | 583-00749 | 583-00749 | Katy | MHHS-Others | CAHF-(KY)-Katy [Mp2-Ste200] | Exam 8 | 1/1/19 |  |  |  | TABLES, EXAMINATION/TREATMENT | Table, Exam | TABLEEXAM-Ritter-Tycos-204-002 | TABLEEXAM | 204-002 |  |  |  | Ritter-Tycos | Table, Exam |  | TABLEEXAM-Ritter-Tycos-204-002 |  | 5/15/15 |  |  | Covered PM Repair - Biomedical | MHHS - Heart Failure Clinics | [8 empty] | TABLEEXAM | Table, Exam | Ritter-Tycos
NO | YES |  |  |  | 145-00655 | 145-00655 | RITTER | 204-002 |  | V1814476 | MH MG-(PL)-Pearland Multi-Specialty (Mp 2) | MHHS-MG |  | Table, Exam |  | 145-00655 | 145-00655 | Greater heights | MHHS-MG | MH MG-(PL)-Pearland Multi-Specialty (Mp 2) | Room 11 |  |  |  |  | TABLES, EXAMINATION/TREATMENT | Table, Exam | TABLEEXAM-Ritter-Tycos-204-002 | TABLEEXAM | 204-002 |  |  |  | Ritter-Tycos | Table, Exam |  | TABLEEXAM-Ritter-Tycos-204-002 |  |  |  |  | Covered PM Repair - Biomedical | MHHS-MG | [8 empty] | TABLEEXAM | Table, Exam | Ritter-Tycos
NO | YES |  |  |  | 145-00656 | 145-00656 | RITTER | 204-002 |  | V1814479 | MH MG-(PL)-Pearland Multi-Specialty (Mp 2) | MHHS-MG |  | Table, Exam |  | 145-00656 | 145-00656 | Pearland | MHHS-MG | MH MG-(PL)-Pearland Multi-Specialty (Mp 2) | Sut 390 room1 | 7/1/17 |  |  |  | TABLES, EXAMINATION/TREATMENT | Table, Exam | TABLEEXAM-Ritter-Tycos-204-002 | TABLEEXAM | 204-002 |  |  |  | Ritter-Tycos | Table, Exam |  | TABLEEXAM-Ritter-Tycos-204-002 |  |  |  |  | Covered PM Repair - Biomedical | MHHS-MG | [8 empty] | TABLEEXAM | Table, Exam | Ritter-Tycos
NO | YES |  |  |  | 041-20211 |  | RITTER | 204-002 |  | V1766807 | MH MG - (MC) - PHILLIPS 66 | MHHS-MG |  | Table, Exam |  | 041-20211 |  | West & Memorial City |  | MH MG - (MC) - PHILLIPS 66 |  | 06/29/2016 |  |  |  | TABLES, EXAMINATION/TREATMENT |  | TABLEEXAM-Ritter-Tycos-204-002 | TABLEEXAM | 204-002 |  |  |  | Ritter-Tycos | Table, Exam |  | TABLEEXAM-Ritter-Tycos-204-002 |  |  |  |  | Covered PM Repair - Biomedical | MHHS-MG
NO | YES |  |  |  | 041-20212 |  | RITTER | 204-002 |  |  | MH MG - (MC) - PHILLIPS 66 | MHHS-MG |  | Table, Exam |  | 041-20212 |  | West & Memorial City |  | MH MG - (MC) - PHILLIPS 66 |  | 06/29/2016 |  |  |  | TABLES, EXAMINATION/TREATMENT |  | TABLEEXAM-Ritter-Tycos-204-002 | TABLEEXAM | 204-002 |  |  |  | Ritter-Tycos | Table, Exam |  | TABLEEXAM-Ritter-Tycos-204-002 |  |  |  |  | Covered PM Repair - Biomedical | MHHS-MG
NO | YES |  |  |  | 000-02634 | 000-02634 | RITTER | 204-002 |  | V1542735 | CBC - (SE) - KRUSE CLINIC | MHHS-Neighborhood Clinics |  | Table, Exam |  | 000-02634 | 000-02634 | Southeast & Bay Area |  | CBC - (SE) - KRUSE CLINIC |  | 11/01/2018 |  |  |  | TABLES, EXAMINATION/TREATMENT |  | TABLEEXAM-Ritter-Tycos-204-002 | TABLEEXAM | 204-002 |  |  |  | Ritter-Tycos | Table, Exam |  | TABLEEXAM-Ritter-Tycos-204-002 |  | 06/15/2015 |  |  | Covered PM Repair - Biomedical | MHHS-Neighborhood Clinics
NO | YES |  |  |  | 000-02636 | 000-02636 | RITTER | 204-002 |  | V1537683 | CBC - (SE) - KRUSE CLINIC | MHHS-Neighborhood Clinics |  | Table, Exam |  | 000-02636 | 000-02636 | Southeast & Bay Area |  | CBC - (SE) - KRUSE CLINIC |  | 11/01/2018 |  |  |  | TABLES, EXAMINATION/TREATMENT |  | TABLEEXAM-Ritter-Tycos-204-002 | TABLEEXAM | 204-002 |  |  |  | Ritter-Tycos | Table, Exam |  | TABLEEXAM-Ritter-Tycos-204-002 |  | 05/15/2016 |  |  | Covered PM Repair - Biomedical | MHHS-Neighborhood Clinics
NO | YES |  |  |  | 000-02637 | 000-02637 | RITTER | 204-002 |  | V1456493 | CBC - (SE) - KRUSE CLINIC | MHHS-Neighborhood Clinics |  | Table, Exam |  | 000-02637 | 000-02637 | Southeast & Bay Area |  | CBC - (SE) - KRUSE CLINIC |  | 11/01/2018 |  |  |  | TABLES, EXAMINATION/TREATMENT |  | TABLEEXAM-Ritter-Tycos-204-002 | TABLEEXAM | 204-002 |  |  |  | Ritter-Tycos | Table, Exam |  | TABLEEXAM-Ritter-Tycos-204-002 |  | 06/16/2016 |  |  | Covered PM Repair - Biomedical | MHHS-Neighborhood Clinics
NO | YES |  |  |  | 005-11678 | 005-11678 | RITTER | 204-002 |  | V1773900 | MH MG - (SL) - SUGAR LAND PRIMARY CARE (MP1) | MHHS-MG |  | Table, Exam |  | 005-11678 | 005-11678 | Southeast | Memorial Hermann Medical Group Sugar Land (#300) | MH MG - (SL) - SUGAR LAND PRIMARY CARE (MP1) | Room 12 | 11/1/16 |  |  |  | TABLES, EXAMINATION/TREATMENT | Table, Exam | TABLEEXAM-Ritter-Tycos-204-002 | TABLEEXAM | 204-002 |  |  |  | Ritter-Tycos | Table, Exam |  | TABLEEXAM-Ritter-Tycos-204-002 |  | 7/28/16 |  |  | Covered PM Repair - Biomedical | MHHS-MG | [8 empty] | TABLEEXAM | Table, Exam | Ritter-Tycos
NO | YES |  |  |  | 005-11680 | 005-11680 | RITTER | 204-002 |  | V1773908 | MH MG - (SL) - SUGAR LAND CARDIOLOGY | MHHS-MG |  | Table, Exam |  | 005-11680 | 005-11680 | Southeast | Memorial Hermann Medical Group Sugar Land (#300) | MH MG - (SL) - SUGAR LAND CARDIOLOGY | Room 1 | 11/1/16 |  |  |  | TABLES, EXAMINATION/TREATMENT | Table, Exam | TABLEEXAM-Ritter-Tycos-204-002 | TABLEEXAM | 204-002 |  |  |  | Ritter-Tycos | Table, Exam |  | TABLEEXAM-Ritter-Tycos-204-002 |  | 7/28/16 |  |  | Covered PM Repair - Biomedical | MHHS-MG | [8 empty] | TABLEEXAM | Table, Exam | Ritter-Tycos
NO | YES |  |  |  | 005-11682 | 005-11682 | RITTER | 204-002 |  | V1773930 | MH MG-(PL)-Pearland Clinic | MHHS-MG |  | Table, Exam |  | 005-11682 | 005-11682 | Pearland | MHHS-MG | MH MG-(PL)-Pearland Clinic | Exam 17 | 11/1/16 |  |  |  | TABLES, EXAMINATION/TREATMENT | Table, Exam | TABLEEXAM-Ritter-Tycos-204-002 | TABLEEXAM | 204-002 |  |  |  | Ritter-Tycos | Table, Exam |  | TABLEEXAM-Ritter-Tycos-204-002 |  | 7/28/16 |  |  | Covered PM Repair - Biomedical | MHHS-MG | [8 empty] | TABLEEXAM | Table, Exam | Ritter-Tycos
NO | YES |  |  |  | 017-01229 | 017-01229 | RITTER | 204-002 |  | V1320536 | MH MG - (SL) - SUGAR LAND SPORTS MEDICINE (MP2) | MHHS-MG |  | Table, Exam |  | 017-01229 | 017-01229 | Southeast | Memorial Hermann Medical Group Sugar Land (#300) | MH MG - (SL) - SUGAR LAND SPORTS MEDICINE (MP2) | Exam 11 | 5/1/17 |  |  |  | TABLES, EXAMINATION/TREATMENT | Table, Exam | TABLEEXAM-Ritter-Tycos-204-002 | TABLEEXAM | 204-002 |  |  |  | Ritter-Tycos | Table, Exam |  | TABLEEXAM-Ritter-Tycos-204-002 |  | 7/28/16 |  |  | Covered PM Repair - Biomedical | MHHS-MG | [8 empty] | TABLEEXAM | Table, Exam | Ritter-Tycos
NO | YES |  |  |  | 017-01230 | 017-01230 | RITTER | 204-002 |  | V1320537 | PEARLAND - PROJECTS | MHHS-MG |  | Table, Exam |  | 017-01230 | 017-01230 | Southeast | Memorial Hermann Medical Group Central Pearland | PEARLAND - PROJECTS | Exam 19 | 5/1/17 |  |  |  | TABLES, EXAMINATION/TREATMENT | Table, Exam | TABLEEXAM-Ritter-Tycos-204-002 | TABLEEXAM | 204-002 |  |  |  | Ritter-Tycos | Table, Exam |  | TABLEEXAM-Ritter-Tycos-204-002 |  | 7/28/16 |  |  | Covered PM Repair - Biomedical | MHHS-MG | [8 empty] | TABLEEXAM | Table, Exam | Ritter-Tycos
NO | YES |  |  |  | 017-01231 | 017-01231 | RITTER | 204-002 |  | V1320540 | PEARLAND - PROJECTS | MHHS-MG |  | Table, Exam |  | 017-01231 | 017-01231 | Southeast | Memorial Hermann Medical Group Central Pearland | PEARLAND - PROJECTS | Exam 19 | 5/1/17 |  |  |  | TABLES, EXAMINATION/TREATMENT | Table, Exam | TABLEEXAM-Ritter-Tycos-204-002 | TABLEEXAM | 204-002 |  |  |  | Ritter-Tycos | Table, Exam |  | TABLEEXAM-Ritter-Tycos-204-002 |  | 7/28/16 |  |  | Covered PM Repair - Biomedical | MHHS-MG | [8 empty] | TABLEEXAM | Table, Exam | Ritter-Tycos
NO | YES |  |  |  | 017-01238 | 017-01238 | RITTER | 204-002 |  | V698903 | PEARLAND - PROJECTS | MHHS-MG |  | Table, Exam |  | 017-01238 | 017-01238 | Southeast | Memorial Hermann Medical Group Central Pearland | PEARLAND - PROJECTS | Exam 18 | 5/1/17 |  |  |  | TABLES, EXAMINATION/TREATMENT | Table, Exam | TABLEEXAM-Ritter-Tycos-204-002 | TABLEEXAM | 204-002 |  |  |  | Ritter-Tycos | Table, Exam |  | TABLEEXAM-Ritter-Tycos-204-002 |  | 7/28/17 |  |  | Covered PM Repair - Biomedical | MHHS-MG | [8 empty] | TABLEEXAM | Table, Exam | Ritter-Tycos
NO | YES |  |  |  |  | 151-03876 | RITTER | 204-002 |  | V1309244 | MH MG-(CY)-Copperfield | MHHS-MG |  | Table, Exam |  |  | 151-03876 | Northwest | MHHS-MG | MH MG-(CY)-Copperfield | Ex rm 6 | 5/1/17 |  |  |  | TABLES, EXAMINATION/TREATMENT | Table, Exam | TABLEEXAM-Ritter-Tycos-204-002 | TABLEEXAM | 204-002 |  |  |  | Ritter-Tycos | Table, Exam |  | TABLEEXAM-Ritter-Tycos-204-002 |  | 7/28/16 |  |  | Covered PM Repair - Biomedical | MHHS-MG | [8 empty] | TABLEEXAM | Table, Exam | Ritter-Tycos
NO | YES |  |  |  |  | 151-03859 | RITTER | 204-002 |  | V1309250 | MH MG-(CY)-Copperfield | MHHS-MG |  | Table, Exam |  |  | 151-03859 | Northwest | MHHS-MG | MH MG-(CY)-Copperfield | Ex rm 7 | 5/1/17 |  |  |  | TABLES, EXAMINATION/TREATMENT | Table, Exam | TABLEEXAM-Ritter-Tycos-204-002 | TABLEEXAM | 204-002 |  |  |  | Ritter-Tycos | Table, Exam |  | TABLEEXAM-Ritter-Tycos-204-002 |  | 11/7/18 |  |  | Covered PM Repair - Biomedical | MHHS-MG | [8 empty] | TABLEEXAM | Table, Exam | Ritter-Tycos
NO | YES |  |  |  |  | 151-03862 | RITTER | 204-002 |  | V1309254 | MH MG-(CY)-Copperfield | MHHS-MG |  | Table, Exam |  |  | 151-03862 | Northwest | MHHS-MG | MH MG-(CY)-Copperfield | Ex rm 5 | 5/1/17 |  |  |  | TABLES, EXAMINATION/TREATMENT | Table, Exam | TABLEEXAM-Ritter-Tycos-204-002 | TABLEEXAM | 204-002 |  |  |  | Ritter-Tycos | Table, Exam |  | TABLEEXAM-Ritter-Tycos-204-002 |  | 11/7/18 |  |  | Covered PM Repair - Biomedical | MHHS-MG | [8 empty] | TABLEEXAM | Table, Exam | Ritter-Tycos
NO | YES |  |  |  |  | 151-03863 | RITTER | 204-002 |  | V1307791 | MH MG-(CY)-Copperfield | MHHS-MG |  | Table, Exam |  |  | 151-03863 | Northwest | MHHS-MG | MH MG-(CY)-Copperfield | Ex room 8 | 5/1/17 |  |  |  | TABLES, EXAMINATION/TREATMENT | Table, Exam | TABLEEXAM-Ritter-Tycos-204-002 | TABLEEXAM | 204-002 |  |  |  | Ritter-Tycos | Table, Exam |  | TABLEEXAM-Ritter-Tycos-204-002 |  | 10/13/18 |  |  | Covered PM Repair - Biomedical | MHHS-MG | [8 empty] | TABLEEXAM | Table, Exam | Ritter-Tycos
NO | YES |  |  |  |  | 151-03866 | RITTER | 204-002 |  | V1300455 | MH MG-(CY)-Copperfield | MHHS-MG |  | Table, Exam |  |  | 151-03866 | Northwest | MHHS-MG | MH MG-(CY)-Copperfield | Ex rm 9 | 5/1/17 |  |  |  | TABLES, EXAMINATION/TREATMENT | Table, Exam | TABLEEXAM-Ritter-Tycos-204-002 | TABLEEXAM | 204-002 |  |  |  | Ritter-Tycos | Table, Exam |  | TABLEEXAM-Ritter-Tycos-204-002 |  | 10/13/18 |  |  | Covered PM Repair - Biomedical | MHHS-MG | [8 empty] | TABLEEXAM | Table, Exam | Ritter-Tycos
NO | YES |  |  |  |  | 151-05134 | RITTER | 204-002 |  | V1324183 | MH MG-(CY)-Copperfield | MHHS-MG |  | Table, Exam |  |  | 151-05134 | Northwest | MHHS-MG | MH MG-(CY)-Copperfield | Ex 4 | 5/1/17 |  |  |  | TABLES, EXAMINATION/TREATMENT | Table, Exam | TABLEEXAM-Ritter-Tycos-204-002 | TABLEEXAM | 204-002 |  |  |  | Ritter-Tycos | Table, Exam |  | TABLEEXAM-Ritter-Tycos-204-002 |  | 10/13/18 |  |  | Covered PM Repair - Biomedical | MHHS-MG | [8 empty] | TABLEEXAM | Table, Exam | Ritter-Tycos
NO | YES |  |  |  |  | 151-03845 | RITTER | 204-002 |  | V1309248 | MH MG-(CY)-Copperfield | MHHS-MG |  | Table, Exam |  |  | 151-03845 | Northwest | MHHS-MG | MH MG-(CY)-Copperfield | Exam 3 | 5/1/17 |  |  | One time safety | TABLES, EXAMINATION/TREATMENT | Table, Exam | TABLEEXAM-Ritter-Tycos-204-002 | TABLEEXAM | 204-002 |  |  |  | Ritter-Tycos | Table, Exam |  | TABLEEXAM-Ritter-Tycos-204-002 |  |  |  |  | Covered PM Repair - Biomedical | MHHS-MG | [8 empty] | TABLEEXAM | Table, Exam | Ritter-Tycos
NO | YES |  |  |  |  | 151-03873 | RITTER | 204-002 |  | V1300428 | MH MG-(CY)-Copperfield | MHHS-MG |  | Table, Exam |  |  | 151-03873 | Northwest | MHHS-MG | MH MG-(CY)-Copperfield | Ex 2 | 5/1/17 |  |  |  | TABLES, EXAMINATION/TREATMENT | Table, Exam | TABLEEXAM-Ritter-Tycos-204-002 | TABLEEXAM | 204-002 |  |  |  | Ritter-Tycos | Table, Exam |  | TABLEEXAM-Ritter-Tycos-204-002 |  |  |  |  | Covered PM Repair - Biomedical | MHHS-MG | [8 empty] | TABLEEXAM | Table, Exam | Ritter-Tycos
NO | YES |  |  |  |  | 151-03852 | RITTER | 204-002 |  | V1300516 | MH MG-(CY)-Copperfield | MHHS-MG |  | Table, Exam |  |  | 151-03852 | Northwest | MHHS-MG | MH MG-(CY)-Copperfield | Exam 11 | 5/1/17 |  |  | One time inspection only sticker | TABLES, EXAMINATION/TREATMENT | Table, Exam | TABLEEXAM-Ritter-Tycos-204-002 | TABLEEXAM | 204-002 |  |  |  | Ritter-Tycos | Table, Exam |  | TABLEEXAM-Ritter-Tycos-204-002 |  |  |  |  | Covered PM Repair - Biomedical | MHHS-MG | [8 empty] | TABLEEXAM | Table, Exam | Ritter-Tycos
NO | YES |  |  |  |  | 151-03841 | RITTER | 204-002 |  | V1300503 | MH MG-(CY)-Copperfield | MHHS-MG |  | Table, Exam |  |  | 151-03841 | Northwest | MHHS-MG | MH MG-(CY)-Copperfield | Exam 1 | 5/1/17 |  |  | One time safety | TABLES, EXAMINATION/TREATMENT | Table, Exam | TABLEEXAM-Ritter-Tycos-204-002 | TABLEEXAM | 204-002 |  |  |  | Ritter-Tycos | Table, Exam |  | TABLEEXAM-Ritter-Tycos-204-002 |  |  |  |  | Covered PM Repair - Biomedical | MHHS-MG | [8 empty] | TABLEEXAM | Table, Exam | Ritter-Tycos
NO | YES |  |  |  |  | 151-03869 | RITTER | 204-002 |  | V1300447 | MH MG-(CY)-Copperfield | MHHS-MG |  | Table, Exam |  |  | 151-03869 | Northwest | MHHS-MG | MH MG-(CY)-Copperfield | Ex room 10 | 5/1/17 |  |  |  | TABLES, EXAMINATION/TREATMENT | Table, Exam | TABLEEXAM-Ritter-Tycos-204-002 | TABLEEXAM | 204-002 |  |  |  | Ritter-Tycos | Table, Exam |  | TABLEEXAM-Ritter-Tycos-204-002 |  |  |  |  | Covered PM Repair - Biomedical | MHHS-MG | [8 empty] | TABLEEXAM | Table, Exam | Ritter-Tycos
NO | YES |  |  |  |  | 151-05166 | RITTER | 204-002 |  | V1624183 | MH MG-(CY)-Fairfield [Mp1-Ste100] | MHHS-MG |  | Table, Exam |  |  | 151-05166 | Northwest | MHHS-MG | MH MG-(CY)-Fairfield [Mp1-Ste100] | Ex room7 |  |  |  |  | TABLES, EXAMINATION/TREATMENT | Table, Exam | TABLEEXAM-Ritter-Tycos-204-002 | TABLEEXAM | 204-002 |  |  |  | Ritter-Tycos | Table, Exam |  | TABLEEXAM-Ritter-Tycos-204-002 |  |  |  |  | Covered PM Repair - Biomedical | MHHS-MG | [8 empty] | TABLEEXAM | Table, Exam | Ritter-Tycos
NO | YES |  |  |  |  | 151-05164 | RITTER | 204-002 |  | V1624180 | MH MG-(CY)-Fairfield [Mp1-Ste100] | MHHS-MG |  | Table, Exam |  |  | 151-05164 | Northwest | MHHS-MG | MH MG-(CY)-Fairfield [Mp1-Ste100] | Exam 3 |  |  |  | One time safety | TABLES, EXAMINATION/TREATMENT | Table, Exam | TABLEEXAM-Ritter-Tycos-204-002 | TABLEEXAM | 204-002 |  |  |  | Ritter-Tycos | Table, Exam |  | TABLEEXAM-Ritter-Tycos-204-002 |  |  |  |  | Covered PM Repair - Biomedical | MHHS-MG | [8 empty] | TABLEEXAM | Table, Exam | Ritter-Tycos
NO | YES |  |  |  |  | 151-05119 | RITTER | 204-002 |  | V1624188 | MH MG-(CY)-Fairfield [Mp1-Ste100] | MHHS-MG |  | Table, Exam |  |  | 151-05119 | Northwest | MHHS-MG | MH MG-(CY)-Fairfield [Mp1-Ste100] | Exam Room 4 | 2/1/20 | 2/1/20 |  |  | TABLES, EXAMINATION/TREATMENT | Table, Exam | TABLEEXAM-Ritter-Tycos-204-002 | TABLEEXAM | 204-002 |  |  |  | Ritter-Tycos | Table, Exam |  | TABLEEXAM-Ritter-Tycos-204-002 |  |  |  |  | Covered PM Repair - Biomedical | MHHS-MG | [8 empty] | TABLEEXAM | Table, Exam | Ritter-Tycos
NO | YES |  |  |  |  | 151-05160 | RITTER | 204-002 |  | V1624171 | MH MG-(CY)-Fairfield [Mp1-Ste100] | MHHS-MG |  | Table, Exam |  |  | 151-05160 | Northwest | MHHS-MG | MH MG-(CY)-Fairfield [Mp1-Ste100] | Exam 2 |  |  |  | One time safety only | TABLES, EXAMINATION/TREATMENT | Table, Exam | TABLEEXAM-Ritter-Tycos-204-002 | TABLEEXAM | 204-002 |  |  |  | Ritter-Tycos | Table, Exam |  | TABLEEXAM-Ritter-Tycos-204-002 |  |  |  |  | Covered PM Repair - Biomedical | MHHS-MG | [8 empty] | TABLEEXAM | Table, Exam | Ritter-Tycos
NO | YES |  |  |  |  | 151-05157 | RITTER | 204-002 |  | V1624189 | MH MG-(CY)-Fairfield [Mp1-Ste100] | MHHS-MG |  | Table, Exam |  |  | 151-05157 | Northwest | MHHS-MG | MH MG-(CY)-Fairfield [Mp1-Ste100] | Exam 1 |  |  |  | One time safety sticker | TABLES, EXAMINATION/TREATMENT | Table, Exam | TABLEEXAM-Ritter-Tycos-204-002 | TABLEEXAM | 204-002 |  |  |  | Ritter-Tycos | Table, Exam |  | TABLEEXAM-Ritter-Tycos-204-002 |  |  |  |  | Covered PM Repair - Biomedical | MHHS-MG | [8 empty] | TABLEEXAM | Table, Exam | Ritter-Tycos
NO | YES |  |  |  |  | 151-05123 | RITTER | 204-002 |  | V1624174 | MH MG-(CY)-Fairfield [Mp1-Ste100] | MHHS-MG |  | Table, Exam |  |  | 151-05123 | Northwest | MHHS-MG | MH MG-(CY)-Fairfield [Mp1-Ste100] | Exam Room 5 |  |  |  |  | TABLES, EXAMINATION/TREATMENT | Table, Exam | TABLEEXAM-Ritter-Tycos-204-002 | TABLEEXAM | 204-002 |  |  |  | Ritter-Tycos | Table, Exam |  | TABLEEXAM-Ritter-Tycos-204-002 |  |  |  |  | Covered PM Repair - Biomedical | MHHS-MG | [8 empty] | TABLEEXAM | Table, Exam | Ritter-Tycos
NO | YES |  |  |  |  | 151-05168 | RITTER | 204-002 |  | V1324182 | MH MG-(CY)-Fairfield [Mp1-Ste100] | MHHS-MG |  | Table, Exam |  |  | 151-05168 | Northwest | MHHS-MG | MH MG-(CY)-Fairfield [Mp1-Ste100] | Exam Room 8 |  |  |  |  | TABLES, EXAMINATION/TREATMENT | Table, Exam | TABLEEXAM-Ritter-Tycos-204-002 | TABLEEXAM | 204-002 |  |  |  | Ritter-Tycos | Table, Exam |  | TABLEEXAM-Ritter-Tycos-204-002 |  |  |  |  | Covered PM Repair - Biomedical | MHHS-MG | [8 empty] | TABLEEXAM | Table, Exam | Ritter-Tycos
NO | YES |  |  |  |  | 151-05153 | RITTER | 204-002 |  | V1386256 | MH MG-(CY)-Fairfield [Mp1-Ste100] | MHHS-MG |  | Table, Exam |  |  | 151-05153 | Northwest | MHHS-MG | MH MG-(CY)-Fairfield [Mp1-Ste100] | Exam 9 |  |  |  | One time safety sticker | TABLES, EXAMINATION/TREATMENT | Table, Exam | TABLEEXAM-Ritter-Tycos-204-002 | TABLEEXAM | 204-002 |  |  |  | Ritter-Tycos | Table, Exam |  | TABLEEXAM-Ritter-Tycos-204-002 |  |  |  |  | Covered PM Repair - Biomedical | MHHS-MG | [8 empty] | TABLEEXAM | Table, Exam | Ritter-Tycos
NO | YES |  |  |  | 041-19974 | 041-19974 | RITTER | 204-002 |  | V1718734 | MH MG-(CY)-Fairfield [Mp1-Ste100] | MHHS-MG |  | Table, Exam |  | 041-19974 | 041-19974 | Northwest | MHHS-MG | MH MG-(CY)-Fairfield [Mp1-Ste100] | C1 101 | 4/1/17 |  |  |  | TABLES, EXAMINATION/TREATMENT | Table, Exam | TABLEEXAM-Ritter-Tycos-204-002 | TABLEEXAM | 204-002 |  |  |  | Ritter-Tycos | Table, Exam |  | TABLEEXAM-Ritter-Tycos-204-002 |  | 8/6/18 |  |  | Covered PM Repair - Biomedical | MHHS-MG | [8 empty] | TABLEEXAM | Table, Exam | Ritter-Tycos
NO | YES |  |  |  | 041-19976 | 041-19976 | RITTER | 204-002 |  | V1718722 | MH MG-(CY)-Fairfield [Mp1-Ste100] | MHHS-MG |  | Table, Exam |  | 041-19976 | 041-19976 | Northwest | MHHS-MG | MH MG-(CY)-Fairfield [Mp1-Ste100] | C1 103 | 4/1/17 |  |  |  | TABLES, EXAMINATION/TREATMENT | Table, Exam | TABLEEXAM-Ritter-Tycos-204-002 | TABLEEXAM | 204-002 |  |  |  | Ritter-Tycos | Table, Exam |  | TABLEEXAM-Ritter-Tycos-204-002 |  |  |  |  | Covered PM Repair - Biomedical | MHHS-MG | [8 empty] | TABLEEXAM | Table, Exam | Ritter-Tycos
NO | YES |  |  |  | 041-19977 | 041-19977 | RITTER | 204-002 |  | V1718729 | MH MG-(CY)-Fairfield [Mp1-Ste100] | MHHS-MG |  | Table, Exam |  | 041-19977 | 041-19977 | Northwest | MHHS-MG | MH MG-(CY)-Fairfield [Mp1-Ste100] | C1 104 | 4/1/17 |  |  |  | TABLES, EXAMINATION/TREATMENT | Table, Exam | TABLEEXAM-Ritter-Tycos-204-002 | TABLEEXAM | 204-002 |  |  |  | Ritter-Tycos | Table, Exam |  | TABLEEXAM-Ritter-Tycos-204-002 |  |  |  |  | Covered PM Repair - Biomedical | MHHS-MG | [8 empty] | TABLEEXAM | Table, Exam | Ritter-Tycos
NO | YES |  |  |  | 041-19978 | 041-19978 | RITTER | 204-002 |  | V1622107 | MH MG-(CY)-Fairfield [Mp1-Ste100] | MHHS-MG |  | Table, Exam |  | 041-19978 | 041-19978 | Northwest | MHHS-MG | MH MG-(CY)-Fairfield [Mp1-Ste100] | C1 105 | 4/1/17 |  |  |  | TABLES, EXAMINATION/TREATMENT | Table, Exam | TABLEEXAM-Ritter-Tycos-204-002 | TABLEEXAM | 204-002 |  |  |  | Ritter-Tycos | Table, Exam |  | TABLEEXAM-Ritter-Tycos-204-002 |  |  |  |  | Covered PM Repair - Biomedical | MHHS-MG | [8 empty] | TABLEEXAM | Table, Exam | Ritter-Tycos
NO | YES |  |  |  | 041-19979 | 041-19979 | RITTER | 204-002 |  | V1718725 | MH MG-(CY)-Fairfield [Mp1-Ste100] | MHHS-MG |  | Table, Exam |  | 041-19979 | 041-19979 | Northwest | MHHS-MG | MH MG-(CY)-Fairfield [Mp1-Ste100] | Exam Room 6 | 4/1/17 |  |  |  | TABLES, EXAMINATION/TREATMENT | Table, Exam | TABLEEXAM-Ritter-Tycos-204-002 | TABLEEXAM | 204-002 |  |  |  | Ritter-Tycos | Table, Exam |  | TABLEEXAM-Ritter-Tycos-204-002 |  |  |  |  | Covered PM Repair - Biomedical | MHHS-MG | [8 empty] | TABLEEXAM | Table, Exam | Ritter-Tycos
NO | YES |  |  |  | 041-19980 | 041-19980 | RITTER | 204-002 |  | V1718739 | MH MG-(CY)-Fairfield [Mp1-Ste100] | MHHS-MG |  | Table, Exam |  | 041-19980 | 041-19980 | Northwest | MHHS-MG | MH MG-(CY)-Fairfield [Mp1-Ste100] | C1 107 | 4/1/17 |  |  |  | TABLES, EXAMINATION/TREATMENT | Table, Exam | TABLEEXAM-Ritter-Tycos-204-002 | TABLEEXAM | 204-002 |  |  |  | Ritter-Tycos | Table, Exam |  | TABLEEXAM-Ritter-Tycos-204-002 |  | 1/28/17 |  |  | Covered PM Repair - Biomedical | MHHS-MG | [8 empty] | TABLEEXAM | Table, Exam | Ritter-Tycos
NO | YES |  |  |  | 041-19981 | 041-19981 | RITTER | 204-002 |  | V1608340 | MH MG-(CY)-Fairfield [Mp1-Ste100] | MHHS-MG |  | Table, Exam |  | 041-19981 | 041-19981 | Northwest | MHHS-MG | MH MG-(CY)-Fairfield [Mp1-Ste100] | Exam Room 8 | 4/1/17 |  |  |  | TABLES, EXAMINATION/TREATMENT | Table, Exam | TABLEEXAM-Ritter-Tycos-204-002 | TABLEEXAM | 204-002 |  |  |  | Ritter-Tycos | Table, Exam |  | TABLEEXAM-Ritter-Tycos-204-002 |  |  |  |  | Covered PM Repair - Biomedical | MHHS-MG | [8 empty] | TABLEEXAM | Table, Exam | Ritter-Tycos
NO | YES |  |  |  | 041-20469 | 041-20469 | RITTER | 204-002 |  | V1774317 | MH MG-(CY)-Fairfield [Mp1-Ste100] | MHHS-MG |  | Table, Exam |  | 041-20469 | 041-20469 | Northwest | MHHS-MG | MH MG-(CY)-Fairfield [Mp1-Ste100] | C1 102 | 8/1/16 |  |  |  | TABLES, EXAMINATION/TREATMENT | Table, Exam | TABLEEXAM-Ritter-Tycos-204-002 | TABLEEXAM | 204-002 |  |  |  | Ritter-Tycos | Table, Exam |  | TABLEEXAM-Ritter-Tycos-204-002 |  |  |  |  | Covered PM Repair - Biomedical | MHHS-MG | [8 empty] | TABLEEXAM | Table, Exam | Ritter-Tycos
NO | YES |  |  |  | 151-02399 | 151-02399 | RITTER | 204-002 |  | V1876936 | MH MG-(CY)-Fairfield [Mp1-Ste100] | MHHS-MG |  | Table, Exam |  | 151-02399 | 151-02399 | Sugar Land | MHHS-MG | MH MG-(CY)-Fairfield [Mp1-Ste100] | Exam 2 | 8/1/17 |  |  |  | TABLES, EXAMINATION/TREATMENT | Table, Exam | TABLEEXAM-Ritter-Tycos-204-002 | TABLEEXAM | 204-002 |  |  |  | Ritter-Tycos | Table, Exam |  | TABLEEXAM-Ritter-Tycos-204-002 |  |  |  |  | Covered PM Repair - Biomedical | MHHS-MG | [8 empty] | TABLEEXAM | Table, Exam | Ritter-Tycos
NO | YES |  |  |  | 151-02400 | 151-02400 | RITTER | 204-002 |  | V1876972 | MH MG - (CY) - OCCUPATIONAL MEDICINE [MP1-STE180] | MHHS-MG |  | Table, Exam |  | 151-02400 | 151-02400 | Northwest | MHHS-MG | MH MG - (CY) - OCCUPATIONAL MEDICINE [MP1-STE180] | C1 707 | 8/1/17 |  |  | Safety inspection only sticker | TABLES, EXAMINATION/TREATMENT | Table, Exam | TABLEEXAM-Ritter-Tycos-204-002 | TABLEEXAM | 204-002 |  |  |  | Ritter-Tycos | Table, Exam |  | TABLEEXAM-Ritter-Tycos-204-002 |  | 7/21/16 |  |  | Covered PM Repair - Biomedical | MHHS-MG | [8 empty] | TABLEEXAM | Table, Exam | Ritter-Tycos
NO | YES |  |  |  | 151-02401 | 151-02401 | RITTER | 204-002 |  | V1876954 | MH MG - (CY) - OCCUPATIONAL MEDICINE [MP1-STE180] | MHHS-MG |  | Table, Exam |  | 151-02401 | 151-02401 | Northwest | MHHS-MG | MH MG - (CY) - OCCUPATIONAL MEDICINE [MP1-STE180] | C1 710 | 8/1/17 |  |  | Safety inspection only sticker | TABLES, EXAMINATION/TREATMENT | Table, Exam | TABLEEXAM-Ritter-Tycos-204-002 | TABLEEXAM | 204-002 |  |  |  | Ritter-Tycos | Table, Exam |  | TABLEEXAM-Ritter-Tycos-204-002 |  | 7/21/16 |  |  | Covered PM Repair - Biomedical | MHHS-MG | [8 empty] | TABLEEXAM | Table, Exam | Ritter-Tycos
NO | YES |  |  |  | 151-02402 | 151-02402 | RITTER | 204-002 |  | V1876962 | MH MG - (CY) - OCCUPATIONAL MEDICINE [MP1-STE180] | MHHS-MG |  | Table, Exam |  | 151-02402 | 151-02402 | Northwest | MHHS-MG | MH MG - (CY) - OCCUPATIONAL MEDICINE [MP1-STE180] | C1 711 | 8/1/17 | 2/1/20 |  | Initial inspection sticker only. | TABLES, EXAMINATION/TREATMENT | Table, Exam | TABLEEXAM-Ritter-Tycos-204-002 | TABLEEXAM | 204-002 |  |  |  | Ritter-Tycos | Table, Exam |  | TABLEEXAM-Ritter-Tycos-204-002 |  | 7/21/16 |  |  | Covered PM Repair - Biomedical | MHHS-MG | [8 empty] | TABLEEXAM | Table, Exam | Ritter-Tycos
NO | YES |  |  |  | 009-10576 | 009-10576 | RITTER | 204-002 |  | V1914013 | MH MG-(GH)-GH CCC | MHHS-MG |  | Table, Exam |  | 009-10576 | 009-10576 | Central | MHHS-MG | MH MG-(GH)-GH CCC | Exam 1 | 9/1/17 |  |  |  | TABLES, EXAMINATION/TREATMENT | Table, Exam | TABLEEXAM-Ritter-Tycos-204-002 | TABLEEXAM | 204-002 |  |  |  | Ritter-Tycos | Table, Exam |  | TABLEEXAM-Ritter-Tycos-204-002 |  | 7/21/16 |  |  | Covered PM Repair - Biomedical | MHHS-MG | [8 empty] | TABLEEXAM | Table, Exam | Ritter-Tycos
NO | YES |  |  |  | 009-10577 | 009-10577 | RITTER | 204-002 |  | V1914005 | MH MG-(GH)-GH CCC | MHHS-MG |  | Table, Exam |  | 009-10577 | 009-10577 | Central | MHHS-MG | MH MG-(GH)-GH CCC | Exam 2 | 9/1/17 |  |  |  | TABLES, EXAMINATION/TREATMENT | Table, Exam | TABLEEXAM-Ritter-Tycos-204-002 | TABLEEXAM | 204-002 |  |  |  | Ritter-Tycos | Table, Exam |  | TABLEEXAM-Ritter-Tycos-204-002 |  | 7/21/16 |  |  | Covered PM Repair - Biomedical | MHHS-MG | [8 empty] | TABLEEXAM | Table, Exam | Ritter-Tycos
NO | YES |  |  |  | 009-10578 | 009-10578 | RITTER | 204-002 |  | V1914001 | MH MG-(GH)-GH CCC | MHHS-MG |  | Table, Exam |  | 009-10578 | 009-10578 | Central | MHHS-MG | MH MG-(GH)-GH CCC |  | 9/1/17 |  |  |  | TABLES, EXAMINATION/TREATMENT | Table, Exam | TABLEEXAM-Ritter-Tycos-204-002 | TABLEEXAM | 204-002 |  |  |  | Ritter-Tycos | Table, Exam |  | TABLEEXAM-Ritter-Tycos-204-002 |  |  |  |  | Covered PM Repair - Biomedical | MHHS-MG | [8 empty] | TABLEEXAM | Table, Exam | Ritter-Tycos
NO | YES |  |  |  | 009-10658 | 009-10658 | RITTER | 204-002 |  | V1921375 | MH MG-(GH)-GH CCC | MHHS-MG |  | Table, Exam |  | 009-10658 | 009-10658 | Central | MHHS-MG | MH MG-(GH)-GH CCC | Exam 12 | 10/1/17 |  |  |  | TABLES, EXAMINATION/TREATMENT | Table, Exam | TABLEEXAM-Ritter-Tycos-204-002 | TABLEEXAM | 204-002 |  |  |  | Ritter-Tycos | Table, Exam |  | TABLEEXAM-Ritter-Tycos-204-002 |  | 7/3/12 |  |  | Covered PM Repair - Biomedical | MHHS-MG | [8 empty] | TABLEEXAM | Table, Exam | Ritter-Tycos
NO | YES |  |  |  | 017-01240 | 017-01240 | RITTER | 204-002 |  | V1242007 | MH MG-(GH)-GH CCC | MHHS-MG |  | Table, Exam |  | 017-01240 | 017-01240 | Central | MHHS-MG | MH MG-(GH)-GH CCC | Exam 9 | 9/1/17 |  |  |  | TABLES, EXAMINATION/TREATMENT | Table, Exam | TABLEEXAM-Ritter-Tycos-204-002 | TABLEEXAM | 204-002 |  |  |  | Ritter-Tycos | Table, Exam |  | TABLEEXAM-Ritter-Tycos-204-002 |  |  |  |  | Covered PM Repair - Biomedical | MHHS-MG | [8 empty] | TABLEEXAM | Table, Exam | Ritter-Tycos
NO | YES |  |  |  | 017-01241 | 017-01241 | RITTER | 204-002 |  | V1282719 | MH MG-(GH)-GH CCC | MHHS-MG |  | Table, Exam |  | 017-01241 | 017-01241 | Central | MHHS-MG | MH MG-(GH)-GH CCC | Exam 8 | 9/1/17 |  |  |  | TABLES, EXAMINATION/TREATMENT | Table, Exam | TABLEEXAM-Ritter-Tycos-204-002 | TABLEEXAM | 204-002 |  |  |  | Ritter-Tycos | Table, Exam |  | TABLEEXAM-Ritter-Tycos-204-002 |  |  |  |  | Covered PM Repair - Biomedical | MHHS-MG | [8 empty] | TABLEEXAM | Table, Exam | Ritter-Tycos
NO | YES |  |  |  | 017-01242 | 017-01242 | RITTER | 204-002 |  | V1282182 | MH MG-(GH)-GH CCC | MHHS-MG |  | Table, Exam |  | 017-01242 | 017-01242 | Central | MHHS-MG | MH MG-(GH)-GH CCC | Exam 16 | 9/1/17 |  |  |  | TABLES, EXAMINATION/TREATMENT | Table, Exam | TABLEEXAM-Ritter-Tycos-204-002 | TABLEEXAM | 204-002 |  |  |  | Ritter-Tycos | Table, Exam |  | TABLEEXAM-Ritter-Tycos-204-002 |  |  |  |  | Covered PM Repair - Biomedical | MHHS-MG | [8 empty] | TABLEEXAM | Table, Exam | Ritter-Tycos
NO | YES |  |  |  | 017-01243 | 017-01243 | RITTER | 204-002 |  | V12419582 | MH MG-(GH)-GH CCC-Timeshare | MHHS-MG |  | Table, Exam |  | 017-01243 | 017-01243 | Central | MHHS-MG | MH MG-(GH)-GH CCC-Timeshare | Room 1 | 9/1/17 | 9/1/20 |  |  | TABLES, EXAMINATION/TREATMENT | Table, Exam | TABLEEXAM-Ritter-Tycos-204-002 | TABLEEXAM | 204-002 |  |  |  | Ritter-Tycos | Table, Exam |  | TABLEEXAM-Ritter-Tycos-204-002 |  |  |  |  | Covered PM Repair - Biomedical | MHHS-MG | [8 empty] | TABLEEXAM | Table, Exam | Ritter-Tycos
NO | YES |  |  |  | 017-01245 | 017-01245 | RITTER | 204-002 |  | V1282189 | MH MG-(GH)-GH CCC | MHHS-MG |  | Table, Exam |  | 017-01245 | 017-01245 | Central | MHHS-MG | MH MG-(GH)-GH CCC | Exam 11 | 9/1/17 |  |  |  | TABLES, EXAMINATION/TREATMENT | Table, Exam | TABLEEXAM-Ritter-Tycos-204-002 | TABLEEXAM | 204-002 |  |  |  | Ritter-Tycos | Table, Exam |  | TABLEEXAM-Ritter-Tycos-204-002 |  |  |  |  | Covered PM Repair - Biomedical | MHHS-MG | [8 empty] | TABLEEXAM | Table, Exam | Ritter-Tycos
NO | YES |  |  |  | 017-01246 | 017-01246 | RITTER | 204-002 |  | V1282186 | MH MG-(GH)-GH CCC-Timeshare | MHHS-MG |  | Table, Exam |  | 017-01246 | 017-01246 | Central | MHHS-MG | MH MG-(GH)-GH CCC-Timeshare | Room 1 | 9/1/17 | 9/1/20 |  |  | TABLES, EXAMINATION/TREATMENT | Table, Exam | TABLEEXAM-Ritter-Tycos-204-002 | TABLEEXAM | 204-002 |  |  |  | Ritter-Tycos | Table, Exam |  | TABLEEXAM-Ritter-Tycos-204-002 |  |  |  |  | Covered PM Repair - Biomedical | MHHS-MG | [8 empty] | TABLEEXAM | Table, Exam | Ritter-Tycos
NO | YES |  |  |  | 017-01247 | 017-01247 | RITTER | 204-002 |  | V1282190 | MH MG-(GH)-GH CCC | MHHS-MG |  | Table, Exam |  | 017-01247 | 017-01247 | Central | MHHS-MG | MH MG-(GH)-GH CCC |  | 9/1/17 |  |  |  | TABLES, EXAMINATION/TREATMENT | Table, Exam | TABLEEXAM-Ritter-Tycos-204-002 | TABLEEXAM | 204-002 |  |  |  | Ritter-Tycos | Table, Exam |  | TABLEEXAM-Ritter-Tycos-204-002 |  |  |  |  | Covered PM Repair - Biomedical | MHHS-MG | [8 empty] | TABLEEXAM | Table, Exam | Ritter-Tycos
NO | YES |  |  |  | 017-01251 | 017-01251 | RITTER | 204-002 |  | V1282846 | MH MG-(GH)-GH CCC | MHHS-MG |  | Table, Exam |  | 017-01251 | 017-01251 | Central | MHHS-MG | MH MG-(GH)-GH CCC | Exam 7 | 9/1/17 |  |  |  | TABLES, EXAMINATION/TREATMENT | Table, Exam | TABLEEXAM-Ritter-Tycos-204-002 | TABLEEXAM | 204-002 |  |  |  | Ritter-Tycos | Table, Exam |  | TABLEEXAM-Ritter-Tycos-204-002 |  |  |  |  | Covered PM Repair - Biomedical | MHHS-MG | [8 empty] | TABLEEXAM | Table, Exam | Ritter-Tycos
NO | YES |  |  |  | 009-10482 | 009-10482 | RITTER | 204-002 |  | V1892378 | MH MG-(GH)-GH CCC-Timeshare | MHHS-MG |  | Table, Exam |  | 009-10482 | 009-10482 | Central | MHHS-MG | MH MG-(GH)-GH CCC-Timeshare | Sports | 9/1/17 | 9/1/20 |  |  | TABLES, EXAMINATION/TREATMENT | Table, Exam | TABLEEXAM-Ritter-Tycos-204-002 | TABLEEXAM | 204-002 |  |  |  | Ritter-Tycos | Table, Exam |  | TABLEEXAM-Ritter-Tycos-204-002 |  |  |  |  | Covered PM Repair - Biomedical | MHHS-MG | [8 empty] | TABLEEXAM | Table, Exam | Ritter-Tycos
NO | YES |  |  |  | 009-10483 | 009-10483 | RITTER | 204-002 |  | V1891901 | MH MG-(GH)-GH CCC-Timeshare | MHHS-MG |  | Table, Exam |  | 009-10483 | 009-10483 | Central | MHHS-MG | MH MG-(GH)-GH CCC-Timeshare | [5 empty] | TABLES, EXAMINATION/TREATMENT | Table, Exam | TABLEEXAM-Ritter-Tycos-204-002 | TABLEEXAM | 204-002 |  |  |  | Ritter-Tycos | Table, Exam |  | TABLEEXAM-Ritter-Tycos-204-002 |  |  |  |  | Covered PM Repair - Biomedical | MHHS-MG | [8 empty] | TABLEEXAM | Table, Exam | Ritter-Tycos
NO | YES |  |  |  | 009-10484 | 009-10484 | RITTER | 204-002 |  | V1891875 | MH MG-(GH)-GH CCC-Timeshare | MHHS-MG |  | Table, Exam |  | 009-10484 | 009-10484 | Central | MHHS-MG | MH MG-(GH)-GH CCC-Timeshare |  | 9/1/17 |  |  |  | TABLES, EXAMINATION/TREATMENT | Table, Exam | TABLEEXAM-Ritter-Tycos-204-002 | TABLEEXAM | 204-002 |  |  |  | Ritter-Tycos | Table, Exam |  | TABLEEXAM-Ritter-Tycos-204-002 |  |  |  |  | Covered PM Repair - Biomedical | MHHS-MG | [8 empty] | TABLEEXAM | Table, Exam | Ritter-Tycos
NO | YES |  |  |  | 009-10485 | 009-10485 | RITTER | 204-002 |  | V1891882 | MH MG-(GH)-GH CCC-Timeshare | MHHS-MG |  | Table, Exam |  | 009-10485 | 009-10485 | Central | MHHS-MG | MH MG-(GH)-GH CCC-Timeshare | Sports | 9/1/17 | 9/1/20 |  |  | TABLES, EXAMINATION/TREATMENT | Table, Exam | TABLEEXAM-Ritter-Tycos-204-002 | TABLEEXAM | 204-002 |  |  |  | Ritter-Tycos | Table, Exam |  | TABLEEXAM-Ritter-Tycos-204-002 |  |  |  |  | Covered PM Repair - Biomedical | MHHS-MG | [8 empty] | TABLEEXAM | Table, Exam | Ritter-Tycos
NO | YES |  |  |  | 009-10486 | 009-10486 | RITTER | 204-002 |  | V1891900 | MH MG-(GH)-GH CCC-Timeshare | MHHS-MG |  | Table, Exam |  | 009-10486 | 009-10486 | Central | MHHS-MG | MH MG-(GH)-GH CCC-Timeshare | Sports | 9/1/17 | 9/1/20 |  |  | TABLES, EXAMINATION/TREATMENT | Table, Exam | TABLEEXAM-Ritter-Tycos-204-002 | TABLEEXAM | 204-002 |  |  |  | Ritter-Tycos | Table, Exam |  | TABLEEXAM-Ritter-Tycos-204-002 |  |  |  |  | Covered PM Repair - Biomedical | MHHS-MG | [8 empty] | TABLEEXAM | Table, Exam | Ritter-Tycos
NO | YES |  |  |  | 009-10487 | 009-10487 | RITTER | 204-002 |  | V1891894 | MH MG-(GH)-GH CCC-Timeshare | MHHS-MG |  | Table, Exam |  | 009-10487 | 009-10487 | Central | MHHS-MG | MH MG-(GH)-GH CCC-Timeshare |  | 9/1/17 |  |  |  | TABLES, EXAMINATION/TREATMENT | Table, Exam | TABLEEXAM-Ritter-Tycos-204-002 | TABLEEXAM | 204-002 |  |  |  | Ritter-Tycos | Table, Exam |  | TABLEEXAM-Ritter-Tycos-204-002 |  |  |  |  | Covered PM Repair - Biomedical | MHHS-MG | [8 empty] | TABLEEXAM | Table, Exam | Ritter-Tycos
NO | YES |  |  |  | 009-10008 | 009-10008 | RITTER | 204-002 |  | V1727500 | MH MG-(GH)-Urgent Care-Washington Ave | MHHS-MG |  | Table, Exam |  | 009-10008 | 009-10008 | Central | MHHS-MG | MH MG-(GH)-Urgent Care-Washington Ave | Physian office | 3/1/16 |  |  |  | TABLES, EXAMINATION/TREATMENT | Table, Exam | TABLEEXAM-Ritter-Tycos-204-002 | TABLEEXAM | 204-002 |  |  |  | Ritter-Tycos | Table, Exam |  | TABLEEXAM-Ritter-Tycos-204-002 |  |  |  |  | Covered PM Repair - Biomedical | MHHS-MG | [8 empty] | TABLEEXAM | Table, Exam | Ritter-Tycos
NO | YES |  |  |  | 009-10010 | 009-10010 | RITTER | 204-002 |  | V1727506 | MH MG-(GH)-Urgent Care-Washington Ave | MHHS-MG |  | Table, Exam |  | 009-10010 | 009-10010 | Central | MHHS-MG | MH MG-(GH)-Urgent Care-Washington Ave | Exam 3 | 3/1/16 |  |  | One time safety | TABLES, EXAMINATION/TREATMENT | Table, Exam | TABLEEXAM-Ritter-Tycos-204-002 | TABLEEXAM | 204-002 |  |  |  | Ritter-Tycos | Table, Exam |  | TABLEEXAM-Ritter-Tycos-204-002 |  |  |  |  | Covered PM Repair - Biomedical | MHHS-MG | [8 empty] | TABLEEXAM | Table, Exam | Ritter-Tycos
NO | YES |  |  |  | 583-01359 | 583-01359 | RITTER | 204-002 |  | v1535196 | MH MG-(KY)-Firethorne | MHHS-MG |  | Table, Exam |  | 583-01359 | 583-01359 | Katy | MHHS-MG | MH MG-(KY)-Firethorne | Exam 1 | 1/1/19 |  |  | One time safety | TABLES, EXAMINATION/TREATMENT | Table, Exam | TABLEEXAM-Ritter-Tycos-204-002 | TABLEEXAM | 204-002 |  |  |  | Ritter-Tycos | Table, Exam |  | TABLEEXAM-Ritter-Tycos-204-002 |  |  |  |  | Covered PM Repair - Biomedical | MHHS-MG | [8 empty] | TABLEEXAM | Table, Exam | Ritter-Tycos
NO | YES |  |  |  | 583-01360 | 583-01360 | RITTER | 204-002 |  | V1535188 | MH MG-(KY)-Urgent Care-Fulshear | MHHS-MG |  | Table, Exam |  | 583-01360 | 583-01360 | Katy | MHHS-MG | MH MG-(KY)-Urgent Care-Fulshear | Exam room 4 |  |  |  |  | TABLES, EXAMINATION/TREATMENT | Table, Exam | TABLEEXAM-Ritter-Tycos-204-002 | TABLEEXAM | 204-002 |  |  |  | Ritter-Tycos | Table, Exam |  | TABLEEXAM-Ritter-Tycos-204-002 |  |  |  |  | Covered PM Repair - Biomedical | MHHS-MG | [8 empty] | TABLEEXAM | Table, Exam | Ritter-Tycos
NO | YES |  |  |  | 583-01361 | 583-01361 | RITTER | 204-002 |  | V1535199 | MH MG-(KY)-Firethorne | MHHS-MG |  | Table, Exam |  | 583-01361 | 583-01361 | Katy | MHHS-MG | MH MG-(KY)-Firethorne | Exam 3 | 1/1/19 |  |  | One time safety | TABLES, EXAMINATION/TREATMENT | Table, Exam | TABLEEXAM-Ritter-Tycos-204-002 | TABLEEXAM | 204-002 |  |  |  | Ritter-Tycos | Table, Exam |  | TABLEEXAM-Ritter-Tycos-204-002 |  |  |  |  | Covered PM Repair - Biomedical | MHHS-MG | [8 empty] | TABLEEXAM | Table, Exam | Ritter-Tycos
NO | YES |  |  |  | 583-01362 | 583-01362 | RITTER | 204-002 |  | V1529192 | MH MG-(KY)-Firethorne | MHHS-MG |  | Table, Exam |  | 583-01362 | 583-01362 | Katy | MHHS-MG | MH MG-(KY)-Firethorne | Exam 4 | 1/1/19 |  |  | One time safety | TABLES, EXAMINATION/TREATMENT | Table, Exam | TABLEEXAM-Ritter-Tycos-204-002 | TABLEEXAM | 204-002 |  |  |  | Ritter-Tycos | Table, Exam |  | TABLEEXAM-Ritter-Tycos-204-002 |  |  |  |  | Covered PM Repair - Biomedical | MHHS-MG | [8 empty] | TABLEEXAM | Table, Exam | Ritter-Tycos
NO | YES |  |  |  | 583-01363 | 583-01363 | RITTER | 204-002 |  | V1535187 | MH MG-(KY)-Urgent Care-Fulshear | MHHS-MG |  | Table, Exam |  | 583-01363 | 583-01363 | Katy | MHHS-MG | MH MG-(KY)-Urgent Care-Fulshear | Exam room 4 | 2/1/20 |  |  |  | TABLES, EXAMINATION/TREATMENT | Table, Exam | TABLEEXAM-Ritter-Tycos-204-002 | TABLEEXAM | 204-002 |  |  |  | Ritter-Tycos | Table, Exam |  | TABLEEXAM-Ritter-Tycos-204-002 |  |  |  |  | Covered PM Repair - Biomedical | MHHS-MG | [8 empty] | TABLEEXAM | Table, Exam | Ritter-Tycos
NO | YES |  |  |  | 583-01366 | 583-01366 | RITTER | 204-002 |  | v1535185 | MH MG-(KY)-Firethorne | MHHS-MG |  | Table, Exam |  | 583-01366 | 583-01366 | Katy | MHHS-MG | MH MG-(KY)-Firethorne | Exam room 7 | 1/1/19 |  |  | One time safety | TABLES, EXAMINATION/TREATMENT | Table, Exam | TABLEEXAM-Ritter-Tycos-204-002 | TABLEEXAM | 204-002 |  |  |  | Ritter-Tycos | Table, Exam |  | TABLEEXAM-Ritter-Tycos-204-002 |  |  |  |  | Covered PM Repair - Biomedical | MHHS-MG | [8 empty] | TABLEEXAM | Table, Exam | Ritter-Tycos
NO | YES |  |  |  | 583-01367 | 583-01367 | RITTER | 204-002 |  | V1535190 | MH MG-(KY)-Firethorne | MHHS-MG |  | Table, Exam |  | 583-01367 | 583-01367 | Katy | MHHS-MG | MH MG-(KY)-Firethorne | Exam 7 | 1/1/19 |  |  | One time safety | TABLES, EXAMINATION/TREATMENT | Table, Exam | TABLEEXAM-Ritter-Tycos-204-002 | TABLEEXAM | 204-002 |  |  |  | Ritter-Tycos | Table, Exam |  | TABLEEXAM-Ritter-Tycos-204-002 |  |  |  |  | Covered PM Repair - Biomedical | MHHS-MG | [8 empty] | TABLEEXAM | Table, Exam | Ritter-Tycos
NO | YES |  |  |  | 583-01368 | 583-01368 | RITTER | 204-002 |  | V1529196 | MH MG-(KY)-Firethorne | MHHS-MG |  | Table, Exam |  | 583-01368 | 583-01368 | Katy | MHHS-MG | MH MG-(KY)-Firethorne | Exam 9 |  |  |  | One time safety | TABLES, EXAMINATION/TREATMENT | Table, Exam | TABLEEXAM-Ritter-Tycos-204-002 | TABLEEXAM | 204-002 |  |  |  | Ritter-Tycos | Table, Exam |  | TABLEEXAM-Ritter-Tycos-204-002 |  |  |  |  | Covered PM Repair - Biomedical | MHHS-MG | [8 empty] | TABLEEXAM | Table, Exam | Ritter-Tycos
NO | YES |  |  |  | 000-03556 | 000-03556 | RITTER | 204-002 |  | V1306988 | MH MG-(KY)-OB/GYN | MHHS-MG |  | Table, Exam |  | 000-03556 | 000-03556 | Katy | MHHS-MG | MH MG-(KY)-OB/GYN | EXAM 1 |  |  |  |  | TABLES, EXAMINATION/TREATMENT | Table, Exam | TABLEEXAM-Ritter-Tycos-204-002 | TABLEEXAM | 204-002 |  |  |  | Ritter-Tycos | Table, Exam |  | TABLEEXAM-Ritter-Tycos-204-002 |  |  |  |  | Covered PM Repair - Biomedical | MHHS-MG | [8 empty] | TABLEEXAM | Table, Exam | Ritter-Tycos
NO | YES |  |  |  | 000-03568 | 000-03568 | RITTER | 204-002 |  | V1446940 | MH MG-(KY)-OB/GYN | MHHS-MG |  | Table, Exam |  | 000-03568 | 000-03568 | Katy | MHHS-MG | MH MG-(KY)-OB/GYN | Ex 3 |  |  |  |  | TABLES, EXAMINATION/TREATMENT | Table, Exam | TABLEEXAM-Ritter-Tycos-204-002 | TABLEEXAM | 204-002 |  |  |  | Ritter-Tycos | Table, Exam |  | TABLEEXAM-Ritter-Tycos-204-002 |  |  |  |  | Covered PM Repair - Biomedical | MHHS-MG | [8 empty] | TABLEEXAM | Table, Exam | Ritter-Tycos
NO | YES |  |  |  | 143-01726 | 143-01726 | RITTER | 204-002 |  | V1394117 | MH MG-(KY)-OB/GYN | MHHS-MG |  | Table, Exam |  | 143-01726 | 143-01726 | Katy | MHHS-MG | MH MG-(KY)-OB/GYN | OGBYN |  |  |  | No pm | TABLES, EXAMINATION/TREATMENT | Table, Exam | TABLEEXAM-Ritter-Tycos-204-002 | TABLEEXAM | 204-002 |  |  |  | Ritter-Tycos | Table, Exam |  | TABLEEXAM-Ritter-Tycos-204-002 |  | 6/7/13 |  |  | Covered PM Repair - Biomedical | MHHS-MG | [8 empty] | TABLEEXAM | Table, Exam | Ritter-Tycos
NO | YES |  |  |  | 143-01732 | 143-01732 | RITTER | 204-002 |  | V1306987 | MH MG-(KY)-OB/GYN | MHHS-MG |  | Table, Exam |  | 143-01732 | 143-01732 | Katy | MHHS-MG | MH MG-(KY)-OB/GYN | Ob |  |  |  |  | TABLES, EXAMINATION/TREATMENT | Table, Exam | TABLEEXAM-Ritter-Tycos-204-002 | TABLEEXAM | 204-002 |  |  |  | Ritter-Tycos | Table, Exam |  | TABLEEXAM-Ritter-Tycos-204-002 |  |  |  |  | Covered PM Repair - Biomedical | MHHS-MG | [8 empty] | TABLEEXAM | Table, Exam | Ritter-Tycos
NO | YES |  |  |  | 583-01370 | 583-01370 | RITTER | 204-002 |  | V1818580 | MH MG-(KY)-Urgent Care-Fulshear | MHHS-MG |  | Table, Exam |  | 583-01370 | 583-01370 | Katy | MHHS-MG | MH MG-(KY)-Urgent Care-Fulshear | Exam room 1 | 1/1/19 |  |  | One time safety | TABLES, EXAMINATION/TREATMENT | Table, Exam | TABLEEXAM-Ritter-Tycos-204-002 | TABLEEXAM | 204-002 |  |  |  | Ritter-Tycos | Table, Exam |  | TABLEEXAM-Ritter-Tycos-204-002 |  | 7/25/16 |  |  | Covered PM Repair - Biomedical | MHHS-MG | [8 empty] | TABLEEXAM | Table, Exam | Ritter-Tycos
NO | YES |  |  |  | 583-01371 | 583-01371 | RITTER | 204-002 |  | V1818577 | MH MG-(KY)-Urgent Care-Fulshear | MHHS-MG |  | Table, Exam |  | 583-01371 | 583-01371 | Katy | MHHS-MG | MH MG-(KY)-Urgent Care-Fulshear | Exam room 4 | 1/1/19 |  |  |  | TABLES, EXAMINATION/TREATMENT | Table, Exam | TABLEEXAM-Ritter-Tycos-204-002 | TABLEEXAM | 204-002 |  |  |  | Ritter-Tycos | Table, Exam |  | TABLEEXAM-Ritter-Tycos-204-002 |  |  |  |  | Covered PM Repair - Biomedical | MHHS-MG | [8 empty] | TABLEEXAM | Table, Exam | Ritter-Tycos
NO | YES |  |  |  | 041-17857 |  | RITTER | 204-002 |  | V1378961 | MH MG - (MC) - CONOCO PHILIPS | MHHS-MG |  | Table, Exam |  | 041-17857 |  | West & Memorial City |  | MH MG - (MC) - CONOCO PHILIPS |  | 06/23/2016 |  |  |  | TABLES, EXAMINATION/TREATMENT |  | TABLEEXAM-Ritter-Tycos-204-002 | TABLEEXAM | 204-002 |  |  |  | Ritter-Tycos | Table, Exam |  | TABLEEXAM-Ritter-Tycos-204-002 |  |  |  |  | Covered PM Repair - Biomedical | MHHS-MG
NO | YES |  |  |  | 041-17858 |  | RITTER | 204-002 |  | V1379023 | MH MG - (MC) - CONOCO PHILIPS | MHHS-MG |  | Table, Exam |  | 041-17858 |  | West & Memorial City |  | MH MG - (MC) - CONOCO PHILIPS |  | 06/23/2016 |  |  |  | TABLES, EXAMINATION/TREATMENT |  | TABLEEXAM-Ritter-Tycos-204-002 | TABLEEXAM | 204-002 |  |  |  | Ritter-Tycos | Table, Exam |  | TABLEEXAM-Ritter-Tycos-204-002 |  |  |  |  | Covered PM Repair - Biomedical | MHHS-MG
NO | YES |  |  |  | 017-01205 | 017-01205 | RITTER | 204-002 |  | V1359733 | MH MG - (SE) - URGENT CARE - FRIENDSWOOD | MHHS-MG |  | Table, Exam |  | 017-01205 | 017-01205 | Southeast | Memorial Hermann Urgent Care Friendswood (#112) | MH MG - (SE) - URGENT CARE - FRIENDSWOOD |  | 5/1/17 |  |  |  | TABLES, EXAMINATION/TREATMENT | Table, Exam | TABLEEXAM-Ritter-Tycos-204-002 | TABLEEXAM | 204-002 |  |  |  | Ritter-Tycos | Table, Exam |  | TABLEEXAM-Ritter-Tycos-204-002 |  | 10/17/19 |  |  | Covered PM Repair - Biomedical | MHHS-MG | [8 empty] | TABLEEXAM | Table, Exam | Ritter-Tycos
NO | YES |  |  |  | 005-11679 | 005-11679 | RITTER | 204-002 |  | V1773916 | MH MG - (SL) - SUGAR LAND CARDIOLOGY | MHHS-MG |  | Table, Exam |  | 005-11679 | 005-11679 | Sugar Land |  | MH MG - (SL) - SUGAR LAND CARDIOLOGY |  | 11/1/16 |  |  |  | TABLES, EXAMINATION/TREATMENT | Table, Exam | TABLEEXAM-Ritter-Tycos-204-002 | TABLEEXAM | 204-002 |  |  |  | Ritter-Tycos | Table, Exam |  | TABLEEXAM-Ritter-Tycos-204-002 |  |  |  |  | Covered PM Repair - Biomedical | MHHS-MG | [8 empty] | TABLEEXAM | Table, Exam | Ritter-Tycos
NO | YES |  |  |  | 005-11683 | 005-11683 | RITTER | 204-002 |  | V1789931 | MH MG - (SL) - SUGAR LAND CARDIOLOGY | MHHS-MG |  | Table, Exam |  | 005-11683 | 005-11683 | Sugar Land | Memorial Hermann Medical Group Sugar Land (#300) | MH MG - (SL) - SUGAR LAND CARDIOLOGY | Room 1 | 11/1/16 |  |  |  | TABLES, EXAMINATION/TREATMENT | Table, Exam | TABLEEXAM-Ritter-Tycos-204-002 | TABLEEXAM | 204-002 |  |  |  | Ritter-Tycos | Table, Exam |  | TABLEEXAM-Ritter-Tycos-204-002 |  |  |  |  | Covered PM Repair - Biomedical | MHHS-MG | [8 empty] | TABLEEXAM | Table, Exam | Ritter-Tycos
NO | YES |  |  |  | 929-01087 | 929-01087 | RITTER | 204-002 |  | V1284679 | MH MG - (SL) - SWEETWATER | MHHS-MG |  | Table, Exam |  | 929-01087 | 929-01087 | Sugar Land | Memorial Hermann Medical Group Sweetwater (#B) | MH MG - (SL) - SWEETWATER | Room 7 |  |  |  |  | TABLES, EXAMINATION/TREATMENT | Table, Exam | TABLEEXAM-Ritter-Tycos-204-002 | TABLEEXAM | 204-002 |  |  |  | Ritter-Tycos | Table, Exam |  | TABLEEXAM-Ritter-Tycos-204-002 |  |  |  |  | Covered PM Repair - Biomedical | MHHS-MG | [8 empty] | TABLEEXAM | Table, Exam | Ritter-Tycos
NO | YES |  |  |  | 929-01088 | 929-01088 | RITTER | 204-002 |  | V1284670 | MH MG-(SL)-Sugar Land Multi-Specialty (Mp1) | MHHS-MG |  | Table, Exam |  | 929-01088 | 929-01088 | Sugar Land | MHHS-MG | MH MG-(SL)-Sugar Land Multi-Specialty (Mp1) | Exam room 3 |  |  |  |  | TABLES, EXAMINATION/TREATMENT | Table, Exam | TABLEEXAM-Ritter-Tycos-204-002 | TABLEEXAM | 204-002 |  |  |  | Ritter-Tycos | Table, Exam |  | TABLEEXAM-Ritter-Tycos-204-002 |  |  |  |  | Covered PM Repair - Biomedical | MHHS-MG | [8 empty] | TABLEEXAM | Table, Exam | Ritter-Tycos
NO | YES |  |  |  | 929-01089 | 929-01089 | RITTER | 204-002 |  | V1656405 | MH MG-(SL)-Sugar Land Multi-Specialty (Mp1) | MHHS-MG |  | Table, Exam |  | 929-01089 | 929-01089 | Sugar Land | MHHS-MG | MH MG-(SL)-Sugar Land Multi-Specialty (Mp1) | Exam 12 |  |  |  |  | TABLES, EXAMINATION/TREATMENT | Table, Exam | TABLEEXAM-Ritter-Tycos-204-002 | TABLEEXAM | 204-002 |  |  |  | Ritter-Tycos | Table, Exam |  | TABLEEXAM-Ritter-Tycos-204-002 |  |  |  |  | Covered PM Repair - Biomedical | MHHS-MG | [8 empty] | TABLEEXAM | Table, Exam | Ritter-Tycos
NO | YES |  |  |  | 929-01091 | 929-01091 | RITTER | 204-002 |  | V1656414 | MH MG-(SL)-Sugar Land Multi-Specialty (Mp1) | MHHS-MG |  | Table, Exam |  | 929-01091 | 929-01091 | Sugar Land | MHHS-MG | MH MG-(SL)-Sugar Land Multi-Specialty (Mp1) | Exam 11 |  |  |  |  | TABLES, EXAMINATION/TREATMENT | Table, Exam | TABLEEXAM-Ritter-Tycos-204-002 | TABLEEXAM | 204-002 |  |  |  | Ritter-Tycos | Table, Exam |  | TABLEEXAM-Ritter-Tycos-204-002 |  | 7/21/16 |  |  | Covered PM Repair - Biomedical | MHHS-MG | [8 empty] | TABLEEXAM | Table, Exam | Ritter-Tycos
NO | YES |  |  |  | 929-01095 | 929-01095 | RITTER | 204-002 |  |  | MH MG - (SL) - SWEETWATER | MHHS-MG |  | Table, Exam |  | 929-01095 | 929-01095 | Sugar Land | Memorial Hermann Medical Group Sweetwater (#B) | MH MG - (SL) - SWEETWATER | Exam room 8 |  |  |  |  | TABLES, EXAMINATION/TREATMENT | Table, Exam | TABLEEXAM-Ritter-Tycos-204-002 | TABLEEXAM | 204-002 |  |  |  | Ritter-Tycos | Table, Exam |  | TABLEEXAM-Ritter-Tycos-204-002 |  | 7/21/16 |  |  | Covered PM Repair - Biomedical | MHHS-MG | [8 empty] | TABLEEXAM | Table, Exam | Ritter-Tycos
NO | YES |  |  |  | 929-01100 | 929-01100 | RITTER | 204-002 |  | V1284688 | MH MG - (SL) - SWEETWATER | MHHS-MG |  | Table, Exam |  | 929-01100 | 929-01100 | Sugar Land | Memorial Hermann Medical Group Sweetwater (#B) | MH MG - (SL) - SWEETWATER | Room 7 |  |  |  |  | TABLES, EXAMINATION/TREATMENT | Table, Exam | TABLEEXAM-Ritter-Tycos-204-002 | TABLEEXAM | 204-002 |  |  |  | Ritter-Tycos | Table, Exam |  | TABLEEXAM-Ritter-Tycos-204-002 |  | 7/21/16 |  |  | Covered PM Repair - Biomedical | MHHS-MG | [8 empty] | TABLEEXAM | Table, Exam | Ritter-Tycos
NO | YES |  |  |  | 929-01101 | 929-01101 | RITTER | 204-002 |  | V1284714 | MH MG - (SL) - SWEETWATER | MHHS-MG |  | Table, Exam |  | 929-01101 | 929-01101 | Sugar Land | Memorial Hermann Medical Group Sweetwater (#B) | MH MG - (SL) - SWEETWATER | Room 1 |  |  |  |  | TABLES, EXAMINATION/TREATMENT | Table, Exam | TABLEEXAM-Ritter-Tycos-204-002 | TABLEEXAM | 204-002 |  |  |  | Ritter-Tycos | Table, Exam |  | TABLEEXAM-Ritter-Tycos-204-002 |  |  |  |  | Covered PM Repair - Biomedical | MHHS-MG | [8 empty] | TABLEEXAM | Table, Exam | Ritter-Tycos
NO | YES |  |  |  | 929-01104 | 929-01104 | RITTER | 204-002 |  | V1284632 | MH MG - (SL) - SWEETWATER | MHHS-MG |  | Table, Exam |  | 929-01104 | 929-01104 | Sugar Land | Memorial Hermann Medical Group Sweetwater (#B) | MH MG - (SL) - SWEETWATER | Exam 6 |  |  |  |  | TABLES, EXAMINATION/TREATMENT | Table, Exam | TABLEEXAM-Ritter-Tycos-204-002 | TABLEEXAM | 204-002 |  |  |  | Ritter-Tycos | Table, Exam |  | TABLEEXAM-Ritter-Tycos-204-002 |  |  |  |  | Covered PM Repair - Biomedical | MHHS-MG | [8 empty] | TABLEEXAM | Table, Exam | Ritter-Tycos
NO | YES |  |  |  | 129-06653 | 129-06653 | RITTER | 204-002 |  | V1735681 | MH MG - (SL) - URGENT CARE - TELFAIR | MHHS-MG |  | Table, Exam |  | 129-06653 | 129-06653 | Sugar Land | Memorial Hermann Urgent Care Telfair (#A) | MH MG - (SL) - URGENT CARE - TELFAIR | Exam room 1 | 4/1/17 |  |  | One time safety | TABLES, EXAMINATION/TREATMENT | Table, Exam | TABLEEXAM-Ritter-Tycos-204-002 | TABLEEXAM | 204-002 |  |  |  | Ritter-Tycos | Table, Exam |  | TABLEEXAM-Ritter-Tycos-204-002 |  |  |  |  | Covered PM Repair - Biomedical | MHHS-MG | [8 empty] | TABLEEXAM | Table, Exam | Ritter-Tycos
NO | YES |  |  |  | 129-06654 | 129-06654 | RITTER | 204-002 |  | V1735683 | MH MG - (WDLS) - OB/GYN (MP3) | MHHS-MG |  | Table, Exam |  | 129-06654 | 129-06654 | Sugar Land | Memorial Hermann Urgent Care Telfair (#A) | MH MG - (WDLS) - OB/GYN (MP3) | Room 2 | 4/1/17 |  |  |  | TABLES, EXAMINATION/TREATMENT | Table, Exam | TABLEEXAM-Ritter-Tycos-204-002 | TABLEEXAM | 204-002 |  |  |  | Ritter-Tycos | Table, Exam |  | TABLEEXAM-Ritter-Tycos-204-002 |  |  |  |  | Covered PM Repair - Biomedical | MHHS-MG | [8 empty] | TABLEEXAM | Table, Exam | Ritter-Tycos
NO | YES |  |  |  | 013-36181 | 013-36181 | RITTER | 204-002 |  | V1305096 | MH MG-(STX)-South Texas-Needville | MHHS-MG |  | Table, Exam |  | 013-36181 | 013-36181 | South | MHHS-MG | MH MG-(STX)-South Texas-Needville | Ex 1 |  |  |  |  | TABLES, EXAMINATION/TREATMENT | Table, Exam | TABLEEXAM-Ritter-Tycos-204-002 | TABLEEXAM | 204-002 |  |  |  | Ritter-Tycos | Table, Exam |  | TABLEEXAM-Ritter-Tycos-204-002 |  |  |  |  | Covered PM Repair - Biomedical | MHHS-MG | [8 empty] | TABLEEXAM | Table, Exam | Ritter-Tycos
NO | YES |  |  |  | 013-36182 | 013-36182 | RITTER | 204-002 |  | V1305107 | MH MG-(STX)-South Texas-Needville | MHHS-MG |  | Table, Exam |  | 013-36182 | 013-36182 | South | MHHS-MG | MH MG-(STX)-South Texas-Needville | Ex2 | 4/1/17 |  |  |  | TABLES, EXAMINATION/TREATMENT | Table, Exam | TABLEEXAM-Ritter-Tycos-204-002 | TABLEEXAM | 204-002 |  |  |  | Ritter-Tycos | Table, Exam |  | TABLEEXAM-Ritter-Tycos-204-002 |  |  |  |  | Covered PM Repair - Biomedical | MHHS-MG | [8 empty] | TABLEEXAM | Table, Exam | Ritter-Tycos
NO | YES |  |  |  | 013-36184 | 013-36184 | RITTER | 204-002 |  | V1305117 | MH MG-(STX)-South Texas-Needville | MHHS-MG |  | Table, Exam |  | 013-36184 | 013-36184 | South | MHHS-MG | MH MG-(STX)-South Texas-Needville | Ex 7 |  |  |  |  | TABLES, EXAMINATION/TREATMENT | Table, Exam | TABLEEXAM-Ritter-Tycos-204-002 | TABLEEXAM | 204-002 |  |  |  | Ritter-Tycos | Table, Exam |  | TABLEEXAM-Ritter-Tycos-204-002 |  | 5/14/10 |  |  | Covered PM Repair - Biomedical | MHHS-MG | [8 empty] | TABLEEXAM | Table, Exam | Ritter-Tycos
NO | YES |  |  |  | 013-36186 | 013-36186 | RITTER | 204-002 |  | V1305138 | MH MG-(STX)-South Texas-Needville | MHHS-MG |  | Table, Exam |  | 013-36186 | 013-36186 | South | MHHS-MG | MH MG-(STX)-South Texas-Needville | Ex8 |  | 2/1/20 |  |  | TABLES, EXAMINATION/TREATMENT | Table, Exam | TABLEEXAM-Ritter-Tycos-204-002 | TABLEEXAM | 204-002 |  |  |  | Ritter-Tycos | Table, Exam |  | TABLEEXAM-Ritter-Tycos-204-002 |  | 8/8/17 |  |  | Covered PM Repair - Biomedical | MHHS-MG | [8 empty] | TABLEEXAM | Table, Exam | Ritter-Tycos
NO | YES |  |  |  | 925-01155 | 925-01155 | RITTER | 204-002 |  | NSN | MH MG-(SW)-Bellaire Center | MHHS-MG |  | Table, Exam |  | 925-01155 | 925-01155 | Southwest | MHHS-MG | MH MG-(SW)-Bellaire Center |  | 4/1/17 |  |  |  | TABLES, EXAMINATION/TREATMENT | Table, Exam | TABLEEXAM-Ritter-Tycos-204-002 | TABLEEXAM | 204-002 |  |  |  | Ritter-Tycos | Table, Exam |  | TABLEEXAM-Ritter-Tycos-204-002 |  |  |  |  | Covered PM Repair - Radiology, Low End | MHHS-MG | [8 empty] | TABLEEXAM | Table, Exam | Ritter-Tycos
NO | YES |  |  |  | 925-01157 | 925-01157 | RITTER | 204-002 |  | NSN | MH MG-(SW)-Bellaire Center | MHHS-MG |  | Table, Exam |  | 925-01157 | 925-01157 | Southwest | MHHS-MG | MH MG-(SW)-Bellaire Center | Bel Air | 4/1/17 | 4/1/20 |  |  | TABLES, EXAMINATION/TREATMENT | Table, Exam | TABLEEXAM-Ritter-Tycos-204-002 | TABLEEXAM | 204-002 |  |  |  | Ritter-Tycos | Table, Exam |  | TABLEEXAM-Ritter-Tycos-204-002 |  |  |  |  | Covered PM Repair - Biomedical | MHHS-MG | [8 empty] | TABLEEXAM | Table, Exam | Ritter-Tycos
NO | YES |  |  |  | 925-01159 | 925-01159 | RITTER | 204-002 |  | NSN | MH MG-(SW)-Bellaire Center | MHHS-MG |  | Table, Exam |  | 925-01159 | 925-01159 | Southwest | MHHS-MG | MH MG-(SW)-Bellaire Center | Bel Air | 4/1/17 |  |  |  | TABLES, EXAMINATION/TREATMENT | Table, Exam | TABLEEXAM-Ritter-Tycos-204-002 | TABLEEXAM | 204-002 |  |  |  | Ritter-Tycos | Table, Exam |  | TABLEEXAM-Ritter-Tycos-204-002 |  |  |  |  | Covered PM Repair - Biomedical | MHHS-MG | [8 empty] | TABLEEXAM | Table, Exam | Ritter-Tycos
NO | YES |  |  |  | 925-01161 | 925-01161 | RITTER | 204-002 |  | NSN | MH MG-(SW)-Bellaire Center | MHHS-MG |  | Table, Exam |  | 925-01161 | 925-01161 | Southwest | MHHS-MG | MH MG-(SW)-Bellaire Center | Bel Air | 4/1/17 | 4/1/20 |  |  | TABLES, EXAMINATION/TREATMENT | Table, Exam | TABLEEXAM-Ritter-Tycos-204-002 | TABLEEXAM | 204-002 |  |  |  | Ritter-Tycos | Table, Exam |  | TABLEEXAM-Ritter-Tycos-204-002 |  |  |  |  | Covered PM Repair - Biomedical | MHHS-MG | [8 empty] | TABLEEXAM | Table, Exam | Ritter-Tycos
NO | YES |  |  |  | 925-01194 | 925-01194 | RITTER | 204-002 |  | V1355707 | MH MG-(SW)-Bellaire Center | MHHS-MG |  | Table, Exam |  | 925-01194 | 925-01194 | Southwest | MHHS-MG | MH MG-(SW)-Bellaire Center | Bel Air | 4/1/17 | 4/1/20 |  |  | TABLES, EXAMINATION/TREATMENT | Table, Exam | TABLEEXAM-Ritter-Tycos-204-002 | TABLEEXAM | 204-002 |  |  |  | Ritter-Tycos | Table, Exam |  | TABLEEXAM-Ritter-Tycos-204-002 |  | 11/13/20 |  |  | Not Covered Vendor Only - Resp/Ster | MHHS-MG | [8 empty] | TABLEEXAM | Table, Exam | Ritter-Tycos
NO | YES |  |  |  | 925-01195 | 925-01195 | RITTER | 204-002 |  | V1355787 | MH MG-(SW)-Bellaire Center | MHHS-MG |  | Table, Exam |  | 925-01195 | 925-01195 | Southwest | MHHS-MG | MH MG-(SW)-Bellaire Center | Bel Air | 4/1/17 | 4/1/20 |  |  | TABLES, EXAMINATION/TREATMENT | Table, Exam | TABLEEXAM-Ritter-Tycos-204-002 | TABLEEXAM | 204-002 |  |  |  | Ritter-Tycos | Table, Exam |  | TABLEEXAM-Ritter-Tycos-204-002 |  | 11/14/20 |  |  | Not Covered Vendor Only - Resp/Ster | MHHS-MG | [8 empty] | TABLEEXAM | Table, Exam | Ritter-Tycos
NO | YES |  |  |  | 925-01197 | 925-01197 | RITTER | 204-002 |  | V1355806 | MH MG-(SW)-Bellaire Center | MHHS-MG |  | Table, Exam |  | 925-01197 | 925-01197 | Southwest | MHHS-MG | MH MG-(SW)-Bellaire Center | Bel Air | 4/1/17 | 4/1/20 |  |  | TABLES, EXAMINATION/TREATMENT | Table, Exam | TABLEEXAM-Ritter-Tycos-204-002 | TABLEEXAM | 204-002 |  |  |  | Ritter-Tycos | Table, Exam |  | TABLEEXAM-Ritter-Tycos-204-002 |  | 11/14/20 |  |  | Not Covered Vendor Only - Resp/Ster | MHHS-MG | [8 empty] | TABLEEXAM | Table, Exam | Ritter-Tycos
NO | YES |  |  |  | 925-01199 | 925-01199 | RITTER | 204-002 |  | V1355733 | MH MG-(SW)-Bellaire Center | MHHS-MG |  | Table, Exam |  | 925-01199 | 925-01199 | Southwest | MHHS-MG | MH MG-(SW)-Bellaire Center | Bel Air | 4/1/17 | 4/1/20 |  |  | TABLES, EXAMINATION/TREATMENT | Table, Exam | TABLEEXAM-Ritter-Tycos-204-002 | TABLEEXAM | 204-002 |  |  |  | Ritter-Tycos | Table, Exam |  | TABLEEXAM-Ritter-Tycos-204-002 |  |  |  |  | Not Covered Vendor Only - Resp/Ster | MHHS-MG | [8 empty] | TABLEEXAM | Table, Exam | Ritter-Tycos
NO | YES |  |  |  | 925-01201 | 925-01201 | RITTER | 204-002 |  | V1355725 | MH MG-(SW)-Bellaire Center | MHHS-MG |  | Table, Exam |  | 925-01201 | 925-01201 | Southwest | MHHS-MG | MH MG-(SW)-Bellaire Center | Bel Air | 4/1/17 | 4/1/20 |  |  | TABLES, EXAMINATION/TREATMENT | Table, Exam | TABLEEXAM-Ritter-Tycos-204-002 | TABLEEXAM | 204-002 |  |  |  | Ritter-Tycos | Table, Exam |  | TABLEEXAM-Ritter-Tycos-204-002 |  | 11/14/20 |  |  | Not Covered Vendor Only - Resp/Ster | MHHS-MG | [8 empty] | TABLEEXAM | Table, Exam | Ritter-Tycos
NO | YES |  |  |  | 925-01202 | 925-01202 | RITTER | 204-002 |  | V1355755 | MH MG-(SW)-Bellaire Center | MHHS-MG |  | Table, Exam |  | 925-01202 | 925-01202 | Southwest | MHHS-MG | MH MG-(SW)-Bellaire Center | Exam 9 | 4/1/17 |  |  |  | TABLES, EXAMINATION/TREATMENT | Table, Exam | TABLEEXAM-Ritter-Tycos-204-002 | TABLEEXAM | 204-002 |  |  |  | Ritter-Tycos | Table, Exam |  | TABLEEXAM-Ritter-Tycos-204-002 |  | 11/14/20 |  |  | Not Covered Vendor Only - Resp/Ster | MHHS-MG | [8 empty] | TABLEEXAM | Table, Exam | Ritter-Tycos
NO | YES |  |  |  | 925-01204 | 925-01204 | RITTER | 204-002 |  | V1355780 | MH MG-(SW)-Bellaire Center | MHHS-MG |  | Table, Exam |  | 925-01204 | 925-01204 | Southwest | MHHS-MG | MH MG-(SW)-Bellaire Center |  | 4/1/17 |  |  |  | TABLES, EXAMINATION/TREATMENT | Table, Exam | TABLEEXAM-Ritter-Tycos-204-002 | TABLEEXAM | 204-002 |  |  |  | Ritter-Tycos | Table, Exam |  | TABLEEXAM-Ritter-Tycos-204-002 |  | 5/1/20 |  |  | Not Covered Vendor Only - Biomedical | MHHS-MG | [8 empty] | TABLEEXAM | Table, Exam | Ritter-Tycos
NO | YES |  |  |  | 925-01206 | 925-01206 | RITTER | 204-002 |  | V1355713 | MH MG-(SW)-Bellaire Center | MHHS-MG |  | Table, Exam |  | 925-01206 | 925-01206 | Southwest | MHHS-MG | MH MG-(SW)-Bellaire Center | Exam 12 | 4/1/17 |  |  |  | TABLES, EXAMINATION/TREATMENT | Table, Exam | TABLEEXAM-Ritter-Tycos-204-002 | TABLEEXAM | 204-002 |  |  |  | Ritter-Tycos | Table, Exam |  | TABLEEXAM-Ritter-Tycos-204-002 |  | 5/1/20 |  |  | Not Covered Vendor Only - Biomedical | MHHS-MG | [8 empty] | TABLEEXAM | Table, Exam | Ritter-Tycos
NO | YES |  |  |  | 069-40237 | 069-40237 | RITTER | 204-002 |  | V900119 | MH MG - (TMC) - INT MED/ENDOCRINOLOGY (STE 2015) | MHHS-MG |  | Table, Exam |  | 069-40237 | 069-40237 | TMC | Memorial Hermann-Texas Medical Center | MH MG - (TMC) - INT MED/ENDOCRINOLOGY (STE 2015) | Room 14 |  |  |  |  | TABLES, EXAMINATION/TREATMENT | Table, Exam | TABLEEXAM-Ritter-Tycos-204-002 | TABLEEXAM | 204-002 |  |  |  | Ritter-Tycos | Table, Exam |  | TABLEEXAM-Ritter-Tycos-204-002 |  | 7/12/15 |  |  | Covered PM Repair - Biomedical | MHHS-MG | [8 empty] | TABLEEXAM | Table, Exam | Ritter-Tycos
NO | YES |  |  |  | 069-40307 | 069-40307 | RITTER | 204-002 |  | V1657245 | MH MG - (TMC) - INT MED/ENDOCRINOLOGY (STE 2015) | MHHS-MG |  | Table, Exam |  | 069-40307 | 069-40307 | TMC | Memorial Hermann-Texas Medical Center | MH MG - (TMC) - INT MED/ENDOCRINOLOGY (STE 2015) | Exam 2 | 4/1/16 |  |  | PM Not Required | TABLES, EXAMINATION/TREATMENT | Table, Exam | TABLEEXAM-Ritter-Tycos-204-002 | TABLEEXAM | 204-002 |  |  |  | Ritter-Tycos | Table, Exam |  | TABLEEXAM-Ritter-Tycos-204-002 |  | 10/9/14 |  |  | Covered PM Repair - Biomedical | MHHS-MG | [8 empty] | TABLEEXAM | Table, Exam | Ritter-Tycos
NO | YES |  |  |  | 069-40308 | 069-40308 | RITTER | 204-002 |  | V1657237 | MH MG - (TMC) - INT MED/ENDOCRINOLOGY (STE 2015) | MHHS-MG |  | Table, Exam |  | 069-40308 | 069-40308 | TMC | Memorial Hermann Medical Group Texas Medical Center Internal Medicine | MH MG - (TMC) - INT MED/ENDOCRINOLOGY (STE 2015) | Room 3 |  |  |  |  | TABLES, EXAMINATION/TREATMENT | Table, Exam | TABLEEXAM-Ritter-Tycos-204-002 | TABLEEXAM | 204-002 |  |  |  | Ritter-Tycos | Table, Exam |  | TABLEEXAM-Ritter-Tycos-204-002 |  | 10/15/14 |  |  | Covered PM Repair - Biomedical | MHHS-MG | [8 empty] | TABLEEXAM | Table, Exam | Ritter-Tycos
NO | YES |  |  |  | 069-40313 | 069-40313 | RITTER | 204-002 |  | V1657239 | MH MG - (TMC) - INT MED/ENDOCRINOLOGY (STE 2015) | MHHS-MG |  | Table, Exam |  | 069-40313 | 069-40313 | TMC | Memorial Hermann-Texas Medical Center | MH MG - (TMC) - INT MED/ENDOCRINOLOGY (STE 2015) | Exam 7 | 8/1/15 |  |  |  | TABLES, EXAMINATION/TREATMENT | Table, Exam | TABLEEXAM-Ritter-Tycos-204-002 | TABLEEXAM | 204-002 |  |  |  | Ritter-Tycos | Table, Exam |  | TABLEEXAM-Ritter-Tycos-204-002 |  | 10/9/15 |  |  | Covered PM Repair - Biomedical | MHHS-MG | [8 empty] | TABLEEXAM | Table, Exam | Ritter-Tycos
NO | YES |  |  |  | 069-40320 | 069-40320 | RITTER | 204-002 |  | V1657231 | MH MG - (TMC) - INT MED/ENDOCRINOLOGY (STE 2015) | MHHS-MG |  | Table, Exam |  | 069-40320 | 069-40320 | TMC | Memorial Hermann-Texas Medical Center | MH MG - (TMC) - INT MED/ENDOCRINOLOGY (STE 2015) | Room 11 |  |  |  |  | TABLES, EXAMINATION/TREATMENT | Table, Exam | TABLEEXAM-Ritter-Tycos-204-002 | TABLEEXAM | 204-002 |  |  |  | Ritter-Tycos | Table, Exam |  | TABLEEXAM-Ritter-Tycos-204-002 |  | 11/19/15 |  |  | Covered PM Repair - Biomedical | MHHS-MG | [8 empty] | TABLEEXAM | Table, Exam | Ritter-Tycos
NO | YES |  |  |  | 029-11889 | 029-11889 | RITTER | 204-002 |  | V1313388 | MNA-(WDLS)-The Woodlands (Mp4) | MHHS - Mischer Neuroscience |  | Table, Exam |  | 029-11889 | 029-11889 | Woodlands | MHHS-Others | MNA-(WDLS)-The Woodlands (Mp4) | MOB neuro | 10/1/17 |  | 10/1/19 |  | TABLES, EXAMINATION/TREATMENT | Table, Exam | TABLEEXAM-Ritter-Tycos-204-002 | TABLEEXAM | 204-002 |  |  |  | Ritter-Tycos | Table, Exam |  | TABLEEXAM-Ritter-Tycos-204-002 |  | 11/18/17 |  |  | Covered PM Repair - Biomedical | MHHS - Mischer Neuroscience | [8 empty] | TABLEEXAM | Table, Exam | Ritter-Tycos
NO | YES |  |  |  | 142-06173 | 142-06173 | RITTER | 204-002 |  | V1202379 | Neighborhood Clinic-(NE)-Northeast | MHHS-Neighborhood Clinics |  | Table, Exam |  | 142-06173 | 142-06173 | Katy | MHHS-Others | Neighborhood Clinic-(NE)-Northeast | Room 2 | 12/1/16 |  |  |  | TABLES, EXAMINATION/TREATMENT | Table, Exam | TABLEEXAM-Ritter-Tycos-204-002 | TABLEEXAM | 204-002 |  |  |  | Ritter-Tycos | Table, Exam |  | TABLEEXAM-Ritter-Tycos-204-002 |  | 7/22/15 |  |  | Covered PM Repair - Biomedical | MHHS-Neighborhood Clinics | [8 empty] | TABLEEXAM | Table, Exam | Ritter-Tycos
NO | YES |  |  |  | 142-06174 | 142-06174 | RITTER | 204-002 |  | V1238911 | Neighborhood Clinic-(NE)-Northeast | MHHS-Neighborhood Clinics |  | Table, Exam |  | 142-06174 | 142-06174 | Katy | MHHS-Others | Neighborhood Clinic-(NE)-Northeast | Room 3 | 12/1/16 | 12/1/17 |  |  | TABLES, EXAMINATION/TREATMENT | Table, Exam | TABLEEXAM-Ritter-Tycos-204-002 | TABLEEXAM | 204-002 |  |  |  | Ritter-Tycos | Table, Exam |  | TABLEEXAM-Ritter-Tycos-204-002 |  | 10/15/16 |  |  | Covered PM Repair - Biomedical | MHHS-Neighborhood Clinics | [8 empty] | TABLEEXAM | Table, Exam | Ritter-Tycos
NO | YES |  |  |  | 069-35901 | 069-35901 | RITTER | 204-002 |  | V1156399 | TMC-Plaza-Cancer Center (Ste 2900) | MHHS-TMC |  | Table, Exam |  | 069-35901 | 069-35901 | TMC | MHHS-TMC | TMC-Plaza-Cancer Center (Ste 2900) | Room 1 | 9/1/13 |  |  | One Time Inspection Sticker | TABLES, EXAMINATION/TREATMENT | Table, Exam | TABLEEXAM-Ritter-Tycos-204-002 | TABLEEXAM | 204-002 |  |  |  | Ritter-Tycos | Table, Exam |  | TABLEEXAM-Ritter-Tycos-204-002 |  |  |  |  | Covered PM Repair - Biomedical | MHHS-TMC | [8 empty] | TABLEEXAM | Table, Exam | Ritter-Tycos
NO | YES |  |  |  | 069-35912 | 069-35912 | RITTER | 204-002 |  | V1156404 | TMC-Plaza-Cancer Center (Ste 2900) | MHHS-TMC |  | Table, Exam |  | 069-35912 | 069-35912 | TMC | MHHS-TMC | TMC-Plaza-Cancer Center (Ste 2900) | Room 6 | 4/1/17 |  | 4/1/18 |  | TABLES, EXAMINATION/TREATMENT | Table, Exam | TABLEEXAM-Ritter-Tycos-204-002 | TABLEEXAM | 204-002 |  |  |  | Ritter-Tycos | Table, Exam |  | TABLEEXAM-Ritter-Tycos-204-002 |  |  |  |  | Covered PM Repair - Biomedical | MHHS-TMC | [8 empty] | TABLEEXAM | Table, Exam | Ritter-Tycos
NO | YES |  |  |  | 069-35913 | 069-35913 | RITTER | 204-002 |  | V1156402 | TMC-Plaza-Cancer Center (Ste 2900) | MHHS-TMC |  | Table, Exam |  | 069-35913 | 069-35913 | TMC | MHHS-TMC | TMC-Plaza-Cancer Center (Ste 2900) | [5 empty] | TABLES, EXAMINATION/TREATMENT |  | TABLEEXAM-Ritter-Tycos-204-002 | TABLEEXAM | 204-002 |  |  |  | Ritter-Tycos | Table, Exam |  | TABLEEXAM-Ritter-Tycos-204-002 |  |  |  |  | Covered PM Repair - Biomedical | MHHS-TMC
NO | YES |  |  |  | 069-36799 | 069-36799 | RITTER | 204-002 |  | V1109196 | TMC-Plaza-Cancer Center (Ste 2900) | MHHS-TMC |  | Table, Exam |  | 069-36799 | 069-36799 | TMC | MHHS-TMC | TMC-Plaza-Cancer Center (Ste 2900) | [5 empty] | TABLES, EXAMINATION/TREATMENT |  | TABLEEXAM-Ritter-Tycos-204-002 | TABLEEXAM | 204-002 |  |  |  | Ritter-Tycos | Table, Exam |  | TABLEEXAM-Ritter-Tycos-204-002 |  |  |  |  | Covered PM Repair - Biomedical | MHHS-TMC
NO | YES |  |  |  | 069-36803 | 069-36803 | RITTER | 204-002 |  | V1157046 | TMC-Plaza-Cancer Center (Ste 2900) | MHHS-TMC |  | Table, Exam |  | 069-36803 | 069-36803 | TMC | MHHS-TMC | TMC-Plaza-Cancer Center (Ste 2900) | [5 empty] | TABLES, EXAMINATION/TREATMENT |  | TABLEEXAM-Ritter-Tycos-204-002 | TABLEEXAM | 204-002 |  |  |  | Ritter-Tycos | Table, Exam |  | TABLEEXAM-Ritter-Tycos-204-002 |  | 7/28/16 |  |  | Covered PM Repair - Biomedical | MHHS-TMC
NO | YES |  |  |  | 069-48183 | 069-48183 | RITTER | 204-002 |  | V1109211 | (null) | MHHS-Southeast |  | Table, Exam |  | 069-48183 | 069-48183 | (null) | MHHS-Southeast | (null) | (null) |  |  |  | (null) | TABLES, EXAMINATION/TREATMENT |  | TABLEEXAM-Ritter-Tycos-204-002 | TABLEEXAM | 204-002 |  |  |  | Ritter-Tycos | Table, Exam |  | TABLEEXAM-Ritter-Tycos-204-002 |  | 7/28/16 |  |  | Covered PM Repair - Biomedical | MHHS-Southeast
NO | YES |  |  |  | 069-36819 | 069-36819 | RITTER | 204-002 |  | V1211337 | Cancer center | MHHS-TMC |  | Table, Exam |  | 069-36819 | 069-36819 | TMC | Memorial Hermann-Texas Medical Center | Cancer center | Exam 4 |  |  |  |  | TABLES, EXAMINATION/TREATMENT |  | TABLEEXAM-Ritter-Tycos-204-002 | TABLEEXAM | 204-002 |  |  |  | Ritter-Tycos | Table, Exam |  | TABLEEXAM-Ritter-Tycos-204-002 |  | 7/28/16 |  |  | Covered PM Repair - Biomedical | MHHS-TMC
YES | YES | Serial Number Cnf |  |  | 129-06598 | 129-06598 | RITTER | 204-002 |  | Cnf | MH MG - (KY) - FIRETHORNE |  |  |  |  | 129-06598 | 129-06598 | Katy | Memorial Hermann Summer Creek Primary Care | MH MG - (KY) - FIRETHORNE | Exam 10 |  |  |  | Could not get to serial |  | Table, Exam | TABLEEXAM-Ritter-Tycos-204-002 | [23 empty] | TABLEEXAM | Table, Exam | Ritter-Tycos
YES | YES |  |  |  | 129-06597 | 129-06597 | RITTER | 204-002 |  | V1721170 | MH MG - (KY) - FIRETHORNE |  |  |  |  | 129-06597 | 129-06597 | Katy | Memorial Hermann Summer Creek Primary Care | MH MG - (KY) - FIRETHORNE | Exam 10 |  |  |  | One time safety |  | Table, Exam | TABLEEXAM-Ritter-Tycos-204-002 | [23 empty] | TABLEEXAM | Table, Exam | Ritter-Tycos
YES | YES |  |  |  | 129-06596 | 129-06596 | RITTER | 204-002 |  | V1721151 | MH MG - (KY) - FIRETHORNE |  |  |  |  | 129-06596 | 129-06596 | Katy | Memorial Hermann Summer Creek Primary Care | MH MG - (KY) - FIRETHORNE | Exam 10 |  |  |  | One time safety |  | Table, Exam | TABLEEXAM-Ritter-Tycos-204-002 | [23 empty] | TABLEEXAM | Table, Exam | Ritter-Tycos
YES | YES |  |  |  | 583-01369 | 583-01369 | RITTER | 204-002 |  | V1535200 | MH MG - (KY) - FIRETHORNE |  |  |  |  | 583-01369 | 583-01369 | Katy | Memorial Hermann Summer Creek Primary Care | MH MG - (KY) - FIRETHORNE | Exam 10 |  |  |  | One time safety |  | Table, Exam | TABLEEXAM-Ritter-Tycos-204-002 | [23 empty] | TABLEEXAM | Table, Exam | Ritter-Tycos
YES | YES | Serial Number Cnf |  |  | 099-03770 | 099-03770 | RITTER | 204-002 |  | Cnf | MNA - (CY) - CYPRESS (MP1-360) |  |  |  |  | 099-03770 | 099-03770 | Northwest | Mischer Neuroscience | MNA - (CY) - CYPRESS (MP1-360) | Mischer Neuroscience |  |  |  | No pm |  | Table, Exam | TABLEEXAM-Ritter-Tycos-204-002 | [23 empty] | TABLEEXAM | Table, Exam | Ritter-Tycos
YES | YES | Serial Number Cnf |  |  | 099-03769 | 099-03769 | RITTER | 204-002 |  | Cnf | MNA - (CY) - CYPRESS (MP1-360) |  |  |  |  | 099-03769 | 099-03769 | Northwest | Mischer Neuroscience | MNA - (CY) - CYPRESS (MP1-360) | Mischer Neuroscience |  |  |  | No pm |  | Table, Exam | TABLEEXAM-Ritter-Tycos-204-002 | [23 empty] | TABLEEXAM | Table, Exam | Ritter-Tycos
YES | YES | Serial Number Cnf |  |  | 099-03767 | 099-03767 | RITTER | 204-002 |  | Cnf | MNA - (CY) - CYPRESS (MP1-360) |  |  |  |  | 099-03767 | 099-03767 | Northwest | Mischer Neuroscience | MNA - (CY) - CYPRESS (MP1-360) | Mischer Neuroscience |  |  |  | No pm |  | Table, Exam | TABLEEXAM-Ritter-Tycos-204-002 | [23 empty] | TABLEEXAM | Table, Exam | Ritter-Tycos
YES | YES | Serial Number Cnf |  |  | 099-02004 | 099-02004 | RITTER | 204-002 |  | Cnf | MNA - (CY) - CYPRESS (MP1-360) |  |  |  |  | 099-02004 | 099-02004 | Northwest | Mischer Neuroscience | MNA - (CY) - CYPRESS (MP1-360) | Mischer Neuroscience |  | 2/1/20 |  | No pm |  | Table, Exam | TABLEEXAM-Ritter-Tycos-204-002 | [23 empty] | TABLEEXAM | Table, Exam | Ritter-Tycos
YES | YES |  |  |  | 929-01219 | 929-01219 | RITTER | 204-002 |  | V1664791 | Woodland MP4 |  |  |  |  | 929-01219 | 929-01219 | Woodlands | Woodlands | Woodland MP4 | 4floor | [5 empty] | Table, Exam | TABLEEXAM-Ritter-Tycos-204-002 | [23 empty] | TABLEEXAM | Table, Exam | Ritter-Tycos
YES | YES |  |  |  | 929-01217 | 929-01217 | RITTER | 204-002 |  | V1664764 | MMHG cardiology |  |  |  |  | 929-01217 | 929-01217 |  |  | MMHG cardiology | [6 empty] | Table, Exam | TABLEEXAM-Ritter-Tycos-204-002 | [23 empty] | TABLEEXAM | Table, Exam | Ritter-Tycos
YES | YES |  |  |  | 069-43727 | 069-43727 | RITTER | 204-002 |  |  | MH MG - (TMC) - INT MED/ENDOCRINOLOGY (STE 2015) |  |  |  |  | 069-43727 | 069-43727 | TMC | Memorial Hermann Medical Group Texas Medical Center Internal Medicine | MH MG - (TMC) - INT MED/ENDOCRINOLOGY (STE 2015) | Room 5 | [6 empty] | TABLEEXAM-Ritter-Tycos-204-002
YES | YES |  |  |  | 069-36801 | 069-36801 | RITTER | 204-002 |  |  | TMC - PLAZA - CANCER CENTER (STE 2900) |  |  |  |  | 069-36801 | 069-36801 | TMC | Memorial Hermann Cancer Center - Texas Medical Center (#2900) | TMC - PLAZA - CANCER CENTER (STE 2900) | [7 empty] | TABLEEXAM-Ritter-Tycos-204-002
NO | NO | [5 empty] | RITTER | 204-002 |  | V1672256 | CAHF - (GH) - GREATER HEIGHTS [MP1-STE250] | MHHS - Heart Failure Clinics |  | Table, Exam |  |  |  | Central & Greater Heights |  | CAHF - (GH) - GREATER HEIGHTS [MP1-STE250] | [5 empty] | TABLES, EXAMINATION/TREATMENT |  | TABLEEXAM-Ritter-Tycos-204-002 | TABLEEXAM | 204-002 |  |  |  | Ritter-Tycos | Table, Exam |  | TABLEEXAM-Ritter-Tycos-204-002 |  |  |  |  | Covered PM Repair - Biomedical | MHHS - Heart Failure Clinics
NO | NO |  |  |  | 069-36852 |  | RITTER | 204-002 |  | V1121958 | CAHF - (TMC) - TMC MEDICAL PLAZA [MHMP-STE2500] | MHHS - Heart Failure Clinics |  | Table, Exam |  | 069-36852 |  | TMC |  | CAHF - (TMC) - TMC MEDICAL PLAZA [MHMP-STE2500] | [5 empty] | TABLES, EXAMINATION/TREATMENT |  | TABLEEXAM-Ritter-Tycos-204-002 | TABLEEXAM | 204-002 |  |  |  | Ritter-Tycos | Table, Exam |  | TABLEEXAM-Ritter-Tycos-204-002 |  |  |  |  | Covered PM Repair - Biomedical | MHHS - Heart Failure Clinics
NO | NO |  |  |  | 069-36853 |  | RITTER | 204-002 |  | V1121941 | CAHF - (TMC) - TMC MEDICAL PLAZA [MHMP-STE2500] | MHHS - Heart Failure Clinics |  | Table, Exam |  | 069-36853 |  | TMC |  | CAHF - (TMC) - TMC MEDICAL PLAZA [MHMP-STE2500] | [5 empty] | TABLES, EXAMINATION/TREATMENT |  | TABLEEXAM-Ritter-Tycos-204-002 | TABLEEXAM | 204-002 |  |  |  | Ritter-Tycos | Table, Exam |  | TABLEEXAM-Ritter-Tycos-204-002 |  |  |  |  | Covered PM Repair - Biomedical | MHHS - Heart Failure Clinics
NO | NO |  |  |  | 069-36854 |  | RITTER | 204-002 |  | V595647 | CAHF - (TMC) - TMC MEDICAL PLAZA [MHMP-STE2500] | MHHS - Heart Failure Clinics |  | Table, Exam |  | 069-36854 |  | TMC |  | CAHF - (TMC) - TMC MEDICAL PLAZA [MHMP-STE2500] | [5 empty] | TABLES, EXAMINATION/TREATMENT |  | TABLEEXAM-Ritter-Tycos-204-002 | TABLEEXAM | 204-002 |  |  |  | Ritter-Tycos | Table, Exam |  | TABLEEXAM-Ritter-Tycos-204-002 |  |  |  |  | Covered PM Repair - Biomedical | MHHS - Heart Failure Clinics
NO | NO |  |  |  | 069-36855 |  | RITTER | 204-002 |  | V1080401 | CAHF - (TMC) - TMC MEDICAL PLAZA [MHMP-STE2500] | MHHS - Heart Failure Clinics |  | Table, Exam |  | 069-36855 |  | TMC |  | CAHF - (TMC) - TMC MEDICAL PLAZA [MHMP-STE2500] | [5 empty] | TABLES, EXAMINATION/TREATMENT |  | TABLEEXAM-Ritter-Tycos-204-002 | TABLEEXAM | 204-002 |  |  |  | Ritter-Tycos | Table, Exam |  | TABLEEXAM-Ritter-Tycos-204-002 |  |  |  |  | Covered PM Repair - Biomedical | MHHS - Heart Failure Clinics
NO | NO |  |  |  | 069-36856 |  | RITTER | 204-002 |  | V595591 | CAHF - (TMC) - TMC MEDICAL PLAZA [MHMP-STE2500] | MHHS - Heart Failure Clinics |  | Table, Exam |  | 069-36856 |  | TMC |  | CAHF - (TMC) - TMC MEDICAL PLAZA [MHMP-STE2500] | [5 empty] | TABLES, EXAMINATION/TREATMENT |  | TABLEEXAM-Ritter-Tycos-204-002 | TABLEEXAM | 204-002 |  |  |  | Ritter-Tycos | Table, Exam |  | TABLEEXAM-Ritter-Tycos-204-002 |  |  |  |  | Covered PM Repair - Biomedical | MHHS - Heart Failure Clinics
NO | NO |  |  |  | 069-36857 |  | RITTER | 204-002 |  | V595626 | CAHF - (TMC) - TMC MEDICAL PLAZA [MHMP-STE2500] | MHHS - Heart Failure Clinics |  | Table, Exam |  | 069-36857 |  | TMC |  | CAHF - (TMC) - TMC MEDICAL PLAZA [MHMP-STE2500] | [5 empty] | TABLES, EXAMINATION/TREATMENT |  | TABLEEXAM-Ritter-Tycos-204-002 | TABLEEXAM | 204-002 |  |  |  | Ritter-Tycos | Table, Exam |  | TABLEEXAM-Ritter-Tycos-204-002 |  |  |  |  | Covered PM Repair - Biomedical | MHHS - Heart Failure Clinics
NO | NO |  |  |  | 069-36858 |  | RITTER | 204-002 |  | V1080390 | CAHF - (TMC) - TMC MEDICAL PLAZA [MHMP-STE2500] | MHHS - Heart Failure Clinics |  | Table, Exam |  | 069-36858 |  | TMC |  | CAHF - (TMC) - TMC MEDICAL PLAZA [MHMP-STE2500] | [5 empty] | TABLES, EXAMINATION/TREATMENT |  | TABLEEXAM-Ritter-Tycos-204-002 | TABLEEXAM | 204-002 |  |  |  | Ritter-Tycos | Table, Exam |  | TABLEEXAM-Ritter-Tycos-204-002 |  |  |  |  | Covered PM Repair - Biomedical | MHHS - Heart Failure Clinics
NO | NO |  |  |  | 069-36859 |  | RITTER | 204-002 |  | V1200183 | CAHF - (TMC) - TMC MEDICAL PLAZA [MHMP-STE2500] | MHHS - Heart Failure Clinics |  | Table, Exam |  | 069-36859 |  | TMC |  | CAHF - (TMC) - TMC MEDICAL PLAZA [MHMP-STE2500] | [5 empty] | TABLES, EXAMINATION/TREATMENT |  | TABLEEXAM-Ritter-Tycos-204-002 | TABLEEXAM | 204-002 |  |  |  | Ritter-Tycos | Table, Exam |  | TABLEEXAM-Ritter-Tycos-204-002 |  |  |  |  | Covered PM Repair - Biomedical | MHHS - Heart Failure Clinics
NO | NO |  |  |  | 069-36861 |  | RITTER | 204-002 |  | V1181451 | CAHF - (TMC) - TMC MEDICAL PLAZA [MHMP-STE2500] | MHHS - Heart Failure Clinics |  | Table, Exam |  | 069-36861 |  | TMC |  | CAHF - (TMC) - TMC MEDICAL PLAZA [MHMP-STE2500] | [5 empty] | TABLES, EXAMINATION/TREATMENT |  | TABLEEXAM-Ritter-Tycos-204-002 | TABLEEXAM | 204-002 |  |  |  | Ritter-Tycos | Table, Exam |  | TABLEEXAM-Ritter-Tycos-204-002 |  |  |  |  | Covered PM Repair - Biomedical | MHHS - Heart Failure Clinics
NO | NO |  |  |  | 069-38757 |  | RITTER | 204-002 |  | V1433315 | CAHF - (TMC) - TMC MEDICAL PLAZA [MHMP-STE2500] | MHHS - Heart Failure Clinics |  | Table, Exam |  | 069-38757 |  | TMC |  | CAHF - (TMC) - TMC MEDICAL PLAZA [MHMP-STE2500] | [5 empty] | TABLES, EXAMINATION/TREATMENT |  | TABLEEXAM-Ritter-Tycos-204-002 | TABLEEXAM | 204-002 |  |  |  | Ritter-Tycos | Table, Exam |  | TABLEEXAM-Ritter-Tycos-204-002 |  |  |  |  | Covered PM Repair - Biomedical | MHHS - Heart Failure Clinics
NO | NO |  |  |  | 069-38758 |  | RITTER | 204-002 |  | V1433816 | CAHF - (TMC) - TMC MEDICAL PLAZA [MHMP-STE2500] | MHHS - Heart Failure Clinics |  | Table, Exam |  | 069-38758 |  | TMC |  | CAHF - (TMC) - TMC MEDICAL PLAZA [MHMP-STE2500] | [5 empty] | TABLES, EXAMINATION/TREATMENT |  | TABLEEXAM-Ritter-Tycos-204-002 | TABLEEXAM | 204-002 |  |  |  | Ritter-Tycos | Table, Exam |  | TABLEEXAM-Ritter-Tycos-204-002 |  |  |  |  | Covered PM Repair - Biomedical | MHHS - Heart Failure Clinics
NO | NO |  |  |  | 069-38760 |  | RITTER | 204-002 |  | V1433290 | CAHF - (TMC) - TMC MEDICAL PLAZA [MHMP-STE2500] | MHHS - Heart Failure Clinics |  | Table, Exam |  | 069-38760 |  | TMC |  | CAHF - (TMC) - TMC MEDICAL PLAZA [MHMP-STE2500] | [5 empty] | TABLES, EXAMINATION/TREATMENT |  | TABLEEXAM-Ritter-Tycos-204-002 | TABLEEXAM | 204-002 |  |  |  | Ritter-Tycos | Table, Exam |  | TABLEEXAM-Ritter-Tycos-204-002 |  |  |  |  | Covered PM Repair - Biomedical | MHHS - Heart Failure Clinics
NO | NO |  |  |  | 069-38761 |  | RITTER | 204-002 |  | V1433383 | CAHF - (TMC) - TMC MEDICAL PLAZA [MHMP-STE2500] | MHHS - Heart Failure Clinics |  | Table, Exam |  | 069-38761 |  | TMC |  | CAHF - (TMC) - TMC MEDICAL PLAZA [MHMP-STE2500] | [5 empty] | TABLES, EXAMINATION/TREATMENT |  | TABLEEXAM-Ritter-Tycos-204-002 | TABLEEXAM | 204-002 |  |  |  | Ritter-Tycos | Table, Exam |  | TABLEEXAM-Ritter-Tycos-204-002 |  |  |  |  | Covered PM Repair - Biomedical | MHHS - Heart Failure Clinics
NO | NO |  |  |  | 069-38762 |  | RITTER | 204-002 |  | V1433389 | CAHF - (TMC) - TMC MEDICAL PLAZA [MHMP-STE2500] | MHHS - Heart Failure Clinics |  | Table, Exam |  | 069-38762 |  | TMC |  | CAHF - (TMC) - TMC MEDICAL PLAZA [MHMP-STE2500] | [5 empty] | TABLES, EXAMINATION/TREATMENT |  | TABLEEXAM-Ritter-Tycos-204-002 | TABLEEXAM | 204-002 |  |  |  | Ritter-Tycos | Table, Exam |  | TABLEEXAM-Ritter-Tycos-204-002 |  |  |  |  | Not Covered Vendor Only - Biomedical | MHHS - Heart Failure Clinics
NO | NO |  |  |  | 069-38763 |  | RITTER | 204-002 |  | V1433284 | CAHF - (TMC) - TMC MEDICAL PLAZA [MHMP-STE2500] | MHHS - Heart Failure Clinics |  | Table, Exam |  | 069-38763 |  | TMC |  | CAHF - (TMC) - TMC MEDICAL PLAZA [MHMP-STE2500] | [5 empty] | TABLES, EXAMINATION/TREATMENT |  | TABLEEXAM-Ritter-Tycos-204-002 | TABLEEXAM | 204-002 |  |  |  | Ritter-Tycos | Table, Exam |  | TABLEEXAM-Ritter-Tycos-204-002 |  |  |  |  | Covered PM Repair - Biomedical | MHHS - Heart Failure Clinics
NO | NO |  |  |  | 017-01228 |  | RITTER | 204-002 |  | V792484 | CLOSED - (SE) - SOUTHEAST MEDICAL ASSOCIATES | MHHS-MG |  | Table, Exam |  | 017-01228 |  | Southeast & Bay Area |  | CLOSED - (SE) - SOUTHEAST MEDICAL ASSOCIATES | [5 empty] | TABLES, EXAMINATION/TREATMENT |  | TABLEEXAM-Ritter-Tycos-204-002 | TABLEEXAM | 204-002 |  |  |  | Ritter-Tycos | Table, Exam |  | TABLEEXAM-Ritter-Tycos-204-002 |  |  |  |  | Covered PM Repair - Biomedical | MHHS-MG
NO | NO |  |  |  | 017-01233 |  | RITTER | 204-002 |  | V792489 | CLOSED - (SE) - SOUTHEAST MEDICAL ASSOCIATES | MHHS-MG |  | Table, Exam |  | 017-01233 |  | Southeast & Bay Area |  | CLOSED - (SE) - SOUTHEAST MEDICAL ASSOCIATES | [5 empty] | TABLES, EXAMINATION/TREATMENT |  | TABLEEXAM-Ritter-Tycos-204-002 | TABLEEXAM | 204-002 |  |  |  | Ritter-Tycos | Table, Exam |  | TABLEEXAM-Ritter-Tycos-204-002 |  |  |  |  | Covered PM Repair - Biomedical | MHHS-MG
NO | NO |  |  |  | 017-01244 |  | RITTER | 204-002 |  | V1282184 | MH MG - (GH) - THE HEIGHTS | MHHS-MG |  | Table, Exam |  | 017-01244 |  | Central & Greater Heights |  | MH MG - (GH) - THE HEIGHTS | [5 empty] | TABLES, EXAMINATION/TREATMENT |  | TABLEEXAM-Ritter-Tycos-204-002 | TABLEEXAM | 204-002 |  |  |  | Ritter-Tycos | Table, Exam |  | TABLEEXAM-Ritter-Tycos-204-002 |  |  |  |  | Covered PM Repair - Biomedical | MHHS-MG
NO | NO |  |  |  | 583-00757 |  | RITTER | 204-002 |  | V213788 | MH MG - (KY) - KATY [MP2-STE400] | MHHS-MG |  | Table, Exam |  | 583-00757 |  | Katy |  | MH MG - (KY) - KATY [MP2-STE400] | [5 empty] | TABLES, EXAMINATION/TREATMENT |  | TABLEEXAM-Ritter-Tycos-204-002 | TABLEEXAM | 204-002 |  |  |  | Ritter-Tycos | Table, Exam |  | TABLEEXAM-Ritter-Tycos-204-002 |  |  |  |  | Covered PM Repair - Biomedical | MHHS-MG
NO | NO |  |  |  | 583-00758 |  | RITTER | 204-002 |  | V390919 | MH MG - (KY) - KATY [MP2-STE400] | MHHS-MG |  | Table, Exam |  | 583-00758 |  | Katy |  | MH MG - (KY) - KATY [MP2-STE400] | [5 empty] | TABLES, EXAMINATION/TREATMENT |  | TABLEEXAM-Ritter-Tycos-204-002 | TABLEEXAM | 204-002 |  |  |  | Ritter-Tycos | Table, Exam |  | TABLEEXAM-Ritter-Tycos-204-002 |  |  |  |  | Covered PM Repair - Biomedical | MHHS-MG
NO | NO |  |  |  | 583-00759 |  | RITTER | 204-002 |  | V213191 | MH MG - (KY) - KATY [MP2-STE400] | MHHS-MG |  | Table, Exam |  | 583-00759 |  | Katy |  | MH MG - (KY) - KATY [MP2-STE400] | [5 empty] | TABLES, EXAMINATION/TREATMENT |  | TABLEEXAM-Ritter-Tycos-204-002 | TABLEEXAM | 204-002 |  |  |  | Ritter-Tycos | Table, Exam |  | TABLEEXAM-Ritter-Tycos-204-002 |  |  |  |  | Covered PM Repair - Biomedical | MHHS-MG
NO | NO |  |  |  | 583-00761 |  | RITTER | 204-002 |  | V1320063 | MH MG - (KY) - KATY [MP2-STE400] | MHHS-MG |  | Table, Exam |  | 583-00761 |  | Katy |  | MH MG - (KY) - KATY [MP2-STE400] | [5 empty] | TABLES, EXAMINATION/TREATMENT |  | TABLEEXAM-Ritter-Tycos-204-002 | TABLEEXAM | 204-002 |  |  |  | Ritter-Tycos | Table, Exam |  | TABLEEXAM-Ritter-Tycos-204-002 |  |  |  |  | Covered PM Repair - Biomedical | MHHS-MG
NO | NO |  |  |  | 583-00762 |  | RITTER | 204-002 |  | V1320025 | MH MG - (KY) - KATY [MP2-STE400] | MHHS-MG |  | Table, Exam |  | 583-00762 |  | Katy |  | MH MG - (KY) - KATY [MP2-STE400] | [5 empty] | TABLES, EXAMINATION/TREATMENT |  | TABLEEXAM-Ritter-Tycos-204-002 | TABLEEXAM | 204-002 |  |  |  | Ritter-Tycos | Table, Exam |  | TABLEEXAM-Ritter-Tycos-204-002 |  |  |  |  | Covered PM Repair - Biomedical | MHHS-MG
NO | NO |  |  |  | 583-00763 |  | RITTER | 204-002 |  | V1355708 | MH MG - (KY) - KATY [MP2-STE400] | MHHS-MG |  | Table, Exam |  | 583-00763 |  | Katy |  | MH MG - (KY) - KATY [MP2-STE400] | [5 empty] | TABLES, EXAMINATION/TREATMENT |  | TABLEEXAM-Ritter-Tycos-204-002 | TABLEEXAM | 204-002 |  |  |  | Ritter-Tycos | Table, Exam |  | TABLEEXAM-Ritter-Tycos-204-002 |  |  |  |  | Covered PM Repair - Biomedical | MHHS-MG
NO | NO |  |  |  | 583-00764 |  | RITTER | 204-002 |  | V1320073 | MH MG - (KY) - KATY [MP2-STE400] | MHHS-MG |  | Table, Exam |  | 583-00764 |  | Katy |  | MH MG - (KY) - KATY [MP2-STE400] | [5 empty] | TABLES, EXAMINATION/TREATMENT |  | TABLEEXAM-Ritter-Tycos-204-002 | TABLEEXAM | 204-002 |  |  |  | Ritter-Tycos | Table, Exam |  | TABLEEXAM-Ritter-Tycos-204-002 |  |  |  |  | Covered PM Repair - Biomedical | MHHS-MG
NO | NO |  |  |  | 142-06227 |  | RITTER | 204-002 |  | V1558196 | MH MG - (NE) - ATASCOCITA PEDIATRICS | MHHS-MG |  | Table, Exam |  | 142-06227 |  | Katy |  | MH MG - (NE) - ATASCOCITA PEDIATRICS | [5 empty] | TABLES, EXAMINATION/TREATMENT |  | TABLEEXAM-Ritter-Tycos-204-002 | TABLEEXAM | 204-002 |  |  |  | Ritter-Tycos | Table, Exam |  | TABLEEXAM-Ritter-Tycos-204-002 |  |  |  |  | Covered PM Repair - Biomedical | MHHS-MG
NO | NO |  |  |  | 017-01069 |  | RITTER | 204-002 |  | V1677216 | MH MG - (SE) - ALVIN | MHHS-MG |  | Table, Exam |  | 017-01069 |  | Southeast & Bay Area |  | MH MG - (SE) - ALVIN | [5 empty] | TABLES, EXAMINATION/TREATMENT |  | TABLEEXAM-Ritter-Tycos-204-002 | TABLEEXAM | 204-002 |  |  |  | Ritter-Tycos | Table, Exam |  | TABLEEXAM-Ritter-Tycos-204-002 |  |  |  |  | Covered PM Repair - Biomedical | MHHS-MG
NO | NO |  |  |  | 017-01073 |  | RITTER | 204-002 |  | V1677220 | MH MG - (SE) - ALVIN | MHHS-MG |  | Table, Exam |  | 017-01073 |  | Southeast & Bay Area |  | MH MG - (SE) - ALVIN | [5 empty] | TABLES, EXAMINATION/TREATMENT |  | TABLEEXAM-Ritter-Tycos-204-002 | TABLEEXAM | 204-002 |  |  |  | Ritter-Tycos | Table, Exam |  | TABLEEXAM-Ritter-Tycos-204-002 |  |  |  |  | Covered PM Repair - Biomedical | MHHS-MG
NO | NO |  |  |  | 017-01076 |  | RITTER | 204-002 |  | V1677203 | MH MG - (SE) - ALVIN | MHHS-MG |  | Table, Exam |  | 017-01076 |  | Southeast & Bay Area |  | MH MG - (SE) - ALVIN | [5 empty] | TABLES, EXAMINATION/TREATMENT |  | TABLEEXAM-Ritter-Tycos-204-002 | TABLEEXAM | 204-002 |  |  |  | Ritter-Tycos | Table, Exam |  | TABLEEXAM-Ritter-Tycos-204-002 |  |  |  |  | Covered PM Repair - Biomedical | MHHS-MG
NO | NO |  |  |  | 017-01079 |  | RITTER | 204-002 |  | V1677187 | MH MG - (SE) - ALVIN | MHHS-MG |  | Table, Exam |  | 017-01079 |  | Southeast & Bay Area |  | MH MG - (SE) - ALVIN | [5 empty] | TABLES, EXAMINATION/TREATMENT |  | TABLEEXAM-Ritter-Tycos-204-002 | TABLEEXAM | 204-002 |  |  |  | Ritter-Tycos | Table, Exam |  | TABLEEXAM-Ritter-Tycos-204-002 |  |  |  |  | Covered PM Repair - Biomedical | MHHS-MG
NO | NO |  |  |  | 017-01082 |  | RITTER | 204-002 |  | V1677212 | MH MG - (SE) - ALVIN | MHHS-MG |  | Table, Exam |  | 017-01082 |  | Southeast & Bay Area |  | MH MG - (SE) - ALVIN | [5 empty] | TABLES, EXAMINATION/TREATMENT |  | TABLEEXAM-Ritter-Tycos-204-002 | TABLEEXAM | 204-002 |  |  |  | Ritter-Tycos | Table, Exam |  | TABLEEXAM-Ritter-Tycos-204-002 |  |  |  |  | Covered PM Repair - Biomedical | MHHS-MG
NO | NO |  |  |  | 017-01085 |  | RITTER | 204-002 |  | V1677222 | MH MG - (SE) - ALVIN | MHHS-MG |  | Table, Exam |  | 017-01085 |  | Southeast & Bay Area |  | MH MG - (SE) - ALVIN | [5 empty] | TABLES, EXAMINATION/TREATMENT |  | TABLEEXAM-Ritter-Tycos-204-002 | TABLEEXAM | 204-002 |  |  |  | Ritter-Tycos | Table, Exam |  | TABLEEXAM-Ritter-Tycos-204-002 |  |  |  |  | Covered PM Repair - Biomedical | MHHS-MG
NO | NO |  |  |  | 017-01088 |  | RITTER | 204-002 |  | V1677197 | MH MG - (SE) - ALVIN | MHHS-MG |  | Table, Exam |  | 017-01088 |  | Southeast & Bay Area |  | MH MG - (SE) - ALVIN | [5 empty] | TABLES, EXAMINATION/TREATMENT |  | TABLEEXAM-Ritter-Tycos-204-002 | TABLEEXAM | 204-002 |  |  |  | Ritter-Tycos | Table, Exam |  | TABLEEXAM-Ritter-Tycos-204-002 |  |  |  |  | Covered PM Repair - Biomedical | MHHS-MG
NO | NO |  |  |  | 017-01089 |  | RITTER | 204-002 |  | V1677206 | MH MG - (SE) - ALVIN | MHHS-MG |  | Table, Exam |  | 017-01089 |  | Southeast & Bay Area |  | MH MG - (SE) - ALVIN | [5 empty] | TABLES, EXAMINATION/TREATMENT |  | TABLEEXAM-Ritter-Tycos-204-002 | TABLEEXAM | 204-002 |  |  |  | Ritter-Tycos | Table, Exam |  | TABLEEXAM-Ritter-Tycos-204-002 |  |  |  |  | Covered PM Repair - Biomedical | MHHS-MG
NO | NO |  |  |  | 017-01090 |  | RITTER | 204-002 |  | V1677193 | MH MG - (SE) - ALVIN | MHHS-MG |  | Table, Exam |  | 017-01090 |  | Southeast & Bay Area |  | MH MG - (SE) - ALVIN | [5 empty] | TABLES, EXAMINATION/TREATMENT |  | TABLEEXAM-Ritter-Tycos-204-002 | TABLEEXAM | 204-002 |  |  |  | Ritter-Tycos | Table, Exam |  | TABLEEXAM-Ritter-Tycos-204-002 |  |  |  |  | Covered PM Repair - Biomedical | MHHS-MG
NO | NO |  |  |  | 017-01206 |  | RITTER | 204-002 |  | V1785187 | MH MG - (SE) - CLEAR LAKE (WEBSTER) | MHHS-MG |  | Table, Exam |  | 017-01206 |  | Southeast & Bay Area |  | MH MG - (SE) - CLEAR LAKE (WEBSTER) | [5 empty] | TABLES, EXAMINATION/TREATMENT |  | TABLEEXAM-Ritter-Tycos-204-002 | TABLEEXAM | 204-002 |  |  |  | Ritter-Tycos | Table, Exam |  | TABLEEXAM-Ritter-Tycos-204-002 |  |  |  |  | Covered PM Repair - Biomedical | MHHS-MG
NO | NO |  |  |  | 017-01207 |  | RITTER | 204-002 |  | V1785172 | MH MG - (SE) - CLEAR LAKE (WEBSTER) | MHHS-MG |  | Table, Exam |  | 017-01207 |  | Southeast & Bay Area |  | MH MG - (SE) - CLEAR LAKE (WEBSTER) | [5 empty] | TABLES, EXAMINATION/TREATMENT |  | TABLEEXAM-Ritter-Tycos-204-002 | TABLEEXAM | 204-002 |  |  |  | Ritter-Tycos | Table, Exam |  | TABLEEXAM-Ritter-Tycos-204-002 |  |  |  |  | Covered PM Repair - Biomedical | MHHS-MG
NO | NO |  |  |  | 017-01208 |  | RITTER | 204-002 |  | V1785139 | MH MG - (SE) - CLEAR LAKE (WEBSTER) | MHHS-MG |  | Table, Exam |  | 017-01208 |  | Southeast & Bay Area |  | MH MG - (SE) - CLEAR LAKE (WEBSTER) | [5 empty] | TABLES, EXAMINATION/TREATMENT |  | TABLEEXAM-Ritter-Tycos-204-002 | TABLEEXAM | 204-002 |  |  |  | Ritter-Tycos | Table, Exam |  | TABLEEXAM-Ritter-Tycos-204-002 |  |  |  |  | Covered PM Repair - Biomedical | MHHS-MG
NO | NO |  |  |  | 017-01209 |  | RITTER | 204-002 |  | v1785160 | MH MG - (SE) - CLEAR LAKE (WEBSTER) | MHHS-MG |  | Table, Exam |  | 017-01209 |  | Southeast & Bay Area |  | MH MG - (SE) - CLEAR LAKE (WEBSTER) | [5 empty] | TABLES, EXAMINATION/TREATMENT |  | TABLEEXAM-Ritter-Tycos-204-002 | TABLEEXAM | 204-002 |  |  |  | Ritter-Tycos | Table, Exam |  | TABLEEXAM-Ritter-Tycos-204-002 |  |  |  |  | Covered PM Repair - Biomedical | MHHS-MG
NO | NO |  |  |  | 017-01210 |  | RITTER | 204-002 |  | v1785234 | MH MG - (SE) - CLEAR LAKE (WEBSTER) | MHHS-MG |  | Table, Exam |  | 017-01210 |  | Southeast & Bay Area |  | MH MG - (SE) - CLEAR LAKE (WEBSTER) | [5 empty] | TABLES, EXAMINATION/TREATMENT |  | TABLEEXAM-Ritter-Tycos-204-002 | TABLEEXAM | 204-002 |  |  |  | Ritter-Tycos | Table, Exam |  | TABLEEXAM-Ritter-Tycos-204-002 |  |  |  |  | Covered PM Repair - Biomedical | MHHS-MG
NO | NO |  |  |  | 017-01211 |  | RITTER | 204-002 |  | 204-002 | MH MG - (SE) - CLEAR LAKE (WEBSTER) | MHHS-MG |  | Table, Exam |  | 017-01211 |  | Southeast & Bay Area |  | MH MG - (SE) - CLEAR LAKE (WEBSTER) | [5 empty] | TABLES, EXAMINATION/TREATMENT |  | TABLEEXAM-Ritter-Tycos-204-002 | TABLEEXAM | 204-002 |  |  |  | Ritter-Tycos | Table, Exam |  | TABLEEXAM-Ritter-Tycos-204-002 |  |  |  |  | Covered PM Repair - Biomedical | MHHS-MG
NO | NO |  |  |  | 017-01212 |  | RITTER | 204-002 |  | v1785167 | MH MG - (SE) - CLEAR LAKE (WEBSTER) | MHHS-MG |  | Table, Exam |  | 017-01212 |  | Southeast & Bay Area |  | MH MG - (SE) - CLEAR LAKE (WEBSTER) | [5 empty] | TABLES, EXAMINATION/TREATMENT |  | TABLEEXAM-Ritter-Tycos-204-002 | TABLEEXAM | 204-002 |  |  |  | Ritter-Tycos | Table, Exam |  | TABLEEXAM-Ritter-Tycos-204-002 |  |  |  |  | Covered PM Repair - Biomedical | MHHS-MG
NO | NO |  |  |  | 017-01214 |  | RITTER | 204-002 |  | V1785142 | MH MG - (SE) - CLEAR LAKE (WEBSTER) | MHHS-MG |  | Table, Exam |  | 017-01214 |  | Southeast & Bay Area |  | MH MG - (SE) - CLEAR LAKE (WEBSTER) | [5 empty] | TABLES, EXAMINATION/TREATMENT |  | TABLEEXAM-Ritter-Tycos-204-002 | TABLEEXAM | 204-002 |  |  |  | Ritter-Tycos | Table, Exam |  | TABLEEXAM-Ritter-Tycos-204-002 |  |  |  |  | Covered PM Repair - Biomedical | MHHS-MG
NO | NO |  |  |  | 017-01215 |  | RITTER | 204-002 |  | V1785195 | MH MG - (SE) - CLEAR LAKE (WEBSTER) | MHHS-MG |  | Table, Exam |  | 017-01215 |  | Southeast & Bay Area |  | MH MG - (SE) - CLEAR LAKE (WEBSTER) | [5 empty] | TABLES, EXAMINATION/TREATMENT |  | TABLEEXAM-Ritter-Tycos-204-002 | TABLEEXAM | 204-002 |  |  |  | Ritter-Tycos | Table, Exam |  | TABLEEXAM-Ritter-Tycos-204-002 |  |  |  |  | Covered PM Repair - Biomedical | MHHS-MG
NO | NO |  |  |  | 017-01216 |  | RITTER | 204-002 |  | V1789937 | MH MG - (SE) - CLEAR LAKE (WEBSTER) | MHHS-MG |  | Table, Exam |  | 017-01216 |  | Southeast & Bay Area |  | MH MG - (SE) - CLEAR LAKE (WEBSTER) | [5 empty] | TABLES, EXAMINATION/TREATMENT |  | TABLEEXAM-Ritter-Tycos-204-002 | TABLEEXAM | 204-002 |  |  |  | Ritter-Tycos | Table, Exam |  | TABLEEXAM-Ritter-Tycos-204-002 |  |  |  |  | Covered PM Repair - Biomedical | MHHS-MG
NO | NO |  |  |  | 017-01217 |  | RITTER | 204-002 |  | V1785208 | MH MG - (SE) - CLEAR LAKE (WEBSTER) | MHHS-MG |  | Table, Exam |  | 017-01217 |  | Southeast & Bay Area |  | MH MG - (SE) - CLEAR LAKE (WEBSTER) | [5 empty] | TABLES, EXAMINATION/TREATMENT |  | TABLEEXAM-Ritter-Tycos-204-002 | TABLEEXAM | 204-002 |  |  |  | Ritter-Tycos | Table, Exam |  | TABLEEXAM-Ritter-Tycos-204-002 |  |  |  |  | Covered PM Repair - Biomedical | MHHS-MG
NO | NO |  |  |  | 017-01218 |  | RITTER | 204-002 |  | V1785201 | MH MG - (SE) - CLEAR LAKE (WEBSTER) | MHHS-MG |  | Table, Exam |  | 017-01218 |  | Southeast & Bay Area |  | MH MG - (SE) - CLEAR LAKE (WEBSTER) | [5 empty] | TABLES, EXAMINATION/TREATMENT |  | TABLEEXAM-Ritter-Tycos-204-002 | TABLEEXAM | 204-002 |  |  |  | Ritter-Tycos | Table, Exam |  | TABLEEXAM-Ritter-Tycos-204-002 |  |  |  |  | Covered PM Repair - Biomedical | MHHS-MG
NO | NO |  |  |  | 005-33799 |  | RITTER | 204-002 |  | V1917761 | MH MG - (SE) - LAKE JACKSON | MHHS-MG |  | Table, Exam |  | 005-33799 |  | Southeast & Bay Area |  | MH MG - (SE) - LAKE JACKSON | [5 empty] | TABLES, EXAMINATION/TREATMENT |  | TABLEEXAM-Ritter-Tycos-204-002 | TABLEEXAM | 204-002 |  |  |  | Ritter-Tycos | Table, Exam |  | TABLEEXAM-Ritter-Tycos-204-002 |  |  |  |  | Covered PM Repair - Biomedical | MHHS-MG
NO | NO |  |  |  | 005-33800 |  | RITTER | 204-002 |  | V1917743 | MH MG - (SE) - LAKE JACKSON | MHHS-MG |  | Table, Exam |  | 005-33800 |  | Southeast & Bay Area |  | MH MG - (SE) - LAKE JACKSON | [5 empty] | TABLES, EXAMINATION/TREATMENT |  | TABLEEXAM-Ritter-Tycos-204-002 | TABLEEXAM | 204-002 |  |  |  | Ritter-Tycos | Table, Exam |  | TABLEEXAM-Ritter-Tycos-204-002 |  |  |  |  | Covered PM Repair - Biomedical | MHHS-MG
NO | NO |  |  |  | 005-33804 |  | RITTER | 204-002 |  | V1917766 | MH MG - (SE) - LAKE JACKSON | MHHS-MG |  | Table, Exam |  | 005-33804 |  | Southeast & Bay Area |  | MH MG - (SE) - LAKE JACKSON | [5 empty] | TABLES, EXAMINATION/TREATMENT |  | TABLEEXAM-Ritter-Tycos-204-002 | TABLEEXAM | 204-002 |  |  |  | Ritter-Tycos | Table, Exam |  | TABLEEXAM-Ritter-Tycos-204-002 |  |  |  |  | Covered PM Repair - Biomedical | MHHS-MG
NO | NO |  |  |  | 005-11668 |  | RITTER | 204-002 |  | V1782059 | MH MG - (SE) - URGENT CARE - CLEAR LAKE (WEBSTER) | MHHS-MG |  | Table, Exam |  | 005-11668 |  | Southeast & Bay Area |  | MH MG - (SE) - URGENT CARE - CLEAR LAKE (WEBSTER) | [5 empty] | TABLES, EXAMINATION/TREATMENT |  | TABLEEXAM-Ritter-Tycos-204-002 | TABLEEXAM | 204-002 |  |  |  | Ritter-Tycos | Table, Exam |  | TABLEEXAM-Ritter-Tycos-204-002 |  |  |  |  | Covered PM Repair - Biomedical | MHHS-MG
NO | NO |  |  |  | 017-01198 |  | RITTER | 204-002 |  | V1359704 | MH MG - (SE) - URGENT CARE - FRIENDSWOOD | MHHS-MG |  | Table, Exam |  | 017-01198 |  | Southeast & Bay Area |  | MH MG - (SE) - URGENT CARE - FRIENDSWOOD | [5 empty] | TABLES, EXAMINATION/TREATMENT |  | TABLEEXAM-Ritter-Tycos-204-002 | TABLEEXAM | 204-002 |  |  |  | Ritter-Tycos | Table, Exam |  | TABLEEXAM-Ritter-Tycos-204-002 |  |  |  |  | Covered PM Repair - Biomedical | MHHS-MG
NO | NO |  |  |  | 017-01200 |  | RITTER | 204-002 |  | V1364203 | MH MG - (SE) - URGENT CARE - FRIENDSWOOD | MHHS-MG |  | Table, Exam |  | 017-01200 |  | Southeast & Bay Area |  | MH MG - (SE) - URGENT CARE - FRIENDSWOOD | [5 empty] | TABLES, EXAMINATION/TREATMENT |  | TABLEEXAM-Ritter-Tycos-204-002 | TABLEEXAM | 204-002 |  |  |  | Ritter-Tycos | Table, Exam |  | TABLEEXAM-Ritter-Tycos-204-002 |  |  |  |  | Covered PM Repair - Biomedical | MHHS-MG
NO | NO |  |  |  | 017-01202 |  | RITTER | 204-002 |  | V1364194 | MH MG - (SE) - URGENT CARE - FRIENDSWOOD | MHHS-MG |  | Table, Exam |  | 017-01202 |  | Southeast & Bay Area |  | MH MG - (SE) - URGENT CARE - FRIENDSWOOD | [5 empty] | TABLES, EXAMINATION/TREATMENT |  | TABLEEXAM-Ritter-Tycos-204-002 | TABLEEXAM | 204-002 |  |  |  | Ritter-Tycos | Table, Exam |  | TABLEEXAM-Ritter-Tycos-204-002 |  |  |  |  | Covered PM Repair - Biomedical | MHHS-MG
NO | NO |  |  |  | 929-01090 |  | RITTER | 204-002 |  |  | MH MG - (SL) - SWEETWATER | MHHS-MG |  | Table, Exam |  | 929-01090 |  | Sugar Land |  | MH MG - (SL) - SWEETWATER | [5 empty] | TABLES, EXAMINATION/TREATMENT |  | TABLEEXAM-Ritter-Tycos-204-002 | TABLEEXAM | 204-002 |  |  |  | Ritter-Tycos | Table, Exam |  | TABLEEXAM-Ritter-Tycos-204-002 |  |  |  |  | Covered PM Repair - Biomedical | MHHS-MG
NO | NO |  |  |  | 069-40044 |  | RITTER | 204-002 |  | V1648869 | MH MG - (TMC) - DOWNTOWN | MHHS-MG |  | Table, Exam |  | 069-40044 |  | TMC |  | MH MG - (TMC) - DOWNTOWN | [5 empty] | TABLES, EXAMINATION/TREATMENT |  | TABLEEXAM-Ritter-Tycos-204-002 | TABLEEXAM | 204-002 |  |  |  | Ritter-Tycos | Table, Exam |  | TABLEEXAM-Ritter-Tycos-204-002 |  |  |  |  | Not Covered Vendor Only - Biomedical | MHHS-MG
NO | NO |  |  |  | 069-40045 |  | RITTER | 204-002 |  | V1648880 | MH MG - (TMC) - DOWNTOWN | MHHS-MG |  | Table, Exam |  | 069-40045 |  | TMC |  | MH MG - (TMC) - DOWNTOWN | [5 empty] | TABLES, EXAMINATION/TREATMENT |  | TABLEEXAM-Ritter-Tycos-204-002 | TABLEEXAM | 204-002 |  |  |  | Ritter-Tycos | Table, Exam |  | TABLEEXAM-Ritter-Tycos-204-002 |  |  |  |  | Covered PM Repair - Biomedical | MHHS-MG
NO | NO |  |  |  | 069-40046 |  | RITTER | 204-002 |  | V1648877 | MH MG - (TMC) - DOWNTOWN | MHHS-MG |  | Table, Exam |  | 069-40046 |  | TMC |  | MH MG - (TMC) - DOWNTOWN | [5 empty] | TABLES, EXAMINATION/TREATMENT |  | TABLEEXAM-Ritter-Tycos-204-002 | TABLEEXAM | 204-002 |  |  |  | Ritter-Tycos | Table, Exam |  | TABLEEXAM-Ritter-Tycos-204-002 |  |  |  |  | Covered PM Repair - Biomedical | MHHS-MG
NO | NO |  |  |  | 069-40047 |  | RITTER | 204-002 |  | V1648865 | MH MG - (TMC) - DOWNTOWN | MHHS-MG |  | Table, Exam |  | 069-40047 |  | TMC |  | MH MG - (TMC) - DOWNTOWN | [5 empty] | TABLES, EXAMINATION/TREATMENT |  | TABLEEXAM-Ritter-Tycos-204-002 | TABLEEXAM | 204-002 |  |  |  | Ritter-Tycos | Table, Exam |  | TABLEEXAM-Ritter-Tycos-204-002 |  |  |  |  | Covered PM Repair - Biomedical | MHHS-MG
NO | NO |  |  |  | 069-40048 |  | RITTER | 204-002 |  | V1648883 | MH MG - (TMC) - DOWNTOWN | MHHS-MG |  | Table, Exam |  | 069-40048 |  | TMC |  | MH MG - (TMC) - DOWNTOWN | [5 empty] | TABLES, EXAMINATION/TREATMENT |  | TABLEEXAM-Ritter-Tycos-204-002 | TABLEEXAM | 204-002 |  |  |  | Ritter-Tycos | Table, Exam |  | TABLEEXAM-Ritter-Tycos-204-002 |  |  |  |  | Covered PM Repair - Biomedical | MHHS-MG
NO | NO |  |  |  | 069-40049 |  | RITTER | 204-002 |  | V1648872 | MH MG - (TMC) - DOWNTOWN | MHHS-MG |  | Table, Exam |  | 069-40049 |  | TMC |  | MH MG - (TMC) - DOWNTOWN | [5 empty] | TABLES, EXAMINATION/TREATMENT |  | TABLEEXAM-Ritter-Tycos-204-002 | TABLEEXAM | 204-002 |  |  |  | Ritter-Tycos | Table, Exam |  | TABLEEXAM-Ritter-Tycos-204-002 |  |  |  |  | Covered PM Repair - Biomedical | MHHS-MG
NO | NO |  |  |  | 069-40309 |  | RITTER | 204-002 |  | V1657248 | MH MG - (TMC) - INT MED/ENDOCRINOLOGY (STE 2015) | MHHS-MG |  | Table, Exam |  | 069-40309 |  | TMC |  | MH MG - (TMC) - INT MED/ENDOCRINOLOGY (STE 2015) | [5 empty] | TABLES, EXAMINATION/TREATMENT |  | TABLEEXAM-Ritter-Tycos-204-002 | TABLEEXAM | 204-002 |  |  |  | Ritter-Tycos | Table, Exam |  | TABLEEXAM-Ritter-Tycos-204-002 |  |  |  |  | Covered PM Repair - Biomedical | MHHS-MG
NO | NO |  |  |  | 069-40311 |  | RITTER | 204-002 |  | V1657228 | MH MG - (TMC) - INT MED/ENDOCRINOLOGY (STE 2015) | MHHS-MG |  | Table, Exam |  | 069-40311 |  | TMC |  | MH MG - (TMC) - INT MED/ENDOCRINOLOGY (STE 2015) | [5 empty] | TABLES, EXAMINATION/TREATMENT |  | TABLEEXAM-Ritter-Tycos-204-002 | TABLEEXAM | 204-002 |  |  |  | Ritter-Tycos | Table, Exam |  | TABLEEXAM-Ritter-Tycos-204-002 |  |  |  |  | Covered PM Repair - Biomedical | MHHS-MG
NO | NO |  |  |  | 069-41405 |  | RITTER | 204-002 |  | V1295679 | MH MG - (TMC) - UPPER KIRBY | MHHS-MG |  | Table, Exam |  | 069-41405 |  | TMC |  | MH MG - (TMC) - UPPER KIRBY | [5 empty] | TABLES, EXAMINATION/TREATMENT |  | TABLEEXAM-Ritter-Tycos-204-002 | TABLEEXAM | 204-002 |  |  |  | Ritter-Tycos | Table, Exam |  | TABLEEXAM-Ritter-Tycos-204-002 |  |  |  |  | Covered PM Repair - Biomedical | MHHS-MG
NO | NO |  |  |  | 069-41406 |  | RITTER | 204-002 |  | V1295674 | MH MG - (TMC) - UPPER KIRBY | MHHS-MG |  | Table, Exam |  | 069-41406 |  | TMC |  | MH MG - (TMC) - UPPER KIRBY | [5 empty] | TABLES, EXAMINATION/TREATMENT |  | TABLEEXAM-Ritter-Tycos-204-002 | TABLEEXAM | 204-002 |  |  |  | Ritter-Tycos | Table, Exam |  | TABLEEXAM-Ritter-Tycos-204-002 |  |  |  |  | Covered PM Repair - Biomedical | MHHS-MG
NO | NO | [5 empty] | RITTER | 204-002 |  | V1525293 | MH MG - (TMC) - UPPER KIRBY | MHHS-MG |  | Table, Exam |  |  |  | TMC |  | MH MG - (TMC) - UPPER KIRBY | [5 empty] | TABLES, EXAMINATION/TREATMENT |  | TABLEEXAM-Ritter-Tycos-204-002 | TABLEEXAM | 204-002 |  |  |  | Ritter-Tycos | Table, Exam |  | TABLEEXAM-Ritter-Tycos-204-002 |  |  |  |  | Covered PM Repair - Biomedical | MHHS-MG
NO | NO | [5 empty] | RITTER | 204-002 |  | V1525327 | MH MG - (TMC) - UPPER KIRBY | MHHS-MG |  | Table, Exam |  |  |  | TMC |  | MH MG - (TMC) - UPPER KIRBY | [5 empty] | TABLES, EXAMINATION/TREATMENT |  | TABLEEXAM-Ritter-Tycos-204-002 | TABLEEXAM | 204-002 |  |  |  | Ritter-Tycos | Table, Exam |  | TABLEEXAM-Ritter-Tycos-204-002 |  |  |  |  | Covered PM Repair - Biomedical | MHHS-MG
NO | NO | [5 empty] | RITTER | 204-002 |  | V1525301 | MH MG - (TMC) - UPPER KIRBY | MHHS-MG |  | Table, Exam |  |  |  | TMC |  | MH MG - (TMC) - UPPER KIRBY | [5 empty] | TABLES, EXAMINATION/TREATMENT |  | TABLEEXAM-Ritter-Tycos-204-002 | TABLEEXAM | 204-002 |  |  |  | Ritter-Tycos | Table, Exam |  | TABLEEXAM-Ritter-Tycos-204-002 |  |  |  |  | Covered PM Repair - Biomedical | MHHS-MG
NO | NO |  |  |  | 241-02610 |  | RITTER | 204-002 |  | V1295685 | MH MG - (TMC) - UPPER KIRBY | MHHS-MG |  | Table, Exam |  | 241-02610 |  | TMC |  | MH MG - (TMC) - UPPER KIRBY | [5 empty] | TABLES, EXAMINATION/TREATMENT |  | TABLEEXAM-Ritter-Tycos-204-002 | TABLEEXAM | 204-002 |  |  |  | Ritter-Tycos | Table, Exam |  | TABLEEXAM-Ritter-Tycos-204-002 |  |  |  |  | Covered PM Repair - Biomedical | MHHS-MG
NO | NO |  |  |  | 029-1888 |  | RITTER | 204-002 |  | V1313381 | MNA - (WDLS) - THE WOODLANDS (MP4) | MHHS - Mischer Neuroscience |  | Table, Exam |  | 029-1888 |  | Woodlands |  | MNA - (WDLS) - THE WOODLANDS (MP4) | [5 empty] | TABLES, EXAMINATION/TREATMENT |  | TABLEEXAM-Ritter-Tycos-204-002 | TABLEEXAM | 204-002 |  |  |  | Ritter-Tycos | Table, Exam |  | TABLEEXAM-Ritter-Tycos-204-002 |  |  |  |  | Covered PM Repair - Radiology, Low End | MHHS - Mischer Neuroscience
NO | NO |  |  |  | 069-36821 |  | RITTER | 204-002 |  | V186676 | TMC - PLAZA - CANCER CENTER (STE 2900) | MHHS-TMC |  | Table, Exam |  | 069-36821 |  | TMC |  | TMC - PLAZA - CANCER CENTER (STE 2900) | [5 empty] | TABLES, EXAMINATION/TREATMENT |  | TABLEEXAM-Ritter-Tycos-204-002 | TABLEEXAM | 204-002 |  |  |  | Ritter-Tycos | Table, Exam |  | TABLEEXAM-Ritter-Tycos-204-002 |  |  |  |  | Covered PM Repair - Biomedical | MHHS-TMC
NO | YES |  |  |  | 583-00974 | 583-00974 | RITTER |  |  | v1644153 | MH MG-(KY)-Katy CCC | MHHS-MG |  | Viewer, X-Ray Film |  | 583-00974 | 583-00974 | Katy | MHHS-MG | MH MG-(KY)-Katy CCC | Exam 15 | 4/1/18 |  |  |  | TABLES, EXAMINATION/TREATMENT | Viewer, X-Ray Film | VIEWERXRAYFILM-S S X-Ray Prod-222 | VIEWERXRAYFILM |  |  |  |  | S S X-Ray | Viewer, X-Ray Film |  |  | VIEWERXRAYFILM-S S X-Ray Prod-222 |  |  |  | Covered PM Repair - Biomedical | MHHS-MG | [8 empty] | VIEWERXRAYFILM | Viewer, X-Ray Film | S S X-Ray
NO | YES |  |  |  | 241-02990 | 241-02990 | RITTER |  |  | V876953 | TIRR-Outpatient Clinic | MHHS-TIRR |  | Viewer, X-Ray Film |  | 241-02990 | 241-02990 | TM | MHHS-Others | TIRR-Outpatient Clinic | TIRR - OUTPATIENT CLINIC | 10/1/18 |  |  |  | TABLES, EXAMINATION/TREATMENT | Viewer, X-Ray Film | VIEWERXRAYFILM-S S X-Ray Prod-222 | VIEWERXRAYFILM |  |  |  |  | S S X-Ray | Viewer, X-Ray Film |  |  | VIEWERXRAYFILM-S S X-Ray Prod-222 | 4/13/18 |  |  | Covered PM Repair - Biomedical | MHHS-TIRR | [8 empty] | VIEWERXRAYFILM | Viewer, X-Ray Film | S S X-Ray
NO | YES |  |  |  | 583-00760 | 583-00760 | RITTER |  |  | V531075 | MH MG-(KY)-Katy [Mp2-Ste400] | MHHS-MG |  | Table, Exam |  | 583-00760 | 583-00760 | Katy | MHHS-MG | MH MG-(KY)-Katy [Mp2-Ste400] | Exam 18 | 1/1/18 |  |  |  | TABLES, EXAMINATION/TREATMENT | Table, Exam | TABLEEXAM-Midmark Corp-223 | TABLEEXAM |  |  |  |  | Midmark Corp | Table, Exam |  |  | TABLEEXAM-Midmark Corp-223 | 1/23/15 |  |  | Covered PM Repair - Biomedical | MHHS-MG | [8 empty] | TABLEEXAM | Table, Exam | Midmark Corp
NO | YES |  |  |  | 129-06638 | 129-06638 | RITTER |  |  | V1425101 | MH MG-(SL)-Physicians At Sugar Creek | MHHS-MG |  | Table, Exam |  | 129-06638 | 129-06638 | Sugar Land | MHHS-MG | MH MG-(SL)-Physicians At Sugar Creek | Silver Pod | 11/1/18 |  |  |  | TABLES, EXAMINATION/TREATMENT | Table, Exam | TABLEEXAM-Midmark Corp-223 | TABLEEXAM |  |  |  |  | Midmark Corp | Table, Exam |  |  | TABLEEXAM-Midmark Corp-223 | 3/1/14 |  |  | Covered PM Repair - Biomedical | MHHS-MG | [8 empty] | TABLEEXAM | Table, Exam | Midmark Corp
YES | YES |  |  |  | 099-08098 | 099-08098 | Ritter |  |  | V2143602 | MH MG - (GH) - GH UROLOGY [MP1-STE500] |  |  |  |  | 099-08098 | 099-08098 | Central | Memorial herman medical suite 500 | MH MG - (GH) - GH UROLOGY [MP1-STE500] |  | 3/1/20 |  | 3/1/20
NO | YES |  |  |  | 129-06378 | 129-06378 | RITTER |  |  | V1090186 | MH MG-(SL)-Sugar Land Multi-Specialty (Mp1) | MHHS-MG |  | Electrosurgical Unit |  | 129-06378 | 129-06378 | Sugar Land | MHHS-MG | MH MG-(SL)-Sugar Land Multi-Specialty (Mp1) | Procesure room 2 | 4/1/17 |  | 4/1/18 |  | TABLES, EXAMINATION/TREATMENT | Electrosurgical Unit | ELECTROSURGICALUNIT-PSS (Phy Sales Ser)-238 | ELECTROSURGICALUNIT |  |  |  |  | PSS World Med | Electrosurgical Unit |  |  | ELECTROSURGICALUNIT-PSS (Phy Sales Ser)-238 | 6/5/12 |  | ESU-SA | Not Covered Vendor Only - Biomedical | MHHS-MG | [8 empty] | ELECTROSURGICALUNIT | Electrosurgical Unit | PSS World Med
NO | YES |  |  |  | 041-20950 |  | RITTER |  |  | TGE00380 | MH MG - (MC) - CONOCO PHILIPS | MHHS-MG |  | Lamp, Exam |  | 041-20950 |  | West & Memorial City |  | MH MG - (MC) - CONOCO PHILIPS |  | 04/27/2017 |  |  |  | LIGHTS, EXAMINATION |  | LAMPEXAM-Ritter-Tycos-250 | LAMPEXAM |  |  |  |  | Ritter-Tycos | Lamp, Exam |  | LAMPEXAM-Ritter-Tycos-250 |  |  |  |  | Covered PM Repair - Biomedical | MHHS-MG
NO | NO |  |  |  | 151-02413 |  | RITTER |  |  | N/A | CY - WOUND CARE / OCCUPATIONAL HEALTH | MHHS-Cypress |  | Lamp, Exam |  | 151-02413 |  | Northwest & Cypress |  | CY - WOUND CARE / OCCUPATIONAL HEALTH | [5 empty] | LIGHTS, EXAMINATION |  | LAMPEXAM-Ritter-Tycos-250 | LAMPEXAM |  |  |  |  | Ritter-Tycos | Lamp, Exam |  | LAMPEXAM-Ritter-Tycos-250 |  |  |  |  | Covered PM Repair - Biomedical | MHHS-Cypress
NO | NO |  |  |  | 151-02414 |  | RITTER |  |  | N/A | CY - WOUND CARE / OCCUPATIONAL HEALTH | MHHS-Cypress |  | Lamp, Exam |  | 151-02414 |  | Northwest & Cypress |  | CY - WOUND CARE / OCCUPATIONAL HEALTH | [5 empty] | LIGHTS, EXAMINATION |  | LAMPEXAM-Ritter-Tycos-250 | LAMPEXAM |  |  |  |  | Ritter-Tycos | Lamp, Exam |  | LAMPEXAM-Ritter-Tycos-250 |  |  |  |  | Covered PM Repair - Biomedical | MHHS-Cypress
NO | NO |  |  |  | 151-02416 |  | RITTER |  |  | N/A | CY - WOUND CARE / OCCUPATIONAL HEALTH | MHHS-Cypress |  | Lamp, Exam |  | 151-02416 |  | Northwest & Cypress |  | CY - WOUND CARE / OCCUPATIONAL HEALTH | [5 empty] | LIGHTS, EXAMINATION |  | LAMPEXAM-Ritter-Tycos-250 | LAMPEXAM |  |  |  |  | Ritter-Tycos | Lamp, Exam |  | LAMPEXAM-Ritter-Tycos-250 |  |  |  |  | Covered PM Repair - Biomedical | MHHS-Cypress
NO | YES | [5 empty] | RITTER |  |  | V1101692 | MH MG-(SW)-SW Medical Plaza 4 (Mp4) | MHHS-MG |  | Table, Exam |  |  |  | Southwest | MHHS-MG | MH MG-(SW)-SW Medical Plaza 4 (Mp4) | Conference room storage |  |  |  |  | LIGHTS, EXAMINATION | Table, Exam | TABLEEXAM-Midmark Corp-253 | TABLEEXAM |  |  |  |  | Midmark Corp | Table, Exam |  |  | TABLEEXAM-Midmark Corp-253 |  |  |  | Covered PM Repair - Biomedical | MHHS-MG | [8 empty] | TABLEEXAM | Table, Exam | Midmark Corp
NO | NO | [5 empty] | RITTER |  |  | V1191596 | MH MG - (SW) - SW MEDICAL PLAZA 4 (MP4) | MHHS-MG |  | Table, Exam |  |  |  | Southwest |  | MH MG - (SW) - SW MEDICAL PLAZA 4 (MP4) | [5 empty] | LIGHTS, EXAMINATION |  | TABLEEXAM-Midmark Corp-253 | TABLEEXAM |  |  |  |  | Midmark Corp | Table, Exam |  |  | TABLEEXAM-Midmark Corp-253 |  |  |  | Covered PM Repair - Biomedical | MHHS-MG
NO | YES |  |  |  | 009-10434 | 009-10434 | RITTER |  |  | NSN | CBC - (GH) - NORTHWEST BURBANK HEALTH CENTER | MHHS-Neighborhood Clinics |  | Table, Exam |  | 009-10434 | 009-10434 | Central & Greater Heights |  | CBC - (GH) - NORTHWEST BURBANK HEALTH CENTER |  | 04/03/2018 |  |  |  | TABLES, EXAMINATION/TREATMENT |  | TABLEEXAM-Ritter-Tycos-304 | TABLEEXAM |  |  |  |  | Ritter-Tycos | Table, Exam |  | TABLEEXAM-Ritter-Tycos-304 |  | 04/01/2016 |  |  | Not Covered Vendor Only - Biomedical | MHHS-Neighborhood Clinics
NO | YES |  |  |  | 009-10435 | 009-10435 | RITTER |  |  | NSN | CBC - (GH) - NORTHWEST BURBANK HEALTH CENTER | MHHS-Neighborhood Clinics |  | Table, Exam |  | 009-10435 | 009-10435 | Central & Greater Heights |  | CBC - (GH) - NORTHWEST BURBANK HEALTH CENTER |  | 04/03/2018 |  |  |  | TABLES, EXAMINATION/TREATMENT |  | TABLEEXAM-Ritter-Tycos-304 | TABLEEXAM |  |  |  |  | Ritter-Tycos | Table, Exam |  | TABLEEXAM-Ritter-Tycos-304 |  | 04/01/2016 |  |  | Not Covered Vendor Only - Biomedical | MHHS-Neighborhood Clinics
NO | YES | Asset Tag 013-38314 |  |  | 013-38314 | 013-38314 | RITTER |  |  | GK001874 | MH MG-(SW)-Southwest Cardiology (Mp2) | MHHS-MG |  | Table, Exam |  | 013-38314 | 013-38314 | Southwest | MHHS-MG | MH MG-(SW)-Southwest Cardiology (Mp2) | [5 empty] | TABLES, EXAMINATION/TREATMENT | Table, Exam | TABLEEXAM-Ritter-Tycos-304 | TABLEEXAM |  |  |  |  | Ritter-Tycos | Table, Exam |  | TABLEEXAM-Ritter-Tycos-304 |  | 11/11/20 | Finished from Script 3/27/2020 12:11:52pm (Central) |  | No Coverage Specified | MHHS-MG | [8 empty] | TABLEEXAM | Table, Exam | Ritter-Tycos
NO | YES |  |  |  | 013-38315 | 013-38315 | RITTER |  |  | GK001870 | MH MG-(SW)-Southwest Cardiology (Mp2) | MHHS-MG |  | Table, Exam |  | 013-38315 | 013-38315 | Southwest | MHHS-MG | MH MG-(SW)-Southwest Cardiology (Mp2) | Exam 6 |  |  |  |  | TABLES, EXAMINATION/TREATMENT | Table, Exam | TABLEEXAM-Ritter-Tycos-304 | TABLEEXAM |  |  |  |  | Ritter-Tycos | Table, Exam |  | TABLEEXAM-Ritter-Tycos-304 |  |  |  |  | Covered PM Repair - Biomedical | MHHS-MG | [8 empty] | TABLEEXAM | Table, Exam | Ritter-Tycos
NO | NO |  |  |  | 041-32044 |  | RITTER |  |  | GJ008861 | CAHF - (MC) - MEMORIAL CITY [MP3-STE300] | MHHS - Heart Failure Clinics |  | Table, Exam |  | 041-32044 |  | West & Memorial City |  | CAHF - (MC) - MEMORIAL CITY [MP3-STE300] | [5 empty] | TABLES, EXAMINATION/TREATMENT |  | TABLEEXAM-Ritter-Tycos-304 | TABLEEXAM |  |  |  |  | Ritter-Tycos | Table, Exam |  | TABLEEXAM-Ritter-Tycos-304 |  |  |  |  | Covered PM Repair - Biomedical | MHHS - Heart Failure Clinics
NO | NO |  |  |  | 041-32051 |  | RITTER |  |  | GJ008860 | CAHF - (MC) - MEMORIAL CITY [MP3-STE300] | MHHS - Heart Failure Clinics |  | Table, Exam |  | 041-32051 |  | West & Memorial City |  | CAHF - (MC) - MEMORIAL CITY [MP3-STE300] | [5 empty] | TABLES, EXAMINATION/TREATMENT |  | TABLEEXAM-Ritter-Tycos-304 | TABLEEXAM |  |  |  |  | Ritter-Tycos | Table, Exam |  | TABLEEXAM-Ritter-Tycos-304 |  |  |  |  | Covered PM Repair - Biomedical | MHHS - Heart Failure Clinics
NO | YES |  |  |  | 005-10514 | 005-10514 | RITTER | 355-022 |  | V1614871 | SE-Cath Lab | MHHS-Southeast |  | Lamp, Exam |  | 005-10514 | 005-10514 | Southeast | MHHS-Southeast | SE-Cath Lab | Cath lab 1 |  |  |  | No pm sticker | LIGHTS, SURGICAL |  | LAMPEXAM-Ritter-Tycos-355-022 | LAMPEXAM | 355-022 |  |  |  | Ritter-Tycos | Lamp, Exam |  | LAMPEXAM-Ritter-Tycos-355-022 |  | 3/13/15 |  |  | Covered PM Repair - Biomedical | MHHS-Southeast
NO | YES | Serial Number V1615160 |  |  | 005-10515 | 005-10515 | RITTER | 355-022 |  | V1615160 | SE - CATH LAB | MHHS-Southeast |  | Lamp, Exam |  | 005-10515 | 005-10515 | Southeast | Memorial Hermann Southeast Hospital | SE - CATH LAB | Carh Lab rm2 |  |  |  | Do not use tag 099-06164 | LIGHTS, SURGICAL |  | LAMPEXAM-Ritter-Tycos-355-022 | LAMPEXAM | 355-022 |  |  |  | Ritter-Tycos | Lamp, Exam |  | LAMPEXAM-Ritter-Tycos-355-022 |  |  |  |  | Covered PM Repair - Biomedical | MHHS-Southeast
NO | YES | Serial Number V1615160 |  |  | 099-06164 | 099-06164 | Ritter | 355-022 |  | V1615160 | SE-Cath Lab |  |  |  |  | 099-06164 | 099-06164 | Southeast | MHHS-Southeast | SE-Cath Lab | Room 2
NO | NO |  |  |  | 142-06031 |  | RITTER |  |  | DF5269 | MH MG - (NE) - KINGWOOD OB/GYN | MHHS-MG |  | Table, Exam |  | 142-06031 |  | Katy |  | MH MG - (NE) - KINGWOOD OB/GYN | [5 empty] | TABLES, EXAMINATION/TREATMENT |  | TABLEEXAM-Midmark Corp-75 | TABLEEXAM |  |  |  |  | Midmark Corp | Table, Exam |  |  | TABLEEXAM-Midmark Corp-75 |  |  |  | Covered PM Repair - Biomedical | MHHS-MG
NO | NO |  |  |  | 000-04933 |  | RITTER | F |  | 84F75L60311 | MH MG - (MC) - BARIATRIC SURGERY DAVIS CLINIC | MHHS-MG |  | Table, Exam |  | 000-04933 |  | West & Memorial City |  | MH MG - (MC) - BARIATRIC SURGERY DAVIS CLINIC | [5 empty] | TABLES, EXAMINATION/TREATMENT |  | TABLEEXAM-Midmark Corp-F | TABLEEXAM | F |  |  |  | Midmark Corp | Table, Exam |  |  | TABLEEXAM-Midmark Corp-F |  |  |  | Covered PM Repair - Biomedical | MHHS-MG
NO | YES |  |  |  | 013-36262 | 013-36262 | RITTER | M9 ULTRACLAVE |  | V1479087 | MH MG-(STX)-South Texas-Rosenberg | MHHS-MG |  |  |  | 013-36262 | 013-36262 | South | MHHS-MG | MH MG-(STX)-South Texas-Rosenberg | Exam Room 14 |  |  |  |  | STERILIZING UNITS, STEAM, TABLETOP |  | .needs class | [5 empty] | Ritter-Tycos | [7 empty] | Covered PM Repair - Biomedical | MHHS-MG
NO | YES |  |  |  | 013-35604 | 013-35604 | RITTER | M9 ULTRACLAVE |  | V585993 | MH MG-(WDLS)-Urgent Care-Spring | MHHS-MG |  |  |  | 013-35604 | 013-35604 | Woodlands | MHHS-MG | MH MG-(WDLS)-Urgent Care-Spring | Urgent care 1 | 8/1/19 |  | 8/1/20 |  | STERILIZING UNITS, STEAM, TABLETOP |  | .needs class | [5 empty] | Ritter-Tycos | [7 empty] | Covered PM Repair - Biomedical | MHHS-MG
NO | YES |  |  |  | 129-06652 | 129-06652 | RITTER | M9D |  | V1355529 | MH MG - (SL) - URGENT CARE - TELFAIR | MHHS-MG |  | Sterilizer, Steam, Table Top |  | 129-06652 | 129-06652 | Sugar Land | Memorial Hermann Urgent Care Telfair (#A) | MH MG - (SL) - URGENT CARE - TELFAIR | Lab | 4/1/19 |  |  |  | STERILIZING UNITS, STEAM, TABLETOP | Sterilizer, Steam, Table Top | STERILIZERSTEAMTABLETOP-Midmark Corp-M9D | STERILIZERSTEAMTABLETOP | M9D |  |  |  | Midmark Corp | Sterilizer, Steam, Table Top |  |  | STERILIZERSTEAMTABLETOP-Midmark Corp-M9D |  |  | SST-A | Clinical Miscellaneous | MHHS-MG | [8 empty] | STERILIZERSTEAMTABLETOP | Sterilizer, Steam, Table Top | Midmark Corp
NO | YES |  |  |  | 009-09892 | 009-09892 | RITTER | M9D |  | V328684 (V1453451) | Neighborhood Clinic-(GH)-Northwest Cc | MHHS-Neighborhood Clinics |  | Sterilizer, Steam, Table Top |  | 009-09892 | 009-09892 | Central | MHHS-Others | Neighborhood Clinic-(GH)-Northwest Cc | Nurses station | 4/1/19 | 4/1/20 |  |  | STERILIZING UNITS, STEAM, TABLETOP | Sterilizer, Steam, Table Top | STERILIZERSTEAMTABLETOP-Midmark Corp-M9D | STERILIZERSTEAMTABLETOP | M9D |  |  |  | Midmark Corp | Sterilizer, Steam, Table Top |  |  | STERILIZERSTEAMTABLETOP-Midmark Corp-M9D |  |  | SST-A | Clinical Miscellaneous | MHHS-Neighborhood Clinics | [8 empty] | STERILIZERSTEAMTABLETOP | Sterilizer, Steam, Table Top | Midmark Corp
YES | YES | Serial Number V2143653 |  |  | 099-08092 | 099-08092 | Ritter by midmark |  |  | V2143653 | MH MG - (GH) - GH UROLOGY [MP1-STE500] |  |  |  |  | 099-08092 | 099-08092 | Central | Memorial herman medical suite 500 | MH MG - (GH) - GH UROLOGY [MP1-STE500] |  | 3/1/20 |  | 3/1/20
NO | YES |  |  |  | 013-35555 | 013-35555 | Ritter-Tycos |  |  | BS023022 | MH MG-(STX)-South Texas-Needville | MHHS-MG |  | Table, Exam |  | 013-35555 | 013-35555 | South | MHHS-MG | MH MG-(STX)-South Texas-Needville | Ex 5 |  |  |  |  | TABLES, EXAMINATION/TREATMENT | Table, Exam | TABLEEXAM-Midmark Corp-100 | TABLEEXAM |  |  |  |  | Midmark Corp | Table, Exam |  | TABLEEXAM-Midmark Corp-100 |  |  |  |  | Covered PM Repair - Biomedical | MHHS-MG | [8 empty] | TABLEEXAM | Table, Exam | Midmark Corp
NO | YES |  |  |  | 013-35557 | 013-35557 | Ritter-Tycos |  |  | CE-0750 | MH MG-(STX)-South Texas-Needville |  |  |  |  | 013-35557 | 013-35557 | South | MHHS-MG | MH MG-(STX)-South Texas-Needville | Ex6 | [5 empty] | Table, Exam | TABLEEXAM-Midmark Corp-100 | [23 empty] | TABLEEXAM | Table, Exam | Midmark Corp
YES | YES |  |  |  | 142-00944 | 142-00944 | Ritter-Tycos |  |  |  | NE - CANCER CENTER |  |  |  |  | 142-00944 | 142-00944 | Katy | Memorial Hermann Cancer Center - Northeast | NE - CANCER CENTER | Ex room 5 | [5 empty] | Table, Exam | TABLEEXAM-Midmark Corp-100 | [23 empty] | TABLEEXAM | Table, Exam | Midmark Corp
YES | YES |  |  |  |  | 142-00943 | Ritter-Tycos |  |  |  | NE - Oncology | [5 empty] | 142-00943 | Katy | Memorial Hermann Cancer Center - Northeast | NE - Oncology | Ex 5 | [5 empty] | Table, Exam | TABLEEXAM-Midmark Corp-100 | [23 empty] | TABLEEXAM | Table, Exam | Midmark Corp
YES | YES |  |  |  | 069-03880 | 069-03880 | Ritter-Tycos | [8 empty] | 069-03880 | 069-03880 | Central | Memorial Hermann Neighborhood Health Center - Greater Heights (#103) |  | Ex 1 | [5 empty] | Table, Exam | TABLEEXAM-Midmark Corp-104 | [23 empty] | TABLEEXAM | Table, Exam | Midmark Corp
NO | YES |  |  |  | 013-35519 | 013-35519 | Ritter-Tycos | 104-036-201-1 |  |  | MH MG-(STX)-South Texas-Rosenberg |  |  |  |  | 013-35519 | 013-35519 | South | MHHS-MG | MH MG-(STX)-South Texas-Rosenberg | Exam 12
NO | YES |  |  |  | 013-35541 | 013-35541 | Ritter-Tycos | 104-036-201-1 |  |  | MH MG-(STX)-South Texas-Rosenberg |  |  |  |  | 013-35541 | 013-35541 | South | MHHS-MG | MH MG-(STX)-South Texas-Rosenberg | Exam 5
NO | YES |  |  |  | 013-35539 | 013-35539 | Ritter-Tycos | 104-036-201-1 |  |  | MH MG-(STX)-South Texas-Rosenberg |  |  |  |  | 013-35539 | 013-35539 | South | MHHS-MG | MH MG-(STX)-South Texas-Rosenberg | Exam 2
NO | YES |  |  |  | 013-35500 | 013-35500 | Ritter-Tycos | 104-036-201-1 |  |  | MH MG-(STX)-South Texas-Rosenberg |  |  |  |  | 013-35500 | 013-35500 | South | MHHS-MG | MH MG-(STX)-South Texas-Rosenberg | Exam 1
YES | YES |  |  |  | 009-34235 | 009-34235 | Ritter-Tycos | 204-002 |  |  | Pre Admit |  |  |  |  | 009-34235 | 009-34235 | Southwest | Memorial Hermann Southwest Hospital | Pre Admit | [6 empty] | Table, Exam | TABLEEXAM-Ritter-Tycos-204-002 | [22 empty] | Table, Exam | TABLEEXAM | Table, Exam | Ritter-Tycos
YES | YES |  |  |  | 099-06579 | 099-06579 | Ritter-Tycos | 250-002 |  | W1652092 | SE - WOUND CARE |  |  |  |  | 099-06579 | 099-06579 | Southeast | Memorial Hermann Southeast Hospital | SE - WOUND CARE | Progessional Building 1 |  |  |  | Mo pm label |  | Lamp, Exam | LAMPEXAM-Ritter-Tycos-250-002 | [22 empty] | Lamp, Exam | LAMPEXAM | Lamp, Exam | Ritter-Tycos
NO | YES | Asset Tag 013-38314 |  |  | 013-38314 | 013-38314 | Ritter-Tycos |  |  |  | Cardio Vascular |  |  |  |  | 013-38314 | 013-38314 | Southwest | Memorial Hermann Heart | Cardio Vascular | Exam 5 | [5 empty] | Table, Exam | TABLEEXAM-Ritter-Tycos-304 | [22 empty] | Table, Exam | TABLEEXAM | Table, Exam | Ritter-Tycos
YES | YES | [5 empty] | Ritter-Tycos | CE0050 |  |  | Genaeral Surgery | [6 empty] | Memorial City | Memorial City | Genaeral Surgery | Room 543
NO | YES |  |  |  | 929-01338 | 929-01338 | RJL Systems Inc | QUANTUM II |  | Q473611D | MH MG-(WDLS)-Twl Exec Health (Ste 301) | MHHS-MG |  | Analyzer, Body Composition |  | 929-01338 | 929-01338 | Woodlands | MHHS-MG | MH MG-(WDLS)-Twl Exec Health (Ste 301) | Workroom | 8/1/19 |  |  | No p.m. sticker | ANALYZERS, PHYSIOLOGIC, BODY COMPOSITION | Analyzer, Body Composition | ANALYZERBODYCOMP-RJL Systems Inc-Quantum II | ANALYZERBODYCOMP | Quantum II |  |  |  | RJL Systems Inc | Analyzer, Body Composition |  | ANALYZERBODYCOMP-RJL Systems Inc-Quantum II |  |  |  | MFR-A | Covered PM Repair - Biomedical | MHHS-MG | [7 empty] | Analyzer, Body Composition | ANALYZERBODYCOMP | Analyzer, Body Composition | RJL Systems Inc
NO | NO |  |  |  | UT-DT1040 |  | RJL Systems Inc | QUANTUM II |  | DT1040 | TMC - ROBERTSON - CLIN RESEARCH (3R) | MHHS-TMC |  | Analyzer, Body Composition |  | UT-DT1040 |  | TMC |  | TMC - ROBERTSON - CLIN RESEARCH (3R) | [5 empty] | ANALYZERS, PHYSIOLOGIC, BODY COMPOSITION |  | ANALYZERBODYCOMP-RJL Systems Inc-Quantum II | ANALYZERBODYCOMP | Quantum II |  |  |  | RJL Systems Inc | Analyzer, Body Composition |  | ANALYZERBODYCOMP-RJL Systems Inc-Quantum II |  |  |  |  | Covered PM Repair - Biomedical | MHHS-TMC
NO | NO | [5 empty] | RMD INSTRUMENTS, LLC | GPS |  |  | NE - OR | MHHS-Northeast | [5 empty] | Katy |  | NE - OR | [5 empty] | RADIATION COUNTERS |  | .needs class | [13 empty] | Covered PM Repair - Biomedical | MHHS-Northeast
NO | NO | [5 empty] | Robomedica | STEP GAIN |  |  | KATY REHAB - 1ST FL PHYSICAL THERAPY | MHHS-Katy Rehab | [5 empty] | Katy |  | KATY REHAB - 1ST FL PHYSICAL THERAPY | [5 empty] | EXERCISERS |  | .needs class | [13 empty] | Covered PM Repair - Biomedical | MHHS-Katy Rehab
YES | YES |  |  |  | 099-01946 | 099-01946 | Roche Diag | Accutrend Plus |  | RE0143834 | SMR - (TMC) - SHEPHERD SQUARE |  |  |  |  | 099-01946 | 099-01946 | TMC | Sports Rehab | SMR - (TMC) - SHEPHERD SQUARE | Gym Floor
YES | YES |  |  |  | 099-10570 | 099-10570 | Roche Diag | CoaguChek XS |  | UP1153057 | Cardiovascular |  |  |  |  | 099-10570 | 099-10570 | Southwest | Memorial Harmann Hospital - Medical Plaza 2 | Cardiovascular | Cardiovascular
YES | YES |  |  |  | 013-35659 | 013-35659 | Roche Diag | Cobas 6000 |  | 1122?13 | SW - LABORATORY - CHEMISTRY |  |  |  |  | 013-35659 | 013-35659 | Southwest | Memorial Hermann Diagnostic Laboratory - Southwest Medical Plaza 1 (#756) | SW - LABORATORY - CHEMISTRY | Lab
YES | YES |  |  |  | 013-35660 | 013-35660 | Roche Diag | Cobas C 501 |  |  | SW - LABORATORY - CHEMISTRY |  |  |  |  | 013-35660 | 013-35660 | Southwest | Memorial Hermann Diagnostic Laboratory - Southwest Medical Plaza 1 (#756) | SW - LABORATORY - CHEMISTRY | Lab
NO | NO |  |  |  | 069-15262 |  | Roche Diagnostic Systems Inc |  |  |  | TMC - LABORATORY - CHEMISTRY (1R) | MHHS-TMC |  | Doppler, Fetal Ultrasound |  | 069-15262 |  | TMC |  | TMC - LABORATORY - CHEMISTRY (1R) | [5 empty] | ANALYZERS, LABORATORY, CLINICAL CHEMISTRY |  | DOPPLERFETALULTRASND-Parks Med-917 | DOPPLERFETALULTRASND |  |  |  |  | Parks Med | Doppler, Fetal Ultrasound |  |  | DOPPLERFETALULTRASND-Parks Med-917 |  |  |  | Covered PM Repair - Biomedical | MHHS-TMC
NO | YES |  |  |  | 129-06057 | 129-06057 | Roche Diagnostic Systems Inc | COAGUCHECK XS PLUS |  | UP1172633 | MH MG-(SL)-Physicians At Sugar Creek | MHHS-MG |  | Analyzer, Hematology |  | 129-06057 | 129-06057 | Sugar Land | MHHS-MG | MH MG-(SL)-Physicians At Sugar Creek | Hall | 6/1/15 |  |  |  | ANALYZERS, POINT-OF-CARE, WHOLE BLOOD, GLUCOSE | Analyzer, Hematology | ANALYZERHEMATOLOGY-RocheDiag-CoaguChek XS Plus | ANALYZERHEMATOLOGY | CoaguChek XS Plus |  |  |  | RocheDiag | Analyzer, Hematology |  | ANALYZERHEMATOLOGY-RocheDiag-CoaguChek XS Plus |  | 6/1/00 |  | AH-A | Covered PM Repair - Biomedical | MHHS-MG | [8 empty] | ANALYZERHEMATOLOGY | Analyzer, Hematology | RocheDiag
NO | YES |  |  |  | 129-06058 | 129-06058 | Roche Diagnostic Systems Inc | COAGUCHECK XS PLUS |  | UP1172620 | MH MG-(SL)-Physicians At Sugar Creek | MHHS-MG |  | Analyzer, Hematology |  | 129-06058 | 129-06058 | Sugar Land | MHHS-MG | MH MG-(SL)-Physicians At Sugar Creek | Triage | 6/1/15 |  |  |  | ANALYZERS, POINT-OF-CARE, WHOLE BLOOD, GLUCOSE | Analyzer, Hematology | ANALYZERHEMATOLOGY-RocheDiag-CoaguChek XS Plus | ANALYZERHEMATOLOGY | CoaguChek XS Plus |  |  |  | RocheDiag | Analyzer, Hematology |  | ANALYZERHEMATOLOGY-RocheDiag-CoaguChek XS Plus |  | 11/20/17 |  | AH-A | Covered PM Repair - Biomedical | MHHS-MG | [8 empty] | ANALYZERHEMATOLOGY | Analyzer, Hematology | RocheDiag
NO | YES |  |  |  | 129-06061 | 129-06061 | Roche Diagnostic Systems Inc | COAGUCHECK XS PLUS |  | UP1172312 | MH MG-(SL)-Physicians At Sugar Creek | MHHS-MG |  | Analyzer, Hematology |  | 129-06061 | 129-06061 | Sugar Land | MHHS-MG | MH MG-(SL)-Physicians At Sugar Creek | Purple nurses station | 6/1/15 |  |  | One time safety | ANALYZERS, POINT-OF-CARE, WHOLE BLOOD, GLUCOSE | Analyzer, Hematology | ANALYZERHEMATOLOGY-RocheDiag-CoaguChek XS Plus | ANALYZERHEMATOLOGY | CoaguChek XS Plus |  |  |  | RocheDiag | Analyzer, Hematology |  | ANALYZERHEMATOLOGY-RocheDiag-CoaguChek XS Plus |  |  |  | AH-A | Covered PM Repair - Biomedical | MHHS-MG | [8 empty] | ANALYZERHEMATOLOGY | Analyzer, Hematology | RocheDiag
NO | NO |  |  |  | 129-06059 |  | Roche Diagnostic Systems Inc | COAGUCHECK XS PLUS |  | UP1172763 | MH MG - (SL) - PHYSICIANS AT SUGAR CREEK | MHHS-MG |  | Analyzer, Hematology |  | 129-06059 |  | Sugar Land |  | MH MG - (SL) - PHYSICIANS AT SUGAR CREEK | [5 empty] | ANALYZERS, POINT-OF-CARE, WHOLE BLOOD, GLUCOSE |  | ANALYZERHEMATOLOGY-RocheDiag-CoaguChek XS Plus | ANALYZERHEMATOLOGY | CoaguChek XS Plus |  |  |  | RocheDiag | Analyzer, Hematology |  | ANALYZERHEMATOLOGY-RocheDiag-CoaguChek XS Plus |  |  |  |  | Covered PM Repair - Biomedical | MHHS-MG
NO | NO |  |  |  | 129-06060 |  | Roche Diagnostic Systems Inc | COAGUCHECK XS PLUS |  | UP1172764 | MH MG - (SL) - PHYSICIANS AT SUGAR CREEK | MHHS-MG |  | Analyzer, Hematology |  | 129-06060 |  | Sugar Land |  | MH MG - (SL) - PHYSICIANS AT SUGAR CREEK | [5 empty] | ANALYZERS, POINT-OF-CARE, WHOLE BLOOD, GLUCOSE |  | ANALYZERHEMATOLOGY-RocheDiag-CoaguChek XS Plus | ANALYZERHEMATOLOGY | CoaguChek XS Plus |  |  |  | RocheDiag | Analyzer, Hematology |  | ANALYZERHEMATOLOGY-RocheDiag-CoaguChek XS Plus |  |  |  |  | Covered PM Repair - Biomedical | MHHS-MG
NO | NO |  |  |  | 129-07666 |  | Roche Diagnostic Systems Inc | COAGUCHECK XS PLUS |  | UP01430556 | MH MG - (SL) - PHYSICIANS AT SUGAR CREEK | MHHS-MG |  | Analyzer, Hematology |  | 129-07666 |  | Sugar Land |  | MH MG - (SL) - PHYSICIANS AT SUGAR CREEK | [5 empty] | ANALYZERS, POINT-OF-CARE, WHOLE BLOOD, GLUCOSE |  | ANALYZERHEMATOLOGY-RocheDiag-CoaguChek XS Plus | ANALYZERHEMATOLOGY | CoaguChek XS Plus |  |  |  | RocheDiag | Analyzer, Hematology |  | ANALYZERHEMATOLOGY-RocheDiag-CoaguChek XS Plus |  |  |  |  | Covered PM Repair - Biomedical | MHHS-MG
NO | YES |  |  |  | 069-39630 | 069-39630 | Roche Diagnostic Systems Inc | COBAS 6000 |  | 14E4-17 | TMC-Laboratory-Chemistry (1R) | MHHS-TMC |  | Molecular Assay Analyzer |  | 069-39630 | 069-39630 | TMC | MHHS-TMC | TMC-Laboratory-Chemistry (1R) | Chemistry | 12/1/14 |  |  |  | ANALYZERS, LABORATORY, CLINICAL CHEMISTRY |  | ANAMOL-RocheDiag-Cobas 6000 | ANAMOL | Cobas 6000 |  |  |  | RocheDiag | Molecular Assay Analyzer |  | ANAMOL-RocheDiag-Cobas 6000 |  |  |  |  | Covered PM Repair - Biomedical | MHHS-TMC
NO | YES | Asset Tag 069-35977 |  |  | 069-35977 | 069-35977 | Roche Diagnostic Systems Inc | COBAS E411 |  | 1441-12 | (null) | MHHS-TMC |  | Analyzer, Immunochemistry |  | 069-35977 | 069-35977 | (null) | MHHS-TMC | (null) | (null) |  |  |  | (null) | ANALYZERS, LABORATORY, IMMUNOASSAY |  | ANALYZERIMMUNOCHEMISTRY-RocheDiag-Cobas e 411 | ANALYZERIMMUNOCHEMISTRY | Cobas e 411 |  |  |  | RocheDiag | Analyzer, Immunochemistry |  |  | ANALYZERIMMUNOCHEMISTRY-RocheDiag-Cobas e 411 | 1/1/10 |  |  | Covered PM Repair - Biomedical | MHHS-TMC
NO | YES |  |  |  | 069-39631 | 069-39631 | Roche Diagnostic Systems Inc | COBAS E411 |  | 1441-11 | TMC-Hermann-COU (1R) | MHHS-TMC |  | Analyzer, Immunochemistry |  | 069-39631 | 069-39631 | TMC | MHHS-TMC | TMC-Hermann-COU (1R) | Chemistry | 12/1/16 |  |  |  | ANALYZERS, LABORATORY, IMMUNOASSAY |  | ANALYZERIMMUNOCHEMISTRY-RocheDiag-Cobas e 411 | ANALYZERIMMUNOCHEMISTRY | Cobas e 411 |  |  |  | RocheDiag | Analyzer, Immunochemistry |  |  | ANALYZERIMMUNOCHEMISTRY-RocheDiag-Cobas e 411 | 1/1/02 |  |  | Covered PM Repair - Biomedical | MHHS-TMC
NO | NO |  |  |  | 069-43522 |  | Rochester Electro-Medical, Inc. |  |  |  | TMC - EPILEPSY - ADULT EMU (3J) | MHHS-TMC |  |  |  | 069-43522 |  | TMC |  | TMC - EPILEPSY - ADULT EMU (3J) | [5 empty] | ASPIRATORS |  | .needs class |  |  |  |  | .needs class | [8 empty] | Covered PM Repair - Biomedical | MHHS-TMC
NO | NO |  |  |  | 929-00931 |  | ROGUE FITNESS | GH-1 |  |  | SMR - (MHOSH) - BELLAIRE | MHHS-SMR |  |  |  | 929-00931 |  | Central & Greater Heights |  | SMR - (MHOSH) - BELLAIRE | [5 empty] | EXERCISERS |  | .needs class | [13 empty] | Covered PM Repair - Biomedical | MHHS-SMR
YES | YES |  |  |  | 099-02704 | 099-02704 | Roscoe Medical Inc | Cnf |  |  | University place Senior |  |  |  |  | 099-02704 | 099-02704 | Southwest | University Place Senior Living | University place Senior | [7 empty] | .needs class
YES | YES | Serial Number 22317 |  |  | 099-09839 | 099-09839 | RU | PS11076 |  |  | TMC - SAROFIM 3 - OR |  |  |  |  | 099-09839 | 099-09839 | TMC | Memorial Hermann-Texas Medical Center | TMC - SAROFIM 3 - OR | TMC - SAROFIM 3 - OR
NO | NO | [5 empty] | Rubbermaid Medical Solutions | Unknown |  | 4040g-8806882 | MEMORIAL CITY - CENTRAL SUPPLY | MHHS-Mem City | [5 empty] | West & Memorial City |  | MEMORIAL CITY - CENTRAL SUPPLY | [5 empty] | COMPUTERS |  | .needs class |  |  |  |  | .needs class | RUBBERMAID | [7 empty] | Covered PM Repair - Biomedical | MHHS-Mem City
YES | YES |  |  |  | 074-06292 | 074-06292 | Rubbermaid Medical Solutions | YG500R |  | YG500R0001094 | WOODLANDS - PEDS |  |  |  |  | 074-06292 | 074-06292 |  |  | WOODLANDS - PEDS | Hallway
YES | YES |  |  |  | 013-06599 | 013-06599 | S |  |  | E10679 | Breast Center |  |  |  |  | 013-06599 | 013-06599 | Southwest | Memorial Herman Southwest Hospital | Breast Center | Breast Center
YES | YES |  |  |  | 029-02105 | 029-02105 | S |  |  | D06245 | OPID - (WDLS) - WOODLANDS - 430 (MP3) |  |  |  |  | 029-02105 | 029-02105 | Woodlands | Memorial- Woodlands | OPID - (WDLS) - WOODLANDS - 430 (MP3) | Read Room |  |  |  |  | XRay Illuminator
NO | YES |  |  |  | 145-00110 | 145-00110 | S |  |  | 16-110878 | Pearland-Laboratory-Pathology | MHHS-Pearland Hospital |  | Viewer, X-Ray Film |  | 145-00110 | 145-00110 | Pearland | MHHS-Pearland Hospital | Pearland-Laboratory-Pathology |  | 12/1/18 |  |  |  | VIEW BOXES, X-RAY, MOTORIZED | Viewer, X-Ray Film | VIEWERXRAYFILM-S S X-Ray Prod-222 | VIEWERXRAYFILM |  |  |  |  | S S X-Ray | Viewer, X-Ray Film |  |  | VIEWERXRAYFILM-S S X-Ray Prod-222 |  |  |  | Covered PM Repair - Biomedical | MHHS-Pearland Hospital | [8 empty] | VIEWERXRAYFILM | Viewer, X-Ray Film | S S X-Ray
NO | YES |  |  |  | 145-00044 | 145-00044 | S |  |  | 16-110883 | Pearland-OR | MHHS-Pearland Hospital |  | Viewer, X-Ray Film |  | 145-00044 | 145-00044 | Pearland | MHHS-Pearland Hospital | Pearland-OR | OR 3 | 10/1/18 |  |  |  | VIEW BOXES, X-RAY, MOTORIZED | Viewer, X-Ray Film | VIEWERXRAYFILM-S S X-Ray Prod-222 | VIEWERXRAYFILM |  |  |  |  | S S X-Ray | Viewer, X-Ray Film |  |  | VIEWERXRAYFILM-S S X-Ray Prod-222 |  |  |  | Covered PM Repair - Biomedical | MHHS-Pearland Hospital | [8 empty] | VIEWERXRAYFILM | Viewer, X-Ray Film | S S X-Ray
NO | YES |  |  |  | 145-00062 | 145-00062 | S |  |  | 16-110885 | Pearland-OR | MHHS-Pearland Hospital |  | Viewer, X-Ray Film |  | 145-00062 | 145-00062 | Pearland | MHHS-Pearland Hospital | Pearland-OR | OR1 | 10/1/18 |  |  |  | VIEW BOXES, X-RAY, MOTORIZED | Viewer, X-Ray Film | VIEWERXRAYFILM-S S X-Ray Prod-222 | VIEWERXRAYFILM |  |  |  |  | S S X-Ray | Viewer, X-Ray Film |  |  | VIEWERXRAYFILM-S S X-Ray Prod-222 |  |  |  | Covered PM Repair - Biomedical | MHHS-Pearland Hospital | [8 empty] | VIEWERXRAYFILM | Viewer, X-Ray Film | S S X-Ray
YES | YES |  |  |  | 099-10664 | 099-10664 | S | CB3 |  | C300923 | Breast Center |  |  |  |  | 099-10664 | 099-10664 | Southwest | Memorial Herman Southwest Hospital | Breast Center | Breast Center
YES | YES |  |  |  | 013-06597 | 013-06597 | S | MS-804A |  | M600524 | Breast Center |  |  |  |  | 013-06597 | 013-06597 | Southwest | Memorial Herman Southwest Hospital | Breast Center | Breast Center
NO | NO |  |  |  | 583-00780 |  | S & S TECHNOLOGY | 102D |  | NSN | MH MG - (KY) - KATY UROLOGY (MP2) | MHHS-MG |  | Viewer, X-Ray Film |  | 583-00780 |  | Katy |  | MH MG - (KY) - KATY UROLOGY (MP2) | [5 empty] | VIEW BOXES, X-RAY |  | VIEWERXRAYFILM-American Med Sys-102D | VIEWERXRAYFILM | 102D |  |  |  | American Med Sys | Viewer, X-Ray Film |  |  | VIEWERXRAYFILM-American Med Sys-102D |  |  |  | Covered PM Repair - Biomedical | MHHS-MG
NO | NO |  |  |  | 145-00046 |  | S & S TECHNOLOGY |  |  | 16-110882 | PEARLAND - OR | MHHS-Pearland Hospital |  | Viewer, X-Ray Film |  | 145-00046 |  | Pearland |  | PEARLAND - OR | [5 empty] | VIEW BOXES, X-RAY, MOTORIZED |  | VIEWERXRAYFILM-S S X-Ray Prod-222 | VIEWERXRAYFILM |  |  |  |  | S S X-Ray | Viewer, X-Ray Film |  |  | VIEWERXRAYFILM-S S X-Ray Prod-222 |  |  |  | Covered PM Repair - Biomedical | MHHS-Pearland Hospital
NO | NO |  |  |  | 145-00069 |  | S & S TECHNOLOGY |  |  | 16-110881 | PEARLAND - OR | MHHS-Pearland Hospital |  | Viewer, X-Ray Film |  | 145-00069 |  | Pearland |  | PEARLAND - OR | [5 empty] | VIEW BOXES, X-RAY, MOTORIZED |  | VIEWERXRAYFILM-S S X-Ray Prod-222 | VIEWERXRAYFILM |  |  |  |  | S S X-Ray | Viewer, X-Ray Film |  |  | VIEWERXRAYFILM-S S X-Ray Prod-222 |  |  |  | Covered PM Repair - Biomedical | MHHS-Pearland Hospital
NO | NO | [5 empty] | S & S TECHNOLOGY | CRYSTAL VIEWER |  |  | OPID - (NE) - NORTHEAST - 437 (MP1) | MHHS-OPID |  | Viewer, X-Ray Film, Motorized |  |  |  | Katy |  | OPID - (NE) - NORTHEAST - 437 (MP1) | [5 empty] | VIEW BOXES, X-RAY |  | VIEWERXRAYFILMMOTORIZED-RADX-Crystal Viewer | VIEWERXRAYFILMMOTORIZED | Crystal Viewer |  |  |  | RADX | Viewer, X-Ray Film, Motorized |  |  | VIEWERXRAYFILMMOTORIZED-RADX-Crystal Viewer |  |  |  | Covered PM Repair - Biomedical | MHHS-OPID
YES | YES | Serial Number Cnf |  |  | 133-06151 | 133-06151 | Safeguard | Remote alarm |  | CNF | KATY - LABORATORY |  |  |  |  | 133-06151 | 133-06151 | Katy | Memorial Hermann Katy Hospital | KATY - LABORATORY | Lab
YES | YES |  |  |  | 013-38478 | 013-38478 | Sage Products |  |  |  | SW - BEDS |  |  |  |  | 013-38478 | 013-38478 | Southwest | Memorial Hermann Southwest Hospital | SW - BEDS | Bed storage
YES | YES |  |  |  | 133-08898 | 133-08898 | Sage Products |  |  | 11195-179 | KATY - ASSET 360 |  |  |  |  | 133-08898 | 133-08898 | Katy | Memorial Hermann Katy Hospital | KATY - ASSET 360 | Clean equipment room W5:144 | 1/1/18 | 1/1/17 |  |  |  | Warming Cabinet | WARMINGCABINET-Sage Products-7938 | [22 empty] | Warming Cabinet | WARMINGCABINET | Warming Cabinet | Sage Products
YES | YES | Serial Number Cnf |  |  | 041-17284 | 041-17284 | Sage Products |  |  | Cnf | Ambatory Care |  |  |  |  | 041-17284 | 041-17284 | Katy | Memorial Hermann Northeast Hospital | Ambatory Care | Room 5 | 2/1/17 | 2/1/18 |  |  |  | Warming Cabinet | WARMINGCABINET-Sage Products-7938 | [22 empty] | Warming Cabinet | WARMINGCABINET | Warming Cabinet | Sage Products
YES | YES | Serial Number Cnf |  |  | 041-17648 | 041-17648 | Sage Products |  |  | CNF | KATY - Cath Lab |  |  |  |  | 041-17648 | 041-17648 | Katy | Memorial Hermann Katy Hospital | KATY - Cath Lab | Cathblab | [5 empty] | Warming Cabinet | WARMINGCABINET-Sage Products-7938 | [22 empty] | Warming Cabinet | WARMINGCABINET | Warming Cabinet | Sage Products
NO | YES |  |  |  | 099-03751 | 099-03751 | Sage Products |  |  | 17103-196 | Katy-OR |  |  |  |  | 099-03751 | 099-03751 | Katy | MHHS-Katy | Katy-OR | C SECTION OR | [5 empty] | Warming Cabinet | WARMINGCABINET-Sage Products-7939 | [22 empty] | Warming Cabinet | WARMINGCABINET | Warming Cabinet | Sage Products
NO | NO |  |  |  | 013-36591 |  | Sage Products, Inc. |  |  | 14322-025 | SW - MED/SURG FLOORS | MHHS-Southwest |  | Warming Cabinet |  | 013-36591 |  | Southwest |  | SW - MED/SURG FLOORS | [5 empty] | WARMING UNITS, MULTIPURPOSE |  | WARMINGCABINET-Sage Products-7937 | WARMINGCABINET |  |  |  |  | Sage Products | Warming Cabinet |  | WARMINGCABINET-Sage Products-7937 |  |  |  |  | Covered PM Repair - Respiratory/Steriliz | MHHS-Southwest
NO | NO |  |  |  | 041-16923 |  | Sage Products, Inc. |  |  | 11013-177 | MEMORIAL CITY - CENTRAL SUPPLY | MHHS-Mem City |  | Warming Cabinet |  | 041-16923 |  | West & Memorial City |  | MEMORIAL CITY - CENTRAL SUPPLY | [5 empty] | WARMING UNITS, MULTIPURPOSE |  | WARMINGCABINET-Sage Products-7938 | WARMINGCABINET |  |  |  |  | Sage Products | Warming Cabinet |  | WARMINGCABINET-Sage Products-7938 |  |  |  |  | Covered PM Repair - Lab Analyzers/Anesth | MHHS-Mem City
NO | NO | [5 empty] | Sage Products, Inc. |  |  | 11216-080 | TMC - MHTMC - CENTRAL SUPPLY (OLD) | MHHS-TMC |  | Warming Cabinet |  |  |  | TMC |  | TMC - MHTMC - CENTRAL SUPPLY (OLD) | [5 empty] | WARMING UNITS, MULTIPURPOSE |  | WARMINGCABINET-Sage Products-7938 | WARMINGCABINET |  |  |  |  | Sage Products | Warming Cabinet |  | WARMINGCABINET-Sage Products-7938 |  |  |  |  | Covered PM Repair - Lab Analyzers/Anesth | MHHS-TMC
NO | NO |  |  |  | 129-07635 |  | Sage Products, Inc. |  |  | 17103-177 | SUGAR LAND - MED/SURG - EAST 4TH | MHHS-Sugarland |  | Warming Cabinet |  | 129-07635 |  | Sugar Land |  | SUGAR LAND - MED/SURG - EAST 4TH | [5 empty] | WARMING UNITS, MULTIPURPOSE |  | WARMINGCABINET-Sage Products-7939 | WARMINGCABINET |  |  |  |  | Sage Products | Warming Cabinet |  | WARMINGCABINET-Sage Products-7939 |  |  |  |  | Covered PM Repair - Lab Analyzers/Anesth | MHHS-Sugarland
NO | NO |  |  |  | 029-10960 |  | Sage Products, Inc. |  |  | 15167-091 | WOODLANDS - 5 EAST MEDICAL/SURGICAL | MHHS-Woodlands |  | Warming Cabinet |  | 029-10960 |  | Woodlands |  | WOODLANDS - 5 EAST MEDICAL/SURGICAL | [5 empty] | WARMING UNITS, MULTIPURPOSE |  | WARMINGCABINET-Sage Products-7939 | WARMINGCABINET |  |  |  |  | Sage Products | Warming Cabinet |  | WARMINGCABINET-Sage Products-7939 |  |  |  |  | Covered PM Repair - Lab Analyzers/Anesth | MHHS-Woodlands
NO | YES |  |  |  | 069-15271 | 069-15271 | Sakura Finetek | Cyto-Tek |  |  | TMC-Laboratory-Chemistry (1R) |  |  |  |  | 069-15271 | 069-15271 | TMC | MHHS-TMC | TMC-Laboratory-Chemistry (1R) | TMC -LABORATORY - CHEM | 1/1/20 |  | 7/1/20
YES | YES |  |  |  |  | 099-13709 | Sakura Finetek | Tissue-Tek |  | Nsn | SW - LABORATORY - HISTOLOGY | [5 empty] | 099-13709 | Southwest | Memorial Hermann Southwest Hospital | SW - LABORATORY - HISTOLOGY | Histology |  |  |  | PM Not Required
YES | YES |  |  |  | 099-13703 | 099-13703 | Sakura Finetek | Tissue-Tek |  | Nsn | SW - LABORATORY - HISTOLOGY |  |  |  |  | 099-13703 | 099-13703 | Southwest | Memorial Hermann Southwest Hospital | SW - LABORATORY - HISTOLOGY | Histology |  |  |  | PM Not Required
NO | YES |  |  |  | 009-34506 | 009-34506 | Sakura Finetek USA Inc | CYTO-TEK 2500 |  | 43000499-0518 | GH - LABORATORY | MHHS-Greater Heights |  |  |  | 009-34506 | 009-34506 | Central | GH - LABORATORY | GH - LABORATORY | GH - LABORATORY |  |  |  |  | CENTRIFUGES |  | .needs class | [5 empty] | SakuraFinetek | [7 empty] | Covered PM Repair - Biomedical | MHHS-Greater Heights
YES | YES |  |  |  |  | 013-08448 | Sakura Finetek USA Inc | RSG |  |  | SW - LABORATORY l | [5 empty] | 013-08448 | Southwest | Memorial Hermann Diagnostic Laboratory | SW - LABORATORY l | Lab
NO | NO | [5 empty] | Sakura Finetek USA Inc | SCA 4764 |  |  | SW - LABORATORY - HISTOLOGY | MHHS-Southwest |  | Cover Slipper |  |  |  | Southwest |  | SW - LABORATORY - HISTOLOGY | [5 empty] | DRYERS |  | COVERSLIP-SakuraFinetek-SCA 4764 | COVERSLIP | SCA 4764 |  |  |  | SakuraFinetek | Cover Slipper |  | COVERSLIP-SakuraFinetek-SCA 4764 |  |  |  |  | Covered PM Repair - Biomedical | MHHS-Southwest
NO | NO | [5 empty] | Sakura Finetek USA Inc | SCA 4764 |  |  | TMC - LABORATORY - ANATOMIC PATHOLOGY (2R) | MHHS-TMC |  | Cover Slipper |  |  |  | TMC |  | TMC - LABORATORY - ANATOMIC PATHOLOGY (2R) | [5 empty] | DRYERS |  | COVERSLIP-SakuraFinetek-SCA 4764 | COVERSLIP | SCA 4764 |  |  |  | SakuraFinetek | Cover Slipper |  | COVERSLIP-SakuraFinetek-SCA 4764 |  |  |  |  | Covered PM Repair - Biomedical | MHHS-TMC
NO | NO | [5 empty] | Sakura Finetek USA Inc | SCA 4764 |  |  | TMC - LABORATORY - ANATOMIC PATHOLOGY (2R) | MHHS-TMC |  | Cover Slipper |  |  |  | TMC |  | TMC - LABORATORY - ANATOMIC PATHOLOGY (2R) | [5 empty] | DRYERS |  | COVERSLIP-SakuraFinetek-SCA 4764 | COVERSLIP | SCA 4764 |  |  |  | SakuraFinetek | Cover Slipper |  | COVERSLIP-SakuraFinetek-SCA 4764 |  |  |  |  | Covered PM Repair - Biomedical | MHHS-TMC
NO | NO | [5 empty] | Sakura Finetek USA Inc | SCA 4764 |  |  | TMC - LABORATORY - ANATOMIC PATHOLOGY (2R) | MHHS-TMC |  | Cover Slipper |  |  |  | TMC |  | TMC - LABORATORY - ANATOMIC PATHOLOGY (2R) | [5 empty] | DRYERS |  | COVERSLIP-SakuraFinetek-SCA 4764 | COVERSLIP | SCA 4764 |  |  |  | SakuraFinetek | Cover Slipper |  | COVERSLIP-SakuraFinetek-SCA 4764 |  |  |  |  | Covered PM Repair - Biomedical | MHHS-TMC
NO | NO |  |  |  | 013-38072 |  | Sakura Finetek USA Inc | TEC 5CMA-1 |  | 023113-0315 | SW - LABORATORY - HISTOLOGY | MHHS-Southwest |  | Tissue Embedding Center |  | 013-38072 |  | Southwest |  | SW - LABORATORY - HISTOLOGY | [5 empty] | TISSUE PROCESSORS |  | TISSUEEMBEDDINGCTR-SakuraFinetek-TEC 5 CMA-1 | TISSUEEMBEDDINGCTR | TEC 5 CMA-1 |  |  |  | SakuraFinetek | Tissue Embedding Center |  |  | TISSUEEMBEDDINGCTR-SakuraFinetek-TEC 5 CMA-1 |  |  |  | Covered PM Repair - Biomedical | MHHS-Southwest
NO | NO |  |  |  | 013-38073 |  | Sakura Finetek USA Inc | TEC 5EMA-1 |  | 51012535-1011 | SW - LABORATORY - HISTOLOGY | MHHS-Southwest |  | Tissue Embedding Center |  | 013-38073 |  | Southwest |  | SW - LABORATORY - HISTOLOGY | [5 empty] | TISSUE PROCESSORS |  | TISSUEEMBEDDINGCTR-SakuraFinetek-TEC 5 EMA-1 | TISSUEEMBEDDINGCTR | TEC 5 EMA-1 |  |  |  | SakuraFinetek | Tissue Embedding Center |  |  | TISSUEEMBEDDINGCTR-SakuraFinetek-TEC 5 EMA-1 |  |  |  | Covered PM Repair - Biomedical | MHHS-Southwest
NO | YES |  |  |  | 013-35017 | 013-35017 | Sakura Finetek USA Inc | TEC-5 |  | 51022914-0114 | SW-Laboratory-Immunology | MHHS-Southwest |  | Vaporizer, Anesthesia |  | 013-35017 | 013-35017 | Southwest | MHHS-Southwest | SW-Laboratory-Immunology | Lab |  |  |  |  | TISSUE PROCESSORS | Vaporizer, Anesthesia | VAPORIZERANESTHESIA-Datex-Ohmeda-TEC 5 | VAPORIZERANESTHESIA | TEC 5 |  |  |  | Datex-Ohmeda | Vaporizer, Anesthesia |  |  | VAPORIZERANESTHESIA-Datex-Ohmeda-TEC 5 | 9/21/19 |  | VA-SA | Covered PM Repair - Biomedical | MHHS-Southwest | [8 empty] | VAPORIZERANESTHESIA | Vaporizer, Anesthesia | Datex-Ohmeda
YES | YES |  |  |  |  | 099-13663 | Sakura Finetek USA Inc | TEC-5 |  |  | SW - Histology | [5 empty] | 099-13663 | Southwest | Memorial Hermann Diagnostic Laboratory - Southwest Medical Plaza 1 (#756) | SW - Histology | Lab
YES | YES |  |  |  |  | 099-13660 | Sakura Finetek USA Inc | TEC-5 |  |  | SW - LABORATORY - HISTOLOGY | [5 empty] | 099-13660 | Southwest | Memorial Hermann Diagnostic Laboratory - Southwest Medical Plaza 2 | SW - LABORATORY - HISTOLOGY | Lab
NO | NO |  |  |  | 013-38071 |  | Sakura Finetek USA Inc | TEC-5 |  |  | SW - LABORATORY - CHEMISTRY | MHHS-Southwest |  | Vaporizer, Anesthesia |  | 013-38071 |  | Southwest |  | SW - LABORATORY - CHEMISTRY | [5 empty] | TISSUE PROCESSORS |  | VAPORIZERANESTHESIA-Datex-Ohmeda-TEC 5 | VAPORIZERANESTHESIA | TEC 5 |  |  |  | Datex-Ohmeda | Vaporizer, Anesthesia |  |  | VAPORIZERANESTHESIA-Datex-Ohmeda-TEC 5 |  |  |  | Covered PM Repair - Biomedical | MHHS-Southwest
NO | YES |  |  |  | 013-39138 | 013-39138 | Sakura Finetek USA Inc | TISSUE-TEK 6 VIP |  | 51080188-0119 | SW-Laboratory-Histology | MHHS-Southwest |  |  |  | 013-39138 | 013-39138 | Southwest | MHHS-Southwest | SW-Laboratory-Histology | Lab |  |  |  |  | TISSUE PROCESSORS |  | .needs class | [5 empty] | SakuraFinetek |  |  |  |  | 2/3/20 |  |  | Not Covered Vendor Only - Biomedical | MHHS-Southwest
NO | YES |  |  |  | 013-36664 | 013-36664 | Sakura Finetek USA Inc | TISSUE-TEK PRISMA |  | 47401116-0616 | SW-Laboratory-Histology | MHHS-Southwest |  | Stainer, Slide |  | 013-36664 | 013-36664 | Southwest | MHHS-Southwest | SW-Laboratory-Histology | Lab |  |  |  |  | SLIDE STAINERS | Stainer, Slide | STAINERSLIDE-SakuraFinetek-Tissue-Tek Prisma | STAINERSLIDE | Tissue-Tek Prisma |  |  |  | SakuraFinetek | Stainer, Slide |  | STAINERSLIDE-SakuraFinetek-Tissue-Tek Prisma |  | 4/1/18 |  | SS-A | Covered PM Repair - Radiology, High End | MHHS-Southwest | [8 empty] | STAINERSLIDE | Stainer, Slide | SakuraFinetek
NO | YES |  |  |  | 013-36663 | 013-36663 | Sakura Finetek USA Inc | TISSUETEK |  | 47401122-0716 | SW-Laboratory-Histology | MHHS-Southwest |  | Tissue Embedding Center |  | 013-36663 | 013-36663 | Southwest | MHHS-Southwest | SW-Laboratory-Histology | Histology |  |  |  | PM Not Required | TISSUE PROCESSORS | Tissue Embedding Center | TISSUEEMBEDDINGCTR-SakuraFinetek-Tissue-Tek | TISSUEEMBEDDINGCTR | Tissue-Tek |  |  |  | SakuraFinetek | Tissue Embedding Center |  |  | TISSUEEMBEDDINGCTR-SakuraFinetek-Tissue-Tek | 1/3/20 |  |  | Not Covered Vendor Only - Biomedical | MHHS-Southwest | [8 empty] | TISSUEEMBEDDINGCTR | Tissue Embedding Center | SakuraFinetek
NO | NO | [5 empty] | Sakura Finetek USA Inc | TISSUETEK |  |  | SW - LABORATORY - HISTOLOGY | MHHS-Southwest |  | Tissue Embedding Center |  |  |  | Southwest |  | SW - LABORATORY - HISTOLOGY | [5 empty] | TISSUE PROCESSORS |  | TISSUEEMBEDDINGCTR-SakuraFinetek-Tissue-Tek | TISSUEEMBEDDINGCTR | Tissue-Tek |  |  |  | SakuraFinetek | Tissue Embedding Center |  |  | TISSUEEMBEDDINGCTR-SakuraFinetek-Tissue-Tek |  |  |  | Covered PM Repair - Biomedical | MHHS-Southwest
NO | YES |  |  |  | 013-39139 | 013-39139 | Sakura Finetek USA Inc | TISSUETEK TEC |  | 51090183-0119 | SW-Laboratory-Histology | MHHS-Southwest |  |  |  | 013-39139 | 013-39139 | Southwest | MHHS-Southwest | SW-Laboratory-Histology | Lab |  |  |  |  | TISSUE PROCESSORS |  | .needs class | [5 empty] | SakuraFinetek |  |  |  |  | 12/2/19 |  |  | Covered PM Repair - Biomedical | MHHS-Southwest
NO | NO | [5 empty] | Sakura Finetek USA Inc | TISSUETEK VIP 5 |  |  | TMC - LABORATORY - ANATOMIC PATHOLOGY (2R) | MHHS-TMC |  | Tissue Embedding Center |  |  |  | TMC |  | TMC - LABORATORY - ANATOMIC PATHOLOGY (2R) | [5 empty] | TISSUE PROCESSORS |  | TISSUEEMBEDDINGCTR-SakuraFinetek-Tissue-Tek VIP 5 | TISSUEEMBEDDINGCTR | Tissue-Tek VIP 5 |  |  |  | SakuraFinetek | Tissue Embedding Center |  |  | TISSUEEMBEDDINGCTR-SakuraFinetek-Tissue-Tek VIP 5 |  |  |  | Covered PM Repair - Biomedical | MHHS-TMC
NO | NO | [5 empty] | Sakura Finetek USA Inc | TISSUETEK VIP 5 |  |  | TMC - LABORATORY - ANATOMIC PATHOLOGY (2R) | MHHS-TMC |  | Tissue Embedding Center |  |  |  | TMC |  | TMC - LABORATORY - ANATOMIC PATHOLOGY (2R) | [5 empty] | TISSUE PROCESSORS |  | TISSUEEMBEDDINGCTR-SakuraFinetek-Tissue-Tek VIP 5 | TISSUEEMBEDDINGCTR | Tissue-Tek VIP 5 |  |  |  | SakuraFinetek | Tissue Embedding Center |  |  | TISSUEEMBEDDINGCTR-SakuraFinetek-Tissue-Tek VIP 5 |  |  |  | Covered PM Repair - Biomedical | MHHS-TMC
NO | NO | [5 empty] | Sakura Finetek USA Inc | TISSUETEK VIP 5 |  |  | TMC - LABORATORY - ANATOMIC PATHOLOGY (2R) | MHHS-TMC |  | Tissue Embedding Center |  |  |  | TMC |  | TMC - LABORATORY - ANATOMIC PATHOLOGY (2R) | [5 empty] | TISSUE PROCESSORS |  | TISSUEEMBEDDINGCTR-SakuraFinetek-Tissue-Tek VIP 5 | TISSUEEMBEDDINGCTR | Tissue-Tek VIP 5 |  |  |  | SakuraFinetek | Tissue Embedding Center |  |  | TISSUEEMBEDDINGCTR-SakuraFinetek-Tissue-Tek VIP 5 |  |  |  | Covered PM Repair - Biomedical | MHHS-TMC
YES | YES |  |  |  | 041-10607 | 041-10607 | Salient Suegical Technologies, Inc. | Aquamantys System |  | TL-200-1408 | MEMORIAL CITY - MHT - JHC OR |  |  |  |  | 041-10607 | 041-10607 | West | West | MEMORIAL CITY - MHT - JHC OR | MH11: 504 OR11
YES | YES |  |  |  | 925-01188 | 925-01188 | Salient surgical technologies | 40-402-1 |  | TL200-3262 | OR |  |  |  |  | 925-01188 | 925-01188 | Central | Joint Center - Orthopedic and Spine Hospital | OR | OR 6 | 2/1/20 |  | 8/1/20
NO | YES | [5 empty] | Salient Surgical Technologies, Inc | AQUAMANTYS 40-402-1 |  | gl200-0919 | GH-OR | MHHS-Greater Heights |  | Electrosurgical Unit |  |  |  | Central Greater Heights | MHHS-Greater Heights | GH-OR | Room 6 | 12/1/19 |  | 6/1/20 |  | ELECTROSURGICAL UNITS | Electrosurgical Unit | ELECTROSURGICALUNIT-Medtronic-Aquamantys 40-402-1 | ELECTROSURGICALUNIT | Aquamantys 40-402-1 |  |  |  | Medtronic | Electrosurgical Unit |  |  | ELECTROSURGICALUNIT-Medtronic-Aquamantys 40-402-1 | 10/20/20 |  | ESU-SA | Not Covered Vendor Only - Biomedical | MHHS-Greater Heights | [8 empty] | ELECTROSURGICALUNIT | Electrosurgical Unit | Medtronic
NO | YES | [5 empty] | Salient Surgical Technologies, Inc | AQUAMANTYS 40-402-1 |  | tl200-0977 | GH-OR | MHHS-Greater Heights |  | Electrosurgical Unit |  |  |  | Central | MHHS-Greater Heights | GH-OR | Equipment storage | 6/1/19 |  | 6/1/20 |  | ELECTROSURGICAL UNITS | Electrosurgical Unit | ELECTROSURGICALUNIT-Medtronic-Aquamantys 40-402-1 | ELECTROSURGICALUNIT | Aquamantys 40-402-1 |  |  |  | Medtronic | Electrosurgical Unit |  |  | ELECTROSURGICALUNIT-Medtronic-Aquamantys 40-402-1 |  |  | ESU-SA | Covered PM Repair - Biomedical | MHHS-Greater Heights | [8 empty] | ELECTROSURGICALUNIT | Electrosurgical Unit | Medtronic
NO | YES |  |  |  | 041-19954 | 041-19954 | Salient Surgical Technologies, Inc | AQUAMANTYS 40-402-1 |  | TL200-4724 | MEMORIAL CITY - Orthopedics Surgery | MHHS-Mem City |  | Electrosurgical Unit |  | 041-19954 | 041-19954 | West | Memorial City - Memorial Hermann Hospital | MEMORIAL CITY - Orthopedics Surgery | MH11 506 OR 6 |  |  |  |  | ELECTROSURGICAL UNITS |  | ELECTROSURGICALUNIT-Medtronic-Aquamantys 40-402-1 | ELECTROSURGICALUNIT | Aquamantys 40-402-1 |  |  |  | Medtronic | Electrosurgical Unit |  |  | ELECTROSURGICALUNIT-Medtronic-Aquamantys 40-402-1 |  |  |  | Covered PM Repair - Respiratory/Steriliz | MHHS-Mem City
NO | YES |  |  |  | 041-20221 | 041-20221 | Salient Surgical Technologies, Inc | AQUAMANTYS 40-402-1 |  | TL200-6269 | MEMORIAL CITY - MHT - JHC OR | MHHS-Mem City |  | Electrosurgical Unit |  | 041-20221 | 041-20221 | West | Weat | MEMORIAL CITY - MHT - JHC OR | MH11:507 OR7 |  |  |  |  | ELECTROSURGICAL UNITS |  | ELECTROSURGICALUNIT-Medtronic-Aquamantys 40-402-1 | ELECTROSURGICALUNIT | Aquamantys 40-402-1 |  |  |  | Medtronic | Electrosurgical Unit |  |  | ELECTROSURGICALUNIT-Medtronic-Aquamantys 40-402-1 |  |  |  | Not Covered Vendor Only - Biomedical | MHHS-Mem City
NO | YES | [5 empty] | Salient Surgical Technologies, Inc | AQUAMANTYS 40-402-1 |  | TL200-2943 | MHOSH-OR | MHHS Orthopedic & Spine |  | Electrosurgical Unit |  |  |  | Central & Greater Heights | MHHS-Orthopedic & Spine | MHOSH-OR |  | 8/9/19 |  |  |  | ELECTROSURGICAL UNITS | Electrosurgical Unit | ELECTROSURGICALUNIT-Medtronic-Aquamantys 40-402-1 | ELECTROSURGICALUNIT | Aquamantys 40-402-1 |  |  |  | Medtronic | Electrosurgical Unit |  |  | ELECTROSURGICALUNIT-Medtronic-Aquamantys 40-402-1 |  | MHOSH Inventory Dec 2019 into 2020 - Copy.xls - Newly Verified | ESU-SA | Covered PM Repair - Biomedical | MHHS Orthopedic & Spine | [8 empty] | ELECTROSURGICALUNIT | Electrosurgical Unit | Medtronic
NO | YES |  |  |  | 925-01187 | 925-01187 | Salient Surgical Technologies, Inc | AQUAMANTYS 40-402-1 |  | TL200-3261 | MHOSH-OR | MHHS Orthopedic & Spine |  | Electrosurgical Unit |  | 925-01187 | 925-01187 | Central & Greater Heights | MHHS-Orthopedic & Spine | MHOSH-OR |  | 8/9/19 |  |  |  | ELECTROSURGICAL UNITS | Electrosurgical Unit | ELECTROSURGICALUNIT-Medtronic-Aquamantys 40-402-1 | ELECTROSURGICALUNIT | Aquamantys 40-402-1 |  |  |  | Medtronic | Electrosurgical Unit |  |  | ELECTROSURGICALUNIT-Medtronic-Aquamantys 40-402-1 |  | MHOSH Inventory Dec 2019 into 2020 - Copy.xls - Newly Verified | ESU-SA | Covered PM Repair - Biomedical | MHHS Orthopedic & Spine | [8 empty] | ELECTROSURGICALUNIT | Electrosurgical Unit | Medtronic
NO | YES |  |  |  | 925-01191 | 925-01191 | Salient Surgical Technologies, Inc | AQUAMANTYS 40-402-1 |  | TL200-2942 | MHOSH-OR | MHHS Orthopedic & Spine |  | Electrosurgical Unit |  | 925-01191 | 925-01191 | Central & Greater Heights | MHHS-Orthopedic & Spine | MHOSH-OR |  | 8/9/19 |  |  |  | ELECTROSURGICAL UNITS | Electrosurgical Unit | ELECTROSURGICALUNIT-Medtronic-Aquamantys 40-402-1 | ELECTROSURGICALUNIT | Aquamantys 40-402-1 |  |  |  | Medtronic | Electrosurgical Unit |  |  | ELECTROSURGICALUNIT-Medtronic-Aquamantys 40-402-1 |  | MHOSH Inventory Dec 2019 into 2020 - Copy.xls - Newly Verified | ESU-SA | Covered PM Repair - Biomedical | MHHS Orthopedic & Spine | [8 empty] | ELECTROSURGICALUNIT | Electrosurgical Unit | Medtronic
NO | YES |  |  |  | 013-16479 | 013-16479 | Salient Surgical Technologies, Inc | AQUAMANTYS 40-402-1 |  | TL200-0978 | SW-OR | MHHS-Southwest |  | Electrosurgical Unit |  | 013-16479 | 013-16479 | Southwest | MHHS-Southwest | SW-OR | OR | 9/1/19 |  | 9/1/20 |  | ELECTROSURGICAL UNITS | Electrosurgical Unit | ELECTROSURGICALUNIT-Medtronic-Aquamantys 40-402-1 | ELECTROSURGICALUNIT | Aquamantys 40-402-1 |  |  |  | Medtronic | Electrosurgical Unit |  |  | ELECTROSURGICALUNIT-Medtronic-Aquamantys 40-402-1 |  |  | ESU-SA | Covered PM Repair - Biomedical | MHHS-Southwest | [8 empty] | ELECTROSURGICALUNIT | Electrosurgical Unit | Medtronic
NO | YES |  |  |  | 069-39298 | 069-39298 | Salient Surgical Technologies, Inc | AQUAMANTYS 40-402-1 |  | TL200-1404 | TMC-OR-Hermann (2Hp) | MHHS-TMC |  | Electrosurgical Unit |  | 069-39298 | 069-39298 | TMC | MHHS-TMC | TMC-OR-Hermann (2Hp) | Or 35 | 1/1/20 |  | 7/1/20 |  | ELECTROSURGICAL UNITS |  | ELECTROSURGICALUNIT-Medtronic-Aquamantys 40-402-1 | ELECTROSURGICALUNIT | Aquamantys 40-402-1 |  |  |  | Medtronic | Electrosurgical Unit |  |  | ELECTROSURGICALUNIT-Medtronic-Aquamantys 40-402-1 | 2/1/18 |  |  | Covered PM Repair - Biomedical | MHHS-TMC
NO | YES |  |  |  |  | 029-05059 | Salient Surgical Technologies, Inc | AQUAMANTYS 40-402-1 |  | TL200-0359 | Woodlands-OR | MHHS-Woodlands |  | Electrosurgical Unit |  |  | 029-05059 | Woodlands | MHHS-Woodlands | Woodlands-OR | Equipment Storage | 2/1/20 |  | 8/1/20 |  | ELECTROSURGICAL UNITS | Electrosurgical Unit | ELECTROSURGICALUNIT-Medtronic-Aquamantys 40-402-1 | ELECTROSURGICALUNIT | Aquamantys 40-402-1 |  |  |  | Medtronic | Electrosurgical Unit |  |  | ELECTROSURGICALUNIT-Medtronic-Aquamantys 40-402-1 |  |  | ESU-SA | Covered PM Repair - Biomedical | MHHS-Woodlands | [8 empty] | ELECTROSURGICALUNIT | Electrosurgical Unit | Medtronic
NO | NO | [5 empty] | Salient Surgical Technologies, Inc | AQUAMANTYS 40-402-1 |  | TL200-1408 | MEMORIAL CITY - MHT - JHC OR | MHHS-Mem City |  | Electrosurgical Unit |  |  |  | West & Memorial City |  | MEMORIAL CITY - MHT - JHC OR | [5 empty] | ELECTROSURGICAL UNITS |  | ELECTROSURGICALUNIT-Medtronic-Aquamantys 40-402-1 | ELECTROSURGICALUNIT | Aquamantys 40-402-1 |  |  |  | Medtronic | Electrosurgical Unit |  |  | ELECTROSURGICALUNIT-Medtronic-Aquamantys 40-402-1 |  |  |  | Covered PM Repair - Biomedical | MHHS-Mem City
NO | NO | [5 empty] | Salient Surgical Technologies, Inc | AQUAMANTYS 40-402-1 |  | TL200-1286 | MEMORIAL CITY - MOR | MHHS-Mem City |  | Electrosurgical Unit |  |  |  | West & Memorial City |  | MEMORIAL CITY - MOR | [5 empty] | ELECTROSURGICAL UNITS |  | ELECTROSURGICALUNIT-Medtronic-Aquamantys 40-402-1 | ELECTROSURGICALUNIT | Aquamantys 40-402-1 |  |  |  | Medtronic | Electrosurgical Unit |  |  | ELECTROSURGICALUNIT-Medtronic-Aquamantys 40-402-1 |  |  |  | Covered PM Repair - Biomedical | MHHS-Mem City
NO | NO |  |  |  | 069-41716 |  | Salient Surgical Technologies, Inc | AQUAMANTYS 40-402-1 |  | TL200-3189 | TMC - OR - ROBERTSON (2R) | MHHS-TMC |  | Electrosurgical Unit |  | 069-41716 |  | TMC |  | TMC - OR - ROBERTSON (2R) | [5 empty] | ELECTROSURGICAL UNITS |  | ELECTROSURGICALUNIT-Medtronic-Aquamantys 40-402-1 | ELECTROSURGICALUNIT | Aquamantys 40-402-1 |  |  |  | Medtronic | Electrosurgical Unit |  |  | ELECTROSURGICALUNIT-Medtronic-Aquamantys 40-402-1 |  |  |  | Covered PM Repair - Respiratory/Steriliz | MHHS-TMC
NO | NO |  |  |  | 029-06883 |  | Salient Surgical Technologies, Inc | AQUAMANTYS 40-402-1 |  | TL200-1605 | WOODLANDS - OR | MHHS-Woodlands |  | Electrosurgical Unit |  | 029-06883 |  | Woodlands |  | WOODLANDS - OR | [5 empty] | ELECTROSURGICAL UNITS |  | ELECTROSURGICALUNIT-Medtronic-Aquamantys 40-402-1 | ELECTROSURGICALUNIT | Aquamantys 40-402-1 |  |  |  | Medtronic | Electrosurgical Unit |  |  | ELECTROSURGICALUNIT-Medtronic-Aquamantys 40-402-1 |  |  |  | Covered PM Repair - Biomedical | MHHS-Woodlands
NO | YES |  |  |  |  | 151-03868 | SALTER AIRE |  |  |  | MH MG-(CY)-Copperfield | MHHS-MG |  | Bed, Patient Electric |  |  | 151-03868 | Northwest | MHHS-MG | MH MG-(CY)-Copperfield | Storage by ex room 10 | 3/1/18 |  |  |  | NEBULIZERS | Bed, Patient Electric | BEDPATIENTELECTRIC-Hill-Rom-8350 | BEDPATIENTELECTRIC |  |  |  |  | Hill-Rom | Bed, Patient Electric |  |  | BEDPATIENTELECTRIC-Hill-Rom-8350 |  |  | BPE-A | Not Covered Vendor Only - Lab Ana/Anes | MHHS-MG | [8 empty] | BEDPATIENTELECTRIC | Bed, Patient Electric | Hill-Rom
NO | NO |  |  |  | 000-03874 |  | SALTER AIRE |  |  | 1502-08498 | MH MG - (SE) - LC CCC | MHHS-MG |  | Bed, Patient Electric |  | 000-03874 |  | Southeast & Bay Area |  | MH MG - (SE) - LC CCC | [5 empty] | NEBULIZERS |  | BEDPATIENTELECTRIC-Hill-Rom-8350 | BEDPATIENTELECTRIC |  |  |  |  | Hill-Rom | Bed, Patient Electric |  |  | BEDPATIENTELECTRIC-Hill-Rom-8350 |  |  |  | Not Covered Vendor Only - Lab Ana/Anes | MHHS-MG
NO | NO |  |  |  | KSN170608111 |  | SALTER AIRE |  |  | KSN170608111 | MH MG - (TMC) - URGENT CARE - WEST UNIVERSITY | MHHS-MG |  | Bed, Patient Electric |  | KSN170608111 |  | TMC |  | MH MG - (TMC) - URGENT CARE - WEST UNIVERSITY | [5 empty] | NEBULIZERS |  | BEDPATIENTELECTRIC-Hill-Rom-8350 | BEDPATIENTELECTRIC |  |  |  |  | Hill-Rom | Bed, Patient Electric |  |  | BEDPATIENTELECTRIC-Hill-Rom-8350 |  |  |  | Not Covered Vendor Only - Lab Ana/Anes | MHHS-MG
NO | NO |  |  |  | KSN170703199 |  | SALTER AIRE |  |  | KSN170703199 | MH MG - (TMC) - URGENT CARE - WEST UNIVERSITY | MHHS-MG |  | Bed, Patient Electric |  | KSN170703199 |  | TMC |  | MH MG - (TMC) - URGENT CARE - WEST UNIVERSITY | [5 empty] | NEBULIZERS |  | BEDPATIENTELECTRIC-Hill-Rom-8350 | BEDPATIENTELECTRIC |  |  |  |  | Hill-Rom | Bed, Patient Electric |  |  | BEDPATIENTELECTRIC-Hill-Rom-8350 |  |  |  | Not Covered Vendor Only - Lab Ana/Anes | MHHS-MG
NO | YES |  |  |  | 041-10846 | 041-10846 | Salter Brecknell | HS-300 |  | N/A | MEMORIAL CITY - CARDIOLOGY | MHHS-Mem City |  | Scale, Patient |  | 041-10846 | 041-10846 | West | Memorial City - Memorial Cardiology East | MEMORIAL CITY - CARDIOLOGY | Hallway |  |  |  |  | SCALES, PATIENT |  | SCALEPATIENT-Salter Brecknell-HS-300 | SCALEPATIENT | HS-300 |  |  |  | Salter Brecknell | Scale, Patient |  | SCALEPATIENT-Salter Brecknell-HS-300 |  |  |  |  | Covered PM Repair - Biomedical | MHHS-Mem City
NO | YES | Asset Tag 041-33826 |  |  | 041-33826 |  | Salter Brecknell | HS-300 |  | N/A | (null) | MHHS-Mem City |  | Scale, Patient |  | 041-33826 |  | (null) | (null) | (null) | (null) | (null) |  | (null) | (null) | SCALES, PATIENT |  | SCALEPATIENT-Salter Brecknell-HS-300 | SCALEPATIENT | HS-300 |  |  |  | Salter Brecknell | Scale, Patient | (null) | SCALEPATIENT-Salter Brecknell-HS-300 |  |  | (null) |  | Covered PM Repair - Biomedical | MHHS-Mem City
NO | YES |  |  |  | 041-18362 | 041-18362 | Salter Brecknell | HS-300 |  | N/A | MEMORIAL CITY - MED/SURG | MHHS-Mem City |  | Scale, Patient |  | 041-18362 | 041-18362 | West | Memorial city | MEMORIAL CITY - MED/SURG | Memorial city med surge |  |  |  |  | SCALES, PATIENT |  | SCALEPATIENT-Salter Brecknell-HS-300 | SCALEPATIENT | HS-300 |  |  |  | Salter Brecknell | Scale, Patient |  | SCALEPATIENT-Salter Brecknell-HS-300 |  |  |  |  | Covered PM Repair - Biomedical | MHHS-Mem City
NO | YES |  |  |  | 041-18363 | 041-18363 | Salter Brecknell | HS-300 |  | N/A | MEMORIAL CITY - General Surgery | MHHS-Mem City |  | Scale, Patient |  | 041-18363 | 041-18363 | West |  | MEMORIAL CITY - General Surgery | MEMORIAL CITY - General Surgery main hallway |  |  |  |  | SCALES, PATIENT |  | SCALEPATIENT-Salter Brecknell-HS-300 | SCALEPATIENT | HS-300 |  |  |  | Salter Brecknell | Scale, Patient |  | SCALEPATIENT-Salter Brecknell-HS-300 |  |  |  |  | Covered PM Repair - Biomedical | MHHS-Mem City
NO | NO |  |  |  | 041-19952 |  | Salter Brecknell | HS-300 |  |  | MEMORIAL CITY - EAST TOWER - IMCU | MHHS-Mem City |  | Scale, Patient |  | 041-19952 |  | West & Memorial City |  | MEMORIAL CITY - EAST TOWER - IMCU | [5 empty] | SCALES, PATIENT |  | SCALEPATIENT-Salter Brecknell-HS-300 | SCALEPATIENT | HS-300 |  |  |  | Salter Brecknell | Scale, Patient |  | SCALEPATIENT-Salter Brecknell-HS-300 |  |  |  |  | Covered PM Repair - Biomedical | MHHS-Mem City
NO | NO |  |  |  | 041-18938 |  | Salter Brecknell | HS-300 |  | Not available P#816965004812 | MEMORIAL CITY - SICU | MHHS-Mem City |  | Scale, Patient |  | 041-18938 |  | West & Memorial City |  | MEMORIAL CITY - SICU | [5 empty] | SCALES, PATIENT |  | SCALEPATIENT-Salter Brecknell-HS-300 | SCALEPATIENT | HS-300 |  |  |  | Salter Brecknell | Scale, Patient |  | SCALEPATIENT-Salter Brecknell-HS-300 |  |  |  |  | Not Covered Vendor Only - Biomedical | MHHS-Mem City
YES | YES |  |  |  | 017-01009 | 017-01009 | Sammons Preston Rolyan | Baseline |  | 12-0103 | SMR - (MC) - BASEBALL USA |  |  |  |  | 017-01009 | 017-01009 | West | Memorial Hermann Sports Medicine | SMR - (MC) - BASEBALL USA |  |  |  |  | New Add
YES | YES |  |  |  | 099-13409 | 099-13409 | Sammons Preston Rolyan | Baseline |  | C9270-10 | SMR - (MC) - BASEBALL USA |  |  |  |  | 099-13409 | 099-13409 | West | Memorial Hermann Sports Medicine | SMR - (MC) - BASEBALL USA |  |  |  |  | New Add
YES | YES | [5 empty] | Sammons Preston Rolyan | Jamar |  |  | SMR - (STX) - RBJ - RICHMOND | [6 empty] | South | Richmond Sports Medicine and Rehabilitation | SMR - (STX) - RBJ - RICHMOND | Rehab | 7/1/15 | 7/1/16 |  |  |  |  | DYNAMOMETER-Patterson Medical-JAMAR
YES | YES | Serial Number Cnf |  |  | 099-00753 | 099-00753 | Sammons Preston Rolyan | Jamar |  | Cnf | KATY REHAB - INPATIENT REHAB GYM |  |  |  |  | 099-00753 | 099-00753 | Katy | Memorial Hermann Rehabilitation Hospital - Katy (#102) | KATY REHAB - INPATIENT REHAB GYM | Gum floor | 7/1/19 | 7/1/20 |  |  |  |  | DYNAMOMETER-Patterson Medical-JAMAR
NO | YES |  |  |  | 099-00754 | 099-00754 | Sammons Preston Rolyan | Jamar |  |  | Katy Rehab-Inpatient Rehab Gym |  |  |  |  | 099-00754 | 099-00754 | Katy | MHHS-Others | Katy Rehab-Inpatient Rehab Gym | Gum floor | 7/1/19 | 7/1/20
YES | YES | Serial Number Cnf |  |  | 099-00731 | 099-00731 | Sammons Preston Rolyan | Jamar |  | Cnf | TIRR - SUGAR LAND |  |  |  |  | 099-00731 | 099-00731 | Sugar Land | Memorial Hermann Sports Medicine | TIRR - SUGAR LAND | Gym | [6 empty] | DYNAMOMETER-Patterson Medical-JAMAR
YES | YES |  |  |  | 142-09256 | 142-09256 | Sammons Preston Rolyan | Jamar |  |  | SMR - (SL) - WILLIAMS TRACE |  |  |  |  | 142-09256 | 142-09256 | Sugar Land | Memorial Hermann Sports Medicine | SMR - (SL) - WILLIAMS TRACE | [7 empty] | DYNAMOMETER-Patterson Medical-JAMAR
YES | YES | [5 empty] | Sammons Preston Rolyan | Jamar |  |  | SMR - (SL) - SIENNA PLANTATION | [6 empty] | Sugar Land | Memorial Hermann Sports Medicine | SMR - (SL) - SIENNA PLANTATION | Gym Floor | [6 empty] | DYNAMOMETER-Patterson Medical-JAMAR
YES | YES | Serial Number Cnf |  |  | 142-08924 | 142-08924 | Sammons Preston Rolyan | Jamar |  | Cnf | SMR - (SL) - SL IRONMAN [MP2-STE100] |  |  |  |  | 142-08924 | 142-08924 | Sugar Land |  | SMR - (SL) - SL IRONMAN [MP2-STE100] |  |  |  |  | No pm |  |  | DYNAMOMETER-Patterson Medical-JAMAR
YES | YES |  |  |  | 029-11808 | 029-11808 | Sammons Preston Rolyan | Jamar |  |  | SMR - (WDLS) - MED PLAZA 4 (MP4) |  |  |  |  | 029-11808 | 029-11808 | Woodlands | Woodlands Med Plaza 4 | SMR - (WDLS) - MED PLAZA 4 (MP4) | Station | 2/1/19 |  | 2/1/20 |  |  |  | DYNAMOMETER-Patterson Medical-JAMAR
YES | YES |  |  |  | 074-06072 | 074-06072 | Sammons Preston Rolyan | Jamar |  |  | SMR - (WDLS) - WL IRONMAN [PINECROFT-STE450] |  |  |  |  | 074-06072 | 074-06072 | Woodlands | IRONMAN Sports Medicine Institute at Memorial Hermann The Woodlands (#450) | SMR - (WDLS) - WL IRONMAN [PINECROFT-STE450] |  |  |  |  | No PM Sticker Visible |  |  | DYNAMOMETER-Patterson Medical-JAMAR
YES | YES |  |  |  | 929-01443 | 929-01443 | Sammons Preston Rolyan | Jamar |  |  | Sports medicine |  |  |  |  | 929-01443 | 929-01443 | Woodlands | Memorial Hermann Sports Medicine | Sports medicine | Sports medicine | [6 empty] | DYNAMOMETER-Patterson Medical-JAMAR
YES | YES |  |  |  | 099-13400 | 099-13400 | Sammons Preston Rolyan | Jamar |  |  | Sports Medicine - Town and Country |  |  |  |  | 099-13400 | 099-13400 | West | Memorial Hermann Sports Medicine | Sports Medicine - Town and Country | Treatment Room 2 |  |  |  | New Add |  |  | DYNAMOMETER-Patterson Medical-JAMAR
YES | YES |  |  |  | 099-13407 | 099-13407 | Sammons Preston Rolyan | Jamar |  |  | SMR - (MC) - BASEBALL USA |  |  |  |  | 099-13407 | 099-13407 | West | Memorial Hermann Sports Medicine | SMR - (MC) - BASEBALL USA |  |  |  |  | New Add |  |  | DYNAMOMETER-Patterson Medical-JAMAR
YES | YES |  |  |  | 099-13408 | 099-13408 | Sammons Preston Rolyan | Jamar |  |  | SMR - (MC) - BASEBALL USA |  |  |  |  | 099-13408 | 099-13408 | West | Memorial Hermann Sports Medicine | SMR - (MC) - BASEBALL USA |  |  |  |  | Pinch Gauge |  |  | DYNAMOMETER-Patterson Medical-JAMAR
YES | YES |  |  |  | 099-13393 | 099-13393 | Sammons Preston Rolyan | Jamar |  |  | Sport Medicine |  |  |  |  | 099-13393 | 099-13393 | Southeast | Memorial Hermann Medical Group Clear Lakem (#3) | Sport Medicine | Sport Medicine | [6 empty] | DYNAMOMETER-Patterson Medical-JAMAR
YES | YES |  |  |  | 099-12183 | 099-12183 | Sammons Preston Rolyan | Jamar |  |  | SMR - (SE) - SOUTHEAST (MP1) |  |  |  |  | 099-12183 | 099-12183 | Southeast | Memorial Hermann Sports Medicine | SMR - (SE) - SOUTHEAST (MP1) | Main Gym | [6 empty] | DYNAMOMETER-Patterson Medical-JAMAR
YES | YES |  |  |  | 005-06856 | 005-06856 | Sammons Preston Rolyan | Jamar |  |  | SMR - (SE) - PASADENA |  |  |  |  | 005-06856 | 005-06856 | Southeast | Memorial Hermann Sports Medicine | SMR - (SE) - PASADENA | Storage | [6 empty] | DYNAMOMETER-Patterson Medical-JAMAR
YES | YES |  |  |  | 005-06855 | 005-06855 | Sammons Preston Rolyan | Jamar |  |  | SMR - (SE) - PASADENA |  |  |  |  | 005-06855 | 005-06855 | Southeast | Memorial Hermann Sports Medicine | SMR - (SE) - PASADENA | Storage | [6 empty] | DYNAMOMETER-Patterson Medical-JAMAR
YES | YES |  |  |  | 029-12407 | 029-12407 | Sammons Preston Rolyan | Jamar Plus |  |  | SMR - (WDLS) - MED PLAZA 4 (MP4) |  |  |  |  | 029-12407 | 029-12407 | Woodlands | Woodlands Med Plaza 4 | SMR - (WDLS) - MED PLAZA 4 (MP4) | Station |  |  |  | No PM sticker visible |  |  | DYNAMOMETER-Patterson Medical-JAMAR
YES | YES |  |  |  | 583-01099 | 583-01099 | Sammons Preston Rolyan | PR1502 |  |  | KATY REHAB - OUTPATIENT REHAB 3RD FLOOR |  |  |  |  | 583-01099 | 583-01099 | Katy | Memorial Hermann Katy Hospital | KATY REHAB - OUTPATIENT REHAB 3RD FLOOR | Katy - Outpatient Rehab | 3/1/19 | 3/1/20
NO | YES |  |  |  |  | 099-14830 | Sammons Preston Rolyan An AbilityOne Co |  |  |  | SW-Rehab | MHHS-Southwest |  |  |  |  | 099-14830 | Southwest | MHHS-Southwest | SW-Rehab | 8th |  |  |  |  | MOIST HEAT THERAPY PACK CONDITIONERS |  | .needs class |  |  |  |  | .needs class | SammonsPrestRoly |  |  |  |  | 3/13/15 |  |  | Covered PM Repair - Biomedical | MHHS-Southwest
NO | YES |  |  |  | 005-09065 | 005-09065 | Sammons Preston Rolyan An AbilityOne Co | 6015E |  |  | SMR-(PL)-Pearland East | MHHS-SMR |  | Table, Exam |  | 005-09065 | 005-09065 | Pearland | MHHS-Others | SMR-(PL)-Pearland East | Gym floor | 2/1/19 |  |  | One time safety | TABLES, EXAMINATION/TREATMENT | Table, Exam | TABLEEXAM-Midland Mfg-6015E | TABLEEXAM | 6015E |  |  |  | MIDLAND | Table, Exam |  |  | TABLEEXAM-Midland Mfg-6015E |  |  |  | Covered PM Repair - Biomedical | MHHS-SMR | [8 empty] | TABLEEXAM | Table, Exam | MIDLAND
NO | YES |  |  |  | 069-34598 | 069-34598 | Sammons Preston Rolyan An AbilityOne Co | GAITKEEPER 1800L |  | 10-5M002OH | TMC-Rehab-Ot/Pt Clinic (4J) | MHHS-TMC |  |  |  | 069-34598 | 069-34598 | TMC | MHHS-TMC | TMC-Rehab-Ot/Pt Clinic (4J) |  | 4/9/19 |  |  |  | TREADMILLS |  | .needs class | [5 empty] | SammonsPrestRoly | [5 empty] | Verified 3/29/2020 11:26:am (Central) |  | Covered PM Repair - Biomedical | MHHS-TMC
NO | NO | [5 empty] | Sammons Preston Rolyan An AbilityOne Co | JAMAR |  |  | SMR - (WDLS) - MED PLAZA 4 (MP4) | MHHS-SMR |  | Dynamometer |  |  |  | Woodlands |  | SMR - (WDLS) - MED PLAZA 4 (MP4) | [5 empty] | EXERCISERS |  | DYNAMOMETER-SammonsPrestRoly-Jamar | DYNAMOMETER | Jamar |  |  |  | SammonsPrestRoly | Dynamometer |  | DYNAMOMETER-SammonsPrestRoly-Jamar |  |  |  |  | Covered PM Repair - Biomedical | MHHS-SMR
NO | NO |  |  |  | 009-09702 |  | Sammons Preston Rolyan An AbilityOne Co | JAMAR |  |  | TIRR - GREATER HEIGHTS | MHHS-TIRR |  | Dynamometer |  | 009-09702 |  | Central & Greater Heights |  | TIRR - GREATER HEIGHTS | [5 empty] | EXERCISERS |  | DYNAMOMETER-SammonsPrestRoly-Jamar | DYNAMOMETER | Jamar |  |  |  | SammonsPrestRoly | Dynamometer |  | DYNAMOMETER-SammonsPrestRoly-Jamar |  |  |  |  | Covered PM Repair - Biomedical | MHHS-TIRR
NO | YES |  |  |  | 000-03852 | 000-03852 | Sammons Preston Rolyan An AbilityOne Co | JAMAR PLUS DIGITAL HAND DYNAMOMETER |  |  | SMR - (NE) - KINGWOOD WEST | MHHS-SMR |  |  |  | 000-03852 | 000-03852 | Katy | Kingwood West Sports Medicine | SMR - (NE) - KINGWOOD WEST | Kingwood West Sports Medicine |  |  |  |  | DYNAMOMETER EXERCISE SYSTEMS, COMPUTERIZED |  | DYNAMOMETER-SammonsPrestRoly-Jamar |  |  |  |  | DYNAMOMETER-SammonsPrestRoly-Jamar | SammonsPrestRoly | [7 empty] | Covered PM Repair - Biomedical | MHHS-SMR
NO | YES |  |  |  | 029-12204 | 029-12204 | Sammons Preston Rolyan An AbilityOne Co | JAMAR PLUS DIGITAL HAND DYNAMOMETER |  |  | SMR-(WDLS)-Med Plaza 4 (Mp4) | MHHS-SMR |  |  |  | 029-12204 | 029-12204 | Woodlands | MHHS-Others | SMR-(WDLS)-Med Plaza 4 (Mp4) | Station | 2/1/19 |  | 2/1/20 |  | DYNAMOMETER EXERCISE SYSTEMS, COMPUTERIZED | Dynamometer | DYNAMOMETER-SammonsPrestRoly-Jamar |  |  |  |  | DYNAMOMETER-SammonsPrestRoly-Jamar | SammonsPrestRoly | [7 empty] | Covered PM Repair - Biomedical | MHHS-SMR | [8 empty] | DYNAMOMETER | Dynamometer | SammonsPrestRoly
NO | NO |  |  |  | 925-01245 |  | Sammons Preston Rolyan An AbilityOne Co | JAMAR PLUS + DIGITAL HAND DYNAMOMETER |  |  | SMR - (TMC) - GREENWAY PLAZA | MHHS-SMR |  |  |  | 925-01245 |  | TMC |  | SMR - (TMC) - GREENWAY PLAZA | [5 empty] | DYNAMOMETER EXERCISE SYSTEMS, COMPUTERIZED |  | DYNAMOMETER-SammonsPrestRoly-Jamar |  |  |  |  | DYNAMOMETER-SammonsPrestRoly-Jamar | SammonsPrestRoly | [7 empty] | Covered PM Repair - Biomedical | MHHS-SMR
NO | NO |  |  |  | 009-10392 |  | Sammons Preston Rolyan An AbilityOne Co | JAMAR PLUS + DIGITAL HAND DYNAMOMETER |  | None | TIRR - GREATER HEIGHTS | MHHS-TIRR |  |  |  | 009-10392 |  | Central & Greater Heights |  | TIRR - GREATER HEIGHTS | [5 empty] | DYNAMOMETER EXERCISE SYSTEMS, COMPUTERIZED |  | DYNAMOMETER-SammonsPrestRoly-Jamar |  |  |  |  | DYNAMOMETER-SammonsPrestRoly-Jamar | SammonsPrestRoly | [7 empty] | Covered PM Repair - Biomedical | MHHS-TIRR
NO | NO |  |  |  | 009-10393 |  | Sammons Preston Rolyan An AbilityOne Co | JAMAR PLUS + DIGITAL HAND DYNAMOMETER |  |  | TIRR - GREATER HEIGHTS | MHHS-TIRR |  |  |  | 009-10393 |  | Central & Greater Heights |  | TIRR - GREATER HEIGHTS | [5 empty] | DYNAMOMETER EXERCISE SYSTEMS, COMPUTERIZED |  | DYNAMOMETER-SammonsPrestRoly-Jamar |  |  |  |  | DYNAMOMETER-SammonsPrestRoly-Jamar | SammonsPrestRoly | [7 empty] | Covered PM Repair - Biomedical | MHHS-TIRR
NO | NO |  |  |  | 241-03208 |  | Sammons Preston Rolyan An AbilityOne Co | JAMAR PLUS + DIGITAL HAND DYNAMOMETER |  |  | TIRR - KIRBY GLENN | MHHS-TIRR |  |  |  | 241-03208 |  | TMC |  | TIRR - KIRBY GLENN | [5 empty] | DYNAMOMETER EXERCISE SYSTEMS, COMPUTERIZED |  | DYNAMOMETER-SammonsPrestRoly-Jamar |  |  |  |  | DYNAMOMETER-SammonsPrestRoly-Jamar | SammonsPrestRoly | [7 empty] | Covered PM Repair - Biomedical | MHHS-TIRR
NO | NO |  |  |  | 241-03206 |  | Sammons Preston Rolyan An AbilityOne Co | JAMAR PLUS + DIGITAL HAND DYNAMOMETER |  |  | TIRR - OP - WEST UNIVERSITY CLINIC | MHHS-TIRR |  |  |  | 241-03206 |  | TMC |  | TIRR - OP - WEST UNIVERSITY CLINIC | [5 empty] | DYNAMOMETER EXERCISE SYSTEMS, COMPUTERIZED |  | DYNAMOMETER-SammonsPrestRoly-Jamar |  |  |  |  | DYNAMOMETER-SammonsPrestRoly-Jamar | SammonsPrestRoly | [7 empty] | Covered PM Repair - Biomedical | MHHS-TIRR
NO | NO | [5 empty] | Sammons Preston Rolyan An AbilityOne Co | KINETEC OPTIMA |  |  | SW - REHAB | MHHS-Southwest | [5 empty] | Southwest |  | SW - REHAB | [5 empty] | EXERCISERS, CONTINUOUS PASSIVE MOTION |  | .needs class | [5 empty] | SammonsPrestRoly | [7 empty] | Covered PM Repair - Biomedical | MHHS-Southwest
NO | NO | [5 empty] | Sammons Preston Rolyan An AbilityOne Co | KINETEC OPTIMA |  |  | SW - REHAB | MHHS-Southwest | [5 empty] | Southwest |  | SW - REHAB | [5 empty] | EXERCISERS, CONTINUOUS PASSIVE MOTION |  | .needs class | [5 empty] | SammonsPrestRoly | [7 empty] | Covered PM Repair - Biomedical | MHHS-Southwest
NO | NO | [5 empty] | Sammons Preston Rolyan An AbilityOne Co | KINETEC OPTIMA |  |  | SW - REHAB | MHHS-Southwest | [5 empty] | Southwest |  | SW - REHAB | [5 empty] | EXERCISERS, CONTINUOUS PASSIVE MOTION |  | .needs class | [5 empty] | SammonsPrestRoly | [7 empty] | Covered PM Repair - Biomedical | MHHS-Southwest
NO | YES |  |  |  | 241-00811 | 241-00811 | Sammons Preston Rolyan An AbilityOne Co | MIDLAND ELECTRIC STAND UP TABLE |  |  | TIRR-Patient Care Unit 2-C-2414368 | MHHS-TIRR |  |  |  | 241-00811 | 241-00811 | TMC | MHHS-Others | TIRR-Patient Care Unit 2-C-2414368 | Multi-purpose Room | 10/1/18 |  |  |  | TABLES, EXAMINATION/TREATMENT |  | .needs class | [5 empty] | SammonsPrestRoly |  |  |  |  | 6/19/16 |  |  | Covered PM Repair - Biomedical | MHHS-TIRR
NO | NO |  |  |  | 069-14050 |  | Sammons Preston Rolyan An AbilityOne Co | MIDLAND ELECTRIC STAND UP TABLE |  |  | TMC - CHILDRENS - PROCEDURE SUITE (GHP) | MHHS-TMC |  |  |  | 069-14050 |  | TMC |  | TMC - CHILDRENS - PROCEDURE SUITE (GHP) | [5 empty] | TABLES, EXAMINATION/TREATMENT |  | .needs class | [5 empty] | SammonsPrestRoly | [7 empty] | Covered PM Repair - Biomedical | MHHS-TMC
NO | NO |  |  |  | 013-35706 |  | Sammons Preston Rolyan An AbilityOne Co | PR-1502 |  |  | SMR - (STX) - RBJ - RICHMOND | MHHS-SMR |  |  |  | 013-35706 |  | South |  | SMR - (STX) - RBJ - RICHMOND | [5 empty] | BATHS, PARAFFIN, PHYSICAL THERAPY |  | .needs class | [5 empty] | SammonsPrestRoly | [7 empty] | Covered PM Repair - Biomedical | MHHS-SMR
NO | NO |  |  |  | 241-02244 |  | Samsung | CLP-315W |  | 1497BAFSC01454A | TIRR - UROLOGY/SPEC PROC (17) | MHHS-TIRR |  |  |  | 241-02244 |  | TMC |  | TIRR - UROLOGY/SPEC PROC (17) | [5 empty] | PRINTERS |  | .needs class | [5 empty] | SAMSUNG | [7 empty] | Covered PM Repair - Biomedical | MHHS-TIRR
YES | YES |  |  |  | Z74FBJBCB0000YW | Z74FBJBCB0000YW | Samsung | CLP-365 |  | Z74FBJBCB0000YW | OR East Building |  |  |  |  | Z74FBJBCB0000YW | Z74FBJBCB0000YW | West | Memorial Hermann - Memorial City | OR East Building | E2 Room 300 Storage Equipment Room
YES | YES |  |  |  | 069-28410 | 069-28410 | Samsung | DGR Rad Room |  | 55SRM3DMC00001L | TMC-Outpatient-Imaging |  |  |  |  | 069-28410 | 069-28410 | TMC | Memorial Hermann-Texas Medical Center Outpatient | TMC-Outpatient-Imaging | Outpatient MH Imaging Center - Samsung Room |  |  | 3/1/20
NO | YES |  |  |  | 005-33536 | 005-33536 | Samsung | Digital Diagnostic |  | SMA1870349 | Radiology |  |  |  |  | 005-33536 | 005-33536 | South East | Herman Memorial South East 11800 Astoria | Radiology | Portable Radiology Hallway |  |  |  | Portable X Ray system / digital
YES | YES |  |  |  | 069-46919 | 069-46919 | Samsung | Digital Diagnostic X Ray |  | SMA1960183 | TMC - SAROFIM 1 - ADULT ER |  |  |  |  | 069-46919 | 069-46919 | TMC | Memorial Hermann-Texas Medical Center | TMC - SAROFIM 1 - ADULT ER | Nurses Station | 1/1/20 |  | 1/1/21
YES | YES |  |  |  | 005-33538 | 005-33538 | Samsung | Digitital Xray System #8 |  |  | Radiology |  |  |  |  | 005-33538 | 005-33538 | South East | Herman Memorial South East 11800 Astoria | Radiology | ERHallway
NO | YES |  |  |  | 009-10105 | 009-10105 | Samsung | GALAXY TAB |  | RF2G805X73H | GH-OR | MHHS-Greater Heights |  |  |  | 009-10105 | 009-10105 | Central | MHHS-Greater Heights | GH-OR | Equipment storage |  |  |  |  | DISPLAY, REMOTE |  | .needs class | [5 empty] | SAMSUNG | [7 empty] | Covered PM Repair - Biomedical | MHHS-Greater Heights
NO | YES |  |  |  | 009-10113 | 009-10113 | Samsung | GALAXY TAB |  | RF2G805X267 | GH-OR | MHHS-Greater Heights |  |  |  | 009-10113 | 009-10113 | Central | MHHS-Greater Heights | GH-OR | Equipment storage |  |  |  |  | DISPLAY, REMOTE |  | .needs class | [5 empty] | SAMSUNG | [7 empty] | Covered PM Repair - Biomedical | MHHS-Greater Heights
NO | NO |  |  |  | 009-10109 |  | Samsung | GALAXY TAB |  | RF2G805WN7H | GH - OR | MHHS-Greater Heights |  |  |  | 009-10109 |  | Central & Greater Heights |  | GH - OR | [5 empty] | DISPLAY, REMOTE |  | .needs class | [5 empty] | SAMSUNG | [7 empty] | Covered PM Repair - Biomedical | MHHS-Greater Heights
NO | YES |  |  |  | 133-31038 | 133-31038 | Samsung | GM85 |  | SMA1960170 | Katy-Radiology | MHHS-Katy |  |  |  | 133-31038 | 133-31038 | Katy | MHHS-Katy | Katy-Radiology | Emergency Dept |  |  |  | Digital detector has no serial number | RADIOGRAPHIC UNITS, MOBILE | Radiographic Unit, Digital | RADIOGRAPHICUNITDIGITAL-Samsung-iQuia GM85 |  |  |  |  | RADIOGRAPHICUNITDIGITAL-Samsung-iQuia GM85 | SAMSUNG |  |  |  |  | 7/1/20 |  | RUD-A | Not Covered Vendor Only - Biomedical | MHHS-Katy | [8 empty] | RADIOGRAPHICUNITDIGITAL | Radiographic Unit, Digital | SAMSUNG
NO | YES |  |  |  | R-929-PD1 | R-929-PD1 | Samsung | GM85 |  | SMA18B0409 | MHOSH-Radiology | MHHS Orthopedic & Spine |  |  |  | R-929-PD1 | R-929-PD1 | Central & Greater Heights | MHHS-Orthopedic & Spine | MHOSH-Radiology |  | 5/15/19 |  |  |  | RADIOGRAPHIC UNITS, MOBILE | Radiographic Unit, Digital | RADIOGRAPHICUNITDIGITAL-Samsung-iQuia GM85 |  |  |  |  | RADIOGRAPHICUNITDIGITAL-Samsung-iQuia GM85 | SAMSUNG |  |  |  |  | 10/21/19 | MHOSH Inventory Dec 2019 into 2020 - Copy.xls - Newly Verified | RUD-A | Covered PM Repair - Biomedical | MHHS Orthopedic & Spine | [8 empty] | RADIOGRAPHICUNITDIGITAL | Radiographic Unit, Digital | SAMSUNG
NO | YES |  |  |  | 142-08225 | 142-08225 | Samsung | GM85 |  | 52VUM3IKA00006H | NE-Radiology | MHHS-Northeast |  |  |  | 142-08225 | 142-08225 | Katy | MHHS-Northeast | NE-Radiology | Rad First Floor | 4/24/19 |  |  | No pm sticker fiund | RADIOGRAPHIC UNITS, MOBILE | Radiographic Unit, Digital | RADIOGRAPHICUNITDIGITAL-Samsung-iQuia GM85 |  |  |  |  | RADIOGRAPHICUNITDIGITAL-Samsung-iQuia GM85 | SAMSUNG |  |  |  |  | 1/2/20 |  | RUD-A | No Coverage Specified | MHHS-Northeast | [8 empty] | RADIOGRAPHICUNITDIGITAL | Radiographic Unit, Digital | SAMSUNG
NO | YES |  |  |  | R-005-PD5 |  | Samsung | GM85 |  | SMA1880354 | SE - RADIOLOGY | MHHS-Southeast |  |  |  | R-005-PD5 |  | Southeast & Bay Area |  | SE - RADIOLOGY |  | 4/1/19 |  |  |  | RADIOGRAPHIC UNITS, MOBILE |  | RADIOGRAPHICUNITDIGITAL-Samsung-iQuia GM85 |  |  |  |  | RADIOGRAPHICUNITDIGITAL-Samsung-iQuia GM85 | SAMSUNG |  |  |  |  | 1/1/15 |  |  | Covered PM Repair - Biomedical | MHHS-Southeast
NO | YES |  |  |  | R-005-PD7 |  | Samsung | GM85 |  | SMA1870340 | SE - RADIOLOGY | MHHS-Southeast |  |  |  | R-005-PD7 |  | Southeast & Bay Area |  | SE - RADIOLOGY |  | 4/1/19 |  |  |  | RADIOGRAPHIC UNITS, MOBILE |  | RADIOGRAPHICUNITDIGITAL-Samsung-iQuia GM85 |  |  |  |  | RADIOGRAPHICUNITDIGITAL-Samsung-iQuia GM85 | SAMSUNG |  |  |  |  | 1/1/10 |  |  | Covered PM Repair - Biomedical | MHHS-Southeast
NO | YES |  |  |  | R-005-PD8 |  | Samsung | GM85 |  | SMA1870346 | SE - RADIOLOGY | MHHS-Southeast |  |  |  | R-005-PD8 |  | Southeast & Bay Area |  | SE - RADIOLOGY |  | 4/1/19 |  |  |  | RADIOGRAPHIC UNITS, MOBILE |  | RADIOGRAPHICUNITDIGITAL-Samsung-iQuia GM85 |  |  |  |  | RADIOGRAPHICUNITDIGITAL-Samsung-iQuia GM85 | SAMSUNG | [7 empty] | Covered PM Repair - Biomedical | MHHS-Southeast
NO | YES |  |  |  | R-069-PD1 |  | Samsung | GM85 |  | 52VUM3IKA00018R | TMC - RADIOLOGY - HERMANN PAVILION | MHHS-TMC |  |  |  | R-069-PD1 |  | TMC |  | TMC - RADIOLOGY - HERMANN PAVILION |  | 3/25/19 |  |  |  | RADIOGRAPHIC UNITS, MOBILE |  | RADIOGRAPHICUNITDIGITAL-Samsung-iQuia GM85 |  |  |  |  | RADIOGRAPHICUNITDIGITAL-Samsung-iQuia GM85 | SAMSUNG | [7 empty] | Covered PM Repair - Biomedical | MHHS-TMC
NO | YES |  |  |  | R-069-PD4 |  | Samsung | GM85 |  | 52VUM3HM700002Z | TMC - RADIOLOGY - JONES PAVILION | MHHS-TMC |  |  |  | R-069-PD4 |  | TMC |  | TMC - RADIOLOGY - JONES PAVILION | [5 empty] | RADIOGRAPHIC UNITS, MOBILE |  | RADIOGRAPHICUNITDIGITAL-Samsung-iQuia GM85 |  |  |  |  | RADIOGRAPHICUNITDIGITAL-Samsung-iQuia GM85 | SAMSUNG | [7 empty] | Not Covered Vendor Only - Biomedical | MHHS-TMC
NO | YES |  |  |  | 029-32340 | 029-32340 | Samsung | GM85 |  | SMA1870343 | Woodlands-Radiology | MHHS-Woodlands |  |  |  | 029-32340 | 029-32340 | Woodlands | MHHS-Woodlands | Woodlands-Radiology | OR | 4/1/19 |  |  |  | RADIOGRAPHIC UNITS, MOBILE | Radiographic Unit, Digital | RADIOGRAPHICUNITDIGITAL-Samsung-iQuia GM85 |  |  |  |  | RADIOGRAPHICUNITDIGITAL-Samsung-iQuia GM85 | SAMSUNG |  |  |  |  | 7/1/20 |  | RUD-A | Not Covered Vendor Only - Biomedical | MHHS-Woodlands | [8 empty] | RADIOGRAPHICUNITDIGITAL | Radiographic Unit, Digital | SAMSUNG
NO | YES |  |  |  | 029-32350 | 029-32350 | Samsung | GM85 |  | SMA1870348 | Woodlands-Radiology | MHHS-Woodlands |  |  |  | 029-32350 | 029-32350 | Woodlands | MHHS-Woodlands | Woodlands-Radiology | Xray | 4/1/19 |  |  |  | RADIOGRAPHIC UNITS, MOBILE | Radiographic Unit, Digital | RADIOGRAPHICUNITDIGITAL-Samsung-iQuia GM85 |  |  |  |  | RADIOGRAPHICUNITDIGITAL-Samsung-iQuia GM85 | SAMSUNG |  |  |  |  | 5/8/15 |  | RUD-A | Covered PM Repair - Biomedical | MHHS-Woodlands | [8 empty] | RADIOGRAPHICUNITDIGITAL | Radiographic Unit, Digital | SAMSUNG
NO | YES |  |  |  | 029-32360 | 029-32360 | Samsung | GM85 |  | SMA1880352 | Woodlands-Terramont ER (Clinic) | MHHS-Woodlands |  |  |  | 029-32360 | 029-32360 | Woodlands | MHHS-Woodlands | Woodlands-Terramont ER (Clinic) | Xray | 4/1/19 |  |  |  | RADIOGRAPHIC UNITS, MOBILE | Radiographic Unit, Digital | RADIOGRAPHICUNITDIGITAL-Samsung-iQuia GM85 |  |  |  |  | RADIOGRAPHICUNITDIGITAL-Samsung-iQuia GM85 | SAMSUNG | [6 empty] | RUD-A | Covered PM Repair - Radiology, Low End | MHHS-Woodlands | [8 empty] | RADIOGRAPHICUNITDIGITAL | Radiographic Unit, Digital | SAMSUNG
YES | YES |  |  |  | 005-33537 | 005-33537 | Samsung | GM85 |  | 52VUM3IKA00012P | Emergency |  |  |  |  | 005-33537 | 005-33537 |  | Memorial Hermann Houston | Emergency | Hall | 4/1/19 | 4/1/20 | [25 empty] | 10/1/18
NO | NO |  |  |  | R-069-PD19 |  | Samsung | GM85 |  | 52VUM3IM700003J | TMC - SAROFIM 1 - ADULT ER | MHHS-TMC |  |  |  | R-069-PD19 |  | TMC |  | TMC - SAROFIM 1 - ADULT ER | [5 empty] | RADIOGRAPHIC UNITS, MOBILE |  | RADIOGRAPHICUNITDIGITAL-Samsung-iQuia GM85 |  |  |  |  | RADIOGRAPHICUNITDIGITAL-Samsung-iQuia GM85 | SAMSUNG | [7 empty] | Covered PM Repair - Biomedical | MHHS-TMC
NO | NO |  |  |  | R-069-PD20 |  | Samsung | GM85 |  | 52VUM3IM700001A | TMC - SAROFIM 1 - ADULT ER | MHHS-TMC |  |  |  | R-069-PD20 |  | TMC |  | TMC - SAROFIM 1 - ADULT ER | [5 empty] | RADIOGRAPHIC UNITS, MOBILE |  | RADIOGRAPHICUNITDIGITAL-Samsung-iQuia GM85 |  |  |  |  | RADIOGRAPHICUNITDIGITAL-Samsung-iQuia GM85 | SAMSUNG | [7 empty] | Not Covered Vendor Only - Biomedical | MHHS-TMC
NO | NO |  |  |  | R-069-PD2 |  | Samsung | GM85 |  | 52VUM3HM600019F | TMC - SAROFIM 2 - ADULT PACU | MHHS-TMC |  |  |  | R-069-PD2 |  | TMC |  | TMC - SAROFIM 2 - ADULT PACU | [5 empty] | RADIOGRAPHIC UNITS, MOBILE |  | RADIOGRAPHICUNITDIGITAL-Samsung-iQuia GM85 |  |  |  |  | RADIOGRAPHICUNITDIGITAL-Samsung-iQuia GM85 | SAMSUNG | [7 empty] | Covered PM Repair - Radiology, Low End | MHHS-TMC
NO | NO |  |  |  | R-069-PD14 |  | Samsung | GM85 |  | 52VUM3HM700004R | TMC - SAROFIM 3 - OR | MHHS-TMC |  |  |  | R-069-PD14 |  | TMC |  | TMC - SAROFIM 3 - OR | [5 empty] | RADIOGRAPHIC UNITS, MOBILE |  | RADIOGRAPHICUNITDIGITAL-Samsung-iQuia GM85 |  |  |  |  | RADIOGRAPHICUNITDIGITAL-Samsung-iQuia GM85 | SAMSUNG | [7 empty] | Covered PM Repair - Biomedical | MHHS-TMC
NO | NO |  |  |  | R-069-PD15 |  | Samsung | GM85 |  | 52VUM3HM700005D | TMC - SAROFIM 3 - OR | MHHS-TMC |  |  |  | R-069-PD15 |  | TMC |  | TMC - SAROFIM 3 - OR | [5 empty] | RADIOGRAPHIC UNITS, MOBILE |  | RADIOGRAPHICUNITDIGITAL-Samsung-iQuia GM85 |  |  |  |  | RADIOGRAPHICUNITDIGITAL-Samsung-iQuia GM85 | SAMSUNG | [7 empty] | Covered PM Repair - Biomedical | MHHS-TMC
NO | NO |  |  |  | R-069-PD5 |  | Samsung | GM85 |  | 52VUM3HM700003V | TMC - SAROFIM 3 - PRE OP | MHHS-TMC |  |  |  | R-069-PD5 |  | TMC |  | TMC - SAROFIM 3 - PRE OP | [5 empty] | RADIOGRAPHIC UNITS, MOBILE |  | RADIOGRAPHICUNITDIGITAL-Samsung-iQuia GM85 |  |  |  |  | RADIOGRAPHICUNITDIGITAL-Samsung-iQuia GM85 | SAMSUNG | [7 empty] | Covered PM Repair - Biomedical | MHHS-TMC
NO | NO |  |  |  | R-069-PD18 |  | Samsung | GM85 |  | 52VUM3HM700001X | TMC - SAROFIM 6 - STICU | MHHS-TMC |  |  |  | R-069-PD18 |  | TMC |  | TMC - SAROFIM 6 - STICU | [5 empty] | RADIOGRAPHIC UNITS, MOBILE |  | RADIOGRAPHICUNITDIGITAL-Samsung-iQuia GM85 |  |  |  |  | RADIOGRAPHICUNITDIGITAL-Samsung-iQuia GM85 | SAMSUNG | [7 empty] | Covered PM Repair - Biomedical | MHHS-TMC
YES | YES |  |  |  | 069-46920 | 069-46920 | Samsung | iQuia GM85 |  | SMA1960182 | Er |  |  |  |  | 069-46920 | 069-46920 | TMC | Memorial Hermann-Texas Medical Center | Er | Er | 1/1/20 |  | 1/1/21 |  |  | Radiographic Unit, Digital | RADIOGRAPHICUNITDIGITAL-Samsung-iQuia GM85 | [12 empty] | RUD-A | [9 empty] | Radiographic Unit, Digital | RADIOGRAPHICUNITDIGITAL | Radiographic Unit, Digital | SAMSUNG
YES | YES |  |  |  | 069-46914 | 069-46914 | Samsung | iQuia GM85 |  | SMA1960184 | TMC - SEROFIM 2 - OR |  |  |  |  | 069-46914 | 069-46914 | TMC | Memorial Hermann-Texas Medical Center | TMC - SEROFIM 2 - OR | Hall |  |  | 4/1/20 | No pm found |  | Radiographic Unit, Digital | RADIOGRAPHICUNITDIGITAL-Samsung-iQuia GM85 | [12 empty] | RUD-A | [9 empty] | Radiographic Unit, Digital | RADIOGRAPHICUNITDIGITAL | Radiographic Unit, Digital | SAMSUNG
YES | YES |  |  |  | 069-46925 | 069-46925 | Samsung | iQuia GM85 |  | SMA1960177 | TMC - SAROFIM 3 - OR |  |  |  |  | 069-46925 | 069-46925 | TMC | Memorial Hermann-Texas Medical Center | TMC - SAROFIM 3 - OR | OR 36 | 1/1/20 |  | 1/1/21 |  |  | Radiographic Unit, Digital | RADIOGRAPHICUNITDIGITAL-Samsung-iQuia GM85 | [12 empty] | RUD-A | [9 empty] | Radiographic Unit, Digital | RADIOGRAPHICUNITDIGITAL | Radiographic Unit, Digital | SAMSUNG
YES | YES |  |  |  | 099-06190 | 099-06190 | Samsung | ML-2855ND |  | Z2MGBKES601081Y | SE - RADIOLOGY |  |  |  |  | 099-06190 | 099-06190 |  | Memorial Hermann- SE - RADIOLOGY | SE - RADIOLOGY | Storage | 4/1/20 |  |  | No PM Sticker |  | Printer, Laser | PRINTERLASER-Samsung-ML-2855ND | [22 empty] | Printer, Laser | PRINTERLASER | Printer, Laser | Samsung
YES | YES |  |  |  | 005-33967 | 005-33967 | Samsung | S- Station Rad room |  | KR26M16803133AM009MC | Radiology |  |  |  |  | 005-33967 | 005-33967 | Southeast | Memorial Hermann Southeast Hospital | Radiology | Room1 |  |  |  | No pm stickers
YES | YES |  |  |  | 009-33155 | 009-33155 | Samsung | S4335-AW |  | 55GPM3XMC00007D | Radiology |  |  |  |  | 009-33155 | 009-33155 | Southeast | Memorial Hermann Southeast Hospital | Radiology | Room 1 |  |  |  | No pm sticker/ digital dector
YES | YES |  |  |  | 009-33146 | 009-33146 | Samsung | S4335-w |  | KR14MI9002582ADWCYK9H0021 | Radiology |  |  |  |  | 009-33146 | 009-33146 | Southeast | Memorial Hermann Southeast Hospital | Radiology | On portable # 6 |  |  |  | No pm sticker
YES | YES |  |  |  | KR14MI9002582ADWCYK9A0012 | KR14MI9002582ADWCYK9A0012 | Samsung | S4335-w |  | KR14MI9002582ADWCYK9A0012 | Radiology |  |  |  |  | KR14MI9002582ADWCYK9A0012 | KR14MI9002582ADWCYK9A0012 | Southeast | Memorial Hermann Southeast Hospital | Radiology | On portable # 9 |  |  |  | Digital Detector / No pm sticker
YES | YES |  |  |  | KR14MI9002582ADWCYK9H0023 | KR14MI9002582ADWCYK9H0023 | Samsung | S4335-W |  | KR14MI9002582ADWCYK9H0023 | Radiology |  |  |  |  | KR14MI9002582ADWCYK9H0023 | KR14MI9002582ADWCYK9H0023 | Southeast | Memorial Hermann Southeast Hospital | Radiology | ER hallway |  |  |  | Digital detector /, No pm sticker
YES | YES |  |  |  | KR14MI9002582ADWCYK5P0047 | KR14MI9002582ADWCYK5P0047 | Samsung | S4335-W |  | KR14MI9002582ADWCYK5P0047 | Radiology |  |  |  |  | KR14MI9002582ADWCYK5P0047 | KR14MI9002582ADWCYK5P0047 | Southeast | Memorial Hermann Southeast Hospital | Radiology | ER hallway |  |  |  | No pm sticker
YES | YES |  |  |  | 55GQM3XMC00001H | 55GQM3XMC00001H | Samsung | S4343-AW |  | 55GQM3XMC00001H | Radiology |  |  |  |  | 55GQM3XMC00001H | 55GQM3XMC00001H | Southeast | Memorial Hermann Southeast Hospital | Radiology | Room1 |  |  |  | No pm sticker
YES | YES |  |  |  | 005-33535 | 005-33535 | Samsung | SMG 40 |  | SMA18880354 | Imaging |  |  |  |  | 005-33535 | 005-33535 | Southeast | Memorial Hermann Southeast Hospital | Imaging | ER hallway | [27 empty] | 8/1/18
NO | YES |  |  |  | 005-33539 | 005-33539 | Samsung | Smg 40 |  | SMA1880353 | Radiology |  |  |  |  | 005-33539 | 005-33539 | Southeast | Memorial Hermann Southeast Hospital | Radiology | Hall |  |  |  | Portable X Ray System / digital | [23 empty] | 2/1/20
YES | YES |  |  |  | 069-46922 | 069-46922 | Samsung | SMG-40 |  | SMA1950167 | TMC radiology |  |  |  |  | 069-46922 | 069-46922 | TMC | Memorial Hermann-Texas Medical Center | TMC radiology | Hall wall | 1/1/20 |  | 1/1/21
NO | NO |  |  |  | 142-06932 |  | Samsung | SMT-1935 |  | ZCJG67VH800018E | NE - CANCER CENTER | MHHS-Northeast |  |  |  | 142-06932 |  | Katy |  | NE - CANCER CENTER | [5 empty] | MONITORS, VIDEO |  | .needs class | [5 empty] | SAMSUNG | [7 empty] | Covered PM Repair - Biomedical | MHHS-Northeast
NO | NO |  |  |  | 142-06933 |  | Samsung | SMT-1935 |  | ZCJG67VH800015D | NE - CANCER CENTER | MHHS-Northeast |  |  |  | 142-06933 |  | Katy |  | NE - CANCER CENTER | [5 empty] | MONITORS, VIDEO |  | .needs class | [5 empty] | SAMSUNG | [7 empty] | Covered PM Repair - Radiology, Low End | MHHS-Northeast
NO | NO | [5 empty] | Sani-Serv | 6L1600 |  | MU-326 | SW - HVI - OR | MHHS-Southwest |  | Surgical Slush Bath |  |  |  | Southwest |  | SW - HVI - OR | [5 empty] | SURGICAL SLUSH UNITS |  | SURGICALSLUSHBATH(HEART)-SaniServe-6L1600 | SURGICALSLUSHBATH(HEART) | 6L1600 |  |  |  | SaniServe | Surgical Slush Bath |  | SURGICALSLUSHBATH(HEART)-SaniServe-6L1600 |  |  |  |  | Covered PM Repair - Biomedical | MHHS-Southwest
NO | YES |  |  |  |  | 069-17157 | Sani-Serv | ORS-1075HS |  |  | TMC-Sarofim 3-OR | MHHS-TMC |  | Surgical Slush Bath |  |  | 069-17157 | TMC | MHHS-TMC | TMC-Sarofim 3-OR | OR storage |  |  |  |  | SURGICAL SLUSH UNITS |  | SURGICALSLUSHBATH(HEART)-OR Solutions-ORS-1075HS | SURGICALSLUSHBATH(HEART) | ORS-1075HS |  |  |  | OR Solutions | Surgical Slush Bath |  |  | SURGICALSLUSHBATH(HEART)-OR Solutions-ORS-1075HS | 8/26/17 |  |  | Covered PM Repair - Biomedical | MHHS-TMC
NO | YES |  |  |  | 069-45801 | 069-45801 | Sani-Serv | ORS-1075HS |  |  | Memorial Hermann- Texas Medical Center-OR-PACU nurse station | MHHS-TMC |  | Surgical Slush Bath |  | 069-45801 | 069-45801 | TMC | TMC | Memorial Hermann- Texas Medical Center-OR-PACU nurse station | OR09 | 9/1/19 |  | 9/1/20 |  | SURGICAL SLUSH UNITS |  | SURGICALSLUSHBATH(HEART)-OR Solutions-ORS-1075HS | SURGICALSLUSHBATH(HEART) | ORS-1075HS |  |  |  | OR Solutions | Surgical Slush Bath |  |  | SURGICALSLUSHBATH(HEART)-OR Solutions-ORS-1075HS | 8/26/17 |  |  | Covered PM Repair - Biomedical | MHHS-TMC
YES | YES | [5 empty] | Sanuders cervical |  |  |  | Rehab | [6 empty] | South | Memorial Hermann Medical Group Wharton | Rehab | Gym cabenit
NO | NO |  |  |  | 6685599-3914-098 |  | SANUVOX | S300FX-GX |  | 6685599-3914-098 | TIRR - UROLOGY/SPEC PROC (17) | MHHS-TIRR |  |  |  | 6685599-3914-098 |  | TMC |  | TIRR - UROLOGY/SPEC PROC (17) | [5 empty] | FILTERS, AIR |  | .needs class | [13 empty] | Covered PM Repair - Biomedical | MHHS-TIRR
YES | YES |  |  |  | 069-27583 | 069-27583 | Sanyo | SF-L6111W |  | Nsn | Memorial Hermann- Texas Medical Center-OR-PACU nurse station |  |  |  |  | 069-27583 | 069-27583 |  | TMC | Memorial Hermann- Texas Medical Center-OR-PACU nurse station | OR 03 | 4/1/20 |  |  | No PM Sticker |  | Freezer, Laboratory | FREEZERLAB-Sanyo-SF-L6111W | [12 empty] | FL-A | [9 empty] | Freezer, Laboratory | FREEZERLAB | Freezer, Laboratory | Sanyo
YES | YES |  |  |  | 069-27194 | 069-27194 | Sanyo | SF-L6111W | [7 empty] | 069-27194 | 069-27194 |  |  |  |  | 4/1/19 |  | 4/1/20 |  |  | Freezer, Laboratory | FREEZERLAB-Sanyo-SF-L6111W | [12 empty] | FL-A | [9 empty] | Freezer, Laboratory | FREEZERLAB | Freezer, Laboratory | Sanyo
YES | YES |  |  |  | 069-27585 | 069-27585 | Sanyo | SF-L6111W |  |  | Memorial Hermann- Texas Medical Center- OR |  |  |  |  | 069-27585 | 069-27585 |  | TMC | Memorial Hermann- Texas Medical Center- OR | OR 3 | 4/1/20 |  |  | No PM Sticker |  | Freezer, Laboratory | FREEZERLAB-Sanyo-SF-L6111W | [12 empty] | FL-A | [9 empty] | Freezer, Laboratory | FREEZERLAB | Freezer, Laboratory | Sanyo
YES | YES |  |  |  | 069-42648 | 069-42648 | Sanyo | SP3620W |  |  | TMC - OR - PEDI OR (2R) |  |  |  |  | 069-42648 | 069-42648 | TMC | Memorial Hermann Texas Medical Center | TMC - OR - PEDI OR (2R) | OR 7
NO | YES | Asset Tag 013-38052 |  |  | 013-38052 | 013-38052 | Sanyo | SR-3620X |  |  | SW-HVI-OR |  |  |  |  | 013-38052 | 013-38052 | Southwest | MHHS-Southwest | SW-HVI-OR | Hvi OR Core | 9/1/19 |  | 9/1/20 | New Add
NO | NO |  |  |  | 069-15298 |  | Sanyo Fisher USA Corp | MBR 1404GR |  |  | TMC - LABORATORY - BLOOD BANK (1R) | MHHS-TMC |  |  |  | 069-15298 |  | TMC |  | TMC - LABORATORY - BLOOD BANK (1R) | [5 empty] | REFRIGERATORS, BLOOD BANK |  | .needs class | [5 empty] | SANYO | [7 empty] | Covered PM Repair - Biomedical | MHHS-TMC
NO | NO |  |  |  | 069-15299 |  | Sanyo Fisher USA Corp | MBR 1404GR |  |  | TMC - LABORATORY - BLOOD BANK (1R) | MHHS-TMC |  |  |  | 069-15299 |  | TMC |  | TMC - LABORATORY - BLOOD BANK (1R) | [5 empty] | REFRIGERATORS, BLOOD BANK |  | .needs class | [5 empty] | SANYO | [7 empty] | Covered PM Repair - Biomedical | MHHS-TMC
NO | NO |  |  |  | 069-15300 |  | Sanyo Fisher USA Corp | MBR 1404GR |  |  | TMC - LABORATORY - BLOOD BANK (1R) | MHHS-TMC |  |  |  | 069-15300 |  | TMC |  | TMC - LABORATORY - BLOOD BANK (1R) | [5 empty] | REFRIGERATORS, BLOOD BANK |  | .needs class | [5 empty] | SANYO | [7 empty] | Covered PM Repair - Biomedical | MHHS-TMC
NO | NO |  |  |  | 069-21648 |  | Sanyo Fisher USA Corp | MBR 1404GR |  |  | TMC - LABORATORY - BLOOD BANK (1R) | MHHS-TMC |  |  |  | 069-21648 |  | TMC |  | TMC - LABORATORY - BLOOD BANK (1R) | [5 empty] | REFRIGERATORS, BLOOD BANK |  | .needs class | [5 empty] | SANYO | [7 empty] | Covered PM Repair - Biomedical | MHHS-TMC
NO | NO |  |  |  | 069-34442 |  | Sanyo Fisher USA Corp | MBR 1404GR |  |  | TMC - LABORATORY - BLOOD BANK (1R) | MHHS-TMC |  |  |  | 069-34442 |  | TMC |  | TMC - LABORATORY - BLOOD BANK (1R) | [5 empty] | REFRIGERATORS, BLOOD BANK |  | .needs class | [5 empty] | SANYO | [7 empty] | Covered PM Repair - Biomedical | MHHS-TMC
NO | NO |  |  |  | UT-10060299 |  | Sanyo Fisher USA Corp | MPR-414F |  |  | TMC - ROBERTSON - CLIN RESEARCH (3R) | MHHS-TMC |  | Refrigerator, Medical |  | UT-10060299 |  | TMC |  | TMC - ROBERTSON - CLIN RESEARCH (3R) | [5 empty] | REFRIGERATORS, LABORATORY |  | REFRIGERATORMEDICAL-Sanyo-MPR-414F | REFRIGERATORMEDICAL | MPR-414F |  |  |  | Sanyo | Refrigerator, Medical |  | REFRIGERATORMEDICAL-Sanyo-MPR-414F |  |  |  |  | Covered PM Repair - Biomedical | MHHS-TMC
NO | YES |  |  |  | 005-07337 | 005-07337 | Sanyo Fisher USA Corp | SF-L6111W |  |  | SE-OR | MHHS-Southeast |  | Freezer, Laboratory |  | 005-07337 | 005-07337 | Southeast | MHHS-Southeast | SE-OR | Storage | 7/1/19 |  | 7/1/20 |  | FREEZERS, LABORATORY |  | FREEZERLAB-Sanyo-SF-L6111W | FREEZERLAB | SF-L6111W |  |  |  | Sanyo | Freezer, Laboratory |  | FREEZERLAB-Sanyo-SF-L6111W |  |  |  |  | Covered PM Repair - Biomedical | MHHS-Southeast
NO | YES |  |  |  | 013-36411 | 013-36411 | Sanyo Fisher USA Corp | SF-L6111W |  |  | SW - LABORATORY | MHHS-Southwest |  | Freezer, Laboratory |  | 013-36411 | 013-36411 | Southwest | SWMH - Laboratory | SW - LABORATORY | SW - LABORTORY |  |  |  |  | FREEZERS, LABORATORY |  | FREEZERLAB-Sanyo-SF-L6111W | FREEZERLAB | SF-L6111W |  |  |  | Sanyo | Freezer, Laboratory |  | FREEZERLAB-Sanyo-SF-L6111W |  |  |  |  | Covered PM Repair - Biomedical | MHHS-Southwest
NO | NO |  |  |  | 013-20044 |  | Sanyo Fisher USA Corp | SF-L6111W |  |  | SW - OR | MHHS-Southwest |  | Freezer, Laboratory |  | 013-20044 |  | Southwest |  | SW - OR | [5 empty] | FREEZERS, LABORATORY |  | FREEZERLAB-Sanyo-SF-L6111W | FREEZERLAB | SF-L6111W |  |  |  | Sanyo | Freezer, Laboratory |  | FREEZERLAB-Sanyo-SF-L6111W |  |  |  |  | Covered PM Repair - Biomedical | MHHS-Southwest
NO | NO | [5 empty] | Sanyo Fisher USA Corp | SF-L6111W |  |  | TMC - OR - PEDI OR (2R) | MHHS-TMC |  | Freezer, Laboratory |  |  |  | TMC |  | TMC - OR - PEDI OR (2R) | [5 empty] | FREEZERS, LABORATORY |  | FREEZERLAB-Sanyo-SF-L6111W | FREEZERLAB | SF-L6111W |  |  |  | Sanyo | Freezer, Laboratory |  | FREEZERLAB-Sanyo-SF-L6111W |  |  |  |  | Covered PM Repair - Biomedical | MHHS-TMC
NO | YES | Asset Tag 013-38052 |  |  | 013-38052 | 013-38052 | Sanyo Fisher USA Corp | SR-3620X |  |  | SW-HVI-OR | MHHS-Southwest |  |  |  | 013-38052 | 013-38052 | Southwest | MHHS-Southwest | SW-HVI-OR |  | 10/10/19 |  |  |  | REFRIGERATORS, LABORATORY |  | .needs class | [5 empty] | SANYO | [5 empty] | Finished from Script 3/27/2020 12:11:52pm (Central) |  | Covered PM Repair - Biomedical | MHHS-Southwest
NO | YES |  |  |  | 069-43512 | 069-43512 | SANYO North America Corporation | MDF-U71V |  |  | TMC-Laboratory-HLA Lab (1R) | MHHS-TMC |  |  |  | 069-43512 | 069-43512 | TMC | MHHS-TMC | TMC-Laboratory-HLA Lab (1R) | Freezer Room | 1/1/20 |  | 1/1/21 |  | FREEZERS, LABORATORY |  | .needs class | [5 empty] | SANYO |  |  |  |  | 7/18/17 |  |  | Covered PM Repair - Biomedical | MHHS-TMC
NO | YES |  |  |  | 069-43513 | 069-43513 | SANYO North America Corporation | MDF-U71V |  |  | TMC-Laboratory-HLA Lab (1R) | MHHS-TMC |  |  |  | 069-43513 | 069-43513 | TMC | MHHS-TMC | TMC-Laboratory-HLA Lab (1R) | Freezer Room | 1/1/20 |  | 1/1/21 |  | FREEZERS, LABORATORY |  | .needs class | [5 empty] | SANYO |  |  |  |  | 7/18/17 |  |  | Covered PM Repair - Biomedical | MHHS-TMC
NO | YES |  |  |  | 069-43608 | 069-43608 | SANYO North America Corporation | MDF-U71V |  |  | TMC-Laboratory-HLA Lab (1R) | MHHS-TMC |  |  |  | 069-43608 | 069-43608 | TMC | MHHS-TMC | TMC-Laboratory-HLA Lab (1R) | Freezer Room | 1/1/20 |  | 1/1/21 |  | FREEZERS, LABORATORY |  | .needs class | [5 empty] | SANYO |  |  |  |  | 7/18/17 |  |  | Covered PM Repair - Biomedical | MHHS-TMC
NO | NO |  |  |  | 013-35671 |  | SANYO North America Corporation | MDF-U7486SC |  |  | SW - LABORATORY - MOLECULAR | MHHS-Southwest |  |  |  | 013-35671 |  | Southwest |  | SW - LABORATORY - MOLECULAR | [5 empty] | FREEZERS, LABORATORY |  | .needs class | [5 empty] | SANYO | [7 empty] | Covered PM Repair - Biomedical | MHHS-Southwest
NO | YES |  |  |  | 069-43566 | 069-43566 | SANYO North America Corporation | MDF-U76VA |  |  | TMC-Laboratory-HLA Lab (1R) | MHHS-TMC |  |  |  | 069-43566 | 069-43566 | TMC | MHHS-TMC | TMC-Laboratory-HLA Lab (1R) | Freezer Room | 1/1/20 |  | 1/1/21 |  | FREEZERS, LABORATORY |  | .needs class | [5 empty] | SANYO |  |  |  |  | 5/8/15 |  |  | Covered PM Repair - Biomedical | MHHS-TMC
NO | YES |  |  |  | 069-43503 | 069-43503 | SANYO North America Corporation | MDF-U76VA |  |  | TMC-Plaza-Cancer Center (Ste 2900) | MHHS-TMC |  |  |  | 069-43503 | 069-43503 | TMC | MHHS-TMC | TMC-Plaza-Cancer Center (Ste 2900) | Pharmacy | 2/1/20 |  | 2/1/21 |  | FREEZERS, LABORATORY |  | .needs class | [5 empty] | SANYO |  |  |  |  | 5/8/15 |  |  | Covered PM Repair - Biomedical | MHHS-TMC
NO | NO |  |  |  | UT-15047N0120 |  | SANYO North America Corporation | MDF-U76VA |  | 15047N0120 | TMC - ROBERTSON - CLIN RESEARCH (3R) | MHHS-TMC |  |  |  | UT-15047N0120 |  | TMC |  | TMC - ROBERTSON - CLIN RESEARCH (3R) | [5 empty] | FREEZERS, LABORATORY |  | .needs class | [5 empty] | SANYO | [7 empty] | Covered PM Repair - Biomedical | MHHS-TMC
NO | NO |  |  |  | 069-43876 |  | SANYO North America Corporation | MPR-514 |  |  | TMC - ROBERTSON - CLIN RESEARCH (3R) | MHHS-TMC |  |  |  | 069-43876 |  | TMC |  | TMC - ROBERTSON - CLIN RESEARCH (3R) | [5 empty] | REFRIGERATORS, LABORATORY |  | .needs class | [5 empty] | SANYO | [7 empty] | Covered PM Repair - Biomedical | MHHS-TMC
NO | NO |  |  |  | 069-43877 |  | SANYO North America Corporation | MPR-514 |  |  | TMC - ROBERTSON - CLIN RESEARCH (3R) | MHHS-TMC |  |  |  | 069-43877 |  | TMC |  | TMC - ROBERTSON - CLIN RESEARCH (3R) | [5 empty] | REFRIGERATORS, LABORATORY |  | .needs class | [5 empty] | SANYO | [7 empty] | Covered PM Repair - Biomedical | MHHS-TMC
NO | YES |  |  |  | 069-48403 | 069-48403 | SANYO North America Corporation | SR-L6111W |  |  | (null) | MHHS-TMC |  | Refrigerator, Laboratory |  | 069-48403 | 069-48403 | (null) | MHHS-TMC | (null) | (null) |  |  |  | (null) | REFRIGERATORS, LABORATORY |  | REFRIGERATORLAB-Sanyo-SR-L6111W | REFRIGERATORLAB | SR-L6111W |  |  |  | Sanyo | Refrigerator, Laboratory |  | REFRIGERATORLAB-Sanyo-SR-L6111W |  |  |  |  | Covered PM Repair - Biomedical | MHHS-TMC
NO | NO | [5 empty] | SANYO North America Corporation | SR-L6111W |  |  | TMC - OR - PEDI OR (2R) | MHHS-TMC |  | Refrigerator, Laboratory |  |  |  | TMC |  | TMC - OR - PEDI OR (2R) | [5 empty] | REFRIGERATORS, LABORATORY |  | REFRIGERATORLAB-Sanyo-SR-L6111W | REFRIGERATORLAB | SR-L6111W |  |  |  | Sanyo | Refrigerator, Laboratory |  | REFRIGERATORLAB-Sanyo-SR-L6111W |  |  |  |  | Covered PM Repair - Radiology, High End | MHHS-TMC
NO | NO | [5 empty] | SANYO North America Corporation | SR-L6111W |  |  | TMC - OR - PEDI OR (2R) | MHHS-TMC |  | Refrigerator, Laboratory |  |  |  | TMC |  | TMC - OR - PEDI OR (2R) | [5 empty] | REFRIGERATORS, LABORATORY |  | REFRIGERATORLAB-Sanyo-SR-L6111W | REFRIGERATORLAB | SR-L6111W |  |  |  | Sanyo | Refrigerator, Laboratory |  | REFRIGERATORLAB-Sanyo-SR-L6111W |  |  |  |  | Covered PM Repair - Biomedical | MHHS-TMC
NO | YES |  |  |  | 069-43386 | 069-43386 | Sanyo Scientific Div Sanyo Sales | MPR-720 |  |  | TMC-Laboratory-HLA Lab (1R) | MHHS-TMC |  | Refrigerator, Medical |  | 069-43386 | 069-43386 | TMC | MHHS-TMC | TMC-Laboratory-HLA Lab (1R) | TMC LABORATORY HLA LAB | 12/1/18 |  | 1/1/21 |  | REFRIGERATORS, LABORATORY |  | REFRIGERATORMEDICAL-SANYO-MPR-720 | REFRIGERATORMEDICAL | MPR-720 |  |  |  | SANYO | Refrigerator, Medical |  | REFRIGERATORMEDICAL-SANYO-MPR-720 |  |  |  |  | Covered PM Repair - Biomedical | MHHS-TMC
NO | YES |  |  |  | 069-43594 | 069-43594 | Sanyo Scientific Div Sanyo Sales | MPR-720 |  |  | TMC-Laboratory-HLA Lab (1R) | MHHS-TMC |  | Refrigerator, Medical |  | 069-43594 | 069-43594 | TMC | MHHS-TMC | TMC-Laboratory-HLA Lab (1R) | Lab | 1/1/20 |  | 1/1/21 |  | REFRIGERATORS, LABORATORY |  | REFRIGERATORMEDICAL-SANYO-MPR-720 | REFRIGERATORMEDICAL | MPR-720 |  |  |  | SANYO | Refrigerator, Medical |  | REFRIGERATORMEDICAL-SANYO-MPR-720 |  |  |  |  | Covered PM Repair - Biomedical | MHHS-TMC
NO | YES |  |  |  | 009-10426 | 009-10426 | SARATOGA ACCESS | COLORADO CYCLE |  |  | TIRR-Greater Heights | MHHS-Greater Heights |  | Exerciser/Ergometer, Bicycle |  | 009-10426 | 009-10426 | Central | MHHS-Others | TIRR-Greater Heights | Gym | 7/1/19 |  | 7/1/20 |  | EXERCISERS | Exerciser/Ergometer, Bicycle | EXERCISERERGBICYCLE-Rand-Scot Inc-Colorado Cycle | EXERCISERERGBICYCLE | Colorado Cycle |  |  |  | Rand-Scot Inc | Exerciser/Ergometer, Bicycle |  |  | EXERCISERERGBICYCLE-Rand-Scot Inc-Colorado Cycle |  |  | EEB-A | Covered PM Repair - Biomedical | MHHS-Greater Heights | [8 empty] | EXERCISERERGBICYCLE | Exerciser/Ergometer, Bicycle | Rand-Scot Inc
NO | YES |  |  |  | 041-20427 | 041-20427 | Saratoga Cycle |  |  |  | TIRR-Memorial City | MHHS-TIRR |  | Stretcher |  | 041-20427 | 041-20427 | West | MHHS-Others | TIRR-Memorial City | Main Rehab Suite 108 | 12/1/19 |  |  |  | EXERCISERS |  | STRETCHER-Hill-Rom-881 | STRETCHER |  |  |  |  | Hill-Rom | Stretcher |  |  | STRETCHER-Hill-Rom-881 | 12/2/11 |  |  | Covered PM Repair - Lab Analyzers/Anesth | MHHS-TIRR
NO | YES |  |  |  | 069-19113 | 069-19113 | Sartorius AG |  |  |  | TMC-Laboratory-Anatomic Pathology (2R) |  |  |  |  | 069-19113 | 069-19113 | TMC | MHHS-TMC | TMC-Laboratory-Anatomic Pathology (2R) | S2 Frozen laboratory
NO | YES |  |  |  | 069-15381 | 069-15381 | Sartorius Corp | 1205 MP |  |  | TMC-Radiology-Nuc Med | MHHS-TMC |  |  |  | 069-15381 | 069-15381 | TMC | MHHS-TMC | TMC-Radiology-Nuc Med | Nuclear Medicine | 11/1/18 |  |  |  | SCALES, CLINICAL, LABORATORY |  | .needs class |  |  |  |  | .needs class | Sartorius AG | [7 empty] | Covered PM Repair - Biomedical | MHHS-TMC
NO | NO | [5 empty] | Sartorius Corp |  |  |  | SW - LABORATORY - HISTOLOGY | MHHS-Southwest | [5 empty] | Southwest |  | SW - LABORATORY - HISTOLOGY | [5 empty] | SCALES, CLINICAL, LABORATORY |  | .needs class |  |  |  |  | .needs class | Sartorius AG | [7 empty] | Covered PM Repair - Biomedical | MHHS-Southwest
NO | YES |  |  |  | 069-15338 | 069-15338 | Sartorius Corp | BP221S |  |  | TMC-Laboratory-Chemistry (1R) | MHHS-TMC |  |  |  | 069-15338 | 069-15338 | TMC | MHHS-TMC | TMC-Laboratory-Chemistry (1R) | Lab | 12/1/16 |  |  |  | SCALES, CLINICAL, LABORATORY |  | .needs class | [5 empty] | Sartorius AG |  |  |  |  | 12/11/20 |  |  | Not Covered Vendor Only - Biomedical | MHHS-TMC
NO | YES | Asset Tag 069-23151 |  |  | 069-23151 | 069-23151 | Sartorius Corp | BP4100 |  |  | TMC-Laboratory-Blood Bank (1R) | MHHS-TMC |  |  |  | 069-23151 | 069-23151 | TMC | MHHS-TMC | TMC-Laboratory-Blood Bank (1R) | LABORATORY | 1/1/19 |  | 1/1/20 |  | SCALES, CLINICAL, LABORATORY |  | .needs class | [5 empty] | Sartorius AG |  |  |  |  | 12/1/21 |  |  | No Coverage Specified | MHHS-TMC
NO | NO |  |  |  | 005-01655 |  | Sartorius Corp | BP4100 |  |  | SE - LABORATORY - PATHOLOGY | MHHS-Southeast |  |  |  | 005-01655 |  | Southeast & Bay Area |  | SE - LABORATORY - PATHOLOGY | [5 empty] | SCALES, CLINICAL, LABORATORY |  | .needs class | [5 empty] | Sartorius AG | [7 empty] | No Coverage Specified | MHHS-Southeast
NO | YES |  |  |  | 129-01584 | 129-01584 | Sartorius Corp | CP4201 |  |  | Sugar Land-Laboratory | MHHS-Sugarland |  |  |  | 129-01584 | 129-01584 | Sugar Land | MHHS-Sugarland | Sugar Land-Laboratory | Pathology | 1/1/19 |  |  | Pm sticker not readable | SCALES, CLINICAL, LABORATORY |  | .needs class | [5 empty] | Sartorius AG |  |  |  |  | 12/1/18 |  |  | Covered PM Repair - Biomedical | MHHS-Sugarland
NO | YES |  |  |  | 069-39340 | 069-39340 | Sartorius Corp | CP4201 |  |  | TMC-Laboratory-Anatomic Pathology (2R) | MHHS-TMC |  |  |  | 069-39340 | 069-39340 | TMC | MHHS-TMC | TMC-Laboratory-Anatomic Pathology (2R) | Lab | 12/1/16 |  |  |  | SCALES, CLINICAL, LABORATORY |  | .needs class | [5 empty] | Sartorius AG |  |  |  |  | 12/1/18 |  |  | Covered PM Repair - Biomedical | MHHS-TMC
NO | YES |  |  |  | 029-03657 | 029-03657 | Sartorius Corp | CP4201 |  |  | Woodlands-Laboratory | MHHS-Woodlands |  |  |  | 029-03657 | 029-03657 | Woodlands | MHHS-Woodlands | Woodlands-Laboratory | Lab | 2/1/20 |  | 2/1/21 |  | SCALES, CLINICAL, LABORATORY |  | .needs class | [5 empty] | Sartorius AG |  |  |  |  | 12/1/18 |  |  | Covered PM Repair - Biomedical | MHHS-Woodlands
NO | NO | [5 empty] | Sartorius Corp | CP8201 |  |  | SW - LABORATORY - HISTOLOGY | MHHS-Southwest | [5 empty] | Southwest |  | SW - LABORATORY - HISTOLOGY | [5 empty] | SCALES, CLINICAL, LABORATORY |  | .needs class | [5 empty] | Sartorius AG | [7 empty] | Covered PM Repair - Biomedical | MHHS-Southwest
NO | YES |  |  |  | 041-34064 | 041-34064 | Sartorius Corp | GP5202 |  |  | MH MG - (MC) - COMPREHENSIVE HEART CARE | MHHS-Mem City |  |  |  | 041-34064 | 041-34064 | West | Memorial Hermann Medical Group Memorial City Cardiology (#400) | MH MG - (MC) - COMPREHENSIVE HEART CARE | Lab/ Gross Pathology |  |  |  |  | SCALES, CLINICAL, LABORATORY |  | .needs class | [5 empty] | Sartorius AG | [7 empty] | Covered PM Repair - Biomedical | MHHS-Mem City
NO | YES |  |  |  | 145-00745 | 145-00745 | Sartorius Corp | QUINTIX 5101-1S |  |  | Pearland-Laboratory-Main | MHHS-Pearland Hospital |  |  |  | 145-00745 | 145-00745 | Pearland | MHHS-Pearland Hospital | Pearland-Laboratory-Main | Lab | 1/1/19 | 1/1/21 |  |  | SCALES, CLINICAL, LABORATORY |  | .needs class | [5 empty] | Sartorius AG | [7 empty] | Not Covered Vendor Only - Biomedical | MHHS-Pearland Hospital
NO | NO | [5 empty] | Sartorius Corp | TE4101 |  |  | GH - LABORATORY | MHHS-Greater Heights | [5 empty] | Central & Greater Heights |  | GH - LABORATORY | [5 empty] | SCALES, CLINICAL, LABORATORY |  | .needs class | [5 empty] | Sartorius AG | [7 empty] | Covered PM Repair - Biomedical | MHHS-Greater Heights
NO | NO |  |  |  | 005-11864 |  | SAUNDERS GROUP | CERVICAL HOMETRAC DELUXE |  |  | SMR - (SE) - LEAGUE CITY CCC | MHHS-SMR |  |  |  | 005-11864 |  | Southeast & Bay Area |  | SMR - (SE) - LEAGUE CITY CCC | [5 empty] | TRACTION UNITS |  | .needs class | [5 empty] | Saunders Group Inc | [7 empty] | Covered PM Repair - Biomedical | MHHS-SMR
YES | YES |  |  |  | 099-02174 | 099-02174 | Saunders Group Inc | Cervical teaction |  |  | Shepherd Square Performance Lab |  |  |  |  | 099-02174 | 099-02174 | Tmc |  | Shepherd Square Performance Lab |  | 2/1/20 | 2/1/20
YES | YES |  |  |  | 074-06223 | 074-06223 | Saunders Group Inc | Hometrac Deluxe |  |  | SMR - (WDLS) - STERLING RIDGE |  |  |  |  | 074-06223 | 074-06223 | Woodlands | Sports medicine and rehab | SMR - (WDLS) - STERLING RIDGE | Sports medicine and rehabilitation0@@,?Au
NO | YES | Serial Number 5002-7512 |  |  | 005-02698 | 005-02698 | Scale Tronix | Scale Tronix |  | 5002-7512 | Radiology |  |  |  |  | 005-02698 | 005-02698 | Southeast | Memorial Hermann Southeast Hospital | Radiology | Radiology out pat. Hallway |  |  |  | No pm sticker
YES | YES |  |  |  | 077-06717 | 077-06717 | Scale-Tronix |  |  | Nsn | Epilepsy PEDI HD1012 |  |  |  |  | 077-06717 | 077-06717 |  | Memorial Hermann- Texas Medica Center | Epilepsy PEDI HD1012 | Hall way | 7/1/19 |  | 7/1/20 |  |  | Scale, Patient | SCALEPATIENT-Scale-Tronix-2002 | [12 empty] | SP-A | [9 empty] | Scale, Patient | SCALEPATIENT | Scale, Patient | Scale-Tronix
YES | YES |  |  |  | 077-06752 | 077-06752 | Scale-Tronix |  |  | 4802-17338 | PICU hall way |  |  |  |  | 077-06752 | 077-06752 |  | TMC | PICU hall way | Memorial Hermann- texas medical center | 4/1/19 |  | 4/1/20 |  |  | Scale, Patient | SCALEPATIENT-Scale-Tronix-2002 | [12 empty] | SP-A | [9 empty] | Scale, Patient | SCALEPATIENT | Scale, Patient | Scale-Tronix
NO | YES |  |  |  | 041-11861 | 041-11861 | Scale-Tronix |  |  | 4002-6642 | Memorial City-Labor & Delivery |  |  |  |  | 041-11861 | 041-11861 | West | MHHS-Mem City | Memorial City-Labor & Delivery | Post Bay 5 | 7/1/19 |  | 7/1/20
NO | YES | Serial Number 4802-16057 |  |  | 029-05543 | 029-05543 | Scale-Tronix |  |  | 4802-16057 | Woodlands-Birth Center |  |  |  |  | 029-05543 | 029-05543 | Woodlands | MHHS-Woodlands | Woodlands-Birth Center | Birth Center | 4/1/19 |  | 4/1/20 |  |  | Scale, Infant | SCALEINFANT-Scale-Tronix-4802 | [12 empty] | SI-A | [9 empty] | Scale, Infant | SCALEINFANT | Scale, Infant | Scale-Tronix
YES | YES |  |  |  | 077-08309 | 077-08309 | Scale-Tronix |  |  | Nsn | Epilepsy PEDI |  |  |  |  | 077-08309 | 077-08309 |  | Memorial Hermann- Texas Medica Center | Epilepsy PEDI | Childrens Epilepsy PEDI | 4/1/19 |  | 3/1/20 |  |  | Scale, Infant | SCALEINFANT-Scale-Tronix-4802 | [12 empty] | SI-A | [9 empty] | Scale, Infant | SCALEINFANT | Scale, Infant | Scale-Tronix
NO | YES |  |  |  | 077-02114 | 077-02114 | Scale-Tronix |  |  | 4802-10629 | TMC - EPILEPSY - PEDI EMU (10HP) |  |  |  |  | 077-02114 | 077-02114 |  | Memorial Hermann-tmc | TMC - EPILEPSY - PEDI EMU (10HP) | Hallway | 7/1/19 |  | 7/1/20 |  |  | Scale, Infant | SCALEINFANT-Scale-Tronix-4802 | [12 empty] | SI-A | [9 empty] | Scale, Infant | SCALEINFANT | Scale, Infant | Scale-Tronix
NO | YES | Asset Tag 077-05606 |  |  | 077-05606 |  | Scale-Tronix |  |  | 4802-15758 | TCM 8 |  |  |  |  | 077-05606 |  |  | TMC | TCM 8 | Memorial Hermann- Texas Medical Center | 1/1/20 |  | 1/1/21 |  |  | Scale, Infant | SCALEINFANT-Scale-Tronix-4802 | [12 empty] | SI-A | [9 empty] | Scale, Infant | SCALEINFANT | Scale, Infant | Scale-Tronix
YES | YES |  |  |  | 029-32496 | 029-32496 | Scale-Tronix | 4802D-AX |  | 21U107251193945 | WOODLANDS - BIRTH CENTER |  |  |  |  | 029-32496 | 029-32496 | Woodlands | Memorial Hermann The Woodlands Medical Center | WOODLANDS - BIRTH CENTER | Equipment Room 6 | 1/1/20 |  | 1/1/21 | New Add |  | Scale, Infant | SCALEINFANT-Welch Allyn-4802D | [12 empty] | SI-A | [10 empty] | SCALEINFANT | Scale, Infant | Welch Allyn
NO | YES |  |  |  | 142-04356 | 142-04356 | Scale-Tronix |  |  | 5002-0293 | NE-Wound Care |  |  |  |  | 142-04356 | 142-04356 | Katy | MHHS-Northeast | NE-Wound Care | Hall | 10/1/18 | 10/1/19 |  |  |  | Scale, Patient | SCALEPATIENT-Scale-Tronix-5002 | [12 empty] | SP-A | [9 empty] | Scale, Patient | SCALEPATIENT | Scale, Patient | Scale-Tronix
NO | YES |  |  |  |  | 142-04253 | Scale-Tronix |  |  | 5002-2440 | NE-IMU2 | [5 empty] | 142-04253 | Katy | MHHS-Northeast | NE-IMU2 |  | 12/1/19 | 12/1/20 |  |  |  | Scale, Patient | SCALEPATIENT-Scale-Tronix-5002 | [12 empty] | SP-A | [9 empty] | Scale, Patient | SCALEPATIENT | Scale, Patient | Scale-Tronix
NO | YES |  |  |  | 151-01632 | 151-01632 | Scale-Tronix |  |  |  | CY - Admissions |  |  |  |  | 151-01632 | 151-01632 | Northwest | Memorial Hermann Cypress Hospital | CY - Admissions | Hall | 2/1/19 | 2/1/20 |  |  |  | Scale, Platform, Wheelchair | SCALEPLATFORMWHEELCHAIR-Scale-Tronix-6002 | [12 empty] | SPW-A | [9 empty] | Scale, Platform, Wheelchair | SCALEPLATFORMWHEELCHAIR | Scale, Platform, Wheelchair | Scale-Tronix
YES | YES |  |  |  | 142-09471 | 142-09471 | Scale-Tronix |  |  | 6102-3246 | ER |  |  |  |  | 142-09471 | 142-09471 | Woodlands | Memorial Hermann The Woodlands Medical Center | ER | ER | [5 empty] | Scale, Patient | SCALEPATIENT-Scale-Tronix-6102 | [12 empty] | SP-A | [9 empty] | Scale, Patient | SCALEPATIENT | Scale, Patient | Scale-Tronix
YES | YES |  |  |  | 009-10610 | 009-10610 | Scale-Tronix | 6102-XPE-B |  |  | 1st floor |  |  |  |  | 009-10610 | 009-10610 | Katy | Katy | 1st floor | ER |  |  |  | No pm
YES | YES |  |  |  | 074-06065 | 074-06065 | Scale-Tronix |  |  | 6202-2578 | Woodland- Pre-mission |  |  |  |  | 074-06065 | 074-06065 | Woodlands | Memorial Hermann The Woodlands Medical Center | Woodland- Pre-mission | Woodland- Pre Admissions | [5 empty] | Scale, Patient | SCALEPATIENT-Scale-Tronix-6202 | [12 empty] | SP-A | [9 empty] | Scale, Patient | SCALEPATIENT | Scale, Patient | Scale-Tronix
YES | YES |  |  |  | 009-06357 | 009-06357 | Scale-Tronix |  |  |  | 4N |  |  |  |  | 009-06357 | 009-06357 | Central | Memorial Hermann Hospital greater heights | 4N | Hall | [5 empty] | Scale, Patient | SCALEPATIENT-Scale-Tronix-6502 | [12 empty] | SP-A | [9 empty] | Scale, Patient | SCALEPATIENT | Scale, Patient | Scale-Tronix
YES | YES |  |  |  | 077-04623 | 077-04623 | Scale-Tronix | Pediatric Scale 4802 |  |  | TMC - RESPIRATORY - PEDI |  |  |  |  | 077-04623 | 077-04623 | TMC | TMC | TMC - RESPIRATORY - PEDI | H9/30.29
NO | YES | Asset Tag 077-08128 |  |  | 077-08128 | 077-08128 | Scale-Tronix | Pediatric Scale 4802 | [7 empty] | 077-08128 | 077-08128 |  | TMC |  | H9/81
NO | YES |  |  |  | 013-09573 | 013-09573 | Scale-Tronix | Scale 4802 |  | 4802-12691 | SW-NICU |  |  |  |  | 013-09573 | 013-09573 | Southwest | MHHS-Southwest | SW-NICU | NICU
YES | YES |  |  |  | 077-04498 | 077-04498 | Scale-Tronix | Standing |  | 5122-317 | TMC- Childrens Epilepsy- PEDI |  |  |  |  | 077-04498 | 077-04498 |  | TMC | TMC- Childrens Epilepsy- PEDI | Memorial Hermann- Texas Medical Center | 4/1/19 |  | 4/1/20 |  |  | Scale, Patient | SCALEPATIENT-Scale-Tronix-Standing | [12 empty] | SP-A | [9 empty] | Scale, Patient | SCALEPATIENT | Scale, Patient | Scale-Tronix
NO | YES |  |  |  | 013-16427 | 013-16427 | Scale-Tronix Inc |  |  | 5002-10689 | SW-Med/Surg 6 | MHHS-Southwest |  | Scale, Infant |  | 013-16427 | 013-16427 | Southwest | MHHS-Southwest | SW-Med/Surg 6 | RM 668 | 10/1/19 |  | 10/1/20 |  | SCALES, PATIENT | Scale, Infant | SCALEINFANT-Scale-Tronix-1540 | SCALEINFANT |  |  |  |  | Scale-Tronix | Scale, Infant |  | SCALEINFANT-Scale-Tronix-1540 |  |  |  | SI-A | Covered PM Repair - Biomedical | MHHS-Southwest | [8 empty] | SCALEINFANT | Scale, Infant | Scale-Tronix
NO | YES |  |  |  | 074-04919 | 074-04919 | Scale-Tronix Inc |  |  | 5002-31650 |  | MHHS-TMC |  | Scale, Infant |  | 074-04919 | 074-04919 | TMC | Memorial Hermann Heart |  | 14-101 | 1/1/19 |  | 1/1/20 |  | SCALES, PATIENT | Scale, Infant | SCALEINFANT-Scale-Tronix-1540 | SCALEINFANT |  |  |  |  | Scale-Tronix | Scale, Infant |  | SCALEINFANT-Scale-Tronix-1540 |  |  |  | SI-A | Covered PM Repair - Biomedical | MHHS-TMC | [8 empty] | SCALEINFANT | Scale, Infant | Scale-Tronix
NO | YES |  |  |  | 069-35278 | 069-35278 | Scale-Tronix Inc |  |  | 5002-27810 | TMC-Jones-Inpatient Rehab (4J) | MHHS-TMC |  | Scale, Infant |  | 069-35278 | 069-35278 | TMC | MHHS-TMC | TMC-Jones-Inpatient Rehab (4J) | Equipment room | 5/1/19 |  | 5/1/20 |  | SCALES, PATIENT |  | SCALEINFANT-Scale-Tronix-1540 | SCALEINFANT |  |  |  |  | Scale-Tronix | Scale, Infant |  | SCALEINFANT-Scale-Tronix-1540 |  |  |  |  | Covered PM Repair - Biomedical | MHHS-TMC
NO | NO |  |  |  | 069-38336 |  | Scale-Tronix Inc |  |  | 5002-27809 | TMC - JONES - TX TRAUMA (6J) | MHHS-TMC |  | Scale, Infant |  | 069-38336 |  | TMC |  | TMC - JONES - TX TRAUMA (6J) | [5 empty] | SCALES, PATIENT |  | SCALEINFANT-Scale-Tronix-1540 | SCALEINFANT |  |  |  |  | Scale-Tronix | Scale, Infant |  | SCALEINFANT-Scale-Tronix-1540 |  |  |  |  | Covered PM Repair - Biomedical | MHHS-TMC
NO | YES |  |  |  |  | 142-00407 | Scale-Tronix Inc |  |  | 5002-2441 | NE-5 South West | MHHS-Northeast |  | Scale, Patient |  |  | 142-00407 | Katy | MHHS-Northeast | NE-5 South West |  | 6/1/19 | 6/1/20 |  |  | SCALES, PATIENT | Scale, Patient | SCALEPATIENT-Scale-Tronix-2001 | SCALEPATIENT |  |  |  |  | Scale-Tronix | Scale, Patient |  | SCALEPATIENT-Scale-Tronix-2001 |  |  |  | SP-A | Covered PM Repair - Biomedical | MHHS-Northeast | [8 empty] | SCALEPATIENT | Scale, Patient | Scale-Tronix
NO | NO | [5 empty] | Scale-Tronix Inc |  |  | 5002-22096 | MH MG - (MC) - MC EXEC HEALTH (MHT) | MHHS-MG |  | Scale, Patient |  |  |  | West & Memorial City |  | MH MG - (MC) - MC EXEC HEALTH (MHT) | [5 empty] | SCALES, PATIENT |  | SCALEPATIENT-Scale-Tronix-2001 | SCALEPATIENT |  |  |  |  | Scale-Tronix | Scale, Patient |  | SCALEPATIENT-Scale-Tronix-2001 |  |  |  |  | Covered PM Repair - Biomedical | MHHS-MG
NO | NO | [5 empty] | Scale-Tronix Inc |  |  |  | SW - SENIOR MEDICINE | MHHS-Southwest |  | Scale, Patient |  |  |  | Southwest |  | SW - SENIOR MEDICINE | [5 empty] | SCALES, PATIENT |  | SCALEPATIENT-Scale-Tronix-2001 | SCALEPATIENT |  |  |  |  | Scale-Tronix | Scale, Patient |  | SCALEPATIENT-Scale-Tronix-2001 |  |  |  |  | Covered PM Repair - Biomedical | MHHS-Southwest
NO | YES | [5 empty] | Scale-Tronix Inc |  |  | 2002-1287 | TMC-Children's-NICU/SCU (8Hp) | MHHS-TMC |  | Scale, Patient |  |  |  | TMC | MHHS-TMC | TMC-Children's-NICU/SCU (8Hp) |  | 10/3/19 |  |  |  | SCALES, PATIENT |  | SCALEPATIENT-Scale-Tronix-2002 | SCALEPATIENT |  |  |  |  | Scale-Tronix | Scale, Patient |  | SCALEPATIENT-Scale-Tronix-2002 |  |  | Verified 3/30/2020 4:07pm (Central) |  | Covered PM Repair - Biomedical | MHHS-TMC
NO | NO | [5 empty] | Scale-Tronix Inc |  |  | 2002-2904 | SW - DIALYSIS | MHHS-Southwest |  | Scale, Patient |  |  |  | Southwest |  | SW - DIALYSIS | [5 empty] | SCALES, PATIENT |  | SCALEPATIENT-Scale-Tronix-2002 | SCALEPATIENT |  |  |  |  | Scale-Tronix | Scale, Patient |  | SCALEPATIENT-Scale-Tronix-2002 |  |  |  |  | Covered PM Repair - Biomedical | MHHS-Southwest
NO | NO |  |  |  | 1043517 1158667 |  | Scale-Tronix Inc |  |  | 2002-1942 | TMC - CHILDRENS - NICU/SCU (8HP) | MHHS-TMC |  | Scale, Patient |  | 1043517 1158667 |  | TMC |  | TMC - CHILDRENS - NICU/SCU (8HP) | [5 empty] | SCALES, PATIENT |  | SCALEPATIENT-Scale-Tronix-2002 | SCALEPATIENT |  |  |  |  | Scale-Tronix | Scale, Patient |  | SCALEPATIENT-Scale-Tronix-2002 |  |  |  |  | Covered PM Repair - Biomedical | MHHS-TMC
NO | YES |  |  |  | 041-11680 | 041-11680 | Scale-Tronix Inc |  |  | 4002-6760 | Memorial City-Labor & Delivery | MHHS-Mem City |  | Scale, Infant |  | 041-11680 | 041-11680 | West | MHHS-Mem City | Memorial City-Labor & Delivery | 3M09 | 9/1/19 |  | 9/1/20 |  | SCALES, PATIENT |  | SCALEINFANT-Scale-Tronix-4002 | SCALEINFANT |  |  |  |  | Scale-Tronix | Scale, Infant |  | SCALEINFANT-Scale-Tronix-4002 |  |  |  |  | Covered PM Repair - Biomedical | MHHS-Mem City
NO | YES |  |  |  | 041-11866 | 041-11866 | Scale-Tronix Inc |  |  | 4002-6771 | Memorial City-Labor & Delivery | MHHS-Mem City |  | Scale, Infant |  | 041-11866 | 041-11866 | West | MHHS-Mem City | Memorial City-Labor & Delivery |  | 7/1/19 |  |  |  | SCALES, PATIENT |  | SCALEINFANT-Scale-Tronix-4002 | SCALEINFANT |  |  |  |  | Scale-Tronix | Scale, Infant |  | SCALEINFANT-Scale-Tronix-4002 |  | 7/8/14 |  |  | Covered PM Repair - Biomedical | MHHS-Mem City
NO | YES |  |  |  |  | 005-13013 | Scale-Tronix Inc |  |  | 4002-6763 | Memorial City-Labor & Delivery | MHHS-Mem City |  | Scale, Infant |  |  | 005-13013 | West | MHHS-Mem City | Memorial City-Labor & Delivery | 3M16 | 11/1/19 |  |  |  | SCALES, PATIENT |  | SCALEINFANT-Scale-Tronix-4002 | SCALEINFANT |  |  |  |  | Scale-Tronix | Scale, Infant |  | SCALEINFANT-Scale-Tronix-4002 |  | 1/23/15 |  |  | Covered PM Repair - Biomedical | MHHS-Mem City
NO | YES |  |  |  |  | 041-11867 | Scale-Tronix Inc |  |  | 4002-6766 | Memorial City-Labor & Delivery | MHHS-Mem City |  | Scale, Infant |  |  | 041-11867 | West | MHHS-Mem City | Memorial City-Labor & Delivery |  | 12/1/19 |  |  |  | SCALES, PATIENT |  | SCALEINFANT-Scale-Tronix-4002 | SCALEINFANT |  |  |  |  | Scale-Tronix | Scale, Infant |  | SCALEINFANT-Scale-Tronix-4002 |  | 1/23/15 |  |  | Covered PM Repair - Biomedical | MHHS-Mem City
NO | YES |  |  |  | 041-11679 | 041-11679 | Scale-Tronix Inc |  |  | 4002-6777 | Memorial City-Labor & Delivery | MHHS-Mem City |  | Scale, Infant |  | 041-11679 | 041-11679 | West | MHHS-Mem City | Memorial City-Labor & Delivery | Memorial City - Labor | 7/1/19 |  |  |  | SCALES, PATIENT |  | SCALEINFANT-Scale-Tronix-4002 | SCALEINFANT |  |  |  |  | Scale-Tronix | Scale, Infant |  | SCALEINFANT-Scale-Tronix-4002 |  | 1/23/15 |  |  | Covered PM Repair - Biomedical | MHHS-Mem City
NO | YES |  |  |  | 041-11849 | 041-11849 | Scale-Tronix Inc |  |  | 4002-6663 | Memorial City-Labor & Delivery | MHHS-Mem City |  | Scale, Infant |  | 041-11849 | 041-11849 | West | MHHS-Mem City | Memorial City-Labor & Delivery | Clean Utility | 10/1/19 |  | 10/1/20 |  | SCALES, PATIENT |  | SCALEINFANT-Scale-Tronix-4002 | SCALEINFANT |  |  |  |  | Scale-Tronix | Scale, Infant |  | SCALEINFANT-Scale-Tronix-4002 |  | 1/23/15 |  |  | Covered PM Repair - Biomedical | MHHS-Mem City
NO | YES |  |  |  | 013-14460 | 013-14460 | Scale-Tronix Inc |  |  | 4002-5568 | SW-Labor & Delivery | MHHS-Southwest |  | Scale, Infant |  | 013-14460 | 013-14460 | Southwest | MHHS-Southwest | SW-Labor & Delivery | Delivery Room 3 | 4/1/19 |  |  |  | SCALES, PATIENT | Scale, Infant | SCALEINFANT-Scale-Tronix-4002 | SCALEINFANT |  |  |  |  | Scale-Tronix | Scale, Infant |  | SCALEINFANT-Scale-Tronix-4002 |  |  |  | SI-A | Covered PM Repair - Biomedical | MHHS-Southwest | [8 empty] | SCALEINFANT | Scale, Infant | Scale-Tronix
NO | YES |  |  |  | 013-14466 | 013-14466 | Scale-Tronix Inc |  |  | 4002-6212 | SW-Labor | MHHS-Southwest |  | Scale, Infant |  | 013-14466 | 013-14466 | Southwest | MHHS-Southwest | SW-Labor | LDR 14 |  |  |  |  | SCALES, PATIENT | Scale, Infant | SCALEINFANT-Scale-Tronix-4002 | SCALEINFANT |  |  |  |  | Scale-Tronix | Scale, Infant |  | SCALEINFANT-Scale-Tronix-4002 |  | 6/1/15 |  | SI-A | Covered PM Repair - Biomedical | MHHS-Southwest | [8 empty] | SCALEINFANT | Scale, Infant | Scale-Tronix
NO | YES |  |  |  | 013-14462 | 013-14462 | Scale-Tronix Inc |  |  | 4002-6206 | SW-Labor | MHHS-Southwest |  | Scale, Infant |  | 013-14462 | 013-14462 | Southwest | MHHS-Southwest | SW-Labor | OR 2 |  |  |  |  | SCALES, PATIENT | Scale, Infant | SCALEINFANT-Scale-Tronix-4002 | SCALEINFANT |  |  |  |  | Scale-Tronix | Scale, Infant |  | SCALEINFANT-Scale-Tronix-4002 |  |  |  | SI-A | Covered PM Repair - Biomedical | MHHS-Southwest | [8 empty] | SCALEINFANT | Scale, Infant | Scale-Tronix
NO | YES |  |  |  | 013-14464 | 013-14464 | Scale-Tronix Inc |  |  | 4002-6207 | SW-Labor | MHHS-Southwest |  | Scale, Infant |  | 013-14464 | 013-14464 | Southwest | MHHS-Southwest | SW-Labor | LDR9 |  |  |  |  | SCALES, PATIENT | Scale, Infant | SCALEINFANT-Scale-Tronix-4002 | SCALEINFANT |  |  |  |  | Scale-Tronix | Scale, Infant |  | SCALEINFANT-Scale-Tronix-4002 |  |  |  | SI-A | Covered PM Repair - Biomedical | MHHS-Southwest | [8 empty] | SCALEINFANT | Scale, Infant | Scale-Tronix
NO | YES | [5 empty] | Scale-Tronix Inc |  |  | 4002-6209 | SW-Labor & Delivery | MHHS-Southwest |  | Scale, Infant |  |  |  | Southwest | MHHS-Southwest | SW-Labor & Delivery | LDR 5 | 4/1/19 |  | 4/1/20 |  | SCALES, PATIENT | Scale, Infant | SCALEINFANT-Scale-Tronix-4002 | SCALEINFANT |  |  |  |  | Scale-Tronix | Scale, Infant |  | SCALEINFANT-Scale-Tronix-4002 |  |  |  | SI-A | Covered PM Repair - Biomedical | MHHS-Southwest | [8 empty] | SCALEINFANT | Scale, Infant | Scale-Tronix
NO | YES | [5 empty] | Scale-Tronix Inc |  |  | 4002-1958 | SW-Nursery | MHHS-Southwest |  | Scale, Infant |  |  |  | Southwest | MHHS-Southwest | SW-Nursery | Nursery | 2/1/20 |  | 2/1/21 |  | SCALES, PATIENT | Scale, Infant | SCALEINFANT-Scale-Tronix-4002 | SCALEINFANT |  |  |  |  | Scale-Tronix | Scale, Infant |  | SCALEINFANT-Scale-Tronix-4002 |  |  |  | SI-A | Covered PM Repair - Biomedical | MHHS-Southwest | [8 empty] | SCALEINFANT | Scale, Infant | Scale-Tronix
NO | YES |  |  |  |  | 013-14467 | Scale-Tronix Inc |  |  |  | SW-Labor | MHHS-Southwest |  | Scale, Infant |  |  | 013-14467 | Southwest | MHHS-Southwest | SW-Labor | Recovery |  |  |  |  | SCALES, PATIENT | Scale, Infant | SCALEINFANT-Scale-Tronix-4002 | SCALEINFANT |  |  |  |  | Scale-Tronix | Scale, Infant |  | SCALEINFANT-Scale-Tronix-4002 |  | 7/18/13 |  | SI-A | Covered PM Repair - Biomedical | MHHS-Southwest | [8 empty] | SCALEINFANT | Scale, Infant | Scale-Tronix
NO | YES | [5 empty] | Scale-Tronix Inc |  |  | 4002-6211 | SW-Labor & Delivery | MHHS-Southwest |  | Scale, Infant |  |  |  | Southwest | MHHS-Southwest | SW-Labor & Delivery | LDR 15 | 10/1/19 |  | 10/1/20 |  | SCALES, PATIENT | Scale, Infant | SCALEINFANT-Scale-Tronix-4002 | SCALEINFANT |  |  |  |  | Scale-Tronix | Scale, Infant |  | SCALEINFANT-Scale-Tronix-4002 |  |  |  | SI-A | Covered PM Repair - Biomedical | MHHS-Southwest | [8 empty] | SCALEINFANT | Scale, Infant | Scale-Tronix
NO | YES |  |  |  |  | 013-14463 | Scale-Tronix Inc |  |  | 4002-6210 | SW-Labor | MHHS-Southwest |  | Scale, Infant |  |  | 013-14463 | Southwest | MHHS-Southwest | SW-Labor | LDR 2 |  |  |  |  | SCALES, PATIENT | Scale, Infant | SCALEINFANT-Scale-Tronix-4002 | SCALEINFANT |  |  |  |  | Scale-Tronix | Scale, Infant |  | SCALEINFANT-Scale-Tronix-4002 |  |  |  | SI-A | Covered PM Repair - Biomedical | MHHS-Southwest | [8 empty] | SCALEINFANT | Scale, Infant | Scale-Tronix
NO | YES |  |  |  |  | 013-02877 | Scale-Tronix Inc |  |  | 4002-2092 | SW-NICU | MHHS-Southwest |  | Scale, Infant |  |  | 013-02877 | Southwest | MHHS-Southwest | SW-NICU | NICU | 9/1/19 |  |  |  | SCALES, PATIENT | Scale, Infant | SCALEINFANT-Scale-Tronix-4002 | SCALEINFANT |  |  |  |  | Scale-Tronix | Scale, Infant |  | SCALEINFANT-Scale-Tronix-4002 |  | 4/1/14 |  | SI-A | Covered PM Repair - Biomedical | MHHS-Southwest | [8 empty] | SCALEINFANT | Scale, Infant | Scale-Tronix
NO | YES |  |  |  | 077-00280 | 077-00280 | Scale-Tronix Inc |  |  | 4002-2256 | NICU bear A | MHHS-TMC |  | Scale, Infant |  | 077-00280 | 077-00280 | TMC | TMC | NICU bear A | Memorial Hermann-Texas Medical Center NICU |  |  |  | No PM Sticker | SCALES, PATIENT |  | SCALEINFANT-Scale-Tronix-4002 | SCALEINFANT |  |  |  |  | Scale-Tronix | Scale, Infant |  | SCALEINFANT-Scale-Tronix-4002 |  | 11/30/17 |  |  | Covered PM Repair - Biomedical | MHHS-TMC
NO | YES | [5 empty] | Scale-Tronix Inc |  |  | 4002-2087 | TMC-Children's-NICU (7Hp) | MHHS-TMC |  | Scale, Infant |  |  |  | TMC | MHHS-TMC | TMC-Children's-NICU (7Hp) |  | 3/29/19 |  |  |  | SCALES, PATIENT |  | SCALEINFANT-Scale-Tronix-4002 | SCALEINFANT |  |  |  |  | Scale-Tronix | Scale, Infant |  | SCALEINFANT-Scale-Tronix-4002 |  | 11/30/17 | Verified 3/30/2020 4:07pm (Central) |  | Covered PM Repair - Biomedical | MHHS-TMC
NO | YES | [5 empty] | Scale-Tronix Inc |  |  | 4002-2056 | TMC-Children's-NICU (7Hp) | MHHS-TMC |  | Scale, Infant |  |  |  | TMC | MHHS-TMC | TMC-Children's-NICU (7Hp) |  | 3/15/19 |  |  |  | SCALES, PATIENT |  | SCALEINFANT-Scale-Tronix-4002 | SCALEINFANT |  |  |  |  | Scale-Tronix | Scale, Infant |  | SCALEINFANT-Scale-Tronix-4002 |  | 11/30/17 | Verified 3/30/2020 4:07pm (Central) |  | Covered PM Repair - Biomedical | MHHS-TMC
YES | YES |  |  |  | 041-11869 | 041-11869 | Scale-Tronix Inc |  |  | 4002?Ai6778 | MEMORIAL CITY - LABOR |  |  |  |  | 041-11869 | 041-11869 | West | Women?s Memorial Hermann Memorial City Hospital | MEMORIAL CITY - LABOR | Clean Utility | 10/1/19 |  | 10/1/20
NO | YES |  |  |  | 041-11860 | 041-11860 | Scale-Tronix Inc |  |  | 4002-6779 | Memorial City-Labor & Delivery |  |  |  |  | 041-11860 | 041-11860 | West | MHHS-Mem City | Memorial City-Labor & Delivery | Clean Utility | 10/1/19 |  | 10/1/20
YES | YES |  |  |  | 041-11865 | 041-11865 | Scale-Tronix Inc |  |  | 4002?Ai6661 | MEMORIAL CITY - LABOR |  |  |  |  | 041-11865 | 041-11865 | West | Women?s Memorial Hermann Memorial City Hospital | MEMORIAL CITY - LABOR | Clean Utility | 10/1/19 |  | 10/1/20
NO | YES |  |  |  | 041-11868 | 041-11868 | Scale-Tronix Inc |  |  | 4002-6774 | Memorial City-Labor & Delivery |  |  |  |  | 041-11868 | 041-11868 | West | MHHS-Mem City | Memorial City-Labor & Delivery | 3M09 | 9/1/19 |  | 9/1/20
NO | NO | [5 empty] | Scale-Tronix Inc |  |  | 4002-6661 | MEMORIAL CITY - LABOR & DELIVERY | MHHS-Mem City |  | Scale, Infant |  |  |  | West & Memorial City |  | MEMORIAL CITY - LABOR & DELIVERY | [5 empty] | SCALES, PATIENT |  | SCALEINFANT-Scale-Tronix-4002 | SCALEINFANT |  |  |  |  | Scale-Tronix | Scale, Infant |  | SCALEINFANT-Scale-Tronix-4002 |  |  |  |  | Covered PM Repair - Biomedical | MHHS-Mem City
NO | NO | [5 empty] | Scale-Tronix Inc |  |  | 4002-6778 | MEMORIAL CITY - LABOR & DELIVERY | MHHS-Mem City |  | Scale, Infant |  |  |  | West & Memorial City |  | MEMORIAL CITY - LABOR & DELIVERY | [5 empty] | SCALES, PATIENT |  | SCALEINFANT-Scale-Tronix-4002 | SCALEINFANT |  |  |  |  | Scale-Tronix | Scale, Infant |  | SCALEINFANT-Scale-Tronix-4002 |  |  |  |  | Covered PM Repair - Biomedical | MHHS-Mem City
NO | NO | [5 empty] | Scale-Tronix Inc |  |  | 4002-6204 | SW - LABOR & DELIVERY | MHHS-Southwest |  | Scale, Infant |  |  |  | Southwest |  | SW - LABOR & DELIVERY | [5 empty] | SCALES, PATIENT |  | SCALEINFANT-Scale-Tronix-4002 | SCALEINFANT |  |  |  |  | Scale-Tronix | Scale, Infant |  | SCALEINFANT-Scale-Tronix-4002 |  |  |  |  | Covered PM Repair - Biomedical | MHHS-Southwest
NO | NO | [5 empty] | Scale-Tronix Inc |  |  | 4002-6213 | SW - LABOR & DELIVERY | MHHS-Southwest |  | Scale, Infant |  |  |  | Southwest |  | SW - LABOR & DELIVERY | [5 empty] | SCALES, PATIENT |  | SCALEINFANT-Scale-Tronix-4002 | SCALEINFANT |  |  |  |  | Scale-Tronix | Scale, Infant |  | SCALEINFANT-Scale-Tronix-4002 |  |  |  |  | Covered PM Repair - Biomedical | MHHS-Southwest
NO | NO | [5 empty] | Scale-Tronix Inc |  |  | 4002-1957 | SW - LABOR & DELIVERY | MHHS-Southwest |  | Scale, Infant |  |  |  | Southwest |  | SW - LABOR & DELIVERY | [5 empty] | SCALES, PATIENT |  | SCALEINFANT-Scale-Tronix-4002 | SCALEINFANT |  |  |  |  | Scale-Tronix | Scale, Infant |  | SCALEINFANT-Scale-Tronix-4002 |  |  |  |  | Covered PM Repair - Biomedical | MHHS-Southwest
NO | NO | [5 empty] | Scale-Tronix Inc |  |  | 4002-1745 | TMC - CHILDRENS - NICU (7HP) | MHHS-TMC |  | Scale, Infant |  |  |  | TMC |  | TMC - CHILDRENS - NICU (7HP) | [5 empty] | SCALES, PATIENT |  | SCALEINFANT-Scale-Tronix-4002 | SCALEINFANT |  |  |  |  | Scale-Tronix | Scale, Infant |  | SCALEINFANT-Scale-Tronix-4002 |  |  |  |  | Covered PM Repair - Biomedical | MHHS-TMC
NO | NO | [5 empty] | Scale-Tronix Inc |  |  | 4002-2088 | TMC - CHILDRENS - NICU (7HP) | MHHS-TMC |  | Scale, Infant |  |  |  | TMC |  | TMC - CHILDRENS - NICU (7HP) | [5 empty] | SCALES, PATIENT |  | SCALEINFANT-Scale-Tronix-4002 | SCALEINFANT |  |  |  |  | Scale-Tronix | Scale, Infant |  | SCALEINFANT-Scale-Tronix-4002 |  |  |  |  | Covered PM Repair - Biomedical | MHHS-TMC
NO | NO | [5 empty] | Scale-Tronix Inc |  |  | 4002-2255 | TMC - CHILDRENS - NICU (7HP) | MHHS-TMC |  | Scale, Infant |  |  |  | TMC |  | TMC - CHILDRENS - NICU (7HP) | [5 empty] | SCALES, PATIENT |  | SCALEINFANT-Scale-Tronix-4002 | SCALEINFANT |  |  |  |  | Scale-Tronix | Scale, Infant |  | SCALEINFANT-Scale-Tronix-4002 |  |  |  |  | Covered PM Repair - Biomedical | MHHS-TMC
NO | NO | [5 empty] | Scale-Tronix Inc |  |  | 4002-2114 | TMC - CHILDRENS - NICU/SCU (8HP) | MHHS-TMC |  | Scale, Infant |  |  |  | TMC |  | TMC - CHILDRENS - NICU/SCU (8HP) | [5 empty] | SCALES, PATIENT |  | SCALEINFANT-Scale-Tronix-4002 | SCALEINFANT |  |  |  |  | Scale-Tronix | Scale, Infant |  | SCALEINFANT-Scale-Tronix-4002 |  |  |  |  | Covered PM Repair - Biomedical | MHHS-TMC
NO | NO | [5 empty] | Scale-Tronix Inc |  |  |  | TMC - CHILDRENS - NICU/SCU (8HP) | MHHS-TMC |  | Scale, Infant |  |  |  | TMC |  | TMC - CHILDRENS - NICU/SCU (8HP) | [5 empty] | SCALES, PATIENT |  | SCALEINFANT-Scale-Tronix-4002 | SCALEINFANT |  |  |  |  | Scale-Tronix | Scale, Infant |  | SCALEINFANT-Scale-Tronix-4002 |  |  |  |  | Covered PM Repair - Biomedical | MHHS-TMC
NO | NO | [5 empty] | Scale-Tronix Inc |  |  | 4002-2195 | TMC - CHILDRENS - NICU/SCU (8HP) | MHHS-TMC |  | Scale, Infant |  |  |  | TMC |  | TMC - CHILDRENS - NICU/SCU (8HP) | [5 empty] | SCALES, PATIENT |  | SCALEINFANT-Scale-Tronix-4002 | SCALEINFANT |  |  |  |  | Scale-Tronix | Scale, Infant |  | SCALEINFANT-Scale-Tronix-4002 |  |  |  |  | Covered PM Repair - Biomedical | MHHS-TMC
NO | YES |  |  |  | 133-10083 | 133-10083 | Scale-Tronix Inc |  |  | (21)107221172658 | Katy-Ob Special Observation-3E | MHHS-Katy |  | Radiographic Unit |  | 133-10083 | 133-10083 | Katy | MHHS-Katy | Katy-Ob Special Observation-3E | E312 | 6/1/19 |  |  |  | SCALES, CLINICAL, LABORATORY | Radiographic Unit | RADIOGRAPHICUNIT-GENDEX-4302 | RADIOGRAPHICUNIT |  |  |  |  | GENDEX | Radiographic Unit |  |  | RADIOGRAPHICUNIT-GENDEX-4302 | 11/30/17 |  | RU-A | Covered PM Repair - Biomedical | MHHS-Katy | [8 empty] | RADIOGRAPHICUNIT | Radiographic Unit | GENDEX
NO | YES |  |  |  | 133-10084 | 133-10084 | Scale-Tronix Inc |  |  | (21) 107214171792 | Katy-Nursery | MHHS-Katy |  | Radiographic Unit |  | 133-10084 | 133-10084 | Katy | MHHS-Katy | Katy-Nursery | 305A | 6/1/19 | 6/1/20 |  |  | SCALES, CLINICAL, LABORATORY | Radiographic Unit | RADIOGRAPHICUNIT-GENDEX-4302 | RADIOGRAPHICUNIT |  |  |  |  | GENDEX | Radiographic Unit |  |  | RADIOGRAPHICUNIT-GENDEX-4302 | 11/30/17 |  | RU-A | Covered PM Repair - Biomedical | MHHS-Katy | [8 empty] | RADIOGRAPHICUNIT | Radiographic Unit | GENDEX
NO | YES |  |  |  | 133-10085 | 133-10085 | Scale-Tronix Inc |  |  | (21) 107214171785 | Katy-Nursery | MHHS-Katy |  | Radiographic Unit |  | 133-10085 | 133-10085 | Katy | MHHS-Katy | Katy-Nursery | E311 | 6/1/19 | 6/1/20 |  |  | SCALES, CLINICAL, LABORATORY | Radiographic Unit | RADIOGRAPHICUNIT-GENDEX-4302 | RADIOGRAPHICUNIT |  |  |  |  | GENDEX | Radiographic Unit |  |  | RADIOGRAPHICUNIT-GENDEX-4302 | 11/30/17 |  | RU-A | Covered PM Repair - Biomedical | MHHS-Katy | [8 empty] | RADIOGRAPHICUNIT | Radiographic Unit | GENDEX
NO | YES |  |  |  | 133-00739 | 133-00739 | Scale-Tronix Inc |  |  | 4302-0163 | Katy-OR | MHHS-Katy |  | Radiographic Unit |  | 133-00739 | 133-00739 | Katy | MHHS-Katy | Katy-OR |  | 1/16/19 |  |  |  | SCALES, CLINICAL, LABORATORY | Radiographic Unit | RADIOGRAPHICUNIT-GENDEX-4302 | RADIOGRAPHICUNIT |  |  |  |  | GENDEX | Radiographic Unit |  |  | RADIOGRAPHICUNIT-GENDEX-4302 | 12/28/17 | Finished from Script 3/27/2020 12:11:52pm (Central) | RU-A | Covered PM Repair - Biomedical | MHHS-Katy | [8 empty] | RADIOGRAPHICUNIT | Radiographic Unit | GENDEX
NO | YES |  |  |  | 133-03775 | 133-03775 | Scale-Tronix Inc |  |  | 4502-603 | Katy-Laboratory-Blood Bank | MHHS-Katy |  | Scale, Infant |  | 133-03775 | 133-03775 | Katy | MHHS-Katy | Katy-Laboratory-Blood Bank | Blood bank | 1/1/20 | 1/1/21 |  |  | SCALES, INFANT | Scale, Infant | SCALEINFANT-Scale-Tronix-4502 | SCALEINFANT |  |  |  |  | Scale-Tronix | Scale, Infant |  | SCALEINFANT-Scale-Tronix-4502 |  | 11/30/17 |  | SI-A | Covered PM Repair - Biomedical | MHHS-Katy | [8 empty] | SCALEINFANT | Scale, Infant | Scale-Tronix
NO | YES |  |  |  | 133-03776 | 133-03776 | Scale-Tronix Inc |  |  | 4502-599 | Katy-Nursery | MHHS-Katy |  | Scale, Infant |  | 133-03776 | 133-03776 | Katy | MHHS-Katy | Katy-Nursery | NICU | 6/1/19 | 6/1/20 |  |  | SCALES, INFANT | Scale, Infant | SCALEINFANT-Scale-Tronix-4502 | SCALEINFANT |  |  |  |  | Scale-Tronix | Scale, Infant |  | SCALEINFANT-Scale-Tronix-4502 |  | 11/30/17 |  | SI-A | Covered PM Repair - Biomedical | MHHS-Katy | [8 empty] | SCALEINFANT | Scale, Infant | Scale-Tronix
NO | YES |  |  |  | 133-03779 | 133-03779 | Scale-Tronix Inc |  |  | 4502-600 | Katy-Postpartum-2W | MHHS-Katy |  | Scale, Infant |  | 133-03779 | 133-03779 | Katy | MHHS-Katy | Katy-Postpartum-2W | Hallway | 11/1/19 | 11/1/20 |  |  | SCALES, INFANT | Scale, Infant | SCALEINFANT-Scale-Tronix-4502 | SCALEINFANT |  |  |  |  | Scale-Tronix | Scale, Infant |  | SCALEINFANT-Scale-Tronix-4502 |  | 11/30/17 |  | SI-A | Covered PM Repair - Biomedical | MHHS-Katy | [8 empty] | SCALEINFANT | Scale, Infant | Scale-Tronix
NO | YES |  |  |  | 133-03774 | 133-03774 | Scale-Tronix Inc |  |  | 4502-602 | Katy-Nursery | MHHS-Katy |  | Scale, Infant |  | 133-03774 | 133-03774 | Katy | MHHS-Katy | Katy-Nursery | NICU | 6/1/19 | 6/1/20 |  |  | SCALES, INFANT | Scale, Infant | SCALEINFANT-Scale-Tronix-4502 | SCALEINFANT |  |  |  |  | Scale-Tronix | Scale, Infant |  | SCALEINFANT-Scale-Tronix-4502 |  | 11/30/17 |  | SI-A | Covered PM Repair - Biomedical | MHHS-Katy | [8 empty] | SCALEINFANT | Scale, Infant | Scale-Tronix
NO | YES |  |  |  | 133-03778 | 133-03778 | Scale-Tronix Inc |  |  | 4502-601 | Katy-Med/Surg 5th Floor | MHHS-Katy |  | Scale, Infant |  | 133-03778 | 133-03778 | Katy | MHHS-Katy | Katy-Med/Surg 5th Floor | Nursery level 2 | 8/1/19 | 8/1/20 |  |  | SCALES, INFANT | Scale, Infant | SCALEINFANT-Scale-Tronix-4502 | SCALEINFANT |  |  |  |  | Scale-Tronix | Scale, Infant |  | SCALEINFANT-Scale-Tronix-4502 |  | 11/30/17 |  | SI-A | Covered PM Repair - Biomedical | MHHS-Katy | [8 empty] | SCALEINFANT | Scale, Infant | Scale-Tronix
NO | YES |  |  |  | 133-03777 | 133-03777 | Scale-Tronix Inc |  |  | 4502-604 | Katy-Central Supply | MHHS-Katy |  | Scale, Infant |  | 133-03777 | 133-03777 | Katy | MHHS-Katy | Katy-Central Supply | Nurse station A | 6/1/19 | 6/1/20 |  |  | SCALES, INFANT | Scale, Infant | SCALEINFANT-Scale-Tronix-4502 | SCALEINFANT |  |  |  |  | Scale-Tronix | Scale, Infant |  | SCALEINFANT-Scale-Tronix-4502 |  | 11/30/17 |  | SI-A | Covered PM Repair - Biomedical | MHHS-Katy | [8 empty] | SCALEINFANT | Scale, Infant | Scale-Tronix
NO | YES |  |  |  |  | 013-09566 | Scale-Tronix Inc |  |  | 4502-375 | SW-NICU | MHHS-Southwest |  | Scale, Infant |  |  | 013-09566 | Southwest | MHHS-Southwest | SW-NICU | NICU Level 3 | 11/1/19 |  |  |  | SCALES, INFANT | Scale, Infant | SCALEINFANT-Scale-Tronix-4502 | SCALEINFANT |  |  |  |  | Scale-Tronix | Scale, Infant |  | SCALEINFANT-Scale-Tronix-4502 |  | 11/20/19 |  | SI-A | No Coverage Specified | MHHS-Southwest | [8 empty] | SCALEINFANT | Scale, Infant | Scale-Tronix
NO | YES |  |  |  |  | 013-09553 | Scale-Tronix Inc |  |  | 4502-372 | SW-NICU | MHHS-Southwest |  | Scale, Infant |  |  | 013-09553 | Southwest | MHHS-Southwest | SW-NICU | Nicu level 3 | 12/1/19 |  |  |  | SCALES, INFANT | Scale, Infant | SCALEINFANT-Scale-Tronix-4502 | SCALEINFANT |  |  |  |  | Scale-Tronix | Scale, Infant |  | SCALEINFANT-Scale-Tronix-4502 |  |  |  | SI-A | Covered PM Repair - Biomedical | MHHS-Southwest | [8 empty] | SCALEINFANT | Scale, Infant | Scale-Tronix
NO | YES | [5 empty] | Scale-Tronix Inc |  |  | 4502-1157 | SW-NICU | MHHS-Southwest |  | Scale, Infant |  |  |  | Southwest | MHHS-Southwest | SW-NICU | NICU | 10/1/19 |  |  |  | SCALES, INFANT | Scale, Infant | SCALEINFANT-Scale-Tronix-4502 | SCALEINFANT |  |  |  |  | Scale-Tronix | Scale, Infant |  | SCALEINFANT-Scale-Tronix-4502 |  | 6/4/16 |  | SI-A | Covered PM Repair - Biomedical | MHHS-Southwest | [8 empty] | SCALEINFANT | Scale, Infant | Scale-Tronix
NO | YES |  |  |  |  | 013-12637 | Scale-Tronix Inc |  |  | 4502-520 | SW-NICU | MHHS-Southwest |  | Scale, Infant |  |  | 013-12637 | Southwest | MHHS-Southwest | SW-NICU | NICU | 9/1/19 |  |  |  | SCALES, INFANT | Scale, Infant | SCALEINFANT-Scale-Tronix-4502 | SCALEINFANT |  |  |  |  | Scale-Tronix | Scale, Infant |  | SCALEINFANT-Scale-Tronix-4502 |  | 6/4/16 |  | SI-A | Covered PM Repair - Biomedical | MHHS-Southwest | [8 empty] | SCALEINFANT | Scale, Infant | Scale-Tronix
NO | YES |  |  |  |  | 013-12641 | Scale-Tronix Inc |  |  | 4502-521 | SW-NICU | MHHS-Southwest |  | Scale, Infant |  |  | 013-12641 | Southwest | MHHS-Southwest | SW-NICU | NICU | 10/1/19 |  |  |  | SCALES, INFANT | Scale, Infant | SCALEINFANT-Scale-Tronix-4502 | SCALEINFANT |  |  |  |  | Scale-Tronix | Scale, Infant |  | SCALEINFANT-Scale-Tronix-4502 |  | 6/4/16 |  | SI-A | Covered PM Repair - Biomedical | MHHS-Southwest | [8 empty] | SCALEINFANT | Scale, Infant | Scale-Tronix
NO | YES |  |  |  |  | 013-09559 | Scale-Tronix Inc |  |  | 4502-370 | SW-NICU | MHHS-Southwest |  | Scale, Infant |  |  | 013-09559 | Southwest | MHHS-Southwest | SW-NICU | NICU 1 | 9/1/19 |  | 9/1/20 |  | SCALES, INFANT | Scale, Infant | SCALEINFANT-Scale-Tronix-4502 | SCALEINFANT |  |  |  |  | Scale-Tronix | Scale, Infant |  | SCALEINFANT-Scale-Tronix-4502 |  | 11/30/17 |  | SI-A | Covered PM Repair - Biomedical | MHHS-Southwest | [8 empty] | SCALEINFANT | Scale, Infant | Scale-Tronix
NO | YES |  |  |  |  | 013-09561 | Scale-Tronix Inc |  |  |  | SW-NICU | MHHS-Southwest |  | Scale, Infant |  |  | 013-09561 | Southwest | MHHS-Southwest | SW-NICU | NICU Level 3 |  |  |  |  | SCALES, INFANT | Scale, Infant | SCALEINFANT-Scale-Tronix-4502 | SCALEINFANT |  |  |  |  | Scale-Tronix | Scale, Infant |  | SCALEINFANT-Scale-Tronix-4502 |  | 11/30/17 |  | SI-A | Covered PM Repair - Biomedical | MHHS-Southwest | [8 empty] | SCALEINFANT | Scale, Infant | Scale-Tronix
NO | YES | [5 empty] | Scale-Tronix Inc |  |  | 4502-0476 | SW-NICU | MHHS-Southwest |  | Scale, Infant |  |  |  | Southwest | MHHS-Southwest | SW-NICU | NICU | 3/1/19 |  | 3/1/20 |  | SCALES, INFANT | Scale, Infant | SCALEINFANT-Scale-Tronix-4502 | SCALEINFANT |  |  |  |  | Scale-Tronix | Scale, Infant |  | SCALEINFANT-Scale-Tronix-4502 |  | 11/30/17 |  | SI-A | Covered PM Repair - Biomedical | MHHS-Southwest | [8 empty] | SCALEINFANT | Scale, Infant | Scale-Tronix
NO | YES |  |  |  |  | 013-09560 | Scale-Tronix Inc |  |  | 4502-369 | SW-NICU | MHHS-Southwest |  | Scale, Infant |  |  | 013-09560 | Southwest | MHHS-Southwest | SW-NICU | NICU | 10/1/19 |  |  |  | SCALES, INFANT | Scale, Infant | SCALEINFANT-Scale-Tronix-4502 | SCALEINFANT |  |  |  |  | Scale-Tronix | Scale, Infant |  | SCALEINFANT-Scale-Tronix-4502 |  | 11/30/17 |  | SI-A | Covered PM Repair - Biomedical | MHHS-Southwest | [8 empty] | SCALEINFANT | Scale, Infant | Scale-Tronix
NO | YES |  |  |  |  | 013-18168 | Scale-Tronix Inc |  |  | 4502-1156 | SW-NICU | MHHS-Southwest |  | Scale, Infant |  |  | 013-18168 | Southwest | MHHS-Southwest | SW-NICU | NICU 2 | 10/1/19 |  | 10/1/20 |  | SCALES, INFANT | Scale, Infant | SCALEINFANT-Scale-Tronix-4502 | SCALEINFANT |  |  |  |  | Scale-Tronix | Scale, Infant |  | SCALEINFANT-Scale-Tronix-4502 |  | 11/30/17 |  | SI-A | Covered PM Repair - Biomedical | MHHS-Southwest | [8 empty] | SCALEINFANT | Scale, Infant | Scale-Tronix
NO | YES | [5 empty] | Scale-Tronix Inc |  |  | 4502-518 | SW-NICU | MHHS-Southwest |  | Scale, Infant |  |  |  | Southwest | MHHS-Southwest | SW-NICU | NICU | 8/1/19 |  | 8/1/20 |  | SCALES, INFANT | Scale, Infant | SCALEINFANT-Scale-Tronix-4502 | SCALEINFANT |  |  |  |  | Scale-Tronix | Scale, Infant |  | SCALEINFANT-Scale-Tronix-4502 |  | 11/30/17 |  | SI-A | Covered PM Repair - Biomedical | MHHS-Southwest | [8 empty] | SCALEINFANT | Scale, Infant | Scale-Tronix
NO | YES |  |  |  |  | 013-18170 | Scale-Tronix Inc |  |  | 4502-1158 | SW-NICU | MHHS-Southwest |  | Scale, Infant |  |  | 013-18170 | Southwest | MHHS-Southwest | SW-NICU | Nicu | 9/1/19 |  |  |  | SCALES, INFANT | Scale, Infant | SCALEINFANT-Scale-Tronix-4502 | SCALEINFANT |  |  |  |  | Scale-Tronix | Scale, Infant |  | SCALEINFANT-Scale-Tronix-4502 |  | 11/30/17 |  | SI-A | Covered PM Repair - Biomedical | MHHS-Southwest | [8 empty] | SCALEINFANT | Scale, Infant | Scale-Tronix
NO | YES |  |  |  |  | 013-09557 | Scale-Tronix Inc |  |  | 4502-376 | SW-NICU | MHHS-Southwest |  | Scale, Infant |  |  | 013-09557 | Southwest | MHHS-Southwest | SW-NICU | NICU | 9/1/19 |  | 8/1/20 |  | SCALES, INFANT | Scale, Infant | SCALEINFANT-Scale-Tronix-4502 | SCALEINFANT |  |  |  |  | Scale-Tronix | Scale, Infant |  | SCALEINFANT-Scale-Tronix-4502 |  | 11/30/17 |  | SI-A | Covered PM Repair - Biomedical | MHHS-Southwest | [8 empty] | SCALEINFANT | Scale, Infant | Scale-Tronix
NO | YES |  |  |  |  | 013-12635 | Scale-Tronix Inc |  |  | 4502-517 | SW-NICU | MHHS-Southwest |  | Scale, Infant |  |  | 013-12635 | Southwest | MHHS-Southwest | SW-NICU | NICU | 3/1/19 |  |  |  | SCALES, INFANT | Scale, Infant | SCALEINFANT-Scale-Tronix-4502 | SCALEINFANT |  |  |  |  | Scale-Tronix | Scale, Infant |  | SCALEINFANT-Scale-Tronix-4502 |  | 11/30/17 |  | SI-A | Covered PM Repair - Biomedical | MHHS-Southwest | [8 empty] | SCALEINFANT | Scale, Infant | Scale-Tronix
NO | YES |  |  |  |  | 013-12636 | Scale-Tronix Inc |  |  | 4502-545 | SW-NICU | MHHS-Southwest |  | Scale, Infant |  |  | 013-12636 | Southwest | MHHS-Southwest | SW-NICU | NICU | 9/1/19 |  |  |  | SCALES, INFANT | Scale, Infant | SCALEINFANT-Scale-Tronix-4502 | SCALEINFANT |  |  |  |  | Scale-Tronix | Scale, Infant |  | SCALEINFANT-Scale-Tronix-4502 |  | 11/30/17 |  | SI-A | Covered PM Repair - Biomedical | MHHS-Southwest | [8 empty] | SCALEINFANT | Scale, Infant | Scale-Tronix
NO | YES |  |  |  |  | 013-12638 | Scale-Tronix Inc |  |  | 4502-546 | SW-NICU | MHHS-Southwest |  | Scale, Infant |  |  | 013-12638 | Southwest | MHHS-Southwest | SW-NICU | Nicu level 3 | 10/1/19 |  |  |  | SCALES, INFANT | Scale, Infant | SCALEINFANT-Scale-Tronix-4502 | SCALEINFANT |  |  |  |  | Scale-Tronix | Scale, Infant |  | SCALEINFANT-Scale-Tronix-4502 |  | 11/30/17 |  | SI-A | Covered PM Repair - Biomedical | MHHS-Southwest | [8 empty] | SCALEINFANT | Scale, Infant | Scale-Tronix
NO | YES |  |  |  | 013-12643 | 013-12643 | Scale-Tronix Inc |  |  | 4502-543 | SW-NICU |  |  |  |  | 013-12643 | 013-12643 | Southwest | MHHS-Southwest | SW-NICU | Nicu level 3
NO | NO |  |  |  | 133-03189 |  | Scale-Tronix Inc |  |  | 4502-647 | KATY - NICU | MHHS-Katy |  | Scale, Infant |  | 133-03189 |  | Katy |  | KATY - NICU | [5 empty] | SCALES, INFANT |  | SCALEINFANT-Scale-Tronix-4502 | SCALEINFANT |  |  |  |  | Scale-Tronix | Scale, Infant |  | SCALEINFANT-Scale-Tronix-4502 |  |  |  |  | Covered PM Repair - Biomedical | MHHS-Katy
NO | NO | [5 empty] | Scale-Tronix Inc |  |  | 4502-373 | SW - NICU | MHHS-Southwest |  | Scale, Infant |  |  |  | Southwest |  | SW - NICU | [5 empty] | SCALES, INFANT |  | SCALEINFANT-Scale-Tronix-4502 | SCALEINFANT |  |  |  |  | Scale-Tronix | Scale, Infant |  | SCALEINFANT-Scale-Tronix-4502 |  |  |  |  | No Coverage Specified | MHHS-Southwest
NO | NO | [5 empty] | Scale-Tronix Inc |  |  | 4502-519 | SW - NICU | MHHS-Southwest |  | Scale, Infant |  |  |  | Southwest |  | SW - NICU | [5 empty] | SCALES, INFANT |  | SCALEINFANT-Scale-Tronix-4502 | SCALEINFANT |  |  |  |  | Scale-Tronix | Scale, Infant |  | SCALEINFANT-Scale-Tronix-4502 |  |  |  |  | Covered PM Repair - Biomedical | MHHS-Southwest
NO | YES |  |  |  | 077-01451 | 077-01451 | Scale-Tronix Inc |  |  | 48-1827 | TMC-Children's-L&D (5Hp) | MHHS-TMC |  | Scale, Patient |  | 077-01451 | 077-01451 | TMC | MHHS-TMC | TMC-Children's-L&D (5Hp) |  | 1/10/19 |  |  |  | SCALES, PATIENT |  | SCALEPATIENT-Scale-Tronix-4800 | SCALEPATIENT |  |  |  |  | Scale-Tronix | Scale, Patient |  | SCALEPATIENT-Scale-Tronix-4800 |  | 6/28/19 | Verified 3/30/2020 4:07pm (Central) |  | Covered PM Repair - Biomedical | MHHS-TMC
NO | YES |  |  |  | 077-01208 | 077-01208 | Scale-Tronix Inc |  |  | 48-4821 | TMC-Children's-NICU (7Hp) | MHHS-TMC |  | Scale, Patient |  | 077-01208 | 077-01208 | TMC | MHHS-TMC | TMC-Children's-NICU (7Hp) |  | 3/1/19 |  |  |  | SCALES, PATIENT |  | SCALEPATIENT-Scale-Tronix-4800 | SCALEPATIENT |  |  |  |  | Scale-Tronix | Scale, Patient |  | SCALEPATIENT-Scale-Tronix-4800 |  |  | Verified 3/30/2020 4:07pm (Central) |  | Covered PM Repair - Biomedical | MHHS-TMC
NO | YES | [5 empty] | Scale-Tronix Inc |  |  | 48-2072 | TMC-Children's-NICU (7Hp) | MHHS-TMC |  | Scale, Patient |  |  |  | TMC | MHHS-TMC | TMC-Children's-NICU (7Hp) |  | 3/20/19 |  |  |  | SCALES, PATIENT |  | SCALEPATIENT-Scale-Tronix-4800 | SCALEPATIENT |  |  |  |  | Scale-Tronix | Scale, Patient |  | SCALEPATIENT-Scale-Tronix-4800 |  | 5/9/20 | Verified 3/30/2020 4:07pm (Central) |  | Not Covered Vendor Only - Biomedical | MHHS-TMC
NO | NO | [5 empty] | Scale-Tronix Inc |  |  | 48-1907 | TMC - CHILDRENS - L&D (5HP) | MHHS-TMC |  | Scale, Patient |  |  |  | TMC |  | TMC - CHILDRENS - L&D (5HP) | [5 empty] | SCALES, PATIENT |  | SCALEPATIENT-Scale-Tronix-4800 | SCALEPATIENT |  |  |  |  | Scale-Tronix | Scale, Patient |  | SCALEPATIENT-Scale-Tronix-4800 |  |  |  |  | Covered PM Repair - Biomedical | MHHS-TMC
NO | NO | [5 empty] | Scale-Tronix Inc |  |  | 48-1108 | TMC - CHILDRENS - L&D (6HP) | MHHS-TMC |  | Scale, Patient |  |  |  | TMC |  | TMC - CHILDRENS - L&D (6HP) | [5 empty] | SCALES, PATIENT |  | SCALEPATIENT-Scale-Tronix-4800 | SCALEPATIENT |  |  |  |  | Scale-Tronix | Scale, Patient |  | SCALEPATIENT-Scale-Tronix-4800 |  |  |  |  | Covered PM Repair - Biomedical | MHHS-TMC
NO | NO | [5 empty] | Scale-Tronix Inc |  |  | 48-0589 | TMC - CHILDRENS - NICU (7HP) | MHHS-TMC |  | Scale, Patient |  |  |  | TMC |  | TMC - CHILDRENS - NICU (7HP) | [5 empty] | SCALES, PATIENT |  | SCALEPATIENT-Scale-Tronix-4800 | SCALEPATIENT |  |  |  |  | Scale-Tronix | Scale, Patient |  | SCALEPATIENT-Scale-Tronix-4800 |  |  |  |  | Covered PM Repair - Biomedical | MHHS-TMC
NO | NO | [5 empty] | Scale-Tronix Inc |  |  | 48-2570 | TMC - CHILDRENS - NICU (7HP) | MHHS-TMC |  | Scale, Patient |  |  |  | TMC |  | TMC - CHILDRENS - NICU (7HP) | [5 empty] | SCALES, PATIENT |  | SCALEPATIENT-Scale-Tronix-4800 | SCALEPATIENT |  |  |  |  | Scale-Tronix | Scale, Patient |  | SCALEPATIENT-Scale-Tronix-4800 |  |  |  |  | Not Covered Vendor Only - Biomedical | MHHS-TMC
NO | NO |  |  |  | 077-09259 |  | Scale-Tronix Inc |  |  | 48-1544 | TMC - CHILDRENS - NICU/SCU (8HP) | MHHS-TMC |  | Scale, Patient |  | 077-09259 |  | TMC |  | TMC - CHILDRENS - NICU/SCU (8HP) | [5 empty] | SCALES, PATIENT |  | SCALEPATIENT-Scale-Tronix-4800 | SCALEPATIENT |  |  |  |  | Scale-Tronix | Scale, Patient |  | SCALEPATIENT-Scale-Tronix-4800 |  |  |  |  | Covered PM Repair - Biomedical | MHHS-TMC
NO | NO | [5 empty] | Scale-Tronix Inc |  |  | 48-4964 | TMC - CHILDRENS - RCW (8HP) | MHHS-TMC |  | Scale, Patient |  |  |  | TMC |  | TMC - CHILDRENS - RCW (8HP) | [5 empty] | SCALES, PATIENT |  | SCALEPATIENT-Scale-Tronix-4800 | SCALEPATIENT |  |  |  |  | Scale-Tronix | Scale, Patient |  | SCALEPATIENT-Scale-Tronix-4800 |  |  |  |  | Covered PM Repair - Biomedical | MHHS-TMC
NO | YES |  |  |  | 151-01631 | 151-01631 | Scale-Tronix Inc |  |  |  | CY-Nursery | MHHS-Cypress |  | Scale, Infant |  | 151-01631 | 151-01631 | Northwest | MHHS-Cypress | CY-Nursery | Nicu storage | 2/1/19 | 2/1/20 |  |  | SCALES, PATIENT | Scale, Infant | SCALEINFANT-Scale-Tronix-4802 | SCALEINFANT |  |  |  |  | Scale-Tronix | Scale, Infant |  | SCALEINFANT-Scale-Tronix-4802 |  | 3/1/14 |  | SI-A | Covered PM Repair - Biomedical | MHHS-Cypress | [8 empty] | SCALEINFANT | Scale, Infant | Scale-Tronix
NO | YES |  |  |  | 151-01630 | 151-01630 | Scale-Tronix Inc |  |  |  | CY-Post Partum | MHHS-Cypress |  | Scale, Infant |  | 151-01630 | 151-01630 | Northwest | MHHS-Cypress | CY-Post Partum | Telemetry room 266 post partum | 2/1/19 | 2/1/20 |  |  | SCALES, PATIENT | Scale, Infant | SCALEINFANT-Scale-Tronix-4802 | SCALEINFANT |  |  |  |  | Scale-Tronix | Scale, Infant |  | SCALEINFANT-Scale-Tronix-4802 |  | 3/1/14 |  | SI-A | Covered PM Repair - Biomedical | MHHS-Cypress | [8 empty] | SCALEINFANT | Scale, Infant | Scale-Tronix
NO | YES | [5 empty] | Scale-Tronix Inc |  |  | 4802-17435 | GH-ER | MHHS-Greater Heights |  | Scale, Infant |  |  |  | Central | MHHS-Greater Heights | GH-ER | Triage | 8/1/19 |  |  |  | SCALES, PATIENT | Scale, Infant | SCALEINFANT-Scale-Tronix-4802 | SCALEINFANT |  |  |  |  | Scale-Tronix | Scale, Infant |  | SCALEINFANT-Scale-Tronix-4802 |  |  |  | SI-A | Covered PM Repair - Biomedical | MHHS-Greater Heights | [8 empty] | SCALEINFANT | Scale, Infant | Scale-Tronix
NO | YES |  |  |  | 017-00581 | 017-00581 | Scale-Tronix Inc |  |  | 4802-12628 | MH MG-(SL)-Physicians At Sugar Creek | MHHS-MG |  | Scale, Infant |  | 017-00581 | 017-00581 | Sugar Land | MHHS-MG | MH MG-(SL)-Physicians At Sugar Creek | Green Pod | 11/1/19 |  |  |  | SCALES, PATIENT | Scale, Infant | SCALEINFANT-Scale-Tronix-4802 | SCALEINFANT |  |  |  |  | Scale-Tronix | Scale, Infant |  | SCALEINFANT-Scale-Tronix-4802 |  | 3/1/14 |  | SI-A | Covered PM Repair - Biomedical | MHHS-MG | [8 empty] | SCALEINFANT | Scale, Infant | Scale-Tronix
NO | YES |  |  |  | 142-06913 | 142-06913 | Scale-Tronix Inc |  |  | 4802-24498 | NE-ER | MHHS-Northeast |  | Scale, Infant |  | 142-06913 | 142-06913 | Katy | MHHS-Northeast | NE-ER | Main Lobby Desk | 8/1/19 | 8/1/20 |  |  | SCALES, PATIENT | Scale, Infant | SCALEINFANT-Scale-Tronix-4802 | SCALEINFANT |  |  |  |  | Scale-Tronix | Scale, Infant |  | SCALEINFANT-Scale-Tronix-4802 |  | 1/1/19 |  | SI-A | Covered PM Repair - Biomedical | MHHS-Northeast | [8 empty] | SCALEINFANT | Scale, Infant | Scale-Tronix
NO | YES |  |  |  |  | 099-13241 | Scale-Tronix Inc |  |  | 4802-12689 | SW-NICU | MHHS-Southwest |  | Scale, Infant |  |  | 099-13241 | Southwest | MHHS-Southwest | SW-NICU | NICU | 10/1/19 |  |  |  | SCALES, PATIENT | Scale, Infant | SCALEINFANT-Scale-Tronix-4802 | SCALEINFANT |  |  |  |  | Scale-Tronix | Scale, Infant |  | SCALEINFANT-Scale-Tronix-4802 |  | 8/16/18 |  | SI-A | Not Covered Vendor Only - Biomedical | MHHS-Southwest | [8 empty] | SCALEINFANT | Scale, Infant | Scale-Tronix
NO | YES | [5 empty] | Scale-Tronix Inc |  |  | 4802-12690 | SW-NICU | MHHS-Southwest |  | Scale, Infant |  |  |  | Southwest | MHHS-Southwest | SW-NICU | NICU | 9/1/19 |  | 9/1/20 |  | SCALES, PATIENT | Scale, Infant | SCALEINFANT-Scale-Tronix-4802 | SCALEINFANT |  |  |  |  | Scale-Tronix | Scale, Infant |  | SCALEINFANT-Scale-Tronix-4802 |  |  |  | SI-A | Covered PM Repair - Biomedical | MHHS-Southwest | [8 empty] | SCALEINFANT | Scale, Infant | Scale-Tronix
NO | YES |  |  |  | 013-01596 | 013-01596 | Scale-Tronix Inc |  |  | 4802-10197 | SW-OR | MHHS-Southwest |  | Scale, Infant |  | 013-01596 | 013-01596 | Southwest | MHHS-Southwest | SW-OR | OR 19 | 7/1/19 |  | 7/1/20 |  | SCALES, PATIENT | Scale, Infant | SCALEINFANT-Scale-Tronix-4802 | SCALEINFANT |  |  |  |  | Scale-Tronix | Scale, Infant |  | SCALEINFANT-Scale-Tronix-4802 |  |  |  | SI-A | Covered PM Repair - Biomedical | MHHS-Southwest | [8 empty] | SCALEINFANT | Scale, Infant | Scale-Tronix
NO | YES |  |  |  | 013-01597 | 013-01597 | Scale-Tronix Inc |  |  | 4802-10196 | SW-OR | MHHS-Southwest |  | Scale, Infant |  | 013-01597 | 013-01597 | Southwest | MHHS-Southwest | SW-OR | OR 19 | 7/1/19 |  | 7/1/20 |  | SCALES, PATIENT | Scale, Infant | SCALEINFANT-Scale-Tronix-4802 | SCALEINFANT |  |  |  |  | Scale-Tronix | Scale, Infant |  | SCALEINFANT-Scale-Tronix-4802 |  |  |  | SI-A | Covered PM Repair - Biomedical | MHHS-Southwest | [8 empty] | SCALEINFANT | Scale, Infant | Scale-Tronix
NO | YES |  |  |  |  | 013-02678 | Scale-Tronix Inc |  |  | 4802-10094 | SW-NICU | MHHS-Southwest |  | Scale, Infant |  |  | 013-02678 | Southwest | MHHS-Southwest | SW-NICU | 6th Lift/Transfer Equipment Room | 2/1/19 |  | 2/1/20 |  | SCALES, PATIENT | Scale, Infant | SCALEINFANT-Scale-Tronix-4802 | SCALEINFANT |  |  |  |  | Scale-Tronix | Scale, Infant |  | SCALEINFANT-Scale-Tronix-4802 |  |  |  | SI-A | Covered PM Repair - Biomedical | MHHS-Southwest | [8 empty] | SCALEINFANT | Scale, Infant | Scale-Tronix
NO | YES |  |  |  | 129-31168 | 129-31168 | Scale-Tronix Inc |  |  | 4802-23381 | Sugar Land-Nursery | MHHS-Sugarland |  | Scale, Infant |  | 129-31168 | 129-31168 | Sugar Land | MHHS-Sugarland | Sugar Land-Nursery | Nursery | 7/1/19 |  | 7/1/20 |  | SCALES, PATIENT | Scale, Infant | SCALEINFANT-Scale-Tronix-4802 | SCALEINFANT |  |  |  |  | Scale-Tronix | Scale, Infant |  | SCALEINFANT-Scale-Tronix-4802 |  | 5/1/19 |  | SI-A | Covered PM Repair - Biomedical | MHHS-Sugarland | [8 empty] | SCALEINFANT | Scale, Infant | Scale-Tronix
NO | YES |  |  |  | 077-06730 | 077-06730 | Scale-Tronix Inc |  |  | 4802-23844 | TMC-Children's-CCN (10Hp) | MHHS-TMC |  | Scale, Infant |  | 077-06730 | 077-06730 | TMC | MHHS-TMC | TMC-Children's-CCN (10Hp) |  | 4/12/19 |  |  |  | SCALES, PATIENT |  | SCALEINFANT-Scale-Tronix-4802 | SCALEINFANT |  |  |  |  | Scale-Tronix | Scale, Infant |  | SCALEINFANT-Scale-Tronix-4802 |  | 11/26/19 | Verified 3/29/2020 11:26:am (Central) |  | No Coverage Specified | MHHS-TMC
NO | YES |  |  |  | 077-06731 | 077-06731 | Scale-Tronix Inc |  |  | 4802-23842 | TMC-Children's-CCN (10Hp) | MHHS-TMC |  | Scale, Infant |  | 077-06731 | 077-06731 | TMC | MHHS-TMC | TMC-Children's-CCN (10Hp) |  | 4/5/19 |  |  |  | SCALES, PATIENT |  | SCALEINFANT-Scale-Tronix-4802 | SCALEINFANT |  |  |  |  | Scale-Tronix | Scale, Infant |  | SCALEINFANT-Scale-Tronix-4802 |  | 11/26/19 | Verified 3/30/2020 4:07pm (Central) |  | No Coverage Specified | MHHS-TMC
NO | YES |  |  |  | 077-06732 | 077-06732 | Scale-Tronix Inc |  |  | 4802-23843 | TMC-Children's-CCN (10Hp) | MHHS-TMC |  | Scale, Infant |  | 077-06732 | 077-06732 | TMC | MHHS-TMC | TMC-Children's-CCN (10Hp) |  | 4/15/19 |  |  |  | SCALES, PATIENT |  | SCALEINFANT-Scale-Tronix-4802 | SCALEINFANT |  |  |  |  | Scale-Tronix | Scale, Infant |  | SCALEINFANT-Scale-Tronix-4802 |  | 8/1/15 | Verified 3/29/2020 11:26:am (Central) |  | Covered PM Repair - Biomedical | MHHS-TMC
NO | YES |  |  |  | 077-08127 | 077-08127 | Scale-Tronix Inc |  |  | 4802-2297 | TMC-Children's-CCN (10Hp) | MHHS-TMC |  | Scale, Infant |  | 077-08127 | 077-08127 | TMC | MHHS-TMC | TMC-Children's-CCN (10Hp) |  | 4/15/19 |  |  |  | SCALES, PATIENT |  | SCALEINFANT-Scale-Tronix-4802 | SCALEINFANT |  |  |  |  | Scale-Tronix | Scale, Infant |  | SCALEINFANT-Scale-Tronix-4802 |  | 8/1/16 | Verified 3/30/2020 4:07pm (Central) |  | Covered PM Repair - Biomedical | MHHS-TMC
NO | YES |  |  |  | 077-09055 | 077-09055 | Scale-Tronix Inc |  |  | 4802-10632 | TMC-Children's-CCN (10Hp) | MHHS-TMC |  | Scale, Infant |  | 077-09055 | 077-09055 | TMC | MHHS-TMC | TMC-Children's-CCN (10Hp) |  | 4/12/19 |  |  |  | SCALES, PATIENT |  | SCALEINFANT-Scale-Tronix-4802 | SCALEINFANT |  |  |  |  | Scale-Tronix | Scale, Infant |  | SCALEINFANT-Scale-Tronix-4802 |  | 8/1/16 | Verified 3/29/2020 11:26:am (Central) |  | Covered PM Repair - Biomedical | MHHS-TMC
NO | YES | [5 empty] | Scale-Tronix Inc |  |  | 4802-10633 | TMC-Children's-CCN (10Hp) | MHHS-TMC |  | Scale, Infant |  |  |  | TMC | MHHS-TMC | TMC-Children's-CCN (10Hp) |  | 4/12/19 |  |  |  | SCALES, PATIENT |  | SCALEINFANT-Scale-Tronix-4802 | SCALEINFANT |  |  |  |  | Scale-Tronix | Scale, Infant |  | SCALEINFANT-Scale-Tronix-4802 |  | 2/4/15 | Verified 3/29/2020 11:26:am (Central) |  | Covered PM Repair - Biomedical | MHHS-TMC
NO | YES | [5 empty] | Scale-Tronix Inc |  |  | 4802-10631 | TMC-Children's-CCN (10Hp) | MHHS-TMC |  | Scale, Infant |  |  |  | TMC | MHHS-TMC | TMC-Children's-CCN (10Hp) |  | 4/12/19 |  |  |  | SCALES, PATIENT |  | SCALEINFANT-Scale-Tronix-4802 | SCALEINFANT |  |  |  |  | Scale-Tronix | Scale, Infant |  | SCALEINFANT-Scale-Tronix-4802 |  | 2/4/14 | Verified 3/29/2020 11:26:am (Central) |  | Covered PM Repair - Biomedical | MHHS-TMC
NO | YES |  |  |  | 069-34091 | 069-34091 | Scale-Tronix Inc |  |  | 4802-21916 | TMC-Children's-L&D (5Hp) | MHHS-TMC |  | Scale, Infant |  | 069-34091 | 069-34091 | TMC | MHHS-TMC | TMC-Children's-L&D (5Hp) |  | 12/9/19 |  |  |  | SCALES, PATIENT |  | SCALEINFANT-Scale-Tronix-4802 | SCALEINFANT |  |  |  |  | Scale-Tronix | Scale, Infant |  | SCALEINFANT-Scale-Tronix-4802 |  | 4/6/11 | Verified 3/30/2020 4:07pm (Central) |  | Covered PM Repair - Biomedical | MHHS-TMC
NO | YES |  |  |  | 069-37339 | 069-37339 | Scale-Tronix Inc |  |  | 4802-21915 | TMC-Children's-L&D (5Hp) | MHHS-TMC |  | Scale, Infant |  | 069-37339 | 069-37339 | TMC | MHHS-TMC | TMC-Children's-L&D (5Hp) |  | 12/10/19 |  |  |  | SCALES, PATIENT |  | SCALEINFANT-Scale-Tronix-4802 | SCALEINFANT |  |  |  |  | Scale-Tronix | Scale, Infant |  | SCALEINFANT-Scale-Tronix-4802 |  |  | Verified 3/30/2020 4:07pm (Central) |  | Covered PM Repair - Biomedical | MHHS-TMC
NO | YES |  |  |  | 069-38011 | 069-38011 | Scale-Tronix Inc |  |  | 4802-21917 | TMC-MHTMC-Central Supply (Old) | MHHS-TMC |  | Scale, Infant |  | 069-38011 | 069-38011 | TMC | MHHS-TMC | TMC-MHTMC-Central Supply (Old) | L and D 691 | 10/1/19 |  | 10/1/20 |  | SCALES, PATIENT |  | SCALEINFANT-Scale-Tronix-4802 | SCALEINFANT |  |  |  |  | Scale-Tronix | Scale, Infant |  | SCALEINFANT-Scale-Tronix-4802 |  | 11/11/14 |  |  | Covered PM Repair - Biomedical | MHHS-TMC
NO | YES |  |  |  | 069-39830 | 069-39830 | Scale-Tronix Inc |  |  | 4802-22925 | TMC-Children's-L&D (5Hp) | MHHS-TMC |  | Scale, Infant |  | 069-39830 | 069-39830 | TMC | MHHS-TMC | TMC-Children's-L&D (5Hp) |  | 10/14/19 |  |  |  | SCALES, PATIENT |  | SCALEINFANT-Scale-Tronix-4802 | SCALEINFANT |  |  |  |  | Scale-Tronix | Scale, Infant |  | SCALEINFANT-Scale-Tronix-4802 |  | 10/28/14 | Verified 3/30/2020 4:07pm (Central) |  | Covered PM Repair - Biomedical | MHHS-TMC
NO | YES |  |  |  | 069-39832 | 069-39832 | Scale-Tronix Inc |  |  | 4802-22926 | TMC-Children's-L&D (5Hp) | MHHS-TMC |  | Scale, Infant |  | 069-39832 | 069-39832 | TMC | MHHS-TMC | TMC-Children's-L&D (5Hp) |  | 10/14/19 |  |  |  | SCALES, PATIENT |  | SCALEINFANT-Scale-Tronix-4802 | SCALEINFANT |  |  |  |  | Scale-Tronix | Scale, Infant |  | SCALEINFANT-Scale-Tronix-4802 |  | 4/10/20 | Verified 3/30/2020 4:07pm (Central) |  | Not Covered Vendor Only - Biomedical | MHHS-TMC
NO | YES | [5 empty] | Scale-Tronix Inc |  |  | 4802-10559 | TMC-Children's-L&D (5Hp) | MHHS-TMC |  | Scale, Infant |  |  |  | TMC | MHHS-TMC | TMC-Children's-L&D (5Hp) |  | 10/11/19 |  |  |  | SCALES, PATIENT |  | SCALEINFANT-Scale-Tronix-4802 | SCALEINFANT |  |  |  |  | Scale-Tronix | Scale, Infant |  | SCALEINFANT-Scale-Tronix-4802 |  | 4/10/20 | Verified 3/30/2020 4:07pm (Central) |  | Not Covered Vendor Only - Biomedical | MHHS-TMC
NO | YES |  |  |  | 069-35676 | 069-35676 | Scale-Tronix Inc |  |  | 4802-19062 |  | MHHS-TMC |  | Scale, Infant |  | 069-35676 | 069-35676 | TMC | Memorial Hermann- TMC |  | HP6 Nurses Station |  |  |  |  | SCALES, PATIENT |  | SCALEINFANT-Scale-Tronix-4802 | SCALEINFANT |  |  |  |  | Scale-Tronix | Scale, Infant |  | SCALEINFANT-Scale-Tronix-4802 |  | 1/2/21 |  |  | No Coverage Specified | MHHS-TMC
NO | YES |  |  |  | 077-05601 | 077-05601 | Scale-Tronix Inc |  |  | 4802-15754 | TMC-Children's-NICU (7Hp) | MHHS-TMC |  | Scale, Infant |  | 077-05601 | 077-05601 | TMC | MHHS-TMC | TMC-Children's-NICU (7Hp) |  | 1/11/19 |  |  |  | SCALES, PATIENT |  | SCALEINFANT-Scale-Tronix-4802 | SCALEINFANT |  |  |  |  | Scale-Tronix | Scale, Infant |  | SCALEINFANT-Scale-Tronix-4802 |  |  | Verified 3/30/2020 4:07pm (Central) |  | Covered PM Repair - Biomedical | MHHS-TMC
NO | YES |  |  |  | 077-07723 | 077-07723 | Scale-Tronix Inc |  |  | 4802-21911 | TMC-Children's-NICU (7Hp) | MHHS-TMC |  | Scale, Infant |  | 077-07723 | 077-07723 | TMC | MHHS-TMC | TMC-Children's-NICU (7Hp) |  | 1/10/19 |  |  |  | SCALES, PATIENT |  | SCALEINFANT-Scale-Tronix-4802 | SCALEINFANT |  |  |  |  | Scale-Tronix | Scale, Infant |  | SCALEINFANT-Scale-Tronix-4802 |  |  |  |  | Covered PM Repair - Biomedical | MHHS-TMC
NO | YES |  |  |  | 077-08018 | 077-08018 | Scale-Tronix Inc |  |  | 4802-12042 | TMC-Children's-NICU/SCU (8Hp) | MHHS-TMC |  | Scale, Infant |  | 077-08018 | 077-08018 | TMC | MHHS-TMC | TMC-Children's-NICU/SCU (8Hp) |  | 3/18/19 |  |  |  | SCALES, PATIENT |  | SCALEINFANT-Scale-Tronix-4802 | SCALEINFANT |  |  |  |  | Scale-Tronix | Scale, Infant |  | SCALEINFANT-Scale-Tronix-4802 |  |  |  |  | Covered PM Repair - Biomedical | MHHS-TMC
NO | YES | [5 empty] | Scale-Tronix Inc |  |  | 4802-15760 | TMC-Children's-RCW (8Hp) | MHHS-TMC |  | Scale, Infant |  |  |  | TMC | MHHS-TMC | TMC-Children's-RCW (8Hp) |  | 1/30/19 |  |  |  | SCALES, PATIENT |  | SCALEINFANT-Scale-Tronix-4802 | SCALEINFANT |  |  |  |  | Scale-Tronix | Scale, Infant |  | SCALEINFANT-Scale-Tronix-4802 |  |  | Verified 3/30/2020 4:07pm (Central) |  | Covered PM Repair - Biomedical | MHHS-TMC
NO | YES | [5 empty] | Scale-Tronix Inc |  |  | 4802-15757 | TMC-Children's-RCW (8Hp) | MHHS-TMC |  | Scale, Infant |  |  |  | TMC | MHHS-TMC | TMC-Children's-RCW (8Hp) |  | 1/10/19 |  |  |  | SCALES, PATIENT |  | SCALEINFANT-Scale-Tronix-4802 | SCALEINFANT |  |  |  |  | Scale-Tronix | Scale, Infant |  | SCALEINFANT-Scale-Tronix-4802 |  |  | Verified 3/30/2020 4:07pm (Central) |  | Covered PM Repair - Biomedical | MHHS-TMC
NO | YES | Serial Number 4802-15758 |  |  |  |  | Scale-Tronix Inc |  |  | 4802-15758 | TMC-Children's-RCW (8Hp) | MHHS-TMC |  | Scale, Infant |  |  |  | TMC | MHHS-TMC | TMC-Children's-RCW (8Hp) |  | 1/30/19 |  |  |  | SCALES, PATIENT |  | SCALEINFANT-Scale-Tronix-4802 | SCALEINFANT |  |  |  |  | Scale-Tronix | Scale, Infant |  | SCALEINFANT-Scale-Tronix-4802 |  |  | Verified 3/30/2020 4:07pm (Central) |  | Covered PM Repair - Biomedical | MHHS-TMC
NO | YES | [5 empty] | Scale-Tronix Inc |  |  | 4802-13650 | TMC-Children's-RCW (8Hp) | MHHS-TMC |  | Scale, Infant |  |  |  | TMC | MHHS-TMC | TMC-Children's-RCW (8Hp) |  | 4/12/19 |  |  |  | SCALES, PATIENT |  | SCALEINFANT-Scale-Tronix-4802 | SCALEINFANT |  |  |  |  | Scale-Tronix | Scale, Infant |  | SCALEINFANT-Scale-Tronix-4802 |  | 12/6/18 | Verified 3/29/2020 11:26:am (Central) |  | Covered PM Repair - Biomedical | MHHS-TMC
NO | YES | [5 empty] | Scale-Tronix Inc |  |  | 4802-12035 | TMC-Dialysis-Children's (9Hp) | MHHS-TMC |  | Scale, Infant |  |  |  | TMC | MHHS-TMC | TMC-Dialysis-Children's (9Hp) |  | 4/12/19 |  |  |  | SCALES, PATIENT |  | SCALEINFANT-Scale-Tronix-4802 | SCALEINFANT |  |  |  |  | Scale-Tronix | Scale, Infant |  | SCALEINFANT-Scale-Tronix-4802 |  |  | Verified 3/29/2020 11:26:am (Central) |  | Covered PM Repair - Biomedical | MHHS-TMC
NO | YES |  |  |  | 069-37098 | 069-37098 | Scale-Tronix Inc |  |  | 4802-23618 | TMC-Hermann-Pedi ER (1Hp) | MHHS-TMC |  | Scale, Infant |  | 069-37098 | 069-37098 | TMC | MHHS-TMC | TMC-Hermann-Pedi ER (1Hp) | Biomed | 7/1/19 |  | 7/1/20 |  | SCALES, PATIENT | Scale, Infant | SCALEINFANT-Scale-Tronix-4802 | SCALEINFANT |  |  |  |  | Scale-Tronix | Scale, Infant |  | SCALEINFANT-Scale-Tronix-4802 |  | 7/3/20 |  | SI-A | Not Covered Vendor Only - Biomedical | MHHS-TMC | [8 empty] | SCALEINFANT | Scale, Infant | Scale-Tronix
NO | YES |  |  |  | 069-39937 | 069-39937 | Scale-Tronix Inc |  |  | 4802-39937 | TMC-Jones-Transplant Clinic (1J) | MHHS-TMC |  | Scale, Infant |  | 069-39937 | 069-39937 | TMC | MHHS-TMC | TMC-Jones-Transplant Clinic (1J) | J1414 | 1/1/20 |  | 1/1/21 |  | SCALES, PATIENT |  | SCALEINFANT-Scale-Tronix-4802 | SCALEINFANT |  |  |  |  | Scale-Tronix | Scale, Infant |  | SCALEINFANT-Scale-Tronix-4802 |  |  |  |  | Covered PM Repair - Biomedical | MHHS-TMC
NO | YES |  |  |  | 029-12865 | 029-12865 | Scale-Tronix Inc |  |  | (21)U107244193313 | Woodlands-Birth Center | MHHS-Woodlands |  | Scale, Infant |  | 029-12865 | 029-12865 | Woodlands | MHHS-Woodlands | Woodlands-Birth Center |  |  |  | 11/1/20 |  | SCALES, PATIENT | Scale, Infant | SCALEINFANT-Scale-Tronix-4802 | SCALEINFANT |  |  |  |  | Scale-Tronix | Scale, Infant |  | SCALEINFANT-Scale-Tronix-4802 |  | 12/11/18 |  | SI-A | Covered PM Repair - Biomedical | MHHS-Woodlands | [8 empty] | SCALEINFANT | Scale, Infant | Scale-Tronix
NO | YES |  |  |  | 029-12920 | 029-12920 | Scale-Tronix Inc |  |  | U107249193678 | Woodlands-Birth Center | MHHS-Woodlands |  | Scale, Infant |  | 029-12920 | 029-12920 | Woodlands | MHHS-Woodlands | Woodlands-Birth Center | BIRTH CENTER | 12/1/19 |  | 12/1/20 |  | SCALES, PATIENT | Scale, Infant | SCALEINFANT-Scale-Tronix-4802 | SCALEINFANT |  |  |  |  | Scale-Tronix | Scale, Infant |  | SCALEINFANT-Scale-Tronix-4802 |  | 2/26/13 |  | SI-A | Covered PM Repair - Biomedical | MHHS-Woodlands | [8 empty] | SCALEINFANT | Scale, Infant | Scale-Tronix
NO | YES | [5 empty] | Scale-Tronix Inc |  |  | 4802-14552 | Woodlands-NICU | MHHS-Woodlands |  | Scale, Infant |  |  |  | Woodlands | MHHS-Woodlands | Woodlands-NICU | Hallway | 4/1/19 |  | 4/1/20 |  | SCALES, PATIENT | Scale, Infant | SCALEINFANT-Scale-Tronix-4802 | SCALEINFANT |  |  |  |  | Scale-Tronix | Scale, Infant |  | SCALEINFANT-Scale-Tronix-4802 |  | 2/26/13 |  | SI-A | Covered PM Repair - Biomedical | MHHS-Woodlands | [8 empty] | SCALEINFANT | Scale, Infant | Scale-Tronix
NO | YES |  |  |  |  | 029-02789 | Scale-Tronix Inc |  |  | 4802-12302 | Woodlands-Birth Center | MHHS-Woodlands |  | Scale, Infant |  |  | 029-02789 | Woodlands | MHHS-Woodlands | Woodlands-Birth Center | Equipment Room - Pod 2 | 6/1/19 |  | 6/1/20 |  | SCALES, PATIENT | Scale, Infant | SCALEINFANT-Scale-Tronix-4802 | SCALEINFANT |  |  |  |  | Scale-Tronix | Scale, Infant |  | SCALEINFANT-Scale-Tronix-4802 |  | 8/12/13 |  | SI-A | Covered PM Repair - Biomedical | MHHS-Woodlands | [8 empty] | SCALEINFANT | Scale, Infant | Scale-Tronix
NO | YES | [5 empty] | Scale-Tronix Inc |  |  | 4802-17795 | Woodlands-Birth Center | MHHS-Woodlands |  | Scale, Infant |  |  |  | Woodlands | MHHS-Woodlands | Woodlands-Birth Center | Hallway | 6/1/19 |  | 6/1/20 |  | SCALES, PATIENT | Scale, Infant | SCALEINFANT-Scale-Tronix-4802 | SCALEINFANT |  |  |  |  | Scale-Tronix | Scale, Infant |  | SCALEINFANT-Scale-Tronix-4802 |  | 5/13/16 |  | SI-A | Covered PM Repair - Biomedical | MHHS-Woodlands | [8 empty] | SCALEINFANT | Scale, Infant | Scale-Tronix
NO | YES |  |  |  |  | 029-06541 | Scale-Tronix Inc |  |  | 4802-12303 | Woodlands-Birth Center | MHHS-Woodlands |  | Scale, Infant |  |  | 029-06541 | Woodlands | MHHS-Woodlands | Woodlands-Birth Center | Equipment Room - Pod 2 | 9/1/19 |  | 9/1/20 |  | SCALES, PATIENT | Scale, Infant | SCALEINFANT-Scale-Tronix-4802 | SCALEINFANT |  |  |  |  | Scale-Tronix | Scale, Infant |  | SCALEINFANT-Scale-Tronix-4802 |  | 8/18/13 |  | SI-A | Covered PM Repair - Biomedical | MHHS-Woodlands | [8 empty] | SCALEINFANT | Scale, Infant | Scale-Tronix
NO | YES |  |  |  |  | 029-03226 | Scale-Tronix Inc |  |  | 4802-13075 | Woodlands-Birth Center | MHHS-Woodlands |  | Scale, Infant |  |  | 029-03226 | Woodlands | MHHS-Woodlands | Woodlands-Birth Center | Equipment Room - Pod 5 | 6/1/19 |  | 6/1/20 |  | SCALES, PATIENT | Scale, Infant | SCALEINFANT-Scale-Tronix-4802 | SCALEINFANT |  |  |  |  | Scale-Tronix | Scale, Infant |  | SCALEINFANT-Scale-Tronix-4802 |  |  |  | SI-A | Covered PM Repair - Biomedical | MHHS-Woodlands | [8 empty] | SCALEINFANT | Scale, Infant | Scale-Tronix
NO | YES |  |  |  |  | 029-03227 | Scale-Tronix Inc |  |  | 4802-13074 | Woodlands-Birth Center | MHHS-Woodlands |  | Scale, Infant |  |  | 029-03227 | Woodlands | MHHS-Woodlands | Woodlands-Birth Center | Equipment Room - Pod 5 | 9/1/19 |  | 9/1/20 |  | SCALES, PATIENT | Scale, Infant | SCALEINFANT-Scale-Tronix-4802 | SCALEINFANT |  |  |  |  | Scale-Tronix | Scale, Infant |  | SCALEINFANT-Scale-Tronix-4802 |  |  |  | SI-A | Covered PM Repair - Biomedical | MHHS-Woodlands | [8 empty] | SCALEINFANT | Scale, Infant | Scale-Tronix
NO | YES |  |  |  |  | 029-04620 | Scale-Tronix Inc |  |  | 4802-14553 | Woodlands-Birth Center | MHHS-Woodlands |  | Scale, Infant |  |  | 029-04620 | Woodlands | MHHS-Woodlands | Woodlands-Birth Center | Storage 3 | 10/1/19 |  | 10/1/20 |  | SCALES, PATIENT | Scale, Infant | SCALEINFANT-Scale-Tronix-4802 | SCALEINFANT |  |  |  |  | Scale-Tronix | Scale, Infant |  | SCALEINFANT-Scale-Tronix-4802 |  | 4/1/14 |  | SI-A | Covered PM Repair - Biomedical | MHHS-Woodlands | [8 empty] | SCALEINFANT | Scale, Infant | Scale-Tronix
NO | YES |  |  |  |  | 029-06190 | Scale-Tronix Inc |  |  | 4802-17378 | Woodlands-ER | MHHS-Woodlands |  | Scale, Infant |  |  | 029-06190 | Woodlands | MHHS-Woodlands | Woodlands-ER | ER | 9/1/19 |  | 9/1/20 |  | SCALES, PATIENT | Scale, Infant | SCALEINFANT-Scale-Tronix-4802 | SCALEINFANT |  |  |  |  | Scale-Tronix | Scale, Infant |  | SCALEINFANT-Scale-Tronix-4802 |  | 3/20/18 |  | SI-A | Covered PM Repair - Biomedical | MHHS-Woodlands | [8 empty] | SCALEINFANT | Scale, Infant | Scale-Tronix
NO | YES |  |  |  | 029-08606 | 029-08606 | Scale-Tronix Inc |  |  | 4802-22422 | Woodlands-NICU | MHHS-Woodlands |  | Scale, Infant |  | 029-08606 | 029-08606 | Woodlands | MHHS-Woodlands | Woodlands-NICU | Nicu Nursey level 2 | 4/1/19 |  | 4/1/20 |  | SCALES, PATIENT | Scale, Infant | SCALEINFANT-Scale-Tronix-4802 | SCALEINFANT |  |  |  |  | Scale-Tronix | Scale, Infant |  | SCALEINFANT-Scale-Tronix-4802 |  | 5/1/17 |  | SI-A | Covered PM Repair - Biomedical | MHHS-Woodlands | [8 empty] | SCALEINFANT | Scale, Infant | Scale-Tronix
NO | YES |  |  |  |  | 029-13143 | Scale-Tronix Inc |  |  | 4802-14217 | Woodlands-Birth Center | MHHS-Woodlands |  | Scale, Infant |  |  | 029-13143 | Woodlands | MHHS-Woodlands | Woodlands-Birth Center | Equipment Room - Pod 4 | 3/1/19 |  | 3/1/20 |  | SCALES, PATIENT | Scale, Infant | SCALEINFANT-Scale-Tronix-4802 | SCALEINFANT |  |  |  |  | Scale-Tronix | Scale, Infant |  | SCALEINFANT-Scale-Tronix-4802 |  | 3/1/14 |  | SI-A | Covered PM Repair - Biomedical | MHHS-Woodlands | [8 empty] | SCALEINFANT | Scale, Infant | Scale-Tronix
NO | YES | Serial Number 4802-16057 |  |  |  | 029-05543 | Scale-Tronix Inc |  |  | 4802-16057 | Woodlands-Birth Center | MHHS-Woodlands |  | Scale, Infant |  |  | 029-05543 | Woodlands | MHHS-Woodlands | Woodlands-Birth Center | Equipment Room 6 | 4/1/19 |  | 4/1/20 |  | SCALES, PATIENT | Scale, Infant | SCALEINFANT-Scale-Tronix-4802 | SCALEINFANT |  |  |  |  | Scale-Tronix | Scale, Infant |  | SCALEINFANT-Scale-Tronix-4802 |  | 3/1/14 |  | SI-A | Covered PM Repair - Biomedical | MHHS-Woodlands | [8 empty] | SCALEINFANT | Scale, Infant | Scale-Tronix
NO | YES |  |  |  | 029-12919 | 029-12919 | Scale-Tronix Inc |  |  | U107249193677 | Woodlands-PCU2 | MHHS-Woodlands |  | Scale, Infant |  | 029-12919 | 029-12919 | Woodlands | MHHS-Woodlands | Woodlands-PCU2 | Hallway | 12/1/19 |  | 12/1/20 |  | SCALES, PATIENT | Scale, Infant | SCALEINFANT-Scale-Tronix-4802 | SCALEINFANT |  |  |  |  | Scale-Tronix | Scale, Infant |  | SCALEINFANT-Scale-Tronix-4802 |  | 3/1/14 |  | SI-A | Covered PM Repair - Biomedical | MHHS-Woodlands | [8 empty] | SCALEINFANT | Scale, Infant | Scale-Tronix
NO | YES | [5 empty] | Scale-Tronix Inc |  |  | 4802-17794 | Woodlands-Birth Center | MHHS-Woodlands |  | Scale, Infant |  |  |  | Woodland | MHHS-Woodlands | Woodlands-Birth Center | Hallway | 7/1/19 |  | 7/1/20 |  | SCALES, PATIENT | Scale, Infant | SCALEINFANT-Scale-Tronix-4802 | SCALEINFANT |  |  |  |  | Scale-Tronix | Scale, Infant |  | SCALEINFANT-Scale-Tronix-4802 |  | 3/1/14 |  | SI-A | Covered PM Repair - Biomedical | MHHS-Woodlands | [8 empty] | SCALEINFANT | Scale, Infant | Scale-Tronix
NO | YES |  |  |  |  | 029-03120 | Scale-Tronix Inc |  |  | 4802-12954 | Woodlands-Peds | MHHS-Woodlands |  | Scale, Infant |  |  | 029-03120 | Woodlands | MHHS-Woodlands | Woodlands-Peds | Storage room | 7/1/19 |  | 7/1/20 |  | SCALES, PATIENT | Scale, Infant | SCALEINFANT-Scale-Tronix-4802 | SCALEINFANT |  |  |  |  | Scale-Tronix | Scale, Infant |  | SCALEINFANT-Scale-Tronix-4802 |  | 3/1/14 |  | SI-A | Covered PM Repair - Biomedical | MHHS-Woodlands | [8 empty] | SCALEINFANT | Scale, Infant | Scale-Tronix
YES | YES |  |  |  | 029-12921 | 029-12921 | Scale-Tronix Inc |  |  | U107249193683 | WOODLANDS - PCU2 |  |  |  |  | 029-12921 | 029-12921 |  |  | WOODLANDS - PCU2 | Hallway |  |  | 1/1/21
YES | YES |  |  |  | 069-35677 | 069-35677 | Scale-Tronix Inc |  |  | 4802-19063 | TMC - CHILDRENS - L |  |  |  |  | 069-35677 | 069-35677 | TMC | Memorial Hermann-Texas Medical Center | TMC - CHILDRENS - L
NO | NO | [5 empty] | Scale-Tronix Inc |  |  | 4802-10634 | TMC - CHILDRENS - CCN (10HP) | MHHS-TMC |  | Scale, Infant |  |  |  | TMC |  | TMC - CHILDRENS - CCN (10HP) | [5 empty] | SCALES, PATIENT |  | SCALEINFANT-Scale-Tronix-4802 | SCALEINFANT |  |  |  |  | Scale-Tronix | Scale, Infant |  | SCALEINFANT-Scale-Tronix-4802 |  |  |  |  | Covered PM Repair - Biomedical | MHHS-TMC
NO | NO | [5 empty] | Scale-Tronix Inc |  |  | 4802-10630 | TMC - CHILDRENS - CCN (10HP) | MHHS-TMC |  | Scale, Infant |  |  |  | TMC |  | TMC - CHILDRENS - CCN (10HP) | [5 empty] | SCALES, PATIENT |  | SCALEINFANT-Scale-Tronix-4802 | SCALEINFANT |  |  |  |  | Scale-Tronix | Scale, Infant |  | SCALEINFANT-Scale-Tronix-4802 |  |  |  |  | Covered PM Repair - Biomedical | MHHS-TMC
NO | NO | [5 empty] | Scale-Tronix Inc |  |  |  | TMC - CHILDRENS - CSC (9HP) | MHHS-TMC |  | Scale, Infant |  |  |  | TMC |  | TMC - CHILDRENS - CSC (9HP) | [5 empty] | SCALES, PATIENT |  | SCALEINFANT-Scale-Tronix-4802 | SCALEINFANT |  |  |  |  | Scale-Tronix | Scale, Infant |  | SCALEINFANT-Scale-Tronix-4802 |  |  |  |  | Covered PM Repair - Biomedical | MHHS-TMC
NO | NO | [5 empty] | Scale-Tronix Inc |  |  | 4802-19061 | TMC - CHILDRENS - L&D (6HP) | MHHS-TMC |  | Scale, Infant |  |  |  | TMC |  | TMC - CHILDRENS - L&D (6HP) | [5 empty] | SCALES, PATIENT |  | SCALEINFANT-Scale-Tronix-4802 | SCALEINFANT |  |  |  |  | Scale-Tronix | Scale, Infant |  | SCALEINFANT-Scale-Tronix-4802 |  |  |  |  | Not Covered Vendor Only - Biomedical | MHHS-TMC
NO | NO |  |  |  | 069-37337 |  | Scale-Tronix Inc |  |  | 4802-21918 | TMC - CHILDRENS - NICU (7HP) | MHHS-TMC |  | Scale, Infant |  | 069-37337 |  | TMC |  | TMC - CHILDRENS - NICU (7HP) | [5 empty] | SCALES, PATIENT |  | SCALEINFANT-Scale-Tronix-4802 | SCALEINFANT |  |  |  |  | Scale-Tronix | Scale, Infant |  | SCALEINFANT-Scale-Tronix-4802 |  |  |  |  | Not Covered Vendor Only - Biomedical | MHHS-TMC
NO | NO |  |  |  | 069-37340 |  | Scale-Tronix Inc |  |  | 4802-21913 | TMC - CHILDRENS - NICU (7HP) | MHHS-TMC |  | Scale, Infant |  | 069-37340 |  | TMC |  | TMC - CHILDRENS - NICU (7HP) | [5 empty] | SCALES, PATIENT |  | SCALEINFANT-Scale-Tronix-4802 | SCALEINFANT |  |  |  |  | Scale-Tronix | Scale, Infant |  | SCALEINFANT-Scale-Tronix-4802 |  |  |  |  | Covered PM Repair - Biomedical | MHHS-TMC
NO | NO |  |  |  | 077-07722 |  | Scale-Tronix Inc |  |  | 4802-21910 | TMC - CHILDRENS - NICU (7HP) | MHHS-TMC |  | Scale, Infant |  | 077-07722 |  | TMC |  | TMC - CHILDRENS - NICU (7HP) | [5 empty] | SCALES, PATIENT |  | SCALEINFANT-Scale-Tronix-4802 | SCALEINFANT |  |  |  |  | Scale-Tronix | Scale, Infant |  | SCALEINFANT-Scale-Tronix-4802 |  |  |  |  | Covered PM Repair - Biomedical | MHHS-TMC
NO | NO |  |  |  | 077-08214 |  | Scale-Tronix Inc |  |  | 4802-21914 | TMC - CHILDRENS - NICU (7HP) | MHHS-TMC |  | Scale, Infant |  | 077-08214 |  | TMC |  | TMC - CHILDRENS - NICU (7HP) | [5 empty] | SCALES, PATIENT |  | SCALEINFANT-Scale-Tronix-4802 | SCALEINFANT |  |  |  |  | Scale-Tronix | Scale, Infant |  | SCALEINFANT-Scale-Tronix-4802 |  |  |  |  | Covered PM Repair - Biomedical | MHHS-TMC
NO | NO |  |  |  | 077-09218 |  | Scale-Tronix Inc |  |  | 4802-10600 | TMC - CHILDRENS - NICU (7HP) | MHHS-TMC |  | Scale, Infant |  | 077-09218 |  | TMC |  | TMC - CHILDRENS - NICU (7HP) | [5 empty] | SCALES, PATIENT |  | SCALEINFANT-Scale-Tronix-4802 | SCALEINFANT |  |  |  |  | Scale-Tronix | Scale, Infant |  | SCALEINFANT-Scale-Tronix-4802 |  |  |  |  | Covered PM Repair - Biomedical | MHHS-TMC
NO | NO |  |  |  | 077-09257 |  | Scale-Tronix Inc |  |  | 4802-12662 | TMC - CHILDRENS - NICU (7HP) | MHHS-TMC |  | Scale, Infant |  | 077-09257 |  | TMC |  | TMC - CHILDRENS - NICU (7HP) | [5 empty] | SCALES, PATIENT |  | SCALEINFANT-Scale-Tronix-4802 | SCALEINFANT |  |  |  |  | Scale-Tronix | Scale, Infant |  | SCALEINFANT-Scale-Tronix-4802 |  |  |  |  | Covered PM Repair - Biomedical | MHHS-TMC
NO | NO | [5 empty] | Scale-Tronix Inc |  |  | 4802-15753 | TMC - CHILDRENS - NICU (7HP) | MHHS-TMC |  | Scale, Infant |  |  |  | TMC |  | TMC - CHILDRENS - NICU (7HP) | [5 empty] | SCALES, PATIENT |  | SCALEINFANT-Scale-Tronix-4802 | SCALEINFANT |  |  |  |  | Scale-Tronix | Scale, Infant |  | SCALEINFANT-Scale-Tronix-4802 |  |  |  |  | Covered PM Repair - Biomedical | MHHS-TMC
NO | NO | [5 empty] | Scale-Tronix Inc |  |  | 4802-10574 | TMC - CHILDRENS - NICU (7HP) | MHHS-TMC |  | Scale, Infant |  |  |  | TMC |  | TMC - CHILDRENS - NICU (7HP) | [5 empty] | SCALES, PATIENT |  | SCALEINFANT-Scale-Tronix-4802 | SCALEINFANT |  |  |  |  | Scale-Tronix | Scale, Infant |  | SCALEINFANT-Scale-Tronix-4802 |  |  |  |  | Covered PM Repair - Biomedical | MHHS-TMC
NO | NO | [5 empty] | Scale-Tronix Inc |  |  | 4802-15755 | TMC - CHILDRENS - NICU (7HP) | MHHS-TMC |  | Scale, Infant |  |  |  | TMC |  | TMC - CHILDRENS - NICU (7HP) | [5 empty] | SCALES, PATIENT |  | SCALEINFANT-Scale-Tronix-4802 | SCALEINFANT |  |  |  |  | Scale-Tronix | Scale, Infant |  | SCALEINFANT-Scale-Tronix-4802 |  |  |  |  | Covered PM Repair - Biomedical | MHHS-TMC
NO | NO | [5 empty] | Scale-Tronix Inc |  |  | 4802-12661 | TMC - CHILDRENS - NICU (7HP) | MHHS-TMC |  | Scale, Infant |  |  |  | TMC |  | TMC - CHILDRENS - NICU (7HP) | [5 empty] | SCALES, PATIENT |  | SCALEINFANT-Scale-Tronix-4802 | SCALEINFANT |  |  |  |  | Scale-Tronix | Scale, Infant |  | SCALEINFANT-Scale-Tronix-4802 |  |  |  |  | Not Covered Vendor Only - Biomedical | MHHS-TMC
NO | NO | [5 empty] | Scale-Tronix Inc |  |  | 4802-15756 | TMC - CHILDRENS - NICU (7HP) | MHHS-TMC |  | Scale, Infant |  |  |  | TMC |  | TMC - CHILDRENS - NICU (7HP) | [5 empty] | SCALES, PATIENT |  | SCALEINFANT-Scale-Tronix-4802 | SCALEINFANT |  |  |  |  | Scale-Tronix | Scale, Infant |  | SCALEINFANT-Scale-Tronix-4802 |  |  |  |  | Covered PM Repair - Biomedical | MHHS-TMC
NO | NO | [5 empty] | Scale-Tronix Inc |  |  | 4802-12663 | TMC - CHILDRENS - NICU (7HP) | MHHS-TMC |  | Scale, Infant |  |  |  | TMC |  | TMC - CHILDRENS - NICU (7HP) | [5 empty] | SCALES, PATIENT |  | SCALEINFANT-Scale-Tronix-4802 | SCALEINFANT |  |  |  |  | Scale-Tronix | Scale, Infant |  | SCALEINFANT-Scale-Tronix-4802 |  |  |  |  | Covered PM Repair - Biomedical | MHHS-TMC
NO | NO | [5 empty] | Scale-Tronix Inc |  |  | 4802-15752 | TMC - CHILDRENS - NICU (7HP) | MHHS-TMC |  | Scale, Infant |  |  |  | TMC |  | TMC - CHILDRENS - NICU (7HP) | [5 empty] | SCALES, PATIENT |  | SCALEINFANT-Scale-Tronix-4802 | SCALEINFANT |  |  |  |  | Scale-Tronix | Scale, Infant |  | SCALEINFANT-Scale-Tronix-4802 |  |  |  |  | Covered PM Repair - Biomedical | MHHS-TMC
NO | NO | [5 empty] | Scale-Tronix Inc |  |  | 4802-15751 | TMC - CHILDRENS - NICU/SCU (8HP) | MHHS-TMC |  | Scale, Infant |  |  |  | TMC |  | TMC - CHILDRENS - NICU/SCU (8HP) | [5 empty] | SCALES, PATIENT |  | SCALEINFANT-Scale-Tronix-4802 | SCALEINFANT |  |  |  |  | Scale-Tronix | Scale, Infant |  | SCALEINFANT-Scale-Tronix-4802 |  |  |  |  | Covered PM Repair - Biomedical | MHHS-TMC
NO | NO | [5 empty] | Scale-Tronix Inc |  |  | 4802-13658 | TMC - CHILDRENS - NICU/SCU (8HP) | MHHS-TMC |  | Scale, Infant |  |  |  | TMC |  | TMC - CHILDRENS - NICU/SCU (8HP) | [5 empty] | SCALES, PATIENT |  | SCALEINFANT-Scale-Tronix-4802 | SCALEINFANT |  |  |  |  | Scale-Tronix | Scale, Infant |  | SCALEINFANT-Scale-Tronix-4802 |  |  |  |  | Covered PM Repair - Biomedical | MHHS-TMC
NO | NO | [5 empty] | Scale-Tronix Inc |  |  | 4802-17340 | TMC - CHILDRENS - PICU (9HP) | MHHS-TMC |  | Scale, Infant |  |  |  | TMC |  | TMC - CHILDRENS - PICU (9HP) | [5 empty] | SCALES, PATIENT |  | SCALEINFANT-Scale-Tronix-4802 | SCALEINFANT |  |  |  |  | Scale-Tronix | Scale, Infant |  | SCALEINFANT-Scale-Tronix-4802 |  |  |  |  | Covered PM Repair - Biomedical | MHHS-TMC
NO | NO | [5 empty] | Scale-Tronix Inc |  |  | 4802-17339 | TMC - CHILDRENS - PICU (9HP) | MHHS-TMC |  | Scale, Infant |  |  |  | TMC |  | TMC - CHILDRENS - PICU (9HP) | [5 empty] | SCALES, PATIENT |  | SCALEINFANT-Scale-Tronix-4802 | SCALEINFANT |  |  |  |  | Scale-Tronix | Scale, Infant |  | SCALEINFANT-Scale-Tronix-4802 |  |  |  |  | Covered PM Repair - Biomedical | MHHS-TMC
NO | NO | [5 empty] | Scale-Tronix Inc |  |  | 4802-15759 | TMC - CHILDRENS - RCW (8HP) | MHHS-TMC |  | Scale, Infant |  |  |  | TMC |  | TMC - CHILDRENS - RCW (8HP) | [5 empty] | SCALES, PATIENT |  | SCALEINFANT-Scale-Tronix-4802 | SCALEINFANT |  |  |  |  | Scale-Tronix | Scale, Infant |  | SCALEINFANT-Scale-Tronix-4802 |  |  |  |  | Covered PM Repair - Biomedical | MHHS-TMC
NO | NO |  |  |  | 077-04624 |  | Scale-Tronix Inc |  |  | 4802-13659 | TMC - CULLEN - GENERAL MEDICINE (3C) | MHHS-TMC |  | Scale, Infant |  | 077-04624 |  | TMC |  | TMC - CULLEN - GENERAL MEDICINE (3C) | [5 empty] | SCALES, PATIENT |  | SCALEINFANT-Scale-Tronix-4802 | SCALEINFANT |  |  |  |  | Scale-Tronix | Scale, Infant |  | SCALEINFANT-Scale-Tronix-4802 |  |  |  |  | Covered PM Repair - Biomedical | MHHS-TMC
NO | NO | [5 empty] | Scale-Tronix Inc |  |  | 4802-17337 | TMC - DIALYSIS - CHILDRENS (9HP) | MHHS-TMC |  | Scale, Infant |  |  |  | TMC |  | TMC - DIALYSIS - CHILDRENS (9HP) | [5 empty] | SCALES, PATIENT |  | SCALEINFANT-Scale-Tronix-4802 | SCALEINFANT |  |  |  |  | Scale-Tronix | Scale, Infant |  | SCALEINFANT-Scale-Tronix-4802 |  |  |  |  | Covered PM Repair - Biomedical | MHHS-TMC
NO | NO |  |  |  | 069-22757 |  | Scale-Tronix Inc |  |  | 4802-13689 | TMC - PLAZA - ANESTHESIA CLINIC (UTPB, STE 600) | MHHS-TMC |  | Scale, Infant |  | 069-22757 |  | TMC |  | TMC - PLAZA - ANESTHESIA CLINIC (UTPB, STE 600) | [5 empty] | SCALES, PATIENT |  | SCALEINFANT-Scale-Tronix-4802 | SCALEINFANT |  |  |  |  | Scale-Tronix | Scale, Infant |  | SCALEINFANT-Scale-Tronix-4802 |  |  |  |  | Covered PM Repair - Biomedical | MHHS-TMC
NO | NO | [5 empty] | Scale-Tronix Inc |  |  | 4802-15059 | TMC - RADIOLOGY - JONES PAVILION | MHHS-TMC |  | Scale, Infant |  |  |  | TMC |  | TMC - RADIOLOGY - JONES PAVILION | [5 empty] | SCALES, PATIENT |  | SCALEINFANT-Scale-Tronix-4802 | SCALEINFANT |  |  |  |  | Scale-Tronix | Scale, Infant |  | SCALEINFANT-Scale-Tronix-4802 |  |  |  |  | Not Covered Vendor Only - Biomedical | MHHS-TMC
NO | NO |  |  |  | 029-12866 |  | Scale-Tronix Inc |  |  | (21)U107244193303 | WOODLANDS - BIRTH CENTER | MHHS-Woodlands |  | Scale, Infant |  | 029-12866 |  | Woodlands |  | WOODLANDS - BIRTH CENTER | [5 empty] | SCALES, PATIENT |  | SCALEINFANT-Scale-Tronix-4802 | SCALEINFANT |  |  |  |  | Scale-Tronix | Scale, Infant |  | SCALEINFANT-Scale-Tronix-4802 |  |  |  |  | Covered PM Repair - Biomedical | MHHS-Woodlands
NO | NO | [5 empty] | Scale-Tronix Inc |  |  | 4802-12304 | WOODLANDS - BIRTH CENTER | MHHS-Woodlands |  | Scale, Infant |  |  |  | Woodlands |  | WOODLANDS - BIRTH CENTER | [5 empty] | SCALES, PATIENT |  | SCALEINFANT-Scale-Tronix-4802 | SCALEINFANT |  |  |  |  | Scale-Tronix | Scale, Infant |  | SCALEINFANT-Scale-Tronix-4802 |  |  |  |  | Covered PM Repair - Biomedical | MHHS-Woodlands
NO | NO |  |  |  | 029-08605 |  | Scale-Tronix Inc |  |  | 4802-22423 | WOODLANDS - NICU | MHHS-Woodlands |  | Scale, Infant |  | 029-08605 |  | Woodlands |  | WOODLANDS - NICU | [5 empty] | SCALES, PATIENT |  | SCALEINFANT-Scale-Tronix-4802 | SCALEINFANT |  |  |  |  | Scale-Tronix | Scale, Infant |  | SCALEINFANT-Scale-Tronix-4802 |  |  |  |  | Covered PM Repair - Biomedical | MHHS-Woodlands
NO | YES |  |  |  | 151-03318 | 151-03318 | Scale-Tronix Inc |  |  | (21)U107222191759 | CY - 3 SOUTH | MHHS-Cypress |  | Scale, Patient |  | 151-03318 | 151-03318 | Northwest | Cypress | CY - 3 SOUTH | S3307 | 7/1/19 | 7/1/20 |  |  | SCALES, PATIENT | Scale, Patient | SCALEPATIENT-Scale-Tronix-5002 | SCALEPATIENT |  |  |  |  | Scale-Tronix | Scale, Patient |  | SCALEPATIENT-Scale-Tronix-5002 |  | 3/14/13 |  | SP-A | Covered PM Repair - Biomedical | MHHS-Cypress | [8 empty] | SCALEPATIENT | Scale, Patient | Scale-Tronix
NO | YES |  |  |  | 151-02630 | 151-02630 | Scale-Tronix Inc |  |  |  | CY-Cardiac Cath Lab | MHHS-Cypress |  | Scale, Patient |  | 151-02630 | 151-02630 | Northwest | MHHS-Cypress | CY-Cardiac Cath Lab | Cardiac imaging | 3/27/19 |  |  |  | SCALES, PATIENT | Scale, Patient | SCALEPATIENT-Scale-Tronix-5002 | SCALEPATIENT |  |  |  |  | Scale-Tronix | Scale, Patient |  | SCALEPATIENT-Scale-Tronix-5002 |  |  |  | SP-A | Covered PM Repair - Biomedical | MHHS-Cypress | [8 empty] | SCALEPATIENT | Scale, Patient | Scale-Tronix
NO | YES |  |  |  | 151-01633 | 151-01633 | Scale-Tronix Inc |  |  |  | CY-Medsurg | MHHS-Cypress |  | Scale, Patient |  | 151-01633 | 151-01633 | Northwest | MHHS-Cypress | CY-Medsurg | Hallway next staff lounge | 2/1/19 | 2/1/20 |  |  | SCALES, PATIENT | Scale, Patient | SCALEPATIENT-Scale-Tronix-5002 | SCALEPATIENT |  |  |  |  | Scale-Tronix | Scale, Patient |  | SCALEPATIENT-Scale-Tronix-5002 |  |  |  | SP-A | Covered PM Repair - Biomedical | MHHS-Cypress | [8 empty] | SCALEPATIENT | Scale, Patient | Scale-Tronix
NO | YES |  |  |  | 151-01634 | 151-01634 | Scale-Tronix Inc |  |  |  | CY-OBED | MHHS-Cypress |  | Scale, Patient |  | 151-01634 | 151-01634 | Northwest | MHHS-Cypress | CY-OBED | OD ED | 6/1/19 | 6/1/20 |  |  | SCALES, PATIENT | Scale, Patient | SCALEPATIENT-Scale-Tronix-5002 | SCALEPATIENT |  |  |  |  | Scale-Tronix | Scale, Patient |  | SCALEPATIENT-Scale-Tronix-5002 |  | 5/10/18 |  | SP-A | Covered PM Repair - Biomedical | MHHS-Cypress | [8 empty] | SCALEPATIENT | Scale, Patient | Scale-Tronix
NO | YES |  |  |  | 151-01635 | 151-01635 | Scale-Tronix Inc |  |  |  | CY - PREADMISSIONS | MHHS-Cypress |  | Scale, Patient |  | 151-01635 | 151-01635 | Northwest | Memorial Hermann Cypress Hospital | CY - PREADMISSIONS | Hall | 2/1/19 | 2/1/20 |  |  | SCALES, PATIENT | Scale, Patient | SCALEPATIENT-Scale-Tronix-5002 | SCALEPATIENT |  |  |  |  | Scale-Tronix | Scale, Patient |  | SCALEPATIENT-Scale-Tronix-5002 |  | 1/1/19 |  | SP-A | Covered PM Repair - Biomedical | MHHS-Cypress | [8 empty] | SCALEPATIENT | Scale, Patient | Scale-Tronix
NO | YES |  |  |  | 009-33403 | 009-33403 | Scale-Tronix Inc |  |  | (21) 107220182411 | GH-Cardiac Rehab | MHHS-Greater Heights |  | Scale, Patient |  | 009-33403 | 009-33403 | Central & Greater Heights | MHHS-Greater Heights | GH-Cardiac Rehab |  | 6/1/19 |  | 6/1/20 |  | SCALES, PATIENT | Scale, Patient | SCALEPATIENT-Scale-Tronix-5002 | SCALEPATIENT |  |  |  |  | Scale-Tronix | Scale, Patient |  | SCALEPATIENT-Scale-Tronix-5002 |  | 11/30/17 |  | SP-A | Covered PM Repair - Biomedical | MHHS-Greater Heights | [8 empty] | SCALEPATIENT | Scale, Patient | Scale-Tronix
NO | YES |  |  |  | 009-33524 | 009-33524 | Scale-Tronix Inc |  |  |  | GH-Clinical Decision Unit (CDU) | MHHS-Greater Heights |  | Scale, Patient |  | 009-33524 | 009-33524 | Central | MHHS-Greater Heights | GH-Clinical Decision Unit (CDU) | Hallway |  |  |  |  | SCALES, PATIENT | Scale, Patient | SCALEPATIENT-Scale-Tronix-5002 | SCALEPATIENT |  |  |  |  | Scale-Tronix | Scale, Patient |  | SCALEPATIENT-Scale-Tronix-5002 |  | 11/30/17 |  | SP-A | Covered PM Repair - Biomedical | MHHS-Greater Heights | [8 empty] | SCALEPATIENT | Scale, Patient | Scale-Tronix
NO | YES |  |  |  | 009-09913 | 009-09913 | Scale-Tronix Inc |  |  | 5002-34230 | GH-OR Endoscopy | MHHS-Greater Heights |  | Scale, Patient |  | 009-09913 | 009-09913 | Central | MHHS-Greater Heights | GH-OR Endoscopy | OR PER OP | 1/1/19 |  | 3/1/21 |  | SCALES, PATIENT | Scale, Patient | SCALEPATIENT-Scale-Tronix-5002 | SCALEPATIENT |  |  |  |  | Scale-Tronix | Scale, Patient |  | SCALEPATIENT-Scale-Tronix-5002 |  | 11/30/17 |  | SP-A | Covered PM Repair - Biomedical | MHHS-Greater Heights | [8 empty] | SCALEPATIENT | Scale, Patient | Scale-Tronix
NO | YES |  |  |  | 133-09951 | 133-09951 | Scale-Tronix Inc |  |  | (21)107212171474 | Katy-PACU | MHHS-Katy |  | Scale, Patient |  | 133-09951 | 133-09951 | Katy | MHHS-Katy | Katy-PACU | PACU bay 6 | 4/1/19 | 4/1/20 |  |  | SCALES, PATIENT | Scale, Patient | SCALEPATIENT-Scale-Tronix-5002 | SCALEPATIENT |  |  |  |  | Scale-Tronix | Scale, Patient |  | SCALEPATIENT-Scale-Tronix-5002 |  |  |  | SP-A | Covered PM Repair - Biomedical | MHHS-Katy | [8 empty] | SCALEPATIENT | Scale, Patient | Scale-Tronix
NO | YES |  |  |  | 133-09438 | 133-09438 | Scale-Tronix Inc |  |  | 5002-34825 | Katy-Med/Surg 5th Floor | MHHS-Katy |  | Scale, Patient |  | 133-09438 | 133-09438 | Katy | MHHS-Katy | Katy-Med/Surg 5th Floor | MEDSURG Storage W5 144.5 | 1/1/20 | 1/1/21 |  |  | SCALES, PATIENT | Scale, Patient | SCALEPATIENT-Scale-Tronix-5002 | SCALEPATIENT |  |  |  |  | Scale-Tronix | Scale, Patient |  | SCALEPATIENT-Scale-Tronix-5002 |  | 4/4/15 |  | SP-A | Covered PM Repair - Biomedical | MHHS-Katy | [8 empty] | SCALEPATIENT | Scale, Patient | Scale-Tronix
NO | YES |  |  |  | 133-03782 | 133-03782 | Scale-Tronix Inc |  |  | 5002-12284 | Katy-Central Supply | MHHS-Katy |  | Scale, Patient |  | 133-03782 | 133-03782 | Katy | MHHS-Katy | Katy-Central Supply | W6:144.7 clean workroom |  |  |  |  | SCALES, PATIENT | Scale, Patient | SCALEPATIENT-Scale-Tronix-5002 | SCALEPATIENT |  |  |  |  | Scale-Tronix | Scale, Patient |  | SCALEPATIENT-Scale-Tronix-5002 |  |  |  | SP-A | Covered PM Repair - Biomedical | MHHS-Katy | [8 empty] | SCALEPATIENT | Scale, Patient | Scale-Tronix
NO | YES |  |  |  | 133-03780 | 133-03780 | Scale-Tronix Inc |  |  | 5002-12282 | Katy-Med/Surg 7th Floor | MHHS-Katy |  | Scale, Patient |  | 133-03780 | 133-03780 | Katy | MHHS-Katy | Katy-Med/Surg 7th Floor | MEDSURG 7th Floor Hallway | 8/1/19 | 8/1/20 |  |  | SCALES, PATIENT | Scale, Patient | SCALEPATIENT-Scale-Tronix-5002 | SCALEPATIENT |  |  |  |  | Scale-Tronix | Scale, Patient |  | SCALEPATIENT-Scale-Tronix-5002 |  | 7/1/17 |  | SP-A | Covered PM Repair - Biomedical | MHHS-Katy | [8 empty] | SCALEPATIENT | Scale, Patient | Scale-Tronix
NO | YES |  |  |  | 133-03781 | 133-03781 | Scale-Tronix Inc |  |  | 5002-12283 | Katy-Postpartum-2W | MHHS-Katy |  | Scale, Patient |  | 133-03781 | 133-03781 | Katy | MHHS-Katy | Katy-Postpartum-2W | Hallway in l | 7/1/19 | 7/1/20 |  |  | SCALES, PATIENT | Scale, Patient | SCALEPATIENT-Scale-Tronix-5002 | SCALEPATIENT |  |  |  |  | Scale-Tronix | Scale, Patient |  | SCALEPATIENT-Scale-Tronix-5002 |  |  |  | SP-A | Covered PM Repair - Biomedical | MHHS-Katy | [8 empty] | SCALEPATIENT | Scale, Patient | Scale-Tronix
NO | YES |  |  |  | 041-19779 | 041-19779 | Scale-Tronix Inc |  |  | 5002-33997 | MEMORIAL CITY - MHT -JHC INPATIENT UNIT | MHHS-Mem City |  | Scale, Patient |  | 041-19779 | 041-19779 | West | Memorial Hermann - Memorial City | MEMORIAL CITY - MHT -JHC INPATIENT UNIT | 8th Floor Hallway |  |  |  | Across from Room 8 M39 | SCALES, PATIENT |  | SCALEPATIENT-Scale-Tronix-5002 | SCALEPATIENT |  |  |  |  | Scale-Tronix | Scale, Patient |  | SCALEPATIENT-Scale-Tronix-5002 |  |  |  |  | Covered PM Repair - Biomedical | MHHS-Mem City
NO | YES |  |  |  | 142-07853 | 142-07853 | Scale-Tronix Inc |  |  |  | NE-2 West Tower | MHHS-Northeast |  | Scale, Patient |  | 142-07853 | 142-07853 | Katy | MHHS-Northeast | NE-2 West Tower | 2 West | 10/1/19 | 10/1/20 |  |  | SCALES, PATIENT | Scale, Patient | SCALEPATIENT-Scale-Tronix-5002 | SCALEPATIENT |  |  |  |  | Scale-Tronix | Scale, Patient |  | SCALEPATIENT-Scale-Tronix-5002 |  | 10/4/18 |  | SP-A | Covered PM Repair - Biomedical | MHHS-Northeast | [8 empty] | SCALEPATIENT | Scale, Patient | Scale-Tronix
NO | YES |  |  |  | 142-07855 | 142-07855 | Scale-Tronix Inc |  |  |  | NE-2 West Tower | MHHS-Northeast |  | Scale, Patient |  | 142-07855 | 142-07855 | Katy | MHHS-Northeast | NE-2 West Tower | 2 West | 11/1/19 | 11/1/20 |  |  | SCALES, PATIENT | Scale, Patient | SCALEPATIENT-Scale-Tronix-5002 | SCALEPATIENT |  |  |  |  | Scale-Tronix | Scale, Patient |  | SCALEPATIENT-Scale-Tronix-5002 |  |  |  | SP-A | Covered PM Repair - Biomedical | MHHS-Northeast | [8 empty] | SCALEPATIENT | Scale, Patient | Scale-Tronix
NO | YES |  |  |  | 142-07888 | 142-07888 | Scale-Tronix Inc |  |  |  | NE-3 West Tower | MHHS-Northeast |  | Scale, Patient |  | 142-07888 | 142-07888 | Katy | MHHS-Northeast | NE-3 West Tower | Nursing | 10/1/19 | 10/1/20 |  |  | SCALES, PATIENT | Scale, Patient | SCALEPATIENT-Scale-Tronix-5002 | SCALEPATIENT |  |  |  |  | Scale-Tronix | Scale, Patient |  | SCALEPATIENT-Scale-Tronix-5002 |  |  |  | SP-A | Covered PM Repair - Biomedical | MHHS-Northeast | [8 empty] | SCALEPATIENT | Scale, Patient | Scale-Tronix
NO | YES |  |  |  | 142-07904 | 142-07904 | Scale-Tronix Inc |  |  |  | NE-3 West Tower | MHHS-Northeast |  | Scale, Patient |  | 142-07904 | 142-07904 | Katy | MHHS-Northeast | NE-3 West Tower | Hall | 10/1/19 | 10/1/20 |  |  | SCALES, PATIENT | Scale, Patient | SCALEPATIENT-Scale-Tronix-5002 | SCALEPATIENT |  |  |  |  | Scale-Tronix | Scale, Patient |  | SCALEPATIENT-Scale-Tronix-5002 |  |  |  | SP-A | Covered PM Repair - Biomedical | MHHS-Northeast | [8 empty] | SCALEPATIENT | Scale, Patient | Scale-Tronix
NO | YES |  |  |  | 142-07949 | 142-07949 | Scale-Tronix Inc |  |  |  | NE-4 West Tower | MHHS-Northeast |  | Scale, Patient |  | 142-07949 | 142-07949 | Katy | MHHS-Northeast | NE-4 West Tower | 4 West | 10/1/19 | 10/1/20 |  |  | SCALES, PATIENT | Scale, Patient | SCALEPATIENT-Scale-Tronix-5002 | SCALEPATIENT |  |  |  |  | Scale-Tronix | Scale, Patient |  | SCALEPATIENT-Scale-Tronix-5002 |  |  |  | SP-A | Covered PM Repair - Biomedical | MHHS-Northeast | [8 empty] | SCALEPATIENT | Scale, Patient | Scale-Tronix
NO | YES |  |  |  | 142-07962 | 142-07962 | Scale-Tronix Inc |  |  |  | NE-4 West Tower | MHHS-Northeast |  | Scale, Patient |  | 142-07962 | 142-07962 | Katy | MHHS-Northeast | NE-4 West Tower |  | 10/1/19 | 10/1/20 |  |  | SCALES, PATIENT | Scale, Patient | SCALEPATIENT-Scale-Tronix-5002 | SCALEPATIENT |  |  |  |  | Scale-Tronix | Scale, Patient |  | SCALEPATIENT-Scale-Tronix-5002 |  |  |  | SP-A | Covered PM Repair - Biomedical | MHHS-Northeast | [8 empty] | SCALEPATIENT | Scale, Patient | Scale-Tronix
NO | YES |  |  |  | 142-07964 | 142-07964 | Scale-Tronix Inc |  |  |  | NE-4 West Tower | MHHS-Northeast |  | Scale, Patient |  | 142-07964 | 142-07964 | Katy | MHHS-Northeast | NE-4 West Tower | 4 West | 10/1/19 | 10/1/20 |  |  | SCALES, PATIENT | Scale, Patient | SCALEPATIENT-Scale-Tronix-5002 | SCALEPATIENT |  |  |  |  | Scale-Tronix | Scale, Patient |  | SCALEPATIENT-Scale-Tronix-5002 |  |  |  | SP-A | Covered PM Repair - Biomedical | MHHS-Northeast | [8 empty] | SCALEPATIENT | Scale, Patient | Scale-Tronix
NO | YES |  |  |  | 142-06723 | 142-06723 | Scale-Tronix Inc |  |  | 5002-35085 | NE-Clinical Decision Unit | MHHS-Northeast |  | Scale, Patient |  | 142-06723 | 142-06723 | Katy | MHHS-Northeast | NE-Clinical Decision Unit |  | 12/1/18 | 12/1/19 |  |  | SCALES, PATIENT | Scale, Patient | SCALEPATIENT-Scale-Tronix-5002 | SCALEPATIENT |  |  |  |  | Scale-Tronix | Scale, Patient |  | SCALEPATIENT-Scale-Tronix-5002 |  |  |  | SP-A | Covered PM Repair - Biomedical | MHHS-Northeast | [8 empty] | SCALEPATIENT | Scale, Patient | Scale-Tronix
NO | YES |  |  |  | 142-08365 | 142-08365 | Scale-Tronix Inc |  |  | U107233192383 | NE-OR Holding | MHHS-Northeast |  | Scale, Patient |  | 142-08365 | 142-08365 | Katy | MHHS-Northeast | NE-OR Holding | Procedure room |  |  |  |  | SCALES, PATIENT | Scale, Patient | SCALEPATIENT-Scale-Tronix-5002 | SCALEPATIENT |  |  |  |  | Scale-Tronix | Scale, Patient |  | SCALEPATIENT-Scale-Tronix-5002 |  | 3/16/19 |  | SP-A | Covered PM Repair - Biomedical | MHHS-Northeast | [8 empty] | SCALEPATIENT | Scale, Patient | Scale-Tronix
NO | YES |  |  |  |  | 142-00261 | Scale-Tronix Inc |  |  | 5002-0348 | NE-Labor & Delivery | MHHS-Northeast |  | Scale, Patient |  |  | 142-00261 | Katy | MHHS-Northeast | NE-Labor & Delivery | Nursing | 8/1/19 | 8/1/20 |  |  | SCALES, PATIENT | Scale, Patient | SCALEPATIENT-Scale-Tronix-5002 | SCALEPATIENT |  |  |  |  | Scale-Tronix | Scale, Patient |  | SCALEPATIENT-Scale-Tronix-5002 |  |  |  | SP-A | Covered PM Repair - Biomedical | MHHS-Northeast | [8 empty] | SCALEPATIENT | Scale, Patient | Scale-Tronix
NO | YES |  |  |  |  | 142-04234 | Scale-Tronix Inc |  |  | 5002-4055 | SC CCC-(NE)-Emergency Room | MHHS-Northeast |  | Scale, Patient |  |  | 142-04234 | Katy | MHHS-Others | SC CCC-(NE)-Emergency Room | Nurses station | 8/1/19 | 8/1/20 |  |  | SCALES, PATIENT | Scale, Patient | SCALEPATIENT-Scale-Tronix-5002 | SCALEPATIENT |  |  |  |  | Scale-Tronix | Scale, Patient |  | SCALEPATIENT-Scale-Tronix-5002 |  | 11/20/17 |  | SP-A | Covered PM Repair - Biomedical | MHHS-Northeast | [8 empty] | SCALEPATIENT | Scale, Patient | Scale-Tronix
NO | YES |  |  |  | 142-08010 | 142-08010 | Scale-Tronix Inc |  |  |  | NE-Respiratory | MHHS-Northeast |  | Scale, Patient |  | 142-08010 | 142-08010 | Katy | MHHS-Northeast | NE-Respiratory | PFT Room | 5/1/19 | 5/1/20 |  |  | SCALES, PATIENT | Scale, Patient | SCALEPATIENT-Scale-Tronix-5002 | SCALEPATIENT |  |  |  |  | Scale-Tronix | Scale, Patient |  | SCALEPATIENT-Scale-Tronix-5002 |  |  |  | SP-A | Covered PM Repair - Biomedical | MHHS-Northeast | [8 empty] | SCALEPATIENT | Scale, Patient | Scale-Tronix
NO | YES |  |  |  | 145-00367 | 145-00367 | Scale-Tronix Inc |  |  | 5002-35015 | Pearland-3N-Med/Surg | MHHS-Pearland Hospital |  | Scale, Patient |  | 145-00367 | 145-00367 | Pearland | MHHS-Pearland Hospital | Pearland-3N-Med/Surg | Equipment storage |  |  |  | No pm required | SCALES, PATIENT | Scale, Patient | SCALEPATIENT-Scale-Tronix-5002 | SCALEPATIENT |  |  |  |  | Scale-Tronix | Scale, Patient |  | SCALEPATIENT-Scale-Tronix-5002 |  | 7/15/16 |  | SP-A | Covered PM Repair - Biomedical | MHHS-Pearland Hospital | [8 empty] | SCALEPATIENT | Scale, Patient | Scale-Tronix
NO | YES |  |  |  | 145-00375 | 145-00375 | Scale-Tronix Inc |  |  | 5002-35014 | Pearland-4N-Med/Surg | MHHS-Pearland Hospital |  | Scale, Patient |  | 145-00375 | 145-00375 | Pearland | MHHS-Pearland Hospital | Pearland-4N-Med/Surg | Equipment storage 146 | 7/1/19 | 2/1/20 |  |  | SCALES, PATIENT | Scale, Patient | SCALEPATIENT-Scale-Tronix-5002 | SCALEPATIENT |  |  |  |  | Scale-Tronix | Scale, Patient |  | SCALEPATIENT-Scale-Tronix-5002 |  | 5/4/16 |  | SP-A | Covered PM Repair - Biomedical | MHHS-Pearland Hospital | [8 empty] | SCALEPATIENT | Scale, Patient | Scale-Tronix
NO | YES |  |  |  | 145-00612 | 145-00612 | Scale-Tronix Inc |  |  | 5002-35016 | MH MG-(PL)-Pearland Multi-Specialty (Mp 2) | MHHS-Pearland Hospital |  | Scale, Patient |  | 145-00612 | 145-00612 | Pearland | MHHS-MG | MH MG-(PL)-Pearland Multi-Specialty (Mp 2) | Exam 5 | 12/1/18 | 12/1/19 |  |  | SCALES, PATIENT | Scale, Patient | SCALEPATIENT-Scale-Tronix-5002 | SCALEPATIENT |  |  |  |  | Scale-Tronix | Scale, Patient |  | SCALEPATIENT-Scale-Tronix-5002 |  | 10/12/18 |  | SP-A | Covered PM Repair - Biomedical | MHHS-Pearland Hospital | [8 empty] | SCALEPATIENT | Scale, Patient | Scale-Tronix
NO | YES |  |  |  | 005-05468 | 005-05468 | Scale-Tronix Inc |  |  | 5002-13100 | SE - CANCER CENTER | MHHS-Southeast |  | Scale, Patient |  | 005-05468 | 005-05468 | Southeast | Memorial Hermann Sports Medicine | SE - CANCER CENTER | #100 Plaza 2 | 10/1/19 |  |  |  | SCALES, PATIENT | Scale, Patient | SCALEPATIENT-Scale-Tronix-5002 | SCALEPATIENT |  |  |  |  | Scale-Tronix | Scale, Patient |  | SCALEPATIENT-Scale-Tronix-5002 |  | 5/18/13 |  | SP-A | Covered PM Repair - Biomedical | MHHS-Southeast | [8 empty] | SCALEPATIENT | Scale, Patient | Scale-Tronix
NO | YES |  |  |  | 005-02331 | 005-02331 | Scale-Tronix Inc |  |  | 5002-6652 | SE-Neonatal ICU | MHHS-Southeast |  | Scale, Patient |  | 005-02331 | 005-02331 | Southeast | MHHS-Southeast | SE-Neonatal ICU |  | 5/1/19 |  |  |  | SCALES, PATIENT |  | SCALEPATIENT-Scale-Tronix-5002 | SCALEPATIENT |  |  |  |  | Scale-Tronix | Scale, Patient |  | SCALEPATIENT-Scale-Tronix-5002 |  | 11/30/17 |  |  | Covered PM Repair - Biomedical | MHHS-Southeast
NO | YES |  |  |  | 005-06601 | 005-06601 | Scale-Tronix Inc |  |  | 5002-9499 | SE-OR-Preop | MHHS-Southeast |  | Scale, Patient |  | 005-06601 | 005-06601 | Southeast | MHHS-Southeast | SE-OR-Preop | Bathroom | 7/1/17 |  | 7/1/18 |  | SCALES, PATIENT |  | SCALEPATIENT-Scale-Tronix-5002 | SCALEPATIENT |  |  |  |  | Scale-Tronix | Scale, Patient |  | SCALEPATIENT-Scale-Tronix-5002 |  | 11/30/17 |  |  | Covered PM Repair - Biomedical | MHHS-Southeast
NO | YES | Serial Number 5002-7512 |  |  | 005-06399 | 005-06399 | Scale-Tronix Inc |  |  | 5002-7512 | (null) | MHHS-Southeast |  | Scale, Patient |  | 005-06399 | 005-06399 | (null) | MHHS-Southeast | (null) | (null) |  |  |  | (null) | SCALES, PATIENT |  | SCALEPATIENT-Scale-Tronix-5002 | SCALEPATIENT |  |  |  |  | Scale-Tronix | Scale, Patient |  | SCALEPATIENT-Scale-Tronix-5002 |  | 11/30/17 |  |  | Covered PM Repair - Biomedical | MHHS-Southeast
NO | YES |  |  |  |  | 013-08845 | Scale-Tronix Inc |  |  | 5002-8500 | SW-Telemetry | MHHS-Southwest |  | Scale, Patient |  |  | 013-08845 | Southwest | MHHS-Southwest | SW-Telemetry | Storage room | 8/1/19 |  | 8/1/20 |  | SCALES, PATIENT | Scale, Patient | SCALEPATIENT-Scale-Tronix-5002 | SCALEPATIENT |  |  |  |  | Scale-Tronix | Scale, Patient |  | SCALEPATIENT-Scale-Tronix-5002 |  | 11/30/17 |  | SP-A | Covered PM Repair - Biomedical | MHHS-Southwest | [8 empty] | SCALEPATIENT | Scale, Patient | Scale-Tronix
NO | YES | [5 empty] | Scale-Tronix Inc |  |  | 5002-8619 | SW-Telemetry | MHHS-Southwest |  | Scale, Patient |  |  |  | Southwest | MHHS-Southwest | SW-Telemetry | Hallway | 6/1/19 |  | 6/1/20 |  | SCALES, PATIENT | Scale, Patient | SCALEPATIENT-Scale-Tronix-5002 | SCALEPATIENT |  |  |  |  | Scale-Tronix | Scale, Patient |  | SCALEPATIENT-Scale-Tronix-5002 |  | 11/30/17 |  | SP-A | Covered PM Repair - Biomedical | MHHS-Southwest | [8 empty] | SCALEPATIENT | Scale, Patient | Scale-Tronix
NO | YES |  |  |  |  | 013-08847 | Scale-Tronix Inc |  |  | 5002-8497 | SW-Telemetry | MHHS-Southwest |  | Scale, Patient |  |  | 013-08847 | Southwest | MHHS-Southwest | SW-Telemetry | Storage room | 9/1/19 |  |  |  | SCALES, PATIENT | Scale, Patient | SCALEPATIENT-Scale-Tronix-5002 | SCALEPATIENT |  |  |  |  | Scale-Tronix | Scale, Patient |  | SCALEPATIENT-Scale-Tronix-5002 |  | 11/30/17 |  | SP-A | Covered PM Repair - Biomedical | MHHS-Southwest | [8 empty] | SCALEPATIENT | Scale, Patient | Scale-Tronix
NO | YES | [5 empty] | Scale-Tronix Inc |  |  | 5002-12263 | SW-HVI-Noninvasive Cardiology | MHHS-Southwest |  | Scale, Patient |  |  |  | Southwest | MHHS-Southwest | SW-HVI-Noninvasive Cardiology | Hallway | 10/1/19 |  | 10/1/20 |  | SCALES, PATIENT | Scale, Patient | SCALEPATIENT-Scale-Tronix-5002 | SCALEPATIENT |  |  |  |  | Scale-Tronix | Scale, Patient |  | SCALEPATIENT-Scale-Tronix-5002 |  | 11/30/17 |  | SP-A | Covered PM Repair - Biomedical | MHHS-Southwest | [8 empty] | SCALEPATIENT | Scale, Patient | Scale-Tronix
NO | YES | [5 empty] | Scale-Tronix Inc |  |  | 5002-12262 | SW-HVI-Noninvasive Cardiology | MHHS-Southwest |  | Scale, Patient |  |  |  | Southwest | MHHS-Southwest | SW-HVI-Noninvasive Cardiology | Hallway | 10/1/19 |  | 10/1/20 |  | SCALES, PATIENT | Scale, Patient | SCALEPATIENT-Scale-Tronix-5002 | SCALEPATIENT |  |  |  |  | Scale-Tronix | Scale, Patient |  | SCALEPATIENT-Scale-Tronix-5002 |  | 11/30/17 |  | SP-A | Covered PM Repair - Biomedical | MHHS-Southwest | [8 empty] | SCALEPATIENT | Scale, Patient | Scale-Tronix
NO | YES |  |  |  | 013-36780 | 013-36780 | Scale-Tronix Inc |  |  | 5002-33939 | SW-Nursery | MHHS-Southwest |  | Scale, Patient |  | 013-36780 | 013-36780 | Southwest | MHHS-Southwest | SW-Nursery | Hallway | 3/1/19 |  | 3/1/20 |  | SCALES, PATIENT | Scale, Patient | SCALEPATIENT-Scale-Tronix-5002 | SCALEPATIENT |  |  |  |  | Scale-Tronix | Scale, Patient |  | SCALEPATIENT-Scale-Tronix-5002 |  | 11/30/17 |  | SP-A | Covered PM Repair - Biomedical | MHHS-Southwest | [8 empty] | SCALEPATIENT | Scale, Patient | Scale-Tronix
NO | YES | [5 empty] | Scale-Tronix Inc |  |  | 5002-10692 | SW-Med/Surg Floors | MHHS-Southwest |  | Scale, Patient |  |  |  | Southwest | MHHS-Southwest | SW-Med/Surg Floors | Storage D Wing | 9/1/19 |  | 9/1/20 |  | SCALES, PATIENT | Scale, Patient | SCALEPATIENT-Scale-Tronix-5002 | SCALEPATIENT |  |  |  |  | Scale-Tronix | Scale, Patient |  | SCALEPATIENT-Scale-Tronix-5002 |  | 11/30/17 |  | SP-A | Covered PM Repair - Biomedical | MHHS-Southwest | [8 empty] | SCALEPATIENT | Scale, Patient | Scale-Tronix
NO | YES |  |  |  |  | 013-17080 | Scale-Tronix Inc |  |  | 5002-10691 | SW-Med/Surg 6 | MHHS-Southwest |  | Scale, Patient |  |  | 013-17080 | Southwest | MHHS-Southwest | SW-Med/Surg 6 | B wing | 11/1/19 |  |  |  | SCALES, PATIENT | Scale, Patient | SCALEPATIENT-Scale-Tronix-5002 | SCALEPATIENT |  |  |  |  | Scale-Tronix | Scale, Patient |  | SCALEPATIENT-Scale-Tronix-5002 |  | 11/30/17 |  | SP-A | Covered PM Repair - Biomedical | MHHS-Southwest | [8 empty] | SCALEPATIENT | Scale, Patient | Scale-Tronix
NO | YES |  |  |  |  | 013-16567 | Scale-Tronix Inc |  |  | 5002-22095 | SW-OR | MHHS-Southwest |  | Scale, Patient |  |  | 013-16567 | Southwest | MHHS-Southwest | SW-OR | Pre-Op | 12/1/19 |  |  |  | SCALES, PATIENT | Scale, Patient | SCALEPATIENT-Scale-Tronix-5002 | SCALEPATIENT |  |  |  |  | Scale-Tronix | Scale, Patient |  | SCALEPATIENT-Scale-Tronix-5002 |  | 11/30/17 |  | SP-A | Covered PM Repair - Biomedical | MHHS-Southwest | [8 empty] | SCALEPATIENT | Scale, Patient | Scale-Tronix
NO | YES |  |  |  | 013-08848 | 013-08848 | Scale-Tronix Inc |  |  | 5002-8499 | SW-Med/Surg Floors | MHHS-Southwest |  | Scale, Patient |  | 013-08848 | 013-08848 | Southwest | MHHS-Southwest | SW-Med/Surg Floors | Doppler storage | 10/1/19 |  | 10/1/20 |  | SCALES, PATIENT | Scale, Patient | SCALEPATIENT-Scale-Tronix-5002 | SCALEPATIENT |  |  |  |  | Scale-Tronix | Scale, Patient |  | SCALEPATIENT-Scale-Tronix-5002 |  | 11/30/17 |  | SP-A | Covered PM Repair - Biomedical | MHHS-Southwest | [8 empty] | SCALEPATIENT | Scale, Patient | Scale-Tronix
NO | YES | [5 empty] | Scale-Tronix Inc |  |  | 5002-8501 | SW-Rehab | MHHS-Southwest |  | Scale, Patient |  |  |  | Southwest | MHHS-Southwest | SW-Rehab | E Wing Rehab | 9/1/19 |  | 9/1/20 |  | SCALES, PATIENT | Scale, Patient | SCALEPATIENT-Scale-Tronix-5002 | SCALEPATIENT |  |  |  |  | Scale-Tronix | Scale, Patient |  | SCALEPATIENT-Scale-Tronix-5002 |  | 12/15/12 |  | SP-A | Covered PM Repair - Biomedical | MHHS-Southwest | [8 empty] | SCALEPATIENT | Scale, Patient | Scale-Tronix
NO | YES | [5 empty] | Scale-Tronix Inc |  |  | 5002-10690 | SW-Med/Surg Floors | MHHS-Southwest |  | Scale, Patient |  |  |  | Southwest | MHHS-Southwest | SW-Med/Surg Floors | Storage D Wing | 9/1/19 |  | 9/1/20 |  | SCALES, PATIENT | Scale, Patient | SCALEPATIENT-Scale-Tronix-5002 | SCALEPATIENT |  |  |  |  | Scale-Tronix | Scale, Patient |  | SCALEPATIENT-Scale-Tronix-5002 |  | 8/4/14 |  | SP-A | Covered PM Repair - Biomedical | MHHS-Southwest | [8 empty] | SCALEPATIENT | Scale, Patient | Scale-Tronix
NO | YES |  |  |  | 129-03206 | 129-03206 | Scale-Tronix Inc |  |  | 5002-24100 | Sugar Land-OR | MHHS-Sugarland |  | Scale, Patient |  | 129-03206 | 129-03206 | Sugar Land | MHHS-Sugarland | Sugar Land-OR | Day Stay | 10/1/19 |  |  |  | SCALES, PATIENT | Scale, Patient | SCALEPATIENT-Scale-Tronix-5002 | SCALEPATIENT |  |  |  |  | Scale-Tronix | Scale, Patient |  | SCALEPATIENT-Scale-Tronix-5002 |  |  |  | SP-A | Covered PM Repair - Biomedical | MHHS-Sugarland | [8 empty] | SCALEPATIENT | Scale, Patient | Scale-Tronix
NO | YES |  |  |  | 129-07888 | 129-07888 | Scale-Tronix Inc |  |  | 21U107236192665 | Sugar Land-Observation Unit | MHHS-Sugarland |  | Scale, Patient |  | 129-07888 | 129-07888 | Sugar Land | MHHS-Sugarland | Sugar Land-Observation Unit | Observation | 9/1/19 |  | 9/1/20 |  | SCALES, PATIENT | Scale, Patient | SCALEPATIENT-Scale-Tronix-5002 | SCALEPATIENT |  |  |  |  | Scale-Tronix | Scale, Patient |  | SCALEPATIENT-Scale-Tronix-5002 |  |  |  | SP-A | Covered PM Repair - Biomedical | MHHS-Sugarland | [8 empty] | SCALEPATIENT | Scale, Patient | Scale-Tronix
NO | YES |  |  |  | 077-06729 | 077-06729 | Scale-Tronix Inc |  |  | 5002-34091 | TMC-Children's-CCN (10Hp) | MHHS-TMC |  | Scale, Patient |  | 077-06729 | 077-06729 | TMC | MHHS-TMC | TMC-Children's-CCN (10Hp) |  | 4/12/19 |  |  |  | SCALES, PATIENT |  | SCALEPATIENT-Scale-Tronix-5002 | SCALEPATIENT |  |  |  |  | Scale-Tronix | Scale, Patient |  | SCALEPATIENT-Scale-Tronix-5002 |  |  | Verified 3/29/2020 11:26:am (Central) |  | Covered PM Repair - Biomedical | MHHS-TMC
NO | YES | Asset Tag 077-08128 |  |  | 077-08128 | 077-08128 | Scale-Tronix Inc |  |  | 5002-32675 | TMC-Children's-CCN (10Hp) | MHHS-TMC |  | Scale, Patient |  | 077-08128 | 077-08128 | TMC | MHHS-TMC | TMC-Children's-CCN (10Hp) |  | 4/16/19 |  |  |  | SCALES, PATIENT |  | SCALEPATIENT-Scale-Tronix-5002 | SCALEPATIENT |  |  |  |  | Scale-Tronix | Scale, Patient |  | SCALEPATIENT-Scale-Tronix-5002 |  |  | Verified 3/30/2020 4:07pm (Central) |  | Covered PM Repair - Biomedical | MHHS-TMC
NO | YES | [5 empty] | Scale-Tronix Inc |  |  | 5002-20825 | TMC-Children's-CSC (9Hp) | MHHS-TMC |  | Scale, Patient |  |  |  | TMC | MHHS-TMC | TMC-Children's-CSC (9Hp) |  | 4/18/19 |  |  |  | SCALES, PATIENT |  | SCALEPATIENT-Scale-Tronix-5002 | SCALEPATIENT |  |  |  |  | Scale-Tronix | Scale, Patient |  | SCALEPATIENT-Scale-Tronix-5002 |  | 11/30/17 | Verified 3/29/2020 11:26:am (Central) |  | Covered PM Repair - Biomedical | MHHS-TMC
NO | YES |  |  |  | 069-39831 | 069-39831 | Scale-Tronix Inc |  |  | 5002-32451 | TMC-Children's-L&D (5Hp) | MHHS-TMC |  | Scale, Patient |  | 069-39831 | 069-39831 | TMC | MHHS-TMC | TMC-Children's-L&D (5Hp) | CHILDRENS - L | 10/1/19 |  | 10/1/20 |  | SCALES, PATIENT |  | SCALEPATIENT-Scale-Tronix-5002 | SCALEPATIENT |  |  |  |  | Scale-Tronix | Scale, Patient |  | SCALEPATIENT-Scale-Tronix-5002 |  | 11/30/17 |  |  | Covered PM Repair - Biomedical | MHHS-TMC
NO | YES |  |  |  | 077-07879 | 077-07879 | Scale-Tronix Inc |  |  | 5002-34131 | TMC-Children's-RCW (8Hp) | MHHS-TMC |  | Scale, Patient |  | 077-07879 | 077-07879 | TMC | MHHS-TMC | TMC-Children's-RCW (8Hp) |  | 1/10/19 |  |  |  | SCALES, PATIENT |  | SCALEPATIENT-Scale-Tronix-5002 | SCALEPATIENT |  |  |  |  | Scale-Tronix | Scale, Patient |  | SCALEPATIENT-Scale-Tronix-5002 |  | 11/30/17 | Verified 3/30/2020 4:07pm (Central) |  | Covered PM Repair - Biomedical | MHHS-TMC
NO | YES |  |  |  | 077-08094 | 077-08094 | Scale-Tronix Inc |  |  | 5002-34129 | TMC-Children's-RCW (8Hp) | MHHS-TMC |  | Scale, Patient |  | 077-08094 | 077-08094 | TMC | MHHS-TMC | TMC-Children's-RCW (8Hp) |  | 1/30/19 |  |  |  | SCALES, PATIENT |  | SCALEPATIENT-Scale-Tronix-5002 | SCALEPATIENT |  |  |  |  | Scale-Tronix | Scale, Patient |  | SCALEPATIENT-Scale-Tronix-5002 |  | 11/30/17 | Verified 3/30/2020 4:07pm (Central) |  | Covered PM Repair - Biomedical | MHHS-TMC
NO | YES |  |  |  | 077-08095 | 077-08095 | Scale-Tronix Inc |  |  |  | TMC-Children's-RCW (8Hp) | MHHS-TMC |  | Scale, Patient |  | 077-08095 | 077-08095 | TMC | MHHS-TMC | TMC-Children's-RCW (8Hp) |  | 1/29/19 |  |  |  | SCALES, PATIENT |  | SCALEPATIENT-Scale-Tronix-5002 | SCALEPATIENT |  |  |  |  | Scale-Tronix | Scale, Patient |  | SCALEPATIENT-Scale-Tronix-5002 |  | 11/30/17 | Verified 3/30/2020 4:07pm (Central) |  | Covered PM Repair - Biomedical | MHHS-TMC
NO | YES | [5 empty] | Scale-Tronix Inc |  |  | 5002-20826 | TMC-Children's-RCW (8Hp) | MHHS-TMC |  | Scale, Patient |  |  |  | TMC | MHHS-TMC | TMC-Children's-RCW (8Hp) |  | 2/19/19 |  |  |  | SCALES, PATIENT |  | SCALEPATIENT-Scale-Tronix-5002 | SCALEPATIENT |  |  |  |  | Scale-Tronix | Scale, Patient |  | SCALEPATIENT-Scale-Tronix-5002 |  | 11/30/17 | Verified 3/30/2020 4:07pm (Central) |  | Covered PM Repair - Biomedical | MHHS-TMC
NO | YES | [5 empty] | Scale-Tronix Inc |  |  | 5002-20824 | TMC-Children's-RCW (8Hp) | MHHS-TMC |  | Scale, Patient |  |  |  | TMC | MHHS-TMC | TMC-Children's-RCW (8Hp) |  | 1/30/19 |  |  |  | SCALES, PATIENT |  | SCALEPATIENT-Scale-Tronix-5002 | SCALEPATIENT |  |  |  |  | Scale-Tronix | Scale, Patient |  | SCALEPATIENT-Scale-Tronix-5002 |  | 11/30/17 | Verified 3/30/2020 4:07pm (Central) |  | Covered PM Repair - Biomedical | MHHS-TMC
NO | YES |  |  |  | 099-11111 | 099-11111 | Scale-Tronix Inc |  |  | 5002-3896 | TMC-Dialysis-Children's (9Hp) | MHHS-TMC |  | Scale, Patient |  | 099-11111 | 099-11111 | TMC | MHHS-TMC | TMC-Dialysis-Children's (9Hp) |  | 5/16/19 |  |  |  | SCALES, PATIENT |  | SCALEPATIENT-Scale-Tronix-5002 | SCALEPATIENT |  |  |  |  | Scale-Tronix | Scale, Patient |  | SCALEPATIENT-Scale-Tronix-5002 |  | 11/30/17 |  |  | Covered PM Repair - Biomedical | MHHS-TMC
NO | YES |  |  |  | 069-37099 | 069-37099 | Scale-Tronix Inc |  |  | 5002-33713 | TMC-Hermann-COU (1R) | MHHS-TMC |  | Scale, Patient |  | 069-37099 | 069-37099 | TMC | MHHS-TMC | TMC-Hermann-COU (1R) | Crash cart | 7/1/19 |  | 7/1/20 |  | SCALES, PATIENT |  | SCALEPATIENT-Scale-Tronix-5002 | SCALEPATIENT |  |  |  |  | Scale-Tronix | Scale, Patient |  | SCALEPATIENT-Scale-Tronix-5002 |  | 11/30/17 |  |  | Covered PM Repair - Biomedical | MHHS-TMC
NO | YES |  |  |  | 069-20680 | 069-20680 | Scale-Tronix Inc |  |  | 5002-10213 |  | MHHS-TMC |  | Scale, Patient |  | 069-20680 | 069-20680 | TMC | Memorial Hermann Heart |  | IMU Hallway |  |  |  |  | SCALES, PATIENT | Scale, Patient | SCALEPATIENT-Scale-Tronix-5002 | SCALEPATIENT |  |  |  |  | Scale-Tronix | Scale, Patient |  | SCALEPATIENT-Scale-Tronix-5002 |  | 11/30/17 |  | SP-A | Covered PM Repair - Biomedical | MHHS-TMC | [8 empty] | SCALEPATIENT | Scale, Patient | Scale-Tronix
NO | YES |  |  |  | 074-04918 | 074-04918 | Scale-Tronix Inc |  |  | 5002-31649 |  | MHHS-TMC |  | Scale, Patient |  | 074-04918 | 074-04918 | TMC | Memorial Hermann Heart |  | IMU Hallway | 9/1/19 |  | 8/1/20 |  | SCALES, PATIENT | Scale, Patient | SCALEPATIENT-Scale-Tronix-5002 | SCALEPATIENT |  |  |  |  | Scale-Tronix | Scale, Patient |  | SCALEPATIENT-Scale-Tronix-5002 |  | 11/30/17 |  | SP-A | Covered PM Repair - Biomedical | MHHS-TMC | [8 empty] | SCALEPATIENT | Scale, Patient | Scale-Tronix
NO | YES |  |  |  | 074-00676 | 074-00676 | Scale-Tronix Inc |  |  | 5002-10977 | TMC-HVI-CVICU (8Hvi) | MHHS-TMC |  | Scale, Patient |  | 074-00676 | 074-00676 | TMC | MHHS-TMC | TMC-HVI-CVICU (8Hvi) | HVI 8th floor | 3/1/19 |  |  |  | SCALES, PATIENT | Scale, Patient | SCALEPATIENT-Scale-Tronix-5002 | SCALEPATIENT |  |  |  |  | Scale-Tronix | Scale, Patient |  | SCALEPATIENT-Scale-Tronix-5002 |  | 11/30/17 |  | SP-A | Covered PM Repair - Biomedical | MHHS-TMC | [8 empty] | SCALEPATIENT | Scale, Patient | Scale-Tronix
NO | YES |  |  |  | 074-04976 | 074-04976 | Scale-Tronix Inc |  |  |  | TMC | MHHS-TMC |  | Scale, Patient |  | 074-04976 | 074-04976 | TMC | Memorial Hermann Heart | TMC | Hallway | 7/1/19 |  | 7/1/20 |  | SCALES, PATIENT | Scale, Patient | SCALEPATIENT-Scale-Tronix-5002 | SCALEPATIENT |  |  |  |  | Scale-Tronix | Scale, Patient |  | SCALEPATIENT-Scale-Tronix-5002 |  | 11/30/17 |  | SP-A | Covered PM Repair - Biomedical | MHHS-TMC | [8 empty] | SCALEPATIENT | Scale, Patient | Scale-Tronix
NO | YES |  |  |  | 074-03309 | 074-03309 | Scale-Tronix Inc |  |  | 5002-10976 | TMC-HVI-Heart Failure ICU (5Hvi) | MHHS-TMC |  | Scale, Patient |  | 074-03309 | 074-03309 | TMC | MHHS-TMC | TMC-HVI-Heart Failure ICU (5Hvi) | Hallway | 8/1/19 |  | 8/1/20 |  | SCALES, PATIENT | Scale, Patient | SCALEPATIENT-Scale-Tronix-5002 | SCALEPATIENT |  |  |  |  | Scale-Tronix | Scale, Patient |  | SCALEPATIENT-Scale-Tronix-5002 |  | 11/30/17 |  | SP-A | Covered PM Repair - Biomedical | MHHS-TMC | [8 empty] | SCALEPATIENT | Scale, Patient | Scale-Tronix
NO | YES |  |  |  | 074-05090 | 074-05090 | Scale-Tronix Inc |  |  | 5002-34918 | TMC-HVI-Heart Failure ICU (5Hvi) | MHHS-TMC |  | Scale, Patient |  | 074-05090 | 074-05090 | TMC | MHHS-TMC | TMC-HVI-Heart Failure ICU (5Hvi) | Hall | 8/1/19 |  |  |  | SCALES, PATIENT | Scale, Patient | SCALEPATIENT-Scale-Tronix-5002 | SCALEPATIENT |  |  |  |  | Scale-Tronix | Scale, Patient |  | SCALEPATIENT-Scale-Tronix-5002 |  | 11/30/17 |  | SP-A | Covered PM Repair - Biomedical | MHHS-TMC | [8 empty] | SCALEPATIENT | Scale, Patient | Scale-Tronix
NO | YES |  |  |  | 069-07256 | 069-07256 | Scale-Tronix Inc |  |  | 5002-5175 | TMC-Jones-Bariatrics (9Ej) | MHHS-TMC |  | Scale, Patient |  | 069-07256 | 069-07256 | TMC | MHHS-TMC | TMC-Jones-Bariatrics (9Ej) |  | 3/1/19 |  |  |  | SCALES, PATIENT | Scale, Patient | SCALEPATIENT-Scale-Tronix-5002 | SCALEPATIENT |  |  |  |  | Scale-Tronix | Scale, Patient |  | SCALEPATIENT-Scale-Tronix-5002 |  | 11/30/17 |  | SP-A | Covered PM Repair - Biomedical | MHHS-TMC | [8 empty] | SCALEPATIENT | Scale, Patient | Scale-Tronix
NO | YES |  |  |  | 069-07472 |  | Scale-Tronix Inc |  |  | 5002-0241 | TMC-Jones-Apheresis (9J) | MHHS-TMC |  | Scale, Patient |  | 069-07472 |  | TMC | MHHS-TMC | TMC-Jones-Apheresis (9J) | J9 | 4/1/19 |  |  |  | SCALES, PATIENT | Scale, Patient | SCALEPATIENT-Scale-Tronix-5002 | SCALEPATIENT |  |  |  |  | Scale-Tronix | Scale, Patient |  | SCALEPATIENT-Scale-Tronix-5002 |  | 11/30/17 |  | SP-A | Covered PM Repair - Biomedical | MHHS-TMC | [8 empty] | SCALEPATIENT | Scale, Patient | Scale-Tronix
NO | YES | Asset Tag 069-16365 |  |  | 069-16365 | 069-16365 | Scale-Tronix Inc |  |  | 5002-5201 | TMC-Jones-Hyperbaric/Wound Care (Jg) | MHHS-TMC |  | Scale, Patient |  | 069-16365 | 069-16365 | TMC | MHHS-TMC | TMC-Jones-Hyperbaric/Wound Care (Jg) | Exam 5 | 4/1/19 |  | 4/1/20 |  | SCALES, PATIENT |  | SCALEPATIENT-Scale-Tronix-5002 | SCALEPATIENT |  |  |  |  | Scale-Tronix | Scale, Patient |  | SCALEPATIENT-Scale-Tronix-5002 |  | 11/30/17 |  |  | Covered PM Repair - Biomedical | MHHS-TMC
NO | YES | [5 empty] | Scale-Tronix Inc |  |  | 5002-7695 | Woodlands-Birth Center | MHHS-Woodlands |  | Scale, Patient |  |  |  | Woodlands | MHHS-Woodlands | Woodlands-Birth Center | Ob ED hallway | 9/1/19 |  | 9/1/20 |  | SCALES, PATIENT | Scale, Patient | SCALEPATIENT-Scale-Tronix-5002 | SCALEPATIENT |  |  |  |  | Scale-Tronix | Scale, Patient |  | SCALEPATIENT-Scale-Tronix-5002 |  | 9/10/16 |  | SP-A | Covered PM Repair - Biomedical | MHHS-Woodlands | [8 empty] | SCALEPATIENT | Scale, Patient | Scale-Tronix
NO | YES |  |  |  |  | 029-02792 | Scale-Tronix Inc |  |  | 5002-7694 | PUC 3 | MHHS-Woodlands |  | Scale, Patient |  |  | 029-02792 | Woodlands | Memorial Hermann The Woodlands Medical Center | PUC 3 | PUC 3 | 7/1/19 |  | 7/1/20 |  | SCALES, PATIENT | Scale, Patient | SCALEPATIENT-Scale-Tronix-5002 | SCALEPATIENT |  |  |  |  | Scale-Tronix | Scale, Patient |  | SCALEPATIENT-Scale-Tronix-5002 |  |  |  | SP-A | Covered PM Repair - Biomedical | MHHS-Woodlands | [8 empty] | SCALEPATIENT | Scale, Patient | Scale-Tronix
NO | YES | [5 empty] | Scale-Tronix Inc |  |  | 5002-7696 | Woodlands-PCU4 | MHHS-Woodlands |  | Scale, Patient |  |  |  | Woodlands | MHHS-Woodlands | Woodlands-PCU4 | Nurse Station | 10/1/19 |  | 10/1/20 |  | SCALES, PATIENT | Scale, Patient | SCALEPATIENT-Scale-Tronix-5002 | SCALEPATIENT |  |  |  |  | Scale-Tronix | Scale, Patient |  | SCALEPATIENT-Scale-Tronix-5002 |  |  |  | SP-A | Covered PM Repair - Biomedical | MHHS-Woodlands | [8 empty] | SCALEPATIENT | Scale, Patient | Scale-Tronix
NO | YES | [5 empty] | Scale-Tronix Inc |  |  | 5002-10835 | Woodlands-PCU6 | MHHS-Woodlands |  | Scale, Patient |  |  |  | Woodlands | MHHS-Woodlands | Woodlands-PCU6 | Nurse Station | 7/1/19 |  | 7/1/20 |  | SCALES, PATIENT | Scale, Patient | SCALEPATIENT-Scale-Tronix-5002 | SCALEPATIENT |  |  |  |  | Scale-Tronix | Scale, Patient |  | SCALEPATIENT-Scale-Tronix-5002 |  | 4/18/18 |  | SP-A | Covered PM Repair - Biomedical | MHHS-Woodlands | [8 empty] | SCALEPATIENT | Scale, Patient | Scale-Tronix
NO | YES |  |  |  | 029-10747 | 029-10747 | Scale-Tronix Inc |  |  | 5002-35460 | Woodlands-PCU6 | MHHS-Woodlands |  | Scale, Patient |  | 029-10747 | 029-10747 | Woodlands | MHHS-Woodlands | Woodlands-PCU6 | Nurse Station | 10/1/19 |  | 10/1/20 |  | SCALES, PATIENT | Scale, Patient | SCALEPATIENT-Scale-Tronix-5002 | SCALEPATIENT |  |  |  |  | Scale-Tronix | Scale, Patient |  | SCALEPATIENT-Scale-Tronix-5002 |  |  |  | SP-A | Covered PM Repair - Biomedical | MHHS-Woodlands | [8 empty] | SCALEPATIENT | Scale, Patient | Scale-Tronix
NO | YES |  |  |  |  | 029-03576 | Scale-Tronix Inc |  |  | 5002-10104 | Woodlands-Peds | MHHS-Woodlands |  | Scale, Patient |  |  | 029-03576 | Woodlands | MHHS-Woodlands | Woodlands-Peds | Hallway | 10/1/19 |  | 10/1/20 |  | SCALES, PATIENT | Scale, Patient | SCALEPATIENT-Scale-Tronix-5002 | SCALEPATIENT |  |  |  |  | Scale-Tronix | Scale, Patient |  | SCALEPATIENT-Scale-Tronix-5002 |  |  |  | SP-A | Covered PM Repair - Biomedical | MHHS-Woodlands | [8 empty] | SCALEPATIENT | Scale, Patient | Scale-Tronix
NO | NO |  |  |  | 151-01638 |  | Scale-Tronix Inc |  |  |  | CY - ER | MHHS-Cypress |  | Scale, Patient |  | 151-01638 |  | Northwest & Cypress |  | CY - ER | [5 empty] | SCALES, PATIENT |  | SCALEPATIENT-Scale-Tronix-5002 | SCALEPATIENT |  |  |  |  | Scale-Tronix | Scale, Patient |  | SCALEPATIENT-Scale-Tronix-5002 |  |  |  |  | Covered PM Repair - Biomedical | MHHS-Cypress
NO | NO |  |  |  | 151-01636 |  | Scale-Tronix Inc |  |  |  | CY - ICU | MHHS-Cypress |  | Scale, Patient |  | 151-01636 |  | Northwest & Cypress |  | CY - ICU | [5 empty] | SCALES, PATIENT |  | SCALEPATIENT-Scale-Tronix-5002 | SCALEPATIENT |  |  |  |  | Scale-Tronix | Scale, Patient |  | SCALEPATIENT-Scale-Tronix-5002 |  |  |  |  | Covered PM Repair - Biomedical | MHHS-Cypress
NO | NO |  |  |  | 009-08323 |  | Scale-Tronix Inc |  |  | 5002-7254 | GH - GENERAL SURGERY 3 SOUTH | MHHS-Greater Heights |  | Scale, Patient |  | 009-08323 |  | Central & Greater Heights |  | GH - GENERAL SURGERY 3 SOUTH | [5 empty] | SCALES, PATIENT |  | SCALEPATIENT-Scale-Tronix-5002 | SCALEPATIENT |  |  |  |  | Scale-Tronix | Scale, Patient |  | SCALEPATIENT-Scale-Tronix-5002 |  |  |  |  | Covered PM Repair - Biomedical | MHHS-Greater Heights
NO | NO |  |  |  | 142-05775 |  | Scale-Tronix Inc |  |  | 5002-30338 | NE - MED/SURG | MHHS-Northeast |  | Scale, Patient |  | 142-05775 |  | Katy |  | NE - MED/SURG | [5 empty] | SCALES, PATIENT |  | SCALEPATIENT-Scale-Tronix-5002 | SCALEPATIENT |  |  |  |  | Scale-Tronix | Scale, Patient |  | SCALEPATIENT-Scale-Tronix-5002 |  |  |  |  | Covered PM Repair - Biomedical | MHHS-Northeast
NO | NO | [5 empty] | Scale-Tronix Inc |  |  | n2619 | NE - MED/SURG 3 | MHHS-Northeast |  | Scale, Patient |  |  |  | Katy |  | NE - MED/SURG 3 | [5 empty] | SCALES, PATIENT |  | SCALEPATIENT-Scale-Tronix-5002 | SCALEPATIENT |  |  |  |  | Scale-Tronix | Scale, Patient |  | SCALEPATIENT-Scale-Tronix-5002 |  |  |  |  | Covered PM Repair - Biomedical | MHHS-Northeast
NO | NO | [5 empty] | Scale-Tronix Inc |  |  | 5002-34835 | NE - PREASSESSMENT LAB | MHHS-Northeast |  | Scale, Patient |  |  |  | Katy |  | NE - PREASSESSMENT LAB | [5 empty] | SCALES, PATIENT |  | SCALEPATIENT-Scale-Tronix-5002 | SCALEPATIENT |  |  |  |  | Scale-Tronix | Scale, Patient |  | SCALEPATIENT-Scale-Tronix-5002 |  |  |  |  | Covered PM Repair - Biomedical | MHHS-Northeast
NO | NO |  |  |  | 145-00004 |  | Scale-Tronix Inc |  |  | 5002-35017 | PEARLAND - MED/SURG | MHHS-Pearland Hospital |  | Scale, Patient |  | 145-00004 |  | Pearland |  | PEARLAND - MED/SURG | [5 empty] | SCALES, PATIENT |  | SCALEPATIENT-Scale-Tronix-5002 | SCALEPATIENT |  |  |  |  | Scale-Tronix | Scale, Patient |  | SCALEPATIENT-Scale-Tronix-5002 |  |  |  |  | Covered PM Repair - Biomedical | MHHS-Pearland Hospital
NO | NO |  |  |  | 005-10834 |  | Scale-Tronix Inc |  |  | 5002-34529 | SE - CLINICAL DECISION UNIT | MHHS-Southeast |  | Scale, Patient |  | 005-10834 |  | Southeast & Bay Area |  | SE - CLINICAL DECISION UNIT | [5 empty] | SCALES, PATIENT |  | SCALEPATIENT-Scale-Tronix-5002 | SCALEPATIENT |  |  |  |  | Scale-Tronix | Scale, Patient |  | SCALEPATIENT-Scale-Tronix-5002 |  |  |  |  | Covered PM Repair - Biomedical | MHHS-Southeast
NO | NO |  |  |  | 005-02697 |  | Scale-Tronix Inc |  |  | 5002-7510 | SE - ESOPHAGEAL DISEASE CENTER | MHHS-Southeast |  | Scale, Patient |  | 005-02697 |  | Southeast & Bay Area |  | SE - ESOPHAGEAL DISEASE CENTER | [5 empty] | SCALES, PATIENT |  | SCALEPATIENT-Scale-Tronix-5002 | SCALEPATIENT |  |  |  |  | Scale-Tronix | Scale, Patient |  | SCALEPATIENT-Scale-Tronix-5002 |  |  |  |  | Covered PM Repair - Biomedical | MHHS-Southeast
NO | NO |  |  |  | 005-09837 |  | Scale-Tronix Inc |  |  | 5002-31272 | SE - UNIT 1A (OBSERVATION) | MHHS-Southeast |  | Scale, Patient |  | 005-09837 |  | Southeast & Bay Area |  | SE - UNIT 1A (OBSERVATION) | [5 empty] | SCALES, PATIENT |  | SCALEPATIENT-Scale-Tronix-5002 | SCALEPATIENT |  |  |  |  | Scale-Tronix | Scale, Patient |  | SCALEPATIENT-Scale-Tronix-5002 |  |  |  |  | Covered PM Repair - Biomedical | MHHS-Southeast
NO | NO |  |  |  | 005-02520 |  | Scale-Tronix Inc |  |  | 5002-7091 | SE - UNIT 1B (MED/SURG) | MHHS-Southeast |  | Scale, Patient |  | 005-02520 |  | Southeast & Bay Area |  | SE - UNIT 1B (MED/SURG) | [5 empty] | SCALES, PATIENT |  | SCALEPATIENT-Scale-Tronix-5002 | SCALEPATIENT |  |  |  |  | Scale-Tronix | Scale, Patient |  | SCALEPATIENT-Scale-Tronix-5002 |  |  |  |  | Covered PM Repair - Biomedical | MHHS-Southeast
NO | NO |  |  |  | 005-02568 |  | Scale-Tronix Inc |  |  | 5002-7141 | SE - UNIT 2A (INPATIENT REHAB) | MHHS-Southeast |  | Scale, Patient |  | 005-02568 |  | Southeast & Bay Area |  | SE - UNIT 2A (INPATIENT REHAB) | [5 empty] | SCALES, PATIENT |  | SCALEPATIENT-Scale-Tronix-5002 | SCALEPATIENT |  |  |  |  | Scale-Tronix | Scale, Patient |  | SCALEPATIENT-Scale-Tronix-5002 |  |  |  |  | Covered PM Repair - Biomedical | MHHS-Southeast
NO | NO |  |  |  | 005-12279 |  | Scale-Tronix Inc |  |  | 5002-7511 | SE - UNIT 2B (ONCOLOGY) | MHHS-Southeast |  | Scale, Patient |  | 005-12279 |  | Southeast & Bay Area |  | SE - UNIT 2B (ONCOLOGY) | [5 empty] | SCALES, PATIENT |  | SCALEPATIENT-Scale-Tronix-5002 | SCALEPATIENT |  |  |  |  | Scale-Tronix | Scale, Patient |  | SCALEPATIENT-Scale-Tronix-5002 |  |  |  |  | Covered PM Repair - Biomedical | MHHS-Southeast
NO | NO |  |  |  | 005-02495 |  | Scale-Tronix Inc |  |  | 5002-4781 | SE - UNIT 3A (IMU) | MHHS-Southeast |  | Scale, Patient |  | 005-02495 |  | Southeast & Bay Area |  | SE - UNIT 3A (IMU) | [5 empty] | SCALES, PATIENT |  | SCALEPATIENT-Scale-Tronix-5002 | SCALEPATIENT |  |  |  |  | Scale-Tronix | Scale, Patient |  | SCALEPATIENT-Scale-Tronix-5002 |  |  |  |  | Covered PM Repair - Biomedical | MHHS-Southeast
NO | NO |  |  |  | 005-02496 |  | Scale-Tronix Inc |  |  | 5002-7019 | SE - UNIT 3A (IMU) | MHHS-Southeast |  | Scale, Patient |  | 005-02496 |  | Southeast & Bay Area |  | SE - UNIT 3A (IMU) | [5 empty] | SCALES, PATIENT |  | SCALEPATIENT-Scale-Tronix-5002 | SCALEPATIENT |  |  |  |  | Scale-Tronix | Scale, Patient |  | SCALEPATIENT-Scale-Tronix-5002 |  |  |  |  | Covered PM Repair - Biomedical | MHHS-Southeast
NO | NO |  |  |  | 005-02046 |  | Scale-Tronix Inc |  |  |  | SE - UNIT 3B (SCU) | MHHS-Southeast |  | Scale, Patient |  | 005-02046 |  | Southeast & Bay Area |  | SE - UNIT 3B (SCU) | [5 empty] | SCALES, PATIENT |  | SCALEPATIENT-Scale-Tronix-5002 | SCALEPATIENT |  |  |  |  | Scale-Tronix | Scale, Patient |  | SCALEPATIENT-Scale-Tronix-5002 |  |  |  |  | Covered PM Repair - Biomedical | MHHS-Southeast
NO | NO |  |  |  | 069-39833 |  | Scale-Tronix Inc |  |  | 5002-32452 | TMC - CHILDRENS - L&D (5HP) | MHHS-TMC |  | Scale, Patient |  | 069-39833 |  | TMC |  | TMC - CHILDRENS - L&D (5HP) | [5 empty] | SCALES, PATIENT |  | SCALEPATIENT-Scale-Tronix-5002 | SCALEPATIENT |  |  |  |  | Scale-Tronix | Scale, Patient |  | SCALEPATIENT-Scale-Tronix-5002 |  |  |  |  | Covered PM Repair - Biomedical | MHHS-TMC
NO | NO | [5 empty] | Scale-Tronix Inc |  |  | 5002-20827 | TMC - CHILDRENS - NICU (7HP) | MHHS-TMC |  | Scale, Patient |  |  |  | TMC |  | TMC - CHILDRENS - NICU (7HP) | [5 empty] | SCALES, PATIENT |  | SCALEPATIENT-Scale-Tronix-5002 | SCALEPATIENT |  |  |  |  | Scale-Tronix | Scale, Patient |  | SCALEPATIENT-Scale-Tronix-5002 |  |  |  |  | Covered PM Repair - Biomedical | MHHS-TMC
NO | NO |  |  |  | 069-15595 |  | Scale-Tronix Inc |  |  | 5002-6306 | TMC - CULLEN - GENERAL MEDICINE (3C) | MHHS-TMC |  | Scale, Patient |  | 069-15595 |  | TMC |  | TMC - CULLEN - GENERAL MEDICINE (3C) | [5 empty] | SCALES, PATIENT |  | SCALEPATIENT-Scale-Tronix-5002 | SCALEPATIENT |  |  |  |  | Scale-Tronix | Scale, Patient |  | SCALEPATIENT-Scale-Tronix-5002 |  |  |  |  | Covered PM Repair - Biomedical | MHHS-TMC
NO | NO | [5 empty] | Scale-Tronix Inc |  |  | 5002-20823 | TMC - EPILEPSY - PEDI EMU (10HP) | MHHS-TMC |  | Scale, Patient |  |  |  | TMC |  | TMC - EPILEPSY - PEDI EMU (10HP) | [5 empty] | SCALES, PATIENT |  | SCALEPATIENT-Scale-Tronix-5002 | SCALEPATIENT |  |  |  |  | Scale-Tronix | Scale, Patient |  | SCALEPATIENT-Scale-Tronix-5002 |  |  |  |  | Covered PM Repair - Biomedical | MHHS-TMC
NO | NO |  |  |  | 069-34723 |  | Scale-Tronix Inc |  |  | 5002-25459 | TMC - JONES - BURN UNIT (8J) | MHHS-TMC |  | Scale, Patient |  | 069-34723 |  | TMC |  | TMC - JONES - BURN UNIT (8J) | [5 empty] | SCALES, PATIENT |  | SCALEPATIENT-Scale-Tronix-5002 | SCALEPATIENT |  |  |  |  | Scale-Tronix | Scale, Patient |  | SCALEPATIENT-Scale-Tronix-5002 |  |  |  |  | Covered PM Repair - Biomedical | MHHS-TMC
NO | YES |  |  |  | 151-01637 | 151-01637 | Scale-Tronix Inc | 5002-KX-B |  |  | CY-Labor & Delivery | MHHS-Cypress |  | Scale, Patient |  | 151-01637 | 151-01637 | Northwest | MHHS-Cypress | CY-Labor & Delivery |  | 3/1/19 | 3/1/20 |  |  | SCALES, PATIENT | Scale, Patient | SCALEPATIENT-Scale-Tronix-5002 | SCALEPATIENT |  |  |  |  | Scale-Tronix | Scale, Patient |  | SCALEPATIENT-Scale-Tronix-5002 |  |  |  | SP-A | Covered PM Repair - Biomedical | MHHS-Cypress | [8 empty] | SCALEPATIENT | Scale, Patient | Scale-Tronix
NO | YES |  |  |  |  | 142-04424 | Scale-Tronix Inc |  |  | N2472 | NE-IMU1 | MHHS-Northeast |  | Scale, Patient |  |  | 142-04424 | Katy | MHHS-Northeast | NE-IMU1 | Equient Storage | 8/1/19 | 8/1/20 |  |  | SCALES, PATIENT | Scale, Patient | SCALEPATIENT-Scale-Tronix-5005 | SCALEPATIENT |  |  |  |  | Scale-Tronix | Scale, Patient |  | SCALEPATIENT-Scale-Tronix-5005 |  |  |  | SP-A | Covered PM Repair - Biomedical | MHHS-Northeast | [8 empty] | SCALEPATIENT | Scale, Patient | Scale-Tronix
NO | YES |  |  |  | 077-07725 | 077-07725 | Scale-Tronix Inc |  |  | 5122-1452 | TMC-Children's-CSC (9Hp) | MHHS-TMC |  | Scale, Patient |  | 077-07725 | 077-07725 | TMC | MHHS-TMC | TMC-Children's-CSC (9Hp) |  | 4/15/19 |  |  |  | SCALES, PATIENT |  | SCALEPATIENT-Scale-Tronix-5122 | SCALEPATIENT |  |  |  |  | Scale-Tronix | Scale, Patient |  | SCALEPATIENT-Scale-Tronix-5122 |  | 5/11/19 | (null) |  | Covered PM Repair - Biomedical | MHHS-TMC
NO | YES |  |  |  | 077-07726 | 077-07726 | Scale-Tronix Inc |  |  | 5122-1455 | TMC-Children's-CSC (9Hp) | MHHS-TMC |  | Scale, Patient |  | 077-07726 | 077-07726 | TMC | MHHS-TMC | TMC-Children's-CSC (9Hp) |  | 4/5/19 |  |  |  | SCALES, PATIENT |  | SCALEPATIENT-Scale-Tronix-5122 | SCALEPATIENT |  |  |  |  | Scale-Tronix | Scale, Patient |  | SCALEPATIENT-Scale-Tronix-5122 |  |  | Verified 3/30/2020 4:07pm (Central) |  | Covered PM Repair - Biomedical | MHHS-TMC
NO | YES |  |  |  | 077-07727 | 077-07727 | Scale-Tronix Inc |  |  |  | TMC-Children's-CSC (9Hp) | MHHS-TMC |  | Scale, Patient |  | 077-07727 | 077-07727 | TMC | MHHS-TMC | TMC-Children's-CSC (9Hp) |  | 4/11/19 |  |  |  | SCALES, PATIENT |  | SCALEPATIENT-Scale-Tronix-5122 | SCALEPATIENT |  |  |  |  | Scale-Tronix | Scale, Patient |  | SCALEPATIENT-Scale-Tronix-5122 |  |  | Verified 3/30/2020 4:07pm (Central) |  | Covered PM Repair - Biomedical | MHHS-TMC
NO | NO |  |  |  | 133-02637 |  | Scale-Tronix Inc |  |  | 5122-410 | KATY - EDUCATION | MHHS-Katy |  | Scale, Patient |  | 133-02637 |  | Katy |  | KATY - EDUCATION | [5 empty] | SCALES, PATIENT |  | SCALEPATIENT-Scale-Tronix-5122 | SCALEPATIENT |  |  |  |  | Scale-Tronix | Scale, Patient |  | SCALEPATIENT-Scale-Tronix-5122 |  |  |  |  | Covered PM Repair - Biomedical | MHHS-Katy
NO | NO | [5 empty] | Scale-Tronix Inc |  |  | 5122-323 | TMC - CHILDRENS - PICU (9HP) | MHHS-TMC |  | Scale, Patient |  |  |  | TMC |  | TMC - CHILDRENS - PICU (9HP) | [5 empty] | SCALES, PATIENT |  | SCALEPATIENT-Scale-Tronix-5122 | SCALEPATIENT |  |  |  |  | Scale-Tronix | Scale, Patient |  | SCALEPATIENT-Scale-Tronix-5122 |  |  |  |  | Covered PM Repair - Biomedical | MHHS-TMC
NO | NO |  |  |  | 077-07806 |  | Scale-Tronix Inc |  |  | 5122-1454 | TMC - HERMANN - ADULT ER (1HP) | MHHS-TMC |  | Scale, Patient |  | 077-07806 |  | TMC |  | TMC - HERMANN - ADULT ER (1HP) | [5 empty] | SCALES, PATIENT |  | SCALEPATIENT-Scale-Tronix-5122 | SCALEPATIENT |  |  |  |  | Scale-Tronix | Scale, Patient |  | SCALEPATIENT-Scale-Tronix-5122 |  |  |  |  | Covered PM Repair - Biomedical | MHHS-TMC
NO | YES |  |  |  |  | 013-18065 | Scale-Tronix Inc |  |  | 60-1354 | SW-NICU | MHHS-Southwest |  | Scale, Infant |  |  | 013-18065 | Southwest | MHHS-Southwest | SW-NICU | NICU | 11/1/19 |  | 11/1/20 |  | SCALES, INFANT | Scale, Infant | SCALEINFANT-Olympic-56360 | SCALEINFANT |  |  |  |  | Olympic | Scale, Infant |  |  | SCALEINFANT-Olympic-56360 | 9/14/18 |  | SI-A | Covered PM Repair - Biomedical | MHHS-Southwest | [8 empty] | SCALEINFANT | Scale, Infant | Olympic
NO | YES |  |  |  |  | 013-18066 | Scale-Tronix Inc |  |  | 60-1365 | SW-NICU | MHHS-Southwest |  | Scale, Infant |  |  | 013-18066 | Southwest | MHHS-Southwest | SW-NICU | NICU | 9/1/19 |  | 9/1/20 |  | SCALES, INFANT | Scale, Infant | SCALEINFANT-Olympic-56360 | SCALEINFANT |  |  |  |  | Olympic | Scale, Infant |  |  | SCALEINFANT-Olympic-56360 | 9/14/18 |  | SI-A | Covered PM Repair - Biomedical | MHHS-Southwest | [8 empty] | SCALEINFANT | Scale, Infant | Olympic
NO | YES |  |  |  |  | 013-18067 | Scale-Tronix Inc |  |  | 60-1347 | SW-NICU | MHHS-Southwest |  | Scale, Infant |  |  | 013-18067 | Southwest | MHHS-Southwest | SW-NICU | NICU Level 3 | 10/1/19 |  |  |  | SCALES, INFANT | Scale, Infant | SCALEINFANT-Olympic-56360 | SCALEINFANT |  |  |  |  | Olympic | Scale, Infant |  |  | SCALEINFANT-Olympic-56360 | 9/14/18 |  | SI-A | Covered PM Repair - Biomedical | MHHS-Southwest | [8 empty] | SCALEINFANT | Scale, Infant | Olympic
NO | YES |  |  |  |  | 142-01203 | Scale-Tronix Inc |  |  | 57-0309 | NE-ER | MHHS-Northeast |  | Scale, Patient |  |  | 142-01203 | Katy | MHHS-Northeast | NE-ER | Main Lobby Desk | 8/1/19 | 8/1/20 |  |  | SCALES, PATIENT | Scale, Patient | SCALEPATIENT-Scale-Tronix-5700 | SCALEPATIENT |  |  |  |  | Scale-Tronix | Scale, Patient |  | SCALEPATIENT-Scale-Tronix-5700 |  | 5/18/13 |  | SP-A | Covered PM Repair - Biomedical | MHHS-Northeast | [8 empty] | SCALEPATIENT | Scale, Patient | Scale-Tronix
NO | YES |  |  |  | 029-09250 | 029-09250 | Scale-Tronix Inc |  |  | 5702-2103 | Woodlands-Diabetes Education | MHHS-Woodlands |  | Scale, Patient |  | 029-09250 | 029-09250 | Woodlands | MHHS-Woodlands | Woodlands-Diabetes Education | MOB 1 suite 240 | 11/1/19 |  | 11/1/20 |  | SCALES, PATIENT | Scale, Patient | SCALEPATIENT-Scale-Tronix-5700 | SCALEPATIENT |  |  |  |  | Scale-Tronix | Scale, Patient |  | SCALEPATIENT-Scale-Tronix-5700 |  | 5/18/13 |  | SP-A | Covered PM Repair - Biomedical | MHHS-Woodlands | [8 empty] | SCALEPATIENT | Scale, Patient | Scale-Tronix
NO | YES |  |  |  | 029-09134 | 029-09134 | Scale-Tronix Inc |  |  | 5702-2092 | TIRR-Op-Woodlands (Mp2, Ste 200) | MHHS-TIRR |  | Scale, Patient |  | 029-09134 | 029-09134 | Woodlands | MHHS-Others | TIRR-Op-Woodlands (Mp2, Ste 200) | Gym / Rehab |  |  |  | No p.m. | SCALES, PATIENT | Scale, Patient | SCALEPATIENT-Scale-Tronix-5702 | SCALEPATIENT |  |  |  |  | Scale-Tronix | Scale, Patient |  | SCALEPATIENT-Scale-Tronix-5702 |  | 5/11/16 |  | SP-A | Covered PM Repair - Biomedical | MHHS-TIRR | [8 empty] | SCALEPATIENT | Scale, Patient | Scale-Tronix
NO | NO |  |  |  | 145-00763 |  | Scale-Tronix Inc |  |  | 5702-2457 | PEARLAND - OR | MHHS-Pearland Hospital |  | Scale, Patient |  | 145-00763 |  | Pearland |  | PEARLAND - OR | [5 empty] | SCALES, PATIENT |  | SCALEPATIENT-Scale-Tronix-5702 | SCALEPATIENT |  |  |  |  | Scale-Tronix | Scale, Patient |  | SCALEPATIENT-Scale-Tronix-5702 |  |  |  |  | Not Covered Vendor Only - Lab Ana/Anes | MHHS-Pearland Hospital
NO | NO |  |  |  | 069-42431 |  | Scale-Tronix Inc |  |  | 5702-2566 | TMC - PACU - ADULT (2HP) | MHHS-TMC |  | Scale, Patient |  | 069-42431 |  | TMC |  | TMC - PACU - ADULT (2HP) | [5 empty] | SCALES, PATIENT |  | SCALEPATIENT-Scale-Tronix-5702 | SCALEPATIENT |  |  |  |  | Scale-Tronix | Scale, Patient |  | SCALEPATIENT-Scale-Tronix-5702 |  |  |  |  | Covered PM Repair - Biomedical | MHHS-TMC
NO | NO |  |  |  | 077-07349 |  | Scale-Tronix Inc |  |  |  | TMC - RADIOLOGY - CHILDRENS HOSPITAL (OLD) | MHHS-TMC |  | Scale, Patient |  | 077-07349 |  | TMC |  | TMC - RADIOLOGY - CHILDRENS HOSPITAL (OLD) | [5 empty] | SCALES, PATIENT |  | SCALEPATIENT-Scale-Tronix-5702 | SCALEPATIENT |  |  |  |  | Scale-Tronix | Scale, Patient |  | SCALEPATIENT-Scale-Tronix-5702 |  |  |  |  | Covered PM Repair - Biomedical | MHHS-TMC
NO | YES |  |  |  | 041-19702 | 041-19702 | Scale-Tronix Inc |  |  | 6702-7723 | MEMORIAL CITY - MHT - JHC PRE ADMIT | MHHS-Mem City |  | Scale, Platform, Wheelchair |  | 041-19702 | 041-19702 | West | Memorial Hermann - Memorial City | MEMORIAL CITY - MHT - JHC PRE ADMIT | MH12 101.12 |  |  |  |  | SCALES, PATIENT |  | SCALEPLATFORMWHEELCHAIR-Scale-Tronix-6002 | SCALEPLATFORMWHEELCHAIR |  |  |  |  | Scale-Tronix | Scale, Platform, Wheelchair |  | SCALEPLATFORMWHEELCHAIR-Scale-Tronix-6002 |  |  |  |  | Covered PM Repair - Biomedical | MHHS-Mem City
NO | YES |  |  |  | 041-20510 | 041-20510 | Scale-Tronix Inc |  |  |  | MEMORIAL CITY - OUTPATIENT SURGERY | MHHS-Mem City |  | Scale, Platform, Wheelchair |  | 041-20510 | 041-20510 | West | Memorial City- Memorial Hermann Hospital | MEMORIAL CITY - OUTPATIENT SURGERY | Hallway |  |  |  |  | SCALES, PATIENT |  | SCALEPLATFORMWHEELCHAIR-Scale-Tronix-6002 | SCALEPLATFORMWHEELCHAIR |  |  |  |  | Scale-Tronix | Scale, Platform, Wheelchair |  | SCALEPLATFORMWHEELCHAIR-Scale-Tronix-6002 |  |  |  |  | Covered PM Repair - Biomedical | MHHS-Mem City
NO | YES |  |  |  |  | 142-04601 | Scale-Tronix Inc |  |  | 6002-1379 | NE-Cancer Center | MHHS-Northeast |  | Scale, Platform, Wheelchair |  |  | 142-04601 | Katy | MHHS-Northeast | NE-Cancer Center | Patient holding | 8/1/19 | 8/1/20 |  |  | SCALES, PATIENT | Scale, Platform, Wheelchair | SCALEPLATFORMWHEELCHAIR-Scale-Tronix-6002 | SCALEPLATFORMWHEELCHAIR |  |  |  |  | Scale-Tronix | Scale, Platform, Wheelchair |  | SCALEPLATFORMWHEELCHAIR-Scale-Tronix-6002 |  | 5/2/18 |  | SPW-A | Covered PM Repair - Biomedical | MHHS-Northeast | [8 empty] | SCALEPLATFORMWHEELCHAIR | Scale, Platform, Wheelchair | Scale-Tronix
NO | YES |  |  |  | 129-04712 | 129-04712 | Scale-Tronix Inc |  |  | 6702-6207 | Sugar Land-ER | MHHS-Sugarland |  | Scale, Platform, Wheelchair |  | 129-04712 | 129-04712 | Sugar Land | MHHS-Sugarland | Sugar Land-ER |  | 10/1/19 |  |  |  | SCALES, PATIENT | Scale, Platform, Wheelchair | SCALEPLATFORMWHEELCHAIR-Scale-Tronix-6002 | SCALEPLATFORMWHEELCHAIR |  |  |  |  | Scale-Tronix | Scale, Platform, Wheelchair |  | SCALEPLATFORMWHEELCHAIR-Scale-Tronix-6002 |  |  |  | SPW-A | Covered PM Repair - Biomedical | MHHS-Sugarland | [8 empty] | SCALEPLATFORMWHEELCHAIR | Scale, Platform, Wheelchair | Scale-Tronix
NO | YES |  |  |  | 129-06687 | 129-06687 | Scale-Tronix Inc |  |  | 6702-7938 | Sugar Land-ER | MHHS-Sugarland |  | Scale, Platform, Wheelchair |  | 129-06687 | 129-06687 | Sugar Land | MHHS-Sugarland | Sugar Land-ER | Triage 2 | 8/1/19 | 8/1/20 |  |  | SCALES, PATIENT | Scale, Platform, Wheelchair | SCALEPLATFORMWHEELCHAIR-Scale-Tronix-6002 | SCALEPLATFORMWHEELCHAIR |  |  |  |  | Scale-Tronix | Scale, Platform, Wheelchair |  | SCALEPLATFORMWHEELCHAIR-Scale-Tronix-6002 |  |  |  | SPW-A | Covered PM Repair - Biomedical | MHHS-Sugarland | [8 empty] | SCALEPLATFORMWHEELCHAIR | Scale, Platform, Wheelchair | Scale-Tronix
NO | YES |  |  |  | 129-06873 | 129-06873 | Scale-Tronix Inc |  |  | 6702-8008 | Sugar Land-Pre-Admit Testing | MHHS-Sugarland |  | Scale, Platform, Wheelchair |  | 129-06873 | 129-06873 | Sugar Land | MHHS-Sugarland | Sugar Land-Pre-Admit Testing |  | 7/1/19 | 7/1/20 |  |  | SCALES, PATIENT | Scale, Platform, Wheelchair | SCALEPLATFORMWHEELCHAIR-Scale-Tronix-6002 | SCALEPLATFORMWHEELCHAIR |  |  |  |  | Scale-Tronix | Scale, Platform, Wheelchair |  | SCALEPLATFORMWHEELCHAIR-Scale-Tronix-6002 |  |  |  | SPW-A | Covered PM Repair - Biomedical | MHHS-Sugarland | [8 empty] | SCALEPLATFORMWHEELCHAIR | Scale, Platform, Wheelchair | Scale-Tronix
NO | YES |  |  |  | 069-42450 | 069-42450 | Scale-Tronix Inc |  |  | (21)107235160478 | TMC-Cullen-Cardiac Telemetry (5C) | MHHS-TMC |  | Scale, Platform, Wheelchair |  | 069-42450 | 069-42450 | TMC | MHHS-TMC | TMC-Cullen-Cardiac Telemetry (5C) | CW5 | 2/1/20 |  | 3/1/21 |  | SCALES, PATIENT | Scale, Platform, Wheelchair | SCALEPLATFORMWHEELCHAIR-Scale-Tronix-6002 | SCALEPLATFORMWHEELCHAIR |  |  |  |  | Scale-Tronix | Scale, Platform, Wheelchair |  | SCALEPLATFORMWHEELCHAIR-Scale-Tronix-6002 |  | 6/14/19 |  | SPW-A | Covered PM Repair - Biomedical | MHHS-TMC | [8 empty] | SCALEPLATFORMWHEELCHAIR | Scale, Platform, Wheelchair | Scale-Tronix
NO | YES |  |  |  | 069-37825 | 069-37825 | Scale-Tronix Inc |  |  | 6002-7318 | TMC-Plaza-Cancer Center (Ste 2900) | MHHS-TMC |  | Scale, Platform, Wheelchair |  | 069-37825 | 069-37825 | TMC | MHHS-TMC | TMC-Plaza-Cancer Center (Ste 2900) | Nurses Station | 5/1/18 |  |  |  | SCALES, PATIENT |  | SCALEPLATFORMWHEELCHAIR-Scale-Tronix-6002 | SCALEPLATFORMWHEELCHAIR |  |  |  |  | Scale-Tronix | Scale, Platform, Wheelchair |  | SCALEPLATFORMWHEELCHAIR-Scale-Tronix-6002 |  | 3/21/18 |  |  | Covered PM Repair - Biomedical | MHHS-TMC
NO | YES |  |  |  | 029-10334 | 029-10334 | Scale-Tronix Inc |  |  | 6002-8513 | Woodlands-PCU5 | MHHS-Woodlands |  | Scale, Platform, Wheelchair |  | 029-10334 | 029-10334 | Woodlands | MHHS-Woodlands | Woodlands-PCU5 | 5th Floor Hallway | 7/1/19 |  | 7/1/20 |  | SCALES, PATIENT | Scale, Platform, Wheelchair | SCALEPLATFORMWHEELCHAIR-Scale-Tronix-6002 | SCALEPLATFORMWHEELCHAIR |  |  |  |  | Scale-Tronix | Scale, Platform, Wheelchair |  | SCALEPLATFORMWHEELCHAIR-Scale-Tronix-6002 |  |  |  | SPW-A | Covered PM Repair - Biomedical | MHHS-Woodlands | [8 empty] | SCALEPLATFORMWHEELCHAIR | Scale, Platform, Wheelchair | Scale-Tronix
NO | NO |  |  |  | 041-20511 |  | Scale-Tronix Inc |  |  |  | MEMORIAL CITY - EXPRESS ADMITTING | MHHS-Mem City |  | Scale, Platform, Wheelchair |  | 041-20511 |  | West & Memorial City |  | MEMORIAL CITY - EXPRESS ADMITTING | [5 empty] | SCALES, PATIENT |  | SCALEPLATFORMWHEELCHAIR-Scale-Tronix-6002 | SCALEPLATFORMWHEELCHAIR |  |  |  |  | Scale-Tronix | Scale, Platform, Wheelchair |  | SCALEPLATFORMWHEELCHAIR-Scale-Tronix-6002 |  |  |  |  | Covered PM Repair - Biomedical | MHHS-Mem City
NO | NO |  |  |  | 921-00221 |  | Scale-Tronix Inc |  |  | 6002-1894 | PARC - GESSNER INPATIENT REHAB | MHHS-PARC |  | Scale, Platform, Wheelchair |  | 921-00221 |  | Central & Greater Heights |  | PARC - GESSNER INPATIENT REHAB | [5 empty] | SCALES, PATIENT |  | SCALEPLATFORMWHEELCHAIR-Scale-Tronix-6002 | SCALEPLATFORMWHEELCHAIR |  |  |  |  | Scale-Tronix | Scale, Platform, Wheelchair |  | SCALEPLATFORMWHEELCHAIR-Scale-Tronix-6002 |  |  |  |  | Covered PM Repair - Biomedical | MHHS-PARC
NO | NO |  |  |  | 145-00764 |  | Scale-Tronix Inc |  |  | 6002-8518 | PEARLAND - EMERGENCY CENTER | MHHS-Pearland Hospital |  | Scale, Platform, Wheelchair |  | 145-00764 |  | Pearland |  | PEARLAND - EMERGENCY CENTER | [5 empty] | SCALES, PATIENT |  | SCALEPLATFORMWHEELCHAIR-Scale-Tronix-6002 | SCALEPLATFORMWHEELCHAIR |  |  |  |  | Scale-Tronix | Scale, Platform, Wheelchair |  | SCALEPLATFORMWHEELCHAIR-Scale-Tronix-6002 |  |  |  |  | Covered PM Repair - Biomedical | MHHS-Pearland Hospital
NO | NO | [5 empty] | Scale-Tronix Inc |  |  | 6-8115 | NE - 5 SOUTH WEST | MHHS-Northeast |  | Scale, Platform, Wheelchair |  |  |  | Katy |  | NE - 5 SOUTH WEST | [5 empty] | SCALES, PATIENT |  | SCALEPLATFORMWHEELCHAIR-Scale-Tronix-6006 | SCALEPLATFORMWHEELCHAIR |  |  |  |  | Scale-Tronix | Scale, Platform, Wheelchair |  | SCALEPLATFORMWHEELCHAIR-Scale-Tronix-6006 |  |  |  |  | Covered PM Repair - Biomedical | MHHS-Northeast
NO | YES |  |  |  | 009-09574 | 009-09574 | Scale-Tronix Inc |  |  | 9102-3049 | GH-ER | MHHS-Greater Heights |  | Scale, Patient |  | 009-09574 | 009-09574 | Central | MHHS-Greater Heights | GH-ER | Triage B | 8/1/19 |  | 8/1/20 |  | SCALES, PATIENT | Scale, Patient | SCALEPATIENT-Scale-Tronix-6102 | SCALEPATIENT |  |  |  |  | Scale-Tronix | Scale, Patient |  | SCALEPATIENT-Scale-Tronix-6102 |  | 7/23/12 |  | SP-A | Not Covered Vendor Only - Lab Ana/Anes | MHHS-Greater Heights | [8 empty] | SCALEPATIENT | Scale, Patient | Scale-Tronix
NO | YES |  |  |  | 009-09575 | 009-09575 | Scale-Tronix Inc |  |  | 6102-3048 | GH-ER | MHHS-Greater Heights |  | Scale, Patient |  | 009-09575 | 009-09575 | Central | MHHS-Greater Heights | GH-ER | Triage Rm A |  |  |  |  | SCALES, PATIENT | Scale, Patient | SCALEPATIENT-Scale-Tronix-6102 | SCALEPATIENT |  |  |  |  | Scale-Tronix | Scale, Patient |  | SCALEPATIENT-Scale-Tronix-6102 |  |  |  | SP-A | Not Covered Vendor Only - Lab Ana/Anes | MHHS-Greater Heights | [8 empty] | SCALEPATIENT | Scale, Patient | Scale-Tronix
NO | YES |  |  |  | 041-10851 | 041-10851 | Scale-Tronix Inc |  |  | 6102-3203 | Emergency Center | MHHS-Mem City |  | Scale, Patient |  | 041-10851 | 041-10851 | West | Memorial Hermann Memorial City Medical Center Emergency Center | Emergency Center | E1 Triage |  |  |  | Needs recalibration | SCALES, PATIENT |  | SCALEPATIENT-Scale-Tronix-6102 | SCALEPATIENT |  |  |  |  | Scale-Tronix | Scale, Patient |  | SCALEPATIENT-Scale-Tronix-6102 |  |  |  |  | Not Covered Vendor Only - Lab Ana/Anes | MHHS-Mem City
NO | YES |  |  |  | 099-07625 | 099-07625 | Scale-Tronix Inc |  |  | 6202-3950 | (null) | MHHS-Southeast |  | Scale, Patient |  | 099-07625 | 099-07625 | (null) | MHHS-Southeast | (null) | (null) |  |  |  | (null) | SCALES, PATIENT |  | SCALEPATIENT-Scale-Tronix-6202 | SCALEPATIENT |  |  |  |  | Scale-Tronix | Scale, Patient |  | SCALEPATIENT-Scale-Tronix-6202 |  |  |  |  | Not Covered Vendor Only - Lab Ana/Anes | MHHS-Southeast
NO | YES |  |  |  | 029-12822 | 029-12822 | Scale-Tronix Inc |  |  |  | Woodlands-ER | MHHS-Woodlands |  | Scale, Patient |  | 029-12822 | 029-12822 | Woodlands | MHHS-Woodlands | Woodlands-ER | ER | 9/1/19 |  | 9/1/20 |  | SCALES, PATIENT | Scale, Patient | SCALEPATIENT-Scale-Tronix-6202 | SCALEPATIENT |  |  |  |  | Scale-Tronix | Scale, Patient |  | SCALEPATIENT-Scale-Tronix-6202 |  |  |  | SP-A | Covered PM Repair - Biomedical | MHHS-Woodlands | [8 empty] | SCALEPATIENT | Scale, Patient | Scale-Tronix
NO | NO |  |  |  | 029-12463 |  | Scale-Tronix Inc |  |  | (21)107205180577 | WOODLANDS - PREOP | MHHS-Woodlands |  | Scale, Patient |  | 029-12463 |  | Woodlands |  | WOODLANDS - PREOP | [5 empty] | SCALES, PATIENT |  | SCALEPATIENT-Scale-Tronix-6202 | SCALEPATIENT |  |  |  |  | Scale-Tronix | Scale, Patient |  | SCALEPATIENT-Scale-Tronix-6202 |  |  |  |  | Not Covered Vendor Only - Biomedical | MHHS-Woodlands
NO | NO |  |  |  | 029-04821 |  | Scale-Tronix Inc |  |  | 6202-1058 | WOODLANDS - RADIOLOGY | MHHS-Woodlands |  | Scale, Patient |  | 029-04821 |  | Woodlands |  | WOODLANDS - RADIOLOGY | [5 empty] | SCALES, PATIENT |  | SCALEPATIENT-Scale-Tronix-6202 | SCALEPATIENT |  |  |  |  | Scale-Tronix | Scale, Patient |  | SCALEPATIENT-Scale-Tronix-6202 |  |  |  |  | Not Covered Vendor Only - Lab Ana/Anes | MHHS-Woodlands
NO | YES |  |  |  | 009-09610 | 009-09610 | Scale-Tronix Inc |  |  | 6502-02038 | GH-Preop | MHHS-Greater Heights |  | Scale, Patient |  | 009-09610 | 009-09610 | Central | MHHS-Greater Heights | GH-Preop | Storage hallways |  |  |  |  | SCALES, PATIENT | Scale, Patient | SCALEPATIENT-Scale-Tronix-6502 | SCALEPATIENT |  |  |  |  | Scale-Tronix | Scale, Patient |  | SCALEPATIENT-Scale-Tronix-6502 |  | 9/27/20 |  | SP-A | Not Covered Vendor Only - Biomedical | MHHS-Greater Heights | [8 empty] | SCALEPATIENT | Scale, Patient | Scale-Tronix
NO | NO |  |  |  | 009-09270 |  | Scale-Tronix Inc |  |  | 6502-1641 | GH - GENERAL SURGERY 3 SOUTH | MHHS-Greater Heights |  | Scale, Patient |  | 009-09270 |  | Central & Greater Heights |  | GH - GENERAL SURGERY 3 SOUTH | [5 empty] | SCALES, PATIENT |  | SCALEPATIENT-Scale-Tronix-6502 | SCALEPATIENT |  |  |  |  | Scale-Tronix | Scale, Patient |  | SCALEPATIENT-Scale-Tronix-6502 |  |  |  |  | Not Covered Vendor Only - Biomedical | MHHS-Greater Heights
NO | NO | [5 empty] | Scale-Tronix Inc |  |  | 6502-1491 | GH - ORTHO JOINT CENTER 4N | MHHS-Greater Heights |  | Scale, Patient |  |  |  | Central & Greater Heights |  | GH - ORTHO JOINT CENTER 4N | [5 empty] | SCALES, PATIENT |  | SCALEPATIENT-Scale-Tronix-6502 | SCALEPATIENT |  |  |  |  | Scale-Tronix | Scale, Patient |  | SCALEPATIENT-Scale-Tronix-6502 |  |  |  |  | Not Covered Vendor Only - Biomedical | MHHS-Greater Heights
NO | YES |  |  |  | 009-09073 | 009-09073 | Scale-Tronix Inc |  |  | 6702-5404 | Memorial Hermann Greater Heights Emergency | MHHS-Greater Heights |  | Scale, Platform, Wheelchair |  | 009-09073 | 009-09073 | Central | Memorial Hermann Greater Heights Hospital | Memorial Hermann Greater Heights Emergency | Memorial Hermann Greater Heights Emergency Nurses Station D |  |  |  |  | SCALES, PATIENT |  | SCALEPLATFORMWHEELCHAIR-Scale-Tronix-6702 | SCALEPLATFORMWHEELCHAIR |  |  |  |  | Scale-Tronix | Scale, Platform, Wheelchair |  | SCALEPLATFORMWHEELCHAIR-Scale-Tronix-6702 |  |  |  |  | Covered PM Repair - Biomedical | MHHS-Greater Heights
NO | YES |  |  |  | 069-03174 | 069-03174 | Scale-Tronix Inc |  |  |  | Cullen-floor 5 | MHHS-TMC |  | Scale, Platform, Wheelchair |  | 069-03174 | 069-03174 | TMC | Memorial Hermann-Texas Medical Center | Cullen-floor 5 | Nurse station | 1/1/19 |  | 1/1/20 |  | SCALES, PATIENT | Scale, Platform, Wheelchair | SCALEPLATFORMWHEELCHAIR-Scale-Tronix-6702 | SCALEPLATFORMWHEELCHAIR |  |  |  |  | Scale-Tronix | Scale, Platform, Wheelchair |  | SCALEPLATFORMWHEELCHAIR-Scale-Tronix-6702 |  |  |  | SPW-A | Covered PM Repair - Biomedical | MHHS-TMC | [8 empty] | SCALEPLATFORMWHEELCHAIR | Scale, Platform, Wheelchair | Scale-Tronix
NO | YES |  |  |  | 069-41804 | 069-41804 | Scale-Tronix Inc |  |  | 6702-7918 | TMC-Jones-Hyperbaric/Wound Care (Jg) | MHHS-TMC |  | Scale, Platform, Wheelchair |  | 069-41804 | 069-41804 | TMC | MHHS-TMC | TMC-Jones-Hyperbaric/Wound Care (Jg) | Wound care |  |  |  |  | SCALES, PATIENT |  | SCALEPLATFORMWHEELCHAIR-Scale-Tronix-6702 | SCALEPLATFORMWHEELCHAIR |  |  |  |  | Scale-Tronix | Scale, Platform, Wheelchair |  | SCALEPLATFORMWHEELCHAIR-Scale-Tronix-6702 |  | 7/1/18 |  |  | Covered PM Repair - Biomedical | MHHS-TMC
NO | NO | [5 empty] | Scale-Tronix Inc |  |  | 6702-2055 | SW - CDU | MHHS-Southwest |  | Scale, Platform, Wheelchair |  |  |  | Southwest |  | SW - CDU | [5 empty] | SCALES, PATIENT |  | SCALEPLATFORMWHEELCHAIR-Scale-Tronix-6702 | SCALEPLATFORMWHEELCHAIR |  |  |  |  | Scale-Tronix | Scale, Platform, Wheelchair |  | SCALEPLATFORMWHEELCHAIR-Scale-Tronix-6702 |  |  |  |  | Covered PM Repair - Biomedical | MHHS-Southwest
NO | YES |  |  |  | 041-11855 | 041-11855 | Scale-Tronix,Inc |  |  | 4002-6765 | Memorial City-Labor & Delivery |  |  |  |  | 041-11855 | 041-11855 | West | MHHS-Mem City | Memorial City-Labor & Delivery
NO | YES |  |  |  | 041-11858 | 041-11858 | Scaletronix |  |  | 4002-6768 | MEMORIAL CITY - LABOR |  |  |  |  | 041-11858 | 041-11858 | West | Womens Memorial Hermann Memorial City Hospital | MEMORIAL CITY - LABOR | Infant Resuscitation | 11/1/19
NO | YES |  |  |  | 041-11853 | 041-11853 | Scaletronix |  |  | 4002-6770 | Memorial City-Labor & Delivery |  |  |  |  | 041-11853 | 041-11853 | West | MHHS-Mem City | Memorial City-Labor & Delivery | Room 3M02 | 8/1/19
NO | YES |  |  |  | 041-11854 | 041-11854 | Scaletronix |  |  | 4002-6764 | Memorial City-Labor & Delivery |  |  |  |  | 041-11854 | 041-11854 | West | MHHS-Mem City | Memorial City-Labor & Delivery | Room 3M10 | 7/1/19
NO | YES |  |  |  | 005-09607 | 005-09607 | Scaletronix |  |  | 4802-15196 | SE-Unit 4B (Women'S Services) |  |  |  |  | 005-09607 | 005-09607 | Southeast | MHHS-Southeast | SE-Unit 4B (Women'S Services) | NICU
NO | YES |  |  |  | 069-37870 | 069-37870 | Scaletronix | ST |  | 5002-27534 | ICU |  |  |  |  | 069-37870 | 069-37870 | TMC | Memorial Hermann-Texas Medical Center | ICU | Storage 509
NO | NO | [5 empty] | Schiller America Inc. | CARDIOVIT AT-2 |  |  | MH MG - (MC) - MEMORIAL CITY (MP3) | MHHS-MG | [5 empty] | West & Memorial City |  | MH MG - (MC) - MEMORIAL CITY (MP3) | [5 empty] | ELECTROCARDIOGRAPHS |  | .needs class | [5 empty] | Schiller | [7 empty] | Not Covered Vendor Only - Biomedical | MHHS-MG
YES | YES |  |  |  | 041-16051 | 041-16051 | Schneider Elec | Iso card series 6 |  |  | MEMORIAL CITY - Endo |  |  |  |  | 041-16051 | 041-16051 | West | Memorial Hermann Memorial City Medical Center | MEMORIAL CITY - Endo | Endo procedure room 2 |  |  |  | CNF pm sticker
YES | YES |  |  |  | 129-06127 | 129-06127 | Schneider Elec | Isogard |  |  | SP CCC - (SL) - EMERGENCY ROOM |  |  |  |  | 129-06127 | 129-06127 | Sugar Land | Memorial Hermann Convenient Care Center at Sienna Plantation (Sienna CCC) (#B) | SP CCC - (SL) - EMERGENCY ROOM | Exam room 7 | 6/1/14 |  | 6/1/15 |  |  | Monitor, Line Isolation | MONITORLINEISOLATION-Schneider Elec-Isogard | [22 empty] | Monitor, Line Isolation | MONITORLINEISOLATION | Monitor, Line Isolation | Schneider Elec
YES | YES | Serial Number Cnf |  |  | 041-19573 | 041-19573 | Schneider Elec | Isogard |  | CNF | Memorial City - Surgery Dept. - Ortho |  |  |  |  | 041-19573 | 041-19573 | West | Memorial Hermann - Memorial City | Memorial City - Surgery Dept. - Ortho | 11th Floor OR Room 5
YES | YES | Serial Number Cnf |  |  | 041-19572 | 041-19572 | Schneider Elec | Isogard |  | CNF | Memorial City - Surgery Dept. - Ortho |  |  |  |  | 041-19572 | 041-19572 | West | Memorial Hermann - Memorial City | Memorial City - Surgery Dept. - Ortho | 11th Floor OR Room 5
YES | YES |  |  |  | 041-19591 | 041-19591 | Schneider Elec | Isogard series 6 |  |  | MEMORIAL CITY - Orthopedic Surgery |  |  |  |  | 041-19591 | 041-19591 | West | Memorial Hermann Memorial City Medical Center | MEMORIAL CITY - Orthopedic Surgery | Memorial City - Orthopedic Surgery MH11 500 OR 1 |  |  |  | No pm sticker
YES | YES |  |  |  | 041-19590 | 041-19590 | Schneider Elec | Isogard series 6 |  |  | MEMORIAL CITY - Orthopedic Surgery |  |  |  |  | 041-19590 | 041-19590 | West | Memorial Hermann Memorial City Medical Center | MEMORIAL CITY - Orthopedic Surgery | Memorial City - Orthopedic Surgery MH11 500 OR 1 |  |  |  | No pm sticker
YES | YES |  |  |  | 041-16052 | 041-16052 | Schneider Elec | SIP07DA |  |  | MEMORIAL CITY - Endo |  |  |  |  | 041-16052 | 041-16052 | West | Memorial Hermann Memorial City Medical Center | MEMORIAL CITY - Endo | Endo procedure room 3 |  |  |  | CNF pm sticker
YES | YES |  |  |  | 041-16055 | 041-16055 | Schneider Elec | Sip07DA |  |  | MEMORIAL CITY - DIGESTIVE DISEASE CENTER |  |  |  |  | 041-16055 | 041-16055 | West | Memorial Hermann Memorial City Medical Center | MEMORIAL CITY - DIGESTIVE DISEASE CENTER | Endo procedure room 6 |  |  |  | No pm sticker
YES | YES |  |  |  | 041-16053 | 041-16053 | Schneider Elec | Sip07DA |  |  | MEMORIAL CITY - DIGESTIVE DISEASE CENTER |  |  |  |  | 041-16053 | 041-16053 | West | Memorial Hermann Memorial City Medical Center | MEMORIAL CITY - DIGESTIVE DISEASE CENTER | Endo procedure room 4 |  |  |  | No pm sticker
YES | YES | Serial Number Cnf |  |  | 005-09844 | 005-09844 | Schneider Elec | Sip10da4nn0 |  | Cnf | PEARLAND - EMERGENCY CENTER |  |  |  |  | 005-09844 | 005-09844 | Pearland | Memorial Hermann Pearland Hospital | PEARLAND - EMERGENCY CENTER | Trauma3 | 2/1/15 | 2/1/16
NO | NO |  |  |  | 009-34440 |  | Schneider Electric | SUVTR80K20G2B |  | QS1850150055 | GH - CATH LAB | MHHS-Greater Heights |  |  |  | 009-34440 |  | Central & Greater Heights |  | GH - CATH LAB | [5 empty] | POWER SYSTEMS, UNINTERRUPTIBLE |  | .needs class | [5 empty] | Schneider Elec | [7 empty] | Covered PM Repair - Biomedical | MHHS-Greater Heights
NO | NO |  |  |  | 009-34604 |  | Schneider Electric | SUVTR80K20G2B |  | QS1923150240 | GH - CATH LAB | MHHS-Greater Heights |  |  |  | 009-34604 |  | Central & Greater Heights |  | GH - CATH LAB | [5 empty] | POWER SYSTEMS, UNINTERRUPTIBLE |  | .needs class | [5 empty] | Schneider Elec | [7 empty] | Covered PM Repair - Biomedical | MHHS-Greater Heights
NO | NO |  |  |  | R-005-33994 |  | Schneider Electric | SUVTR80K20G2B |  | QS1906150297 | SE - RADIOLOGY | MHHS-Southeast |  |  |  | R-005-33994 |  | Southeast & Bay Area |  | SE - RADIOLOGY | [5 empty] | POWER SYSTEMS, UNINTERRUPTIBLE |  | .needs class | [5 empty] | Schneider Elec | [7 empty] | Covered PM Repair - Biomedical | MHHS-Southeast
NO | YES |  |  |  |  | 041-03812 | SCHUCO |  |  |  | MEMORIAL CITY -Central Supply | MHHS-Mem City |  | Aspirator (Suction Pump) |  |  | 041-03812 | West | West | MEMORIAL CITY -Central Supply | Central Supply |  |  |  |  | ASPIRATORS |  | ASPIRATORSUCTPUMP-Schuco Inc-130 | ASPIRATORSUCTPUMP |  |  |  |  | Schuco Inc | Aspirator (Suction Pump) |  | ASPIRATORSUCTPUMP-Schuco Inc-130 |  |  |  |  | Covered PM Repair - Biomedical | MHHS-Mem City
NO | NO |  |  |  | 017-00198 |  | SCHUCO |  |  |  | MH MG - (SL) - PHYSICIANS AT SUGAR CREEK | MHHS-MG |  | Aspirator (Suction Pump) |  | 017-00198 |  | Sugar Land |  | MH MG - (SL) - PHYSICIANS AT SUGAR CREEK | [5 empty] | ASPIRATORS |  | ASPIRATORSUCTPUMP-Schuco Inc-130 | ASPIRATORSUCTPUMP |  |  |  |  | Schuco Inc | Aspirator (Suction Pump) |  | ASPIRATORSUCTPUMP-Schuco Inc-130 |  |  |  |  | Covered PM Repair - Biomedical | MHHS-MG
NO | YES |  |  |  | 009-10439 | 009-10439 | SCHUCO |  |  |  | CBC - (GH) - HOGG MIDDLE SCHOOL CLINIC | MHHS-Neighborhood Clinics |  | Wheelchair, Mechanical |  | 009-10439 | 009-10439 | Central & Greater Heights |  | CBC - (GH) - HOGG MIDDLE SCHOOL CLINIC |  | 07/28/2017 |  |  |  | NEBULIZERS |  | WHEELCHAIRMECH-MEDLINE-2000 | WHEELCHAIRMECH |  |  |  |  | MEDLINE | Wheelchair, Mechanical |  |  | WHEELCHAIRMECH-MEDLINE-2000 | 03/09/2017 |  |  | Covered PM Repair - Biomedical | MHHS-Neighborhood Clinics
NO | NO |  |  |  | 041-17712 |  | Schwinn Cycling and Fitness Inc |  |  | 2209T15731 | PARC - GESSNER INPATIENT REHAB | MHHS-PARC |  | Table, Exam |  | 041-17712 |  | Central & Greater Heights |  | PARC - GESSNER INPATIENT REHAB | [5 empty] | EXERCISERS |  | TABLEEXAM-Midmark Corp-103 | TABLEEXAM |  |  |  |  | Midmark Corp | Table, Exam |  |  | TABLEEXAM-Midmark Corp-103 |  |  |  | Covered PM Repair - Biomedical | MHHS-PARC
NO | NO |  |  |  | 041-17713 |  | Schwinn Cycling and Fitness Inc |  |  | NA | PARC - GESSNER INPATIENT REHAB | MHHS-PARC |  | Table, Exam |  | 041-17713 |  | Central & Greater Heights |  | PARC - GESSNER INPATIENT REHAB | [5 empty] | EXERCISERS |  | TABLEEXAM-Midmark Corp-103 | TABLEEXAM |  |  |  |  | Midmark Corp | Table, Exam |  |  | TABLEEXAM-Midmark Corp-103 |  |  |  | Covered PM Repair - Biomedical | MHHS-PARC
NO | YES |  |  |  | 000-04967 | 000-04967 | Schwinn Cycling and Fitness Inc | ACTION BIKE |  | GC7300L18150080 | SMR - (MC) - MC IRONMAN [GARAGE5-STE101] | MHHS-SMR |  |  |  | 000-04967 | 000-04967 | West | MHHS-Others | SMR - (MC) - MC IRONMAN [GARAGE5-STE101] | Ironman | 7/1/19 |  |  |  | EXERCISERS |  | .needs class |  |  |  |  | .needs class | [8 empty] | Covered PM Repair - Biomedical | MHHS-SMR
NO | YES |  |  |  | 241-00350 | 241-00350 | Schwinn Cycling and Fitness Inc | AIRDYNE |  | NSN | TIRR-Kirby Glenn | MHHS-TIRR |  | Exerciser/Ergometer, Bicycle |  | 241-00350 | 241-00350 | TMC | MHHS-Others | TIRR-Kirby Glenn | TIRR - KIRBY GLENN | 7/1/19 |  | 7/1/20 |  | EXERCISERS | Exerciser/Ergometer, Bicycle | EXERCISERERGBICYCLE-Schwinn-AirDyne | EXERCISERERGBICYCLE | AirDyne |  |  |  | Schwinn | Exerciser/Ergometer, Bicycle |  |  | EXERCISERERGBICYCLE-Schwinn-AirDyne |  |  | EEB-A | Covered PM Repair - Biomedical | MHHS-TIRR | [8 empty] | EXERCISERERGBICYCLE | Exerciser/Ergometer, Bicycle | Schwinn
NO | YES |  |  |  | 929-00898 | 929-00898 | Schwinn Cycling and Fitness Inc | SPINNER PRO |  | SBEN1212-L01707 | SMR-(WDLS)-Wl Ironman [Pinecroft-Ste450] | MHHS-SMR |  |  |  | 929-00898 | 929-00898 | Woodlands | MHHS-Others | SMR-(WDLS)-Wl Ironman [Pinecroft-Ste450] | Gym | 8/1/19 |  | 8/1/20 |  | EXERCISERS |  | .needs class | [13 empty] | Not Covered Vendor Only - Rad, High End | MHHS-SMR
NO | YES |  |  |  | 929-00899 | 929-00899 | Schwinn Cycling and Fitness Inc | SPINNER PRO |  | SBEN1212-L01709 | SMR-(WDLS)-Wl Ironman [Pinecroft-Ste450] | MHHS-SMR |  |  |  | 929-00899 | 929-00899 | Woodlands | MHHS-Others | SMR-(WDLS)-Wl Ironman [Pinecroft-Ste450] |  | 8/1/19 |  | 8/1/20 |  | EXERCISERS |  | .needs class | [10 empty] | 6/2/15 |  |  | Not Covered Vendor Only - Biomedical | MHHS-SMR
YES | YES | Serial Number Cnf |  |  | 069-33146 | 069-33146 | Sci-Cool Inc | GP02W1AR |  | Cnf | TMC - LABORATORY - CANCER CENTER (29POB) |  |  |  |  | 069-33146 | 069-33146 | TMC | Memorial Hermann-Texas Medical Center | TMC - LABORATORY - CANCER CENTER (29POB) | Research Lab | 1/1/20 |  | 1/1/21
NO | YES |  |  |  | 013-35799 | 013-35799 | Sci-Cool, Incorporated | GP05W1AF |  | 1206222-A12F26-01 | SW-Laboratory-Chemistry | MHHS-Southwest |  |  |  | 013-35799 | 013-35799 | Southwest | MHHS-Southwest | SW-Laboratory-Chemistry | COAG |  |  |  | No PM Sticker | FREEZERS, LABORATORY |  | .needs class | [5 empty] | Sci-Cool Inc |  |  |  |  | 5/20/19 |  |  | Covered PM Repair - Biomedical | MHHS-Southwest
NO | YES |  |  |  |  | 241-02309 | Sci-Cool, Incorporated | GP05W1AF |  | 1206261-A12G06-01 | TIRR-Laboratory | MHHS-TIRR |  |  |  |  | 241-02309 | TMC | MHHS-Others | TIRR-Laboratory | Lab | 10/1/19 |  |  |  | FREEZERS, LABORATORY |  | .needs class | [5 empty] | Sci-Cool Inc |  |  |  |  | 5/20/19 |  |  | Covered PM Repair - Biomedical | MHHS-TIRR
NO | YES |  |  |  | 069-16590 | 069-16590 | Sci-Cool, Incorporated | GP17W1AF |  | 0706065A07H01-01 | TMC-Laboratory-Chemistry (1R) | MHHS-TMC |  |  |  | 069-16590 | 069-16590 | TMC | MHHS-TMC | TMC-Laboratory-Chemistry (1R) | Storage | 1/1/20 |  | 1/1/21 |  | FREEZERS, LABORATORY |  | .needs class | [5 empty] | Sci-Cool Inc | [7 empty] | Covered PM Repair - Biomedical | MHHS-TMC
NO | YES |  |  |  | 069-35175 | 069-35175 | Sci-Cool, Incorporated | GP17W1AF |  | 1108252-A11102-01 | TMC-Laboratory-Chemistry (1R) | MHHS-TMC |  |  |  | 069-35175 | 069-35175 | TMC | MHHS-TMC | TMC-Laboratory-Chemistry (1R) | Storage | 1/1/18 |  | 1/1/21 |  | FREEZERS, LABORATORY |  | .needs class | [5 empty] | Sci-Cool Inc |  |  |  |  | 12/14/24 |  |  | Not Covered Vendor Only - Biomedical | MHHS-TMC
NO | YES |  |  |  | 013-36109 | 013-36109 | Sci-Cool, Incorporated | GP530AF |  | 1411194-A14L04-01 | SW-Laboratory-Microbiology | MHHS-Southwest |  |  |  | 013-36109 | 013-36109 | Southwest | MHHS-Southwest | SW-Laboratory-Microbiology | Microbiology | 1/1/20 |  | 1/1/21 |  | FREEZERS, LABORATORY |  | .needs class | [5 empty] | Sci-Cool Inc |  |  |  |  | 12/3/20 |  |  | Not Covered Vendor Only - Biomedical | MHHS-Southwest
YES | YES |  |  |  | 069-15352 | 069-15352 | Scientific Indust | Vortex Genie |  |  | Memorial Hermann- Texas Medica Center Robertson Radiology |  |  |  |  | 069-15352 | 069-15352 |  | TCM | Memorial Hermann- Texas Medica Center Robertson Radiology | Nuclear pharmacy |  |  |  | No PM Sticker
NO | YES |  |  |  | 069-34375 | 069-34375 | Scientific Industries | G-560 |  | 2-400707 | TMC-Laboratory-Chemistry (1R) | MHHS-TMC |  | Mixer |  | 069-34375 | 069-34375 | TMC | MHHS-TMC | TMC-Laboratory-Chemistry (1R) | Chemistry | 12/1/18 |  |  | PM Not Required | MIXERS, CLINICAL LABORATORY |  | MIXER-Scientific Indust-G-560 | MIXER | G-560 |  |  |  | Scientific Indust | Mixer |  |  | MIXER-Scientific Indust-G-560 |  |  |  | Covered PM Repair - Biomedical | MHHS-TMC
NO | NO |  |  |  | 069-33252 |  | Scientific Industries | VORTEX 2 |  | 2-421478 | TMC - RADIOLOGY - JONES PAVILION | MHHS-TMC |  |  |  | 069-33252 |  | TMC |  | TMC - RADIOLOGY - JONES PAVILION | [5 empty] | MIXERS, CLINICAL LABORATORY |  | .needs class | [5 empty] | SCIENTIFICINS | [7 empty] | Covered PM Repair - Biomedical | MHHS-TMC
YES | YES |  |  |  | 029-00341 | 029-00341 | Scientific Instruments | K 550 g |  |  | WOODLANDS - LABORATORY - BLOOD BANK |  |  |  |  | 029-00341 | 029-00341 | Woodlands | Memorial Hermann The Woodlands Medical Center | WOODLANDS - LABORATORY - BLOOD BANK | Lab | [6 empty] | Vortex mixer
NO | YES |  |  |  | 013-04396 | 013-04396 | Scientific Products | N/A |  | H2025 | SW-LAB-Hematology |  |  |  |  | 013-04396 | 013-04396 | Southwest | Memorial Hermann Southwest Hospital | SW-LAB-Hematology
YES | YES |  |  |  | 099-13678 | 099-13678 | Scifit |  |  |  | SW - Cardiac rehab |  |  |  |  | 099-13678 | 099-13678 | Southwest | Memorial Hermann Southwest Hospital Emergency Center | SW - Cardiac rehab | Nursing
NO | YES |  |  |  | 041-16663 | 041-16663 | SCIFIT |  |  |  | Rehab gym | MHHS-Mem City |  | Table, Exam |  | 041-16663 | 041-16663 | West | 929 suite 1500 | Rehab gym | Suite 1579 | 3/1/19 |  | 3/1/20 |  | EXERCISERS |  | TABLEEXAM-ENOCHS Exam-1000 | TABLEEXAM |  |  |  |  | ENOCHS | Table, Exam |  |  | TABLEEXAM-ENOCHS Exam-1000 |  |  |  | Covered PM Repair - Biomedical | MHHS-Mem City
NO | YES |  |  |  | 129-02057 | 129-02057 | SCIFIT |  |  |  | SMR - (SL) - SL IRONMAN [MP2-STE100] | MHHS-SMR |  | Table, Exam |  | 129-02057 | 129-02057 | Sugar Land | MHHS-Others | SMR - (SL) - SL IRONMAN [MP2-STE100] | Gym Floor | 3/1/19 |  | 3/1/20 |  | EXERCISERS | Table, Exam | TABLEEXAM-ENOCHS Exam-1000 | TABLEEXAM |  |  |  |  | ENOCHS | Table, Exam |  |  | TABLEEXAM-ENOCHS Exam-1000 |  |  |  | Covered PM Repair - Biomedical | MHHS-SMR | [8 empty] | TABLEEXAM | Table, Exam | ENOCHS
NO | YES |  |  |  | 129-02058 | 129-02058 | SCIFIT |  |  |  | SMR - (SL) - SL IRONMAN [MP2-STE100] | MHHS-SMR |  | Table, Exam |  | 129-02058 | 129-02058 | Sugar Land | MHHS-Others | SMR - (SL) - SL IRONMAN [MP2-STE100] |  | 3/1/19 |  |  |  | EXERCISERS | Table, Exam | TABLEEXAM-ENOCHS Exam-1000 | TABLEEXAM |  |  |  |  | ENOCHS | Table, Exam |  |  | TABLEEXAM-ENOCHS Exam-1000 |  |  |  | Covered PM Repair - Biomedical | MHHS-SMR | [8 empty] | TABLEEXAM | Table, Exam | ENOCHS
YES | YES | Serial Number Cnf |  |  | 142-08960 | 142-08960 | SCIFIT |  |  | Cnf | SMR - (SL) - SL IRONMAN [MP2-STE100] |  |  |  |  | 142-08960 | 142-08960 | Sugar Land | IRONMAN Sports Medicine Institute at Sugar Land (#100) | SMR - (SL) - SL IRONMAN [MP2-STE100] | Gym Floor |  |  |  | Loaner |  | Table, Exam | TABLEEXAM-ENOCHS Exam-1000 | [23 empty] | TABLEEXAM | Table, Exam | ENOCHS
NO | YES |  |  |  | 009-09080 | 009-09080 | SCIFIT |  |  | 510-005803 | SMR-(GH)-Greater Heights | MHHS-SMR |  | Therapy Unit, Ultrasound |  | 009-09080 | 009-09080 | Central | MHHS-Others | SMR-(GH)-Greater Heights | Near back door | 4/1/19 | 2/1/20 |  |  | EXERCISERS | Therapy Unit, Ultrasound | THERAPYUNITULTRASOUND-Richmar-510 | THERAPYUNITULTRASOUND |  |  |  |  | Richmar | Therapy Unit, Ultrasound |  |  | THERAPYUNITULTRASOUND-Richmar-510 | 3/1/14 |  | TUU-SA | Covered PM Repair - Biomedical | MHHS-SMR | [8 empty] | THERAPYUNITULTRASOUND | Therapy Unit, Ultrasound | Richmar
YES | YES | Serial Number Cnf |  |  | 041-15047 | 041-15047 | Scifit | 60601-1 |  | CNF | SMR - (MC) - MC IRONMAN [GARAGE5-STE101] |  |  |  |  | 041-15047 | 041-15047 | West | Memorial Hermann Memorial City | SMR - (MC) - MC IRONMAN [GARAGE5-STE101] | Ironman
NO | YES |  |  |  | 041-32647 | 041-32647 | SCIFIT | AC5000 |  | 734-001934 | Rehab gym | MHHS-Mem City |  | Treadmill |  | 041-32647 | 041-32647 | West | Memorial city-Successful returns | Rehab gym | Suite 1579 | 7/1/18 |  | 7/1/19 |  | EXERCISERS |  | TREADMILL-Scifit-AC5000 | TREADMILL | AC5000 |  |  |  | Scifit | Treadmill |  | TREADMILL-Scifit-AC5000 |  |  |  |  | Covered PM Repair - Biomedical | MHHS-Mem City
NO | YES |  |  |  | 000-03731 | 000-03731 | SCIFIT | AC5000 |  | 000-03731 | SMR - (MC) - WILLOWBROOK | MHHS-SMR |  | Treadmill |  | 000-03731 | 000-03731 | West | WillowBrook | SMR - (MC) - WILLOWBROOK |  | 4/1/19 | 4/1/20 |  |  | EXERCISERS | Treadmill | TREADMILL-Scifit-AC5000 | TREADMILL | AC5000 |  |  |  | Scifit | Treadmill |  | TREADMILL-Scifit-AC5000 |  |  |  | TREAD-A | Covered PM Repair - Biomedical | MHHS-SMR | [7 empty] | Treadmill | TREADMILL | Treadmill | Scifit
NO | YES |  |  |  | 029-08817 | 029-08817 | SCIFIT | AC5000 |  | 734-000158 | SMR-(WDLS)-Wl Ironman [Pinecroft-Ste450] | MHHS-SMR |  | Treadmill |  | 029-08817 | 029-08817 | Woodlands | MHHS-Others | SMR-(WDLS)-Wl Ironman [Pinecroft-Ste450] | Gym | 8/1/19 |  | 8/1/20 |  | EXERCISERS | Treadmill | TREADMILL-Scifit-AC5000 | TREADMILL | AC5000 |  |  |  | Scifit | Treadmill |  | TREADMILL-Scifit-AC5000 |  |  |  | TREAD-A | Covered PM Repair - Biomedical | MHHS-SMR | [7 empty] | Treadmill | TREADMILL | Treadmill | Scifit
NO | YES | Asset Tag 241-02890 |  |  | 241-02890 | 241-02890 | SCIFIT | AC5000 |  | 734-000737 | TIRR-Kirby Glenn | MHHS-TIRR |  | Treadmill |  | 241-02890 | 241-02890 | TMC | MHHS-Others | TIRR-Kirby Glenn |  | 1/30/19 |  |  |  | EXERCISERS | Treadmill | TREADMILL-Scifit-AC5000 | TREADMILL | AC5000 |  |  |  | Scifit | Treadmill |  | TREADMILL-Scifit-AC5000 |  |  | Finished from Script 3/27/2020 12:11:52pm (Central) | TREAD-A | Covered PM Repair - Biomedical | MHHS-TIRR | [7 empty] | Treadmill | TREADMILL | Treadmill | Scifit
NO | YES |  |  |  | 029-09123 | 029-09123 | SCIFIT | AC5000 |  | 734-000432 | TIRR-Op-Woodlands (Mp2, Ste 200) | MHHS-TIRR |  | Treadmill |  | 029-09123 | 029-09123 | Woodlands | MHHS-Others | TIRR-Op-Woodlands (Mp2, Ste 200) | MP2 suite 270 | 8/1/19 |  | 8/1/20 |  | EXERCISERS | Treadmill | TREADMILL-Scifit-AC5000 | TREADMILL | AC5000 |  |  |  | Scifit | Treadmill |  | TREADMILL-Scifit-AC5000 |  |  |  | TREAD-A | Covered PM Repair - Biomedical | MHHS-TIRR | [7 empty] | Treadmill | TREADMILL | Treadmill | Scifit
NO | YES |  |  |  | 029-32122 | 029-32122 | SCIFIT | AC5000 |  | 734-002033 | Woodlands-Cardiopulmonary | MHHS-Woodlands |  | Treadmill |  | 029-32122 | 029-32122 | Woodlands | MHHS-Woodlands | Woodlands-Cardiopulmonary | Cardiac Rehab | 12/1/19 |  | 12/1/20 |  | EXERCISERS | Treadmill | TREADMILL-Scifit-AC5000 | TREADMILL | AC5000 |  |  |  | Scifit | Treadmill |  | TREADMILL-Scifit-AC5000 |  |  |  | TREAD-A | Covered PM Repair - Biomedical | MHHS-Woodlands | [7 empty] | Treadmill | TREADMILL | Treadmill | Scifit
NO | YES |  |  |  | 029-32123 | 029-32123 | SCIFIT | AC5000 |  | 734-002057 | Woodlands-Cardiopulmonary | MHHS-Woodlands |  | Treadmill |  | 029-32123 | 029-32123 | Woodlands | MHHS-Woodlands | Woodlands-Cardiopulmonary | Cardiac Rehab | 12/1/19 |  | 12/1/20 |  | EXERCISERS | Treadmill | TREADMILL-Scifit-AC5000 | TREADMILL | AC5000 |  |  |  | Scifit | Treadmill |  | TREADMILL-Scifit-AC5000 |  |  |  | TREAD-A | Covered PM Repair - Biomedical | MHHS-Woodlands | [7 empty] | Treadmill | TREADMILL | Treadmill | Scifit
NO | YES | Asset Tag 241-02890 |  |  | 241-02890 | 241-02890 | Scifit | AC5000 |  | 734-000737 | TIRR-Kirby Glenn |  |  |  |  | 241-02890 | 241-02890 | TMC | MHHS-Others | TIRR-Kirby Glenn | TIRR - KIRBY GLENN | 1/1/19 |  | 1/1/20 |  |  | Treadmill | TREADMILL-Scifit-AC5000 | [12 empty] | TREAD-A | [9 empty] | Treadmill | TREADMILL | Treadmill | Scifit
NO | NO |  |  |  | 000-03535 |  | SCIFIT | AC5000 |  | 734-002135 | SMR - (KY) - IRONMAN KATY | MHHS-SMR |  | Treadmill |  | 000-03535 |  | Katy |  | SMR - (KY) - IRONMAN KATY | [5 empty] | EXERCISERS |  | TREADMILL-Scifit-AC5000 | TREADMILL | AC5000 |  |  |  | Scifit | Treadmill |  | TREADMILL-Scifit-AC5000 |  |  |  |  | Covered PM Repair - Biomedical | MHHS-SMR
YES | YES | Serial Number Cnf |  |  | 099-00256 | 099-00256 | Scifit | Bike |  | Cnf | Physical Theraphy |  |  |  |  | 099-00256 | 099-00256 | Katy | Katy | Physical Theraphy | 1st floor |  |  |  | No pm
NO | YES |  |  |  | 069-36754 | 069-36754 | Scifit | Bike |  | NSN | MH MG - (SW) - BELLAIRE CENTER |  |  |  |  | 069-36754 | 069-36754 | Katy | Katy | MH MG - (SW) - BELLAIRE CENTER | Bel Air |  |  |  | Cnf
NO | YES |  |  |  | 069-36750 | 069-36750 | Scifit | Bike |  | NSN | SMR-(TMC)-Shepherd Square |  |  |  |  | 069-36750 | 069-36750 | Katy | MHHS-Others | SMR-(TMC)-Shepherd Square | Shephard Square |  |  |  | No pm
NO | YES | [5 empty] | SCIFIT | DC1000 |  | 761-000106 | SMR - (SE) - BEAUMONT | MHHS-SMR |  | Treadmill |  |  |  | Southeast & Bay Area |  | SMR - (SE) - BEAUMONT |  | 03/27/2019 |  |  |  | TREADMILLS |  | TREADMILL-Scifit-DC1000 | TREADMILL | DC1000 |  |  |  | Scifit | Treadmill |  | TREADMILL-Scifit-DC1000 |  | 09/17/2020 |  |  | Not Covered Vendor Only - Biomedical | MHHS-SMR
NO | YES |  |  |  | 005-10637 | 005-10637 | SCIFIT | DC1000 |  | 761-000252 | Memorial Hermann- SE - Radiology- NuclearMed | MHHS-Southeast |  | Treadmill |  | 005-10637 | 005-10637 | Southeast & Bay Area | Memorial Hermann- SE - Radiology- NuclearMed | Memorial Hermann- SE - Radiology- NuclearMed | Cardio Rehab | 8/1/19 |  | 8/1/20 |  | TREADMILLS | Treadmill | TREADMILL-Scifit-DC1000 | TREADMILL | DC1000 |  |  |  | Scifit | Treadmill |  | TREADMILL-Scifit-DC1000 |  | 9/17/20 |  | TREAD-A | Not Covered Vendor Only - Biomedical | MHHS-Southeast | [7 empty] | Treadmill | TREADMILL | Treadmill | Scifit
NO | NO |  |  |  | 041-17710 |  | SCIFIT | DC1000 |  | 761-000137 | PARC - GESSNER INPATIENT REHAB | MHHS-PARC |  | Treadmill |  | 041-17710 |  | Central & Greater Heights |  | PARC - GESSNER INPATIENT REHAB | [5 empty] | TREADMILLS |  | TREADMILL-Scifit-DC1000 | TREADMILL | DC1000 |  |  |  | Scifit | Treadmill |  | TREADMILL-Scifit-DC1000 |  |  |  |  | Not Covered Vendor Only - Biomedical | MHHS-PARC
NO | NO |  |  |  | 041-17309 |  | SCIFIT | DC1000 |  | 761-000132 | SMR - (MC) - P&RC | MHHS-SMR |  | Treadmill |  | 041-17309 |  | West & Memorial City |  | SMR - (MC) - P&RC | [5 empty] | TREADMILLS |  | TREADMILL-Scifit-DC1000 | TREADMILL | DC1000 |  |  |  | Scifit | Treadmill |  | TREADMILL-Scifit-DC1000 |  |  |  |  | Not Covered Vendor Only - Biomedical | MHHS-SMR
NO | NO |  |  |  | 041-17786 |  | SCIFIT | DC1000 |  | 761-000035 | SMR - (MC) - WESTSIDE | MHHS-SMR |  | Treadmill |  | 041-17786 |  | West & Memorial City |  | SMR - (MC) - WESTSIDE | [5 empty] | TREADMILLS |  | TREADMILL-Scifit-DC1000 | TREADMILL | DC1000 |  |  |  | Scifit | Treadmill |  | TREADMILL-Scifit-DC1000 |  |  |  |  | Not Covered Vendor Only - Biomedical | MHHS-SMR
NO | YES |  |  |  | 133-02836 | 133-02836 | SCIFIT | DC4000 |  | 770-005247 | SMR-(KY)-Katy (Mp2) | MHHS-SMR |  |  |  | 133-02836 | 133-02836 | Katy | MHHS-Others | SMR-(KY)-Katy (Mp2) | Therapy | 1/1/19 |  |  |  | TREADMILLS |  | .needs class | [5 empty] | Scifit |  |  |  |  | 9/17/20 |  |  | Not Covered Vendor Only - Biomedical | MHHS-SMR
NO | NO |  |  |  | 005-33590 |  | SCIFIT | FIT |  | 151-007770 | SMR - (SE) - EAST HOUSTON | MHHS-SMR |  |  |  | 005-33590 |  | Southeast & Bay Area |  | SMR - (SE) - EAST HOUSTON | [5 empty] | EXERCISERS |  | .needs class | [5 empty] | Scifit | [7 empty] | Covered PM Repair - Radiology, Low End | MHHS-SMR
NO | YES | Asset Tag 069-36756 |  |  | 069-36756 | 069-36756 | Scifit | Hand Bike |  | NSN | SMR-(TMC)-Shepherd Square |  |  |  |  | 069-36756 | 069-36756 | Katy | MHHS-Others | SMR-(TMC)-Shepherd Square | Shephard Square |  | 2/1/20 |  | No pm
YES | YES | Serial Number Cnf |  |  | 099-00249 | 099-00249 | Scifit | ISO 7000 |  | Cnf | Shepherd Square Institute |  |  |  |  | 099-00249 | 099-00249 | Katy | Katy | Shepherd Square Institute | Shephard Square |  |  |  | No pm |  | Exerciser/Ergometer, Bicycle | EXERCISERERGBICYCLE-Scifit-ISO 7000 | [12 empty] | EEB-A | [9 empty] | Exerciser/Ergometer, Bicycle | EXERCISERERGBICYCLE | Exerciser/Ergometer, Bicycle | Scifit
NO | YES |  |  |  | 005-33699 | 005-33699 | Scifit | ISO 7000R |  | 571-005410 | Sports Rehab |  |  |  |  | 005-33699 | 005-33699 | Southeast | Memorial Hermann Sports Medicine | Sports Rehab | Main Gym | 4/1/19 |  | 4/1/20 |  |  | Exerciser/Ergometer, Bicycle | EXERCISERERGBICYCLE-Scifit-ISO 7000R | [11 empty] | (null) | EEB-A | [9 empty] | Exerciser/Ergometer, Bicycle | EXERCISERERGBICYCLE | Exerciser/Ergometer, Bicycle | Scifit
YES | YES |  |  |  | 041-34310 | 041-34310 | Scifit | ISO 7000R |  | 573-000100 | Rehab gym |  |  |  |  | 041-34310 | 041-34310 | West | Memorial city-Successful returns | Rehab gym | Suite 1579
NO | YES |  |  |  | 041-20013 | 041-20013 | SCIFIT | ISO1000 |  | 423-000313 | SMR - (CY) - CYPRESS CCC (MP1) | MHHS-SMR |  |  |  | 041-20013 | 041-20013 | Northwest | MHHS-Others | SMR - (CY) - CYPRESS CCC (MP1) | Rehab | 5/1/20 | 5/1/19 |  |  | EXERCISERS |  | .needs class | [5 empty] | Scifit |  |  |  |  | 3/15/14 |  |  | Covered PM Repair - Biomedical | MHHS-SMR
NO | YES | [5 empty] | SCIFIT | ISO1000 |  | 421-001051 | SMR-(GH)-Greater Heights | MHHS-SMR | [5 empty] | Central | MHHS-Others | SMR-(GH)-Greater Heights | Gym floor | 4/1/19 | 4/1/20 |  |  | EXERCISERS |  | .needs class | [5 empty] | Scifit |  |  |  |  | 4/15/16 |  |  | Covered PM Repair - Biomedical | MHHS-SMR
NO | YES |  |  |  | 133-02832 | 133-02832 | SCIFIT | ISO1000 |  | 420-005683 | SMR-(KY)-Katy (Mp2) | MHHS-SMR |  |  |  | 133-02832 | 133-02832 | Katy | MHHS-Others | SMR-(KY)-Katy (Mp2) |  | 1/1/19 |  |  |  | EXERCISERS |  | .needs class | [5 empty] | Scifit | [7 empty] | Covered PM Repair - Biomedical | MHHS-SMR
NO | YES |  |  |  | 129-06629 | 129-06629 | SCIFIT | ISO1000 |  | 421-0010998 | SMR-(SW)-Southwest (Mp4) | MHHS-SMR |  |  |  | 129-06629 | 129-06629 | Southwest | MHHS-Others | SMR-(SW)-Southwest (Mp4) | Suite 570 | 4/1/19 |  | 4/1/20 |  | EXERCISERS |  | .needs class | [5 empty] | Scifit | [7 empty] | Covered PM Repair - Biomedical | MHHS-SMR
NO | YES |  |  |  | 241-02602 | 241-02602 | SCIFIT | ISO1000 |  | 513-000134 | TIRR-Therapy Gym | MHHS-TIRR |  |  |  | 241-02602 | 241-02602 | TMC | MHHS-Others | TIRR-Therapy Gym | Rehab | 7/1/19 |  | 7/1/20 |  | EXERCISERS |  | .needs class | [5 empty] | Scifit |  |  |  |  | 3/12/14 |  |  | Covered PM Repair - Biomedical | MHHS-TIRR
NO | NO | [5 empty] | SCIFIT | ISO1000 |  | 421-001088 | PARC - GESSNER INPATIENT REHAB | MHHS-PARC | [5 empty] | Central & Greater Heights |  | PARC - GESSNER INPATIENT REHAB | [5 empty] | EXERCISERS |  | .needs class | [5 empty] | Scifit | [7 empty] | Covered PM Repair - Biomedical | MHHS-PARC
NO | NO |  |  |  | 013-36259 |  | SCIFIT | ISO1000 |  | 422-000240 | SMR - (TMC) - GREENWAY PLAZA | MHHS-SMR |  |  |  | 013-36259 |  | TMC |  | SMR - (TMC) - GREENWAY PLAZA | [5 empty] | EXERCISERS |  | .needs class | [5 empty] | Scifit | [7 empty] | Covered PM Repair - Biomedical | MHHS-SMR
NO | YES |  |  |  | 133-02835 | 133-02835 | SCIFIT | ISO1000R |  | 510-006273 | SMR-(KY)-Katy (Mp2) | MHHS-SMR |  | Exerciser/Ergometer, Bicycle |  | 133-02835 | 133-02835 | Katy | MHHS-Others | SMR-(KY)-Katy (Mp2) | Therapy | 1/1/19 |  |  |  | EXERCISERS | Exerciser/Ergometer, Bicycle | EXERCISERERGBICYCLE-SCIFIT-ISO1000R | EXERCISERERGBICYCLE | ISO1000R |  |  |  | SCIFIT | Exerciser/Ergometer, Bicycle |  | EXERCISERERGBICYCLE-SCIFIT-ISO1000R |  |  |  | EEB-A | Covered PM Repair - Biomedical | MHHS-SMR | [7 empty] | Exerciser/Ergometer, Bicycle | EXERCISERERGBICYCLE | Exerciser/Ergometer, Bicycle | SCIFIT
NO | YES |  |  |  | 000-03687 | 000-03687 | SCIFIT | ISO1000R |  | 513-000498 | SMR - (NE) - KINGWOOD WEST | MHHS-SMR |  | Exerciser/Ergometer, Bicycle |  | 000-03687 | 000-03687 | Katy | Kingwood West Sports Medicine | SMR - (NE) - KINGWOOD WEST | Kingwood West Sports Medicine |  |  |  |  | EXERCISERS |  | EXERCISERERGBICYCLE-SCIFIT-ISO1000R | EXERCISERERGBICYCLE | ISO1000R |  |  |  | SCIFIT | Exerciser/Ergometer, Bicycle |  | EXERCISERERGBICYCLE-SCIFIT-ISO1000R |  |  |  |  | Covered PM Repair - Biomedical | MHHS-SMR
NO | YES |  |  |  | 005-33656 | 005-33656 | SCIFIT | ISO1000R |  | 513-000941 | SMR - (NE) - KINGWOOD WEST | MHHS-SMR |  | Exerciser/Ergometer, Bicycle |  | 005-33656 | 005-33656 | Katy | Kingwood West Sports Medicine | SMR - (NE) - KINGWOOD WEST | Kingwood West Sports Medicine |  |  |  |  | EXERCISERS |  | EXERCISERERGBICYCLE-SCIFIT-ISO1000R | EXERCISERERGBICYCLE | ISO1000R |  |  |  | SCIFIT | Exerciser/Ergometer, Bicycle |  | EXERCISERERGBICYCLE-SCIFIT-ISO1000R |  |  |  |  | Covered PM Repair - Biomedical | MHHS-SMR
NO | YES |  |  |  | 041-20017 | 041-20017 | SCIFIT | ISO1000R |  | 513-000433 | SMR-(PL)-Pearland East | MHHS-SMR |  | Exerciser/Ergometer, Bicycle |  | 041-20017 | 041-20017 | Pearland | MHHS-Others | SMR-(PL)-Pearland East | Rehab | 9/1/19 | 9/1/20 |  |  | EXERCISERS | Exerciser/Ergometer, Bicycle | EXERCISERERGBICYCLE-SCIFIT-ISO1000R | EXERCISERERGBICYCLE | ISO1000R |  |  |  | SCIFIT | Exerciser/Ergometer, Bicycle |  | EXERCISERERGBICYCLE-SCIFIT-ISO1000R |  | 3/12/14 |  | EEB-A | Covered PM Repair - Biomedical | MHHS-SMR | [7 empty] | Exerciser/Ergometer, Bicycle | EXERCISERERGBICYCLE | Exerciser/Ergometer, Bicycle | SCIFIT
NO | YES | [5 empty] | SCIFIT | ISO1000R |  |  | SMR - (SE) - BEAUMONT | MHHS-SMR |  | Exerciser/Ergometer, Bicycle |  |  |  | Southeast & Bay Area |  | SMR - (SE) - BEAUMONT |  | 03/27/2019 |  |  |  | EXERCISERS |  | EXERCISERERGBICYCLE-SCIFIT-ISO1000R | EXERCISERERGBICYCLE | ISO1000R |  |  |  | SCIFIT | Exerciser/Ergometer, Bicycle |  | EXERCISERERGBICYCLE-SCIFIT-ISO1000R |  | 03/12/2014 |  |  | Covered PM Repair - Biomedical | MHHS-SMR
NO | YES |  |  |  | 005-09601 | 005-09601 | SCIFIT | ISO1000R |  | 512-000076 | SMR - (SE) - SOUTHEAST (MP1) | MHHS-SMR |  | Exerciser/Ergometer, Bicycle |  | 005-09601 | 005-09601 | Southeast | Memorial Hermann Sports Medicine | SMR - (SE) - SOUTHEAST (MP1) | Gym Floor | 2/1/20 |  | 2/1/21 |  | EXERCISERS | Exerciser/Ergometer, Bicycle | EXERCISERERGBICYCLE-SCIFIT-ISO1000R | EXERCISERERGBICYCLE | ISO1000R |  |  |  | SCIFIT | Exerciser/Ergometer, Bicycle |  | EXERCISERERGBICYCLE-SCIFIT-ISO1000R |  |  |  | EEB-A | Covered PM Repair - Biomedical | MHHS-SMR | [7 empty] | Exerciser/Ergometer, Bicycle | EXERCISERERGBICYCLE | Exerciser/Ergometer, Bicycle | SCIFIT
NO | YES |  |  |  | 009-10755 | 009-10755 | SCIFIT | ISO1000R |  | 513-001134 | SMR - (SL) - SIENNA PLANTATION | MHHS-SMR |  | Exerciser/Ergometer, Bicycle |  | 009-10755 | 009-10755 | Sugar Land |  | SMR - (SL) - SIENNA PLANTATION |  | 4/1/19 | 4/1/20 |  |  | EXERCISERS | Exerciser/Ergometer, Bicycle | EXERCISERERGBICYCLE-SCIFIT-ISO1000R | EXERCISERERGBICYCLE | ISO1000R |  |  |  | SCIFIT | Exerciser/Ergometer, Bicycle |  | EXERCISERERGBICYCLE-SCIFIT-ISO1000R |  |  |  | EEB-A | Covered PM Repair - Biomedical | MHHS-SMR | [7 empty] | Exerciser/Ergometer, Bicycle | EXERCISERERGBICYCLE | Exerciser/Ergometer, Bicycle | SCIFIT
NO | YES |  |  |  | 129-04554 | 129-04554 | SCIFIT | ISO1000R |  | 610-011216 | SMR - (SL) - SIENNA PLANTATION | MHHS-SMR |  | Exerciser/Ergometer, Bicycle |  | 129-04554 | 129-04554 | Sugar Land |  | SMR - (SL) - SIENNA PLANTATION |  | 4/1/19 | 4/1/20 |  |  | EXERCISERS | Exerciser/Ergometer, Bicycle | EXERCISERERGBICYCLE-SCIFIT-ISO1000R | EXERCISERERGBICYCLE | ISO1000R |  |  |  | SCIFIT | Exerciser/Ergometer, Bicycle |  | EXERCISERERGBICYCLE-SCIFIT-ISO1000R |  |  |  | EEB-A | Covered PM Repair - Biomedical | MHHS-SMR | [7 empty] | Exerciser/Ergometer, Bicycle | EXERCISERERGBICYCLE | Exerciser/Ergometer, Bicycle | SCIFIT
NO | YES |  |  |  | 129-07437 | 129-07437 | SCIFIT | ISO1000R |  | 513-000698 | SMR - (SL) - SL IRONMAN [MP2-STE100] | MHHS-SMR |  | Exerciser/Ergometer, Bicycle |  | 129-07437 | 129-07437 | Sugar Land | MHHS-Others | SMR - (SL) - SL IRONMAN [MP2-STE100] | Gym Floor | 3/1/19 |  | 3/1/20 |  | EXERCISERS | Exerciser/Ergometer, Bicycle | EXERCISERERGBICYCLE-SCIFIT-ISO1000R | EXERCISERERGBICYCLE | ISO1000R |  |  |  | SCIFIT | Exerciser/Ergometer, Bicycle |  | EXERCISERERGBICYCLE-SCIFIT-ISO1000R |  |  |  | EEB-A | Covered PM Repair - Biomedical | MHHS-SMR | [7 empty] | Exerciser/Ergometer, Bicycle | EXERCISERERGBICYCLE | Exerciser/Ergometer, Bicycle | SCIFIT
NO | YES |  |  |  | 129-07438 | 129-07438 | SCIFIT | ISO1000R |  | 513-000699 | SMR - (SL) - SL IRONMAN [MP2-STE100] | MHHS-SMR |  | Exerciser/Ergometer, Bicycle |  | 129-07438 | 129-07438 | Sugar Land | MHHS-Others | SMR - (SL) - SL IRONMAN [MP2-STE100] | Gym Floor | 3/1/19 |  | 3/1/20 |  | EXERCISERS | Exerciser/Ergometer, Bicycle | EXERCISERERGBICYCLE-SCIFIT-ISO1000R | EXERCISERERGBICYCLE | ISO1000R |  |  |  | SCIFIT | Exerciser/Ergometer, Bicycle |  | EXERCISERERGBICYCLE-SCIFIT-ISO1000R |  |  |  | EEB-A | Covered PM Repair - Biomedical | MHHS-SMR | [7 empty] | Exerciser/Ergometer, Bicycle | EXERCISERERGBICYCLE | Exerciser/Ergometer, Bicycle | SCIFIT
NO | YES |  |  |  | 129-06620 | 129-06620 | SCIFIT | ISO1000R |  | 511-005870 | SMR - (STX) - RBJ - RICHMOND | MHHS-SMR |  | Exerciser/Ergometer, Bicycle |  | 129-06620 | 129-06620 | South | Sports med | SMR - (STX) - RBJ - RICHMOND | Sports med | 10/1/19 | 10/1/20 |  |  | EXERCISERS | Exerciser/Ergometer, Bicycle | EXERCISERERGBICYCLE-SCIFIT-ISO1000R | EXERCISERERGBICYCLE | ISO1000R |  |  |  | SCIFIT | Exerciser/Ergometer, Bicycle |  | EXERCISERERGBICYCLE-SCIFIT-ISO1000R |  |  |  | EEB-A | Covered PM Repair - Biomedical | MHHS-SMR | [7 empty] | Exerciser/Ergometer, Bicycle | EXERCISERERGBICYCLE | Exerciser/Ergometer, Bicycle | SCIFIT
NO | YES |  |  |  | 129-06227 | 129-06227 | SCIFIT | ISO1000R |  | 512-000201 | SMR-(STX)-Wharton | MHHS-SMR |  | Exerciser/Ergometer, Bicycle |  | 129-06227 | 129-06227 | South | MHHS-Others | SMR-(STX)-Wharton | Gym floor | 10/1/19 | 10/1/20 |  |  | EXERCISERS | Exerciser/Ergometer, Bicycle | EXERCISERERGBICYCLE-SCIFIT-ISO1000R | EXERCISERERGBICYCLE | ISO1000R |  |  |  | SCIFIT | Exerciser/Ergometer, Bicycle |  | EXERCISERERGBICYCLE-SCIFIT-ISO1000R |  | 10/9/13 |  | EEB-A | Covered PM Repair - Radiology, Low End | MHHS-SMR | [7 empty] | Exerciser/Ergometer, Bicycle | EXERCISERERGBICYCLE | Exerciser/Ergometer, Bicycle | SCIFIT
NO | YES |  |  |  | 013-35848 | 013-35848 | SCIFIT | ISO1000R |  | 512-000002 | SMR-(SW)-Southwest (Mp4) | MHHS-SMR |  | Exerciser/Ergometer, Bicycle |  | 013-35848 | 013-35848 | Southwest | MHHS-Others | SMR-(SW)-Southwest (Mp4) | Suite 570 | 4/1/19 |  | 4/1/20 | Per manager - unit need replacement parts that ?Aubiomed seems to be stalling on?Au | EXERCISERS | Exerciser/Ergometer, Bicycle | EXERCISERERGBICYCLE-SCIFIT-ISO1000R | EXERCISERERGBICYCLE | ISO1000R |  |  |  | SCIFIT | Exerciser/Ergometer, Bicycle |  | EXERCISERERGBICYCLE-SCIFIT-ISO1000R |  | 1/10/18 |  | EEB-A | Covered PM Repair - Radiology, Low End | MHHS-SMR | [7 empty] | Exerciser/Ergometer, Bicycle | EXERCISERERGBICYCLE | Exerciser/Ergometer, Bicycle | SCIFIT
NO | YES |  |  |  | 013-35853 | 013-35853 | SCIFIT | ISO1000R |  | 512-000003 | SMR-(SW)-Southwest (Mp4) | MHHS-SMR |  | Exerciser/Ergometer, Bicycle |  | 013-35853 | 013-35853 | Southwest | MHHS-Others | SMR-(SW)-Southwest (Mp4) | Suite 570 | 4/1/19 |  | 4/1/20 |  | EXERCISERS | Exerciser/Ergometer, Bicycle | EXERCISERERGBICYCLE-SCIFIT-ISO1000R | EXERCISERERGBICYCLE | ISO1000R |  |  |  | SCIFIT | Exerciser/Ergometer, Bicycle |  | EXERCISERERGBICYCLE-SCIFIT-ISO1000R |  | 3/22/17 |  | EEB-A | Covered PM Repair - Radiology, Low End | MHHS-SMR | [7 empty] | Exerciser/Ergometer, Bicycle | EXERCISERERGBICYCLE | Exerciser/Ergometer, Bicycle | SCIFIT
NO | YES |  |  |  | 013-35854 | 013-35854 | SCIFIT | ISO1000R |  | 512-000008 | SMR-(SW)-Southwest (Mp4) | MHHS-SMR |  | Exerciser/Ergometer, Bicycle |  | 013-35854 | 013-35854 | Southwest | MHHS-Others | SMR-(SW)-Southwest (Mp4) | Suite 570 | 4/1/19 |  | 4/1/20 |  | EXERCISERS | Exerciser/Ergometer, Bicycle | EXERCISERERGBICYCLE-SCIFIT-ISO1000R | EXERCISERERGBICYCLE | ISO1000R |  |  |  | SCIFIT | Exerciser/Ergometer, Bicycle |  | EXERCISERERGBICYCLE-SCIFIT-ISO1000R |  | 10/31/17 |  | EEB-A | Covered PM Repair - Biomedical | MHHS-SMR | [7 empty] | Exerciser/Ergometer, Bicycle | EXERCISERERGBICYCLE | Exerciser/Ergometer, Bicycle | SCIFIT
NO | YES |  |  |  | 069-41925 | 069-41925 | SCIFIT | ISO1000R |  | 513-000358 | SMR - (TMC) - IRONMAN [MHMP-16FLR] | MHHS-SMR |  | Exerciser/Ergometer, Bicycle |  | 069-41925 | 069-41925 | TMC | MHHS-Others | SMR - (TMC) - IRONMAN [MHMP-16FLR] | Gym | 5/1/19 |  | 5/1/20 |  | EXERCISERS | Exerciser/Ergometer, Bicycle | EXERCISERERGBICYCLE-SCIFIT-ISO1000R | EXERCISERERGBICYCLE | ISO1000R |  |  |  | SCIFIT | Exerciser/Ergometer, Bicycle |  | EXERCISERERGBICYCLE-SCIFIT-ISO1000R |  | 10/31/17 |  | EEB-A | Covered PM Repair - Biomedical | MHHS-SMR | [7 empty] | Exerciser/Ergometer, Bicycle | EXERCISERERGBICYCLE | Exerciser/Ergometer, Bicycle | SCIFIT
NO | YES |  |  |  | 013-35703 | 013-35703 | SCIFIT | ISO1000R |  | 510-007056 | SMR-(WDLS)-Spring Sports Park | MHHS-SMR |  | Exerciser/Ergometer, Bicycle |  | 013-35703 | 013-35703 | Woodlands | MHHS-Others | SMR-(WDLS)-Spring Sports Park | Sport rehab | 8/1/19 |  | 8/1/20 |  | EXERCISERS | Exerciser/Ergometer, Bicycle | EXERCISERERGBICYCLE-SCIFIT-ISO1000R | EXERCISERERGBICYCLE | ISO1000R |  |  |  | SCIFIT | Exerciser/Ergometer, Bicycle |  | EXERCISERERGBICYCLE-SCIFIT-ISO1000R |  | 9/21/18 |  | EEB-A | Covered PM Repair - Biomedical | MHHS-SMR | [7 empty] | Exerciser/Ergometer, Bicycle | EXERCISERERGBICYCLE | Exerciser/Ergometer, Bicycle | SCIFIT
NO | NO |  |  |  | 041-17707 |  | SCIFIT | ISO1000R |  | 511-005940 | PARC - GESSNER INPATIENT REHAB | MHHS-PARC |  | Exerciser/Ergometer, Bicycle |  | 041-17707 |  | Central & Greater Heights |  | PARC - GESSNER INPATIENT REHAB | [5 empty] | EXERCISERS |  | EXERCISERERGBICYCLE-SCIFIT-ISO1000R | EXERCISERERGBICYCLE | ISO1000R |  |  |  | SCIFIT | Exerciser/Ergometer, Bicycle |  | EXERCISERERGBICYCLE-SCIFIT-ISO1000R |  |  |  |  | Covered PM Repair - Biomedical | MHHS-PARC
NO | NO |  |  |  | 000-03537 |  | SCIFIT | ISO1000R |  | 513-001257 | SMR - (KY) - IRONMAN KATY | MHHS-SMR |  | Exerciser/Ergometer, Bicycle |  | 000-03537 |  | Katy |  | SMR - (KY) - IRONMAN KATY | [5 empty] | EXERCISERS |  | EXERCISERERGBICYCLE-SCIFIT-ISO1000R | EXERCISERERGBICYCLE | ISO1000R |  |  |  | SCIFIT | Exerciser/Ergometer, Bicycle |  | EXERCISERERGBICYCLE-SCIFIT-ISO1000R |  |  |  |  | Covered PM Repair - Biomedical | MHHS-SMR
NO | NO |  |  |  | 041-17694 |  | SCIFIT | ISO1000R |  | 510-006313 | SMR - (MC) - WESTSIDE | MHHS-SMR |  | Exerciser/Ergometer, Bicycle |  | 041-17694 |  | West & Memorial City |  | SMR - (MC) - WESTSIDE | [5 empty] | EXERCISERS |  | EXERCISERERGBICYCLE-SCIFIT-ISO1000R | EXERCISERERGBICYCLE | ISO1000R |  |  |  | SCIFIT | Exerciser/Ergometer, Bicycle |  | EXERCISERERGBICYCLE-SCIFIT-ISO1000R |  |  |  |  | Covered PM Repair - Biomedical | MHHS-SMR
NO | NO |  |  |  | 929-01012 |  | SCIFIT | ISO1000R |  | 513-000343 | SMR - (MHOSH) - BELLAIRE | MHHS-SMR |  | Exerciser/Ergometer, Bicycle |  | 929-01012 |  | Central & Greater Heights |  | SMR - (MHOSH) - BELLAIRE | [5 empty] | EXERCISERS |  | EXERCISERERGBICYCLE-SCIFIT-ISO1000R | EXERCISERERGBICYCLE | ISO1000R |  |  |  | SCIFIT | Exerciser/Ergometer, Bicycle |  | EXERCISERERGBICYCLE-SCIFIT-ISO1000R |  |  |  |  | Covered PM Repair - Biomedical | MHHS-SMR
NO | NO |  |  |  | 929-01013 |  | SCIFIT | ISO1000R |  | 513-000347 | SMR - (MHOSH) - BELLAIRE | MHHS-SMR |  | Exerciser/Ergometer, Bicycle |  | 929-01013 |  | Central & Greater Heights |  | SMR - (MHOSH) - BELLAIRE | [5 empty] | EXERCISERS |  | EXERCISERERGBICYCLE-SCIFIT-ISO1000R | EXERCISERERGBICYCLE | ISO1000R |  |  |  | SCIFIT | Exerciser/Ergometer, Bicycle |  | EXERCISERERGBICYCLE-SCIFIT-ISO1000R |  |  |  |  | Covered PM Repair - Biomedical | MHHS-SMR
NO | NO |  |  |  | 000-03715 |  | SCIFIT | ISO1000R |  | 513-000016 | SMR - (NE) - FALL CREEK | MHHS-SMR |  | Exerciser/Ergometer, Bicycle |  | 000-03715 |  | Katy |  | SMR - (NE) - FALL CREEK | [5 empty] | EXERCISERS |  | EXERCISERERGBICYCLE-SCIFIT-ISO1000R | EXERCISERERGBICYCLE | ISO1000R |  |  |  | SCIFIT | Exerciser/Ergometer, Bicycle |  | EXERCISERERGBICYCLE-SCIFIT-ISO1000R |  |  |  |  | Covered PM Repair - Biomedical | MHHS-SMR
NO | NO |  |  |  | 005-09544 |  | SCIFIT | ISO1000R |  | 512-000052 | SMR - (SE) - EAST HOUSTON | MHHS-SMR |  | Exerciser/Ergometer, Bicycle |  | 005-09544 |  | Southeast & Bay Area |  | SMR - (SE) - EAST HOUSTON | [5 empty] | EXERCISERS |  | EXERCISERERGBICYCLE-SCIFIT-ISO1000R | EXERCISERERGBICYCLE | ISO1000R |  |  |  | SCIFIT | Exerciser/Ergometer, Bicycle |  | EXERCISERERGBICYCLE-SCIFIT-ISO1000R |  |  |  |  | Covered PM Repair - Biomedical | MHHS-SMR
NO | NO |  |  |  | 129-06815 |  | SCIFIT | ISO1000R |  | 513-00478 | SMR - (SL) - SL IRONMAN [MP2-STE100] | MHHS-SMR |  | Exerciser/Ergometer, Bicycle |  | 129-06815 |  | Sugar Land |  | SMR - (SL) - SL IRONMAN [MP2-STE100] | [5 empty] | EXERCISERS |  | EXERCISERERGBICYCLE-SCIFIT-ISO1000R | EXERCISERERGBICYCLE | ISO1000R |  |  |  | SCIFIT | Exerciser/Ergometer, Bicycle |  | EXERCISERERGBICYCLE-SCIFIT-ISO1000R |  |  |  |  | Covered PM Repair - Biomedical | MHHS-SMR
NO | NO |  |  |  | 129-06816 |  | SCIFIT | ISO1000R |  | 513-00477 | SMR - (SL) - SL IRONMAN [MP2-STE100] | MHHS-SMR |  | Exerciser/Ergometer, Bicycle |  | 129-06816 |  | Sugar Land |  | SMR - (SL) - SL IRONMAN [MP2-STE100] | [5 empty] | EXERCISERS |  | EXERCISERERGBICYCLE-SCIFIT-ISO1000R | EXERCISERERGBICYCLE | ISO1000R |  |  |  | SCIFIT | Exerciser/Ergometer, Bicycle |  | EXERCISERERGBICYCLE-SCIFIT-ISO1000R |  |  |  |  | Covered PM Repair - Biomedical | MHHS-SMR
NO | NO | [5 empty] | SCIFIT | ISO1000R |  | 511-005391 | SMR - (SL) - WILLIAMS TRACE | MHHS-SMR |  | Exerciser/Ergometer, Bicycle |  |  |  | Sugar Land |  | SMR - (SL) - WILLIAMS TRACE | [5 empty] | EXERCISERS |  | EXERCISERERGBICYCLE-SCIFIT-ISO1000R | EXERCISERERGBICYCLE | ISO1000R |  |  |  | SCIFIT | Exerciser/Ergometer, Bicycle |  | EXERCISERERGBICYCLE-SCIFIT-ISO1000R |  |  |  |  | Covered PM Repair - Biomedical | MHHS-SMR
NO | NO |  |  |  | 129-01643 |  | SCIFIT | ISO1000R |  |  | SMR - (SL) - WILLIAMS TRACE | MHHS-SMR |  | Exerciser/Ergometer, Bicycle |  | 129-01643 |  | Sugar Land |  | SMR - (SL) - WILLIAMS TRACE | [5 empty] | EXERCISERS |  | EXERCISERERGBICYCLE-SCIFIT-ISO1000R | EXERCISERERGBICYCLE | ISO1000R |  |  |  | SCIFIT | Exerciser/Ergometer, Bicycle |  | EXERCISERERGBICYCLE-SCIFIT-ISO1000R |  |  |  |  | Covered PM Repair - Biomedical | MHHS-SMR
NO | YES |  |  |  | 005-10783 | 005-10783 | SCIFIT | ISO7000 |  | 470-005968 | SMR-(PL)-Pearland West (Silverlake) | MHHS-SMR |  | Exerciser/Ergometer, Bicycle |  | 005-10783 | 005-10783 | Pearland | MHHS-Others | SMR-(PL)-Pearland West (Silverlake) | Sports med | 9/1/19 | 9/1/20 |  |  | EXERCISERS | Exerciser/Ergometer, Bicycle | EXERCISERERGBICYCLE-Scifit-ISO 7000 | EXERCISERERGBICYCLE | ISO 7000 |  |  |  | Scifit | Exerciser/Ergometer, Bicycle |  | EXERCISERERGBICYCLE-Scifit-ISO 7000 |  |  |  | EEB-A | Clinical Miscellaneous | MHHS-SMR | [8 empty] | EXERCISERERGBICYCLE | Exerciser/Ergometer, Bicycle | Scifit
NO | YES |  |  |  | 009-10686 |  | SCIFIT | ISO7000 |  | 571-004220 | SMR - (SE) - BEAUMONT | MHHS-SMR |  | Exerciser/Ergometer, Bicycle |  | 009-10686 |  | Southeast & Bay Area |  | SMR - (SE) - BEAUMONT |  | 03/27/2019 |  |  |  | EXERCISERS |  | EXERCISERERGBICYCLE-Scifit-ISO 7000 | EXERCISERERGBICYCLE | ISO 7000 |  |  |  | Scifit | Exerciser/Ergometer, Bicycle |  | EXERCISERERGBICYCLE-Scifit-ISO 7000 |  |  |  |  | Clinical Miscellaneous | MHHS-SMR
NO | YES |  |  |  | 069-23234 | 069-23234 | SCIFIT | ISO7000 |  | 470-005726 | SMR - (TMC) - IRONMAN [MHMP-16FLR] | MHHS-SMR |  | Exerciser/Ergometer, Bicycle |  | 069-23234 | 069-23234 | TMC | MHHS-Others | SMR - (TMC) - IRONMAN [MHMP-16FLR] | Gym | 5/1/19 |  | 5/1/20 |  | EXERCISERS | Exerciser/Ergometer, Bicycle | EXERCISERERGBICYCLE-Scifit-ISO 7000 | EXERCISERERGBICYCLE | ISO 7000 |  |  |  | Scifit | Exerciser/Ergometer, Bicycle |  | EXERCISERERGBICYCLE-Scifit-ISO 7000 |  | 12/7/17 |  | EEB-A | Covered PM Repair - Radiology, High End | MHHS-SMR | [8 empty] | EXERCISERERGBICYCLE | Exerciser/Ergometer, Bicycle | Scifit
NO | YES |  |  |  | 069-23235 | 069-23235 | SCIFIT | ISO7000 |  | 470-005723 | SMR-(TMC)-Ironman [MHMP-16Flr] | MHHS-SMR |  | Exerciser/Ergometer, Bicycle |  | 069-23235 | 069-23235 | TMC | MHHS-Others | SMR-(TMC)-Ironman [MHMP-16Flr] | Ironman | 5/1/19 |  | 5/1/20 |  | EXERCISERS | Exerciser/Ergometer, Bicycle | EXERCISERERGBICYCLE-Scifit-ISO 7000 | EXERCISERERGBICYCLE | ISO 7000 |  |  |  | Scifit | Exerciser/Ergometer, Bicycle |  | EXERCISERERGBICYCLE-Scifit-ISO 7000 |  |  |  | EEB-A | Covered PM Repair - Biomedical | MHHS-SMR | [8 empty] | EXERCISERERGBICYCLE | Exerciser/Ergometer, Bicycle | Scifit
YES | YES |  |  |  | 099-06181 | 099-06181 | Scifit | ISO7000 |  |  | Memorial Hermann- SE - Radiology- NuclearMed |  |  |  |  | 099-06181 | 099-06181 |  | Memorial Hermann- SE - Radiology- NuclearMed | Memorial Hermann- SE - Radiology- NuclearMed | Cardio Rehab | 4/1/20 |  |  | No PM Sticker
NO | NO |  |  |  | 929-01031 |  | SCIFIT | ISO7000 |  | 470-005556 | SMR - (MHOSH) - BELLAIRE | MHHS-SMR |  | Exerciser/Ergometer, Bicycle |  | 929-01031 |  | Central & Greater Heights |  | SMR - (MHOSH) - BELLAIRE | [5 empty] | EXERCISERS |  | EXERCISERERGBICYCLE-Scifit-ISO 7000 | EXERCISERERGBICYCLE | ISO 7000 |  |  |  | Scifit | Exerciser/Ergometer, Bicycle |  | EXERCISERERGBICYCLE-Scifit-ISO 7000 |  |  |  |  | Clinical Miscellaneous | MHHS-SMR
NO | NO | [5 empty] | SCIFIT | ISO7000 |  | 471-000792 | SMR - (TMC) - GREENWAY PLAZA | MHHS-SMR |  | Exerciser/Ergometer, Bicycle |  |  |  | TMC |  | SMR - (TMC) - GREENWAY PLAZA | [5 empty] | EXERCISERS |  | EXERCISERERGBICYCLE-Scifit-ISO 7000 | EXERCISERERGBICYCLE | ISO 7000 |  |  |  | Scifit | Exerciser/Ergometer, Bicycle |  | EXERCISERERGBICYCLE-Scifit-ISO 7000 |  |  |  |  | Clinical Miscellaneous | MHHS-SMR
NO | NO |  |  |  | 473-001018 |  | SCIFIT | ISO7000 |  | 473-001018 | SE - CARDIAC REHAB | MHHS-Southeast |  | Exerciser/Ergometer, Bicycle |  | 473-001018 |  | Southeast & Bay Area |  | SE - CARDIAC REHAB | [5 empty] | EXERCISERS |  | EXERCISERERGBICYCLE-Scifit-ISO 7000 | EXERCISERERGBICYCLE | ISO 7000 |  |  |  | Scifit | Exerciser/Ergometer, Bicycle |  | EXERCISERERGBICYCLE-Scifit-ISO 7000 |  |  |  |  | Covered PM Repair - Biomedical | MHHS-Southeast
NO | NO |  |  |  | 069-36751 |  | SCIFIT | ISO7000 |  | 470-005831 | SMR - (TMC) - SHEPHERD SQUARE | MHHS-SMR |  | Exerciser/Ergometer, Bicycle |  | 069-36751 |  | TMC |  | SMR - (TMC) - SHEPHERD SQUARE | [5 empty] | EXERCISERS |  | EXERCISERERGBICYCLE-Scifit-ISO 7000 | EXERCISERERGBICYCLE | ISO 7000 |  |  |  | Scifit | Exerciser/Ergometer, Bicycle |  | EXERCISERERGBICYCLE-Scifit-ISO 7000 |  |  |  |  | Covered PM Repair - Biomedical | MHHS-SMR
NO | YES |  |  |  |  | 009-08141 | SCIFIT | ISO7000R |  | 571-005049 | SMR-(GH)-Greater Heights | MHHS-SMR |  | Exerciser/Ergometer, Bicycle |  |  | 009-08141 | Central | MHHS-Others | SMR-(GH)-Greater Heights | Near back door | 4/1/19 | 4/1/20 |  |  | EXERCISERS | Exerciser/Ergometer, Bicycle | EXERCISERERGBICYCLE-Scifit-ISO 7000R | EXERCISERERGBICYCLE | ISO 7000R |  |  |  | Scifit | Exerciser/Ergometer, Bicycle |  | EXERCISERERGBICYCLE-Scifit-ISO 7000R |  | 12/9/17 |  | EEB-A | Covered PM Repair - Biomedical | MHHS-SMR | [8 empty] | EXERCISERERGBICYCLE | Exerciser/Ergometer, Bicycle | Scifit
NO | YES |  |  |  |  | 009-08072 | SCIFIT | ISO7000R |  | 571-006042 | SMR-(GH)-Greater Heights | MHHS-SMR |  | Exerciser/Ergometer, Bicycle |  |  | 009-08072 | Central | MHHS-Others | SMR-(GH)-Greater Heights | Gym floor | 4/1/19 | 4/1/20 |  |  | EXERCISERS | Exerciser/Ergometer, Bicycle | EXERCISERERGBICYCLE-Scifit-ISO 7000R | EXERCISERERGBICYCLE | ISO 7000R |  |  |  | Scifit | Exerciser/Ergometer, Bicycle |  | EXERCISERERGBICYCLE-Scifit-ISO 7000R |  | 12/7/17 |  | EEB-A | Covered PM Repair - Radiology, Low End | MHHS-SMR | [8 empty] | EXERCISERERGBICYCLE | Exerciser/Ergometer, Bicycle | Scifit
NO | YES |  |  |  | 041-11667 | 041-11667 | SCIFIT | ISO7000R |  | 570-006854 | SMR - (MC) - TOWN | MHHS-SMR |  | Exerciser/Ergometer, Bicycle |  | 041-11667 | 041-11667 | West | Memorial Hermann Sports Medicine | SMR - (MC) - TOWN | Gym Floor | 6/1/19 |  | 6/1/20 |  | EXERCISERS | Exerciser/Ergometer, Bicycle | EXERCISERERGBICYCLE-Scifit-ISO 7000R | EXERCISERERGBICYCLE | ISO 7000R |  |  |  | Scifit | Exerciser/Ergometer, Bicycle |  | EXERCISERERGBICYCLE-Scifit-ISO 7000R |  | 12/9/17 |  | EEB-A | Covered PM Repair - Biomedical | MHHS-SMR | [8 empty] | EXERCISERERGBICYCLE | Exerciser/Ergometer, Bicycle | Scifit
NO | YES |  |  |  | 005-08704 | 005-08704 | SCIFIT | ISO7000R |  | 471-000807 | SMR-(PL)-Pearland East | MHHS-SMR |  | Exerciser/Ergometer, Bicycle |  | 005-08704 | 005-08704 | Pearland | MHHS-Others | SMR-(PL)-Pearland East | Rehab | 9/1/19 | 9/1/20 |  |  | EXERCISERS | Exerciser/Ergometer, Bicycle | EXERCISERERGBICYCLE-Scifit-ISO 7000R | EXERCISERERGBICYCLE | ISO 7000R |  |  |  | Scifit | Exerciser/Ergometer, Bicycle |  | EXERCISERERGBICYCLE-Scifit-ISO 7000R |  | 12/13/17 |  | EEB-A | Covered PM Repair - Biomedical | MHHS-SMR | [8 empty] | EXERCISERERGBICYCLE | Exerciser/Ergometer, Bicycle | Scifit
NO | YES |  |  |  | 143-01683 | 143-01683 | SCIFIT | ISO7000R |  | 571-005407 | SMR-(PL)-Pearland East | MHHS-SMR |  | Exerciser/Ergometer, Bicycle |  | 143-01683 | 143-01683 | Pearland | MHHS-Others | SMR-(PL)-Pearland East | Rehab | 9/1/19 | 9/1/20 |  |  | EXERCISERS | Exerciser/Ergometer, Bicycle | EXERCISERERGBICYCLE-Scifit-ISO 7000R | EXERCISERERGBICYCLE | ISO 7000R |  |  |  | Scifit | Exerciser/Ergometer, Bicycle |  | EXERCISERERGBICYCLE-Scifit-ISO 7000R |  |  |  | EEB-A | Covered PM Repair - Biomedical | MHHS-SMR | [8 empty] | EXERCISERERGBICYCLE | Exerciser/Ergometer, Bicycle | Scifit
NO | YES | [5 empty] | SCIFIT | ISO7000R |  | 571-005411 | SMR - (SE) - BEAUMONT | MHHS-SMR |  | Exerciser/Ergometer, Bicycle |  |  |  | Southeast & Bay Area |  | SMR - (SE) - BEAUMONT |  | 03/27/2019 |  |  |  | EXERCISERS |  | EXERCISERERGBICYCLE-Scifit-ISO 7000R | EXERCISERERGBICYCLE | ISO 7000R |  |  |  | Scifit | Exerciser/Ergometer, Bicycle |  | EXERCISERERGBICYCLE-Scifit-ISO 7000R |  |  |  |  | Covered PM Repair - Biomedical | MHHS-SMR
NO | YES |  |  |  | 005-02423 | 005-02423 | SCIFIT | ISO7000R |  | 570-005018 | SMR - (SE) - SOUTHEAST (MP1) | MHHS-SMR |  | Exerciser/Ergometer, Bicycle |  | 005-02423 | 005-02423 | Southeast | Memorial Hermann Sports Medicine | SMR - (SE) - SOUTHEAST (MP1) | Gym Floor | 2/1/20 |  | 2/1/21 |  | EXERCISERS | Exerciser/Ergometer, Bicycle | EXERCISERERGBICYCLE-Scifit-ISO 7000R | EXERCISERERGBICYCLE | ISO 7000R |  |  |  | Scifit | Exerciser/Ergometer, Bicycle |  | EXERCISERERGBICYCLE-Scifit-ISO 7000R |  | 1/9/18 |  | EEB-A | Covered PM Repair - Biomedical | MHHS-SMR | [8 empty] | EXERCISERERGBICYCLE | Exerciser/Ergometer, Bicycle | Scifit
NO | YES |  |  |  | 005-03431 | 005-03431 | SCIFIT | ISO7000R |  | 570-005133 | SMR - (SE) - SOUTHEAST (MP1) | MHHS-SMR |  | Exerciser/Ergometer, Bicycle |  | 005-03431 | 005-03431 | Southeast | Memorial Hermann Sports Medicine | SMR - (SE) - SOUTHEAST (MP1) | Gym Floor | 2/1/20 |  | 2/1/21 |  | EXERCISERS | Exerciser/Ergometer, Bicycle | EXERCISERERGBICYCLE-Scifit-ISO 7000R | EXERCISERERGBICYCLE | ISO 7000R |  |  |  | Scifit | Exerciser/Ergometer, Bicycle |  | EXERCISERERGBICYCLE-Scifit-ISO 7000R |  |  |  | EEB-A | Covered PM Repair - Biomedical | MHHS-SMR | [8 empty] | EXERCISERERGBICYCLE | Exerciser/Ergometer, Bicycle | Scifit
NO | YES |  |  |  | 005-08702 | 005-08702 | SCIFIT | ISO7000R |  | 571-006037 | SMR - (SE) - SOUTHEAST (MP1) | MHHS-SMR |  | Exerciser/Ergometer, Bicycle |  | 005-08702 | 005-08702 | Southeast | Memorial Hermann Sports Medicine | SMR - (SE) - SOUTHEAST (MP1) | Gym Floor | 2/1/20 |  | 2/1/20 |  | EXERCISERS | Exerciser/Ergometer, Bicycle | EXERCISERERGBICYCLE-Scifit-ISO 7000R | EXERCISERERGBICYCLE | ISO 7000R |  |  |  | Scifit | Exerciser/Ergometer, Bicycle |  | EXERCISERERGBICYCLE-Scifit-ISO 7000R |  | 12/12/17 |  | EEB-A | Covered PM Repair - Biomedical | MHHS-SMR | [8 empty] | EXERCISERERGBICYCLE | Exerciser/Ergometer, Bicycle | Scifit
NO | YES |  |  |  | 005-08703 | 005-08703 | SCIFIT | ISO7000R |  | 571-004154 | SMR - (SE) - SOUTHEAST (MP1) | MHHS-SMR |  | Exerciser/Ergometer, Bicycle |  | 005-08703 | 005-08703 | Southeast | Memorial Hermann Sports Medicine | SMR - (SE) - SOUTHEAST (MP1) | Gym Floor | 2/1/20 |  | 2/1/21 |  | EXERCISERS | Exerciser/Ergometer, Bicycle | EXERCISERERGBICYCLE-Scifit-ISO 7000R | EXERCISERERGBICYCLE | ISO 7000R |  |  |  | Scifit | Exerciser/Ergometer, Bicycle |  | EXERCISERERGBICYCLE-Scifit-ISO 7000R |  | 12/12/17 |  | EEB-A | Covered PM Repair - Biomedical | MHHS-SMR | [8 empty] | EXERCISERERGBICYCLE | Exerciser/Ergometer, Bicycle | Scifit
NO | YES |  |  |  | 005-08705 | 005-08705 | SCIFIT | ISO7000R |  | 471-000846 | SMR - (SE) - SOUTHEAST (MP1) | MHHS-SMR |  | Exerciser/Ergometer, Bicycle |  | 005-08705 | 005-08705 | Southeast | Memorial Hermann Sports Medicine | SMR - (SE) - SOUTHEAST (MP1) | Gym Floor | 2/1/20 |  | 2/1/21 |  | EXERCISERS | Exerciser/Ergometer, Bicycle | EXERCISERERGBICYCLE-Scifit-ISO 7000R | EXERCISERERGBICYCLE | ISO 7000R |  |  |  | Scifit | Exerciser/Ergometer, Bicycle |  | EXERCISERERGBICYCLE-Scifit-ISO 7000R |  | 12/12/17 |  | EEB-A | Covered PM Repair - Biomedical | MHHS-SMR | [8 empty] | EXERCISERERGBICYCLE | Exerciser/Ergometer, Bicycle | Scifit
NO | YES |  |  |  | 129-06896 | 129-06896 | SCIFIT | ISO7000R |  | 573-000113 | SMR - (SL) - WILLIAMS TRACE | MHHS-SMR |  | Exerciser/Ergometer, Bicycle |  | 129-06896 | 129-06896 | Sugar Land |  | SMR - (SL) - WILLIAMS TRACE |  | 3/1/19 | 3/1/20 |  |  | EXERCISERS | Exerciser/Ergometer, Bicycle | EXERCISERERGBICYCLE-Scifit-ISO 7000R | EXERCISERERGBICYCLE | ISO 7000R |  |  |  | Scifit | Exerciser/Ergometer, Bicycle |  | EXERCISERERGBICYCLE-Scifit-ISO 7000R |  | 12/12/17 |  | EEB-A | Covered PM Repair - Biomedical | MHHS-SMR | [8 empty] | EXERCISERERGBICYCLE | Exerciser/Ergometer, Bicycle | Scifit
NO | YES |  |  |  | 000-02706 | 000-02706 | SCIFIT | ISO7000R |  | 570-006982 | SMR-(STX)-Wharton | MHHS-SMR |  | Exerciser/Ergometer, Bicycle |  | 000-02706 | 000-02706 | South | MHHS-Others | SMR-(STX)-Wharton | Gym | 10/1/19 | 10/1/20 |  |  | EXERCISERS | Exerciser/Ergometer, Bicycle | EXERCISERERGBICYCLE-Scifit-ISO 7000R | EXERCISERERGBICYCLE | ISO 7000R |  |  |  | Scifit | Exerciser/Ergometer, Bicycle |  | EXERCISERERGBICYCLE-Scifit-ISO 7000R |  | 12/12/17 |  | EEB-A | Covered PM Repair - Biomedical | MHHS-SMR | [8 empty] | EXERCISERERGBICYCLE | Exerciser/Ergometer, Bicycle | Scifit
NO | YES |  |  |  | 000-03729 | 000-03729 | SCIFIT | ISO7000R |  | 473-000628 | SMR-(WDLS)-Spring CCC | MHHS-SMR |  | Exerciser/Ergometer, Bicycle |  | 000-03729 | 000-03729 | Woodlands | MHHS-Others | SMR-(WDLS)-Spring CCC |  | 11/1/19 |  | 11/1/20 |  | EXERCISERS | Exerciser/Ergometer, Bicycle | EXERCISERERGBICYCLE-Scifit-ISO 7000R | EXERCISERERGBICYCLE | ISO 7000R |  |  |  | Scifit | Exerciser/Ergometer, Bicycle |  | EXERCISERERGBICYCLE-Scifit-ISO 7000R |  | 12/12/17 |  | EEB-A | Covered PM Repair - Biomedical | MHHS-SMR | [8 empty] | EXERCISERERGBICYCLE | Exerciser/Ergometer, Bicycle | Scifit
NO | YES |  |  |  | 029-11569 | 029-11569 | SCIFIT | ISO7000R |  | 573-000732 | SMR-(WDLS)-Spring CCC | MHHS-SMR |  | Exerciser/Ergometer, Bicycle |  | 029-11569 | 029-11569 | Woodlands | MHHS-Others | SMR-(WDLS)-Spring CCC |  | 11/1/19 |  | 11/1/20 |  | EXERCISERS | Exerciser/Ergometer, Bicycle | EXERCISERERGBICYCLE-Scifit-ISO 7000R | EXERCISERERGBICYCLE | ISO 7000R |  |  |  | Scifit | Exerciser/Ergometer, Bicycle |  | EXERCISERERGBICYCLE-Scifit-ISO 7000R |  | 8/24/18 |  | EEB-A | Covered PM Repair - Biomedical | MHHS-SMR | [8 empty] | EXERCISERERGBICYCLE | Exerciser/Ergometer, Bicycle | Scifit
NO | YES |  |  |  | 009-10263 | 009-10263 | SCIFIT | ISO7000R |  | 573-000606 | TIRR-Greater Heights | MHHS-TIRR |  | Exerciser/Ergometer, Bicycle |  | 009-10263 | 009-10263 | Central & Greater Heights | MHHS-Others | TIRR-Greater Heights |  | 7/1/19 |  | 3/1/20 |  | EXERCISERS | Exerciser/Ergometer, Bicycle | EXERCISERERGBICYCLE-Scifit-ISO 7000R | EXERCISERERGBICYCLE | ISO 7000R |  |  |  | Scifit | Exerciser/Ergometer, Bicycle |  | EXERCISERERGBICYCLE-Scifit-ISO 7000R |  | 12/9/17 |  | EEB-A | Covered PM Repair - Biomedical | MHHS-TIRR | [8 empty] | EXERCISERERGBICYCLE | Exerciser/Ergometer, Bicycle | Scifit
YES | YES |  |  |  | 142-09383 | 142-09383 | SCIFIT | ISO7000R |  | 573-001531 | SMR - (SL) - SIENNA PLANTATION |  |  |  |  | 142-09383 | 142-09383 | Sugar Land | Sugar Land | SMR - (SL) - SIENNA PLANTATION |  |  |  |  | No pm |  | Exerciser/Ergometer, Bicycle | EXERCISERERGBICYCLE-Scifit-ISO 7000R | [12 empty] | EEB-A | [10 empty] | EXERCISERERGBICYCLE | Exerciser/Ergometer, Bicycle | Scifit
NO | NO |  |  |  | 000-04914 |  | SCIFIT | ISO7000R |  | 573-001490 | SMR - (NE) - ATASCOCITA | MHHS-SMR |  | Exerciser/Ergometer, Bicycle |  | 000-04914 |  | Katy |  | SMR - (NE) - ATASCOCITA | [5 empty] | EXERCISERS |  | EXERCISERERGBICYCLE-Scifit-ISO 7000R | EXERCISERERGBICYCLE | ISO 7000R |  |  |  | Scifit | Exerciser/Ergometer, Bicycle |  | EXERCISERERGBICYCLE-Scifit-ISO 7000R |  |  |  |  | Covered PM Repair - Biomedical | MHHS-SMR
NO | NO |  |  |  | 000-03599 |  | SCIFIT | ISO7000R |  | 571-004190 | SMR - (SE) - ALVIN | MHHS-SMR |  | Exerciser/Ergometer, Bicycle |  | 000-03599 |  | Southeast & Bay Area |  | SMR - (SE) - ALVIN | [5 empty] | EXERCISERS |  | EXERCISERERGBICYCLE-Scifit-ISO 7000R | EXERCISERERGBICYCLE | ISO 7000R |  |  |  | Scifit | Exerciser/Ergometer, Bicycle |  | EXERCISERERGBICYCLE-Scifit-ISO 7000R |  |  |  |  | Covered PM Repair - Biomedical | MHHS-SMR
NO | NO |  |  |  | 013-19144 |  | SCIFIT | ISO7000R |  | 571-005405 | SMR - (TMC) - GREENWAY PLAZA | MHHS-SMR |  | Exerciser/Ergometer, Bicycle |  | 013-19144 |  | TMC |  | SMR - (TMC) - GREENWAY PLAZA | [5 empty] | EXERCISERS |  | EXERCISERERGBICYCLE-Scifit-ISO 7000R | EXERCISERERGBICYCLE | ISO 7000R |  |  |  | Scifit | Exerciser/Ergometer, Bicycle |  | EXERCISERERGBICYCLE-Scifit-ISO 7000R |  |  |  |  | Covered PM Repair - Biomedical | MHHS-SMR
NO | NO |  |  |  | 013-19145 |  | SCIFIT | ISO7000R |  | 571-005409 | SMR - (TMC) - GREENWAY PLAZA | MHHS-SMR |  | Exerciser/Ergometer, Bicycle |  | 013-19145 |  | TMC |  | SMR - (TMC) - GREENWAY PLAZA | [5 empty] | EXERCISERS |  | EXERCISERERGBICYCLE-Scifit-ISO 7000R | EXERCISERERGBICYCLE | ISO 7000R |  |  |  | Scifit | Exerciser/Ergometer, Bicycle |  | EXERCISERERGBICYCLE-Scifit-ISO 7000R |  |  |  |  | Covered PM Repair - Biomedical | MHHS-SMR
NO | YES |  |  |  | 041-11666 | 041-11666 | SCIFIT | ISO7010R |  | 571-005048 | SMR - (MC) - TOWN | MHHS-SMR |  |  |  | 041-11666 | 041-11666 | West | Memorial Hermann Sports Medicine | SMR - (MC) - TOWN | Gym Floor | 6/1/19 |  | 6/1/20 |  | EXERCISERS |  | .needs class | [5 empty] | Scifit |  |  |  |  | 8/24/18 |  |  | Covered PM Repair - Biomedical | MHHS-SMR
NO | YES |  |  |  | 005-07772 | 005-07772 | SCIFIT | ISO7010R |  | 571-005400 | SMR - (SE) - SOUTHEAST (MP1) | MHHS-SMR |  |  |  | 005-07772 | 005-07772 | Southeast | Memorial Hermann Sports Medicine | SMR - (SE) - SOUTHEAST (MP1) | Gym Floor | 2/1/20 |  | 2/1/21 |  | EXERCISERS |  | .needs class | [5 empty] | Scifit |  |  |  |  | 8/24/18 |  |  | Covered PM Repair - Biomedical | MHHS-SMR
NO | YES |  |  |  | 029-09227 | 029-09227 | SCIFIT | ISO7010R |  | 572-000546 | TIRR-Woodlands Inpatient | MHHS-TIRR |  |  |  | 029-09227 | 029-09227 | Woodlands | MHHS-Others | TIRR-Woodlands Inpatient | TIRR |  |  |  |  | EXERCISERS |  | .needs class | [5 empty] | Scifit |  |  |  |  | 11/16/18 |  |  | Covered PM Repair - Biomedical | MHHS-TIRR
YES | YES |  |  |  | 013-15003 | 013-15003 | Scifit | NA |  | 150-005548 | Rehab |  |  |  |  | 013-15003 | 013-15003 | Southwest | Memorial Hermann Southwest Hospital | Rehab | 8th |  |  |  | No PM
NO | YES |  |  |  | 009-10664 | 009-10664 | SCIFIT | PRO 1 |  | 610-016229 | SMR-(GH)-Greater Heights CCC | MHHS-SMR |  | System, Exerciser, Multi-Weight |  | 009-10664 | 009-10664 | Central | MHHS-Others | SMR-(GH)-Greater Heights CCC |  | 4/1/19 | 4/1/20 |  |  | EXERCISERS | System, Exerciser, Multi-Weight | SYSTEMEXERMULTIWEIGHT-Scifit-Pro 1 | SYSTEMEXERMULTIWEIGHT | Pro 1 |  |  |  | Scifit | System, Exerciser, Multi-Weight |  | SYSTEMEXERMULTIWEIGHT-Scifit-Pro 1 |  | 3/23/17 |  |  | Covered PM Repair - Biomedical | MHHS-SMR | [7 empty] | System, Exerciser, Multi-Weight | SYSTEMEXERMULTIWEIGHT | System, Exerciser, Multi-Weight | Scifit
NO | YES |  |  |  | 000-03316 | 000-03316 | SCIFIT | PRO 1 |  | M200520022 3816 | SMR - (MC) - TOWN | MHHS-SMR |  | System, Exerciser, Multi-Weight |  | 000-03316 | 000-03316 | West | Memorial Hermann Sports Medicine | SMR - (MC) - TOWN | Gym Floor | 6/1/19 |  | 6/1/20 |  | EXERCISERS | System, Exerciser, Multi-Weight | SYSTEMEXERMULTIWEIGHT-Scifit-Pro 1 | SYSTEMEXERMULTIWEIGHT | Pro 1 |  |  |  | Scifit | System, Exerciser, Multi-Weight |  | SYSTEMEXERMULTIWEIGHT-Scifit-Pro 1 |  | 3/23/17 |  |  | Covered PM Repair - Biomedical | MHHS-SMR | [7 empty] | System, Exerciser, Multi-Weight | SYSTEMEXERMULTIWEIGHT | System, Exerciser, Multi-Weight | Scifit
NO | YES |  |  |  | 000-03683 | 000-03683 | SCIFIT | PRO 1 |  | 610-010979 | SMR - (NE) - KINGWOOD WEST | MHHS-SMR |  | System, Exerciser, Multi-Weight |  | 000-03683 | 000-03683 | Katy | SMR - (NE) KINGWOOD | SMR - (NE) - KINGWOOD WEST | SMR - (NE) - KINGWOOD |  |  |  |  | EXERCISERS |  | SYSTEMEXERMULTIWEIGHT-Scifit-Pro 1 | SYSTEMEXERMULTIWEIGHT | Pro 1 |  |  |  | Scifit | System, Exerciser, Multi-Weight |  | SYSTEMEXERMULTIWEIGHT-Scifit-Pro 1 |  |  |  |  | Covered PM Repair - Biomedical | MHHS-SMR
NO | YES |  |  |  | 142-05523 | 142-05523 | SCIFIT | PRO 1 |  | 610-010750 | SMR-(NE)-Ne Hospital | MHHS-SMR |  | System, Exerciser, Multi-Weight |  | 142-05523 | 142-05523 | Katy | MHHS-Others | SMR-(NE)-Ne Hospital | Sports medicine | 9/1/19 | 9/1/20 |  |  | EXERCISERS | System, Exerciser, Multi-Weight | SYSTEMEXERMULTIWEIGHT-Scifit-Pro 1 | SYSTEMEXERMULTIWEIGHT | Pro 1 |  |  |  | Scifit | System, Exerciser, Multi-Weight |  | SYSTEMEXERMULTIWEIGHT-Scifit-Pro 1 |  | 3/23/17 |  |  | Covered PM Repair - Biomedical | MHHS-SMR | [7 empty] | System, Exerciser, Multi-Weight | SYSTEMEXERMULTIWEIGHT | System, Exerciser, Multi-Weight | Scifit
NO | YES |  |  |  | 013-09758 | 013-09758 | SCIFIT | PRO 1 |  | 610-005057 | SMR-(PL)-Pearland East | MHHS-SMR |  | System, Exerciser, Multi-Weight |  | 013-09758 | 013-09758 | Pearland | MHHS-Others | SMR-(PL)-Pearland East | Rehab | 9/1/19 | 9/1/20 |  |  | EXERCISERS | System, Exerciser, Multi-Weight | SYSTEMEXERMULTIWEIGHT-Scifit-Pro 1 | SYSTEMEXERMULTIWEIGHT | Pro 1 |  |  |  | Scifit | System, Exerciser, Multi-Weight |  | SYSTEMEXERMULTIWEIGHT-Scifit-Pro 1 |  | 3/24/17 |  |  | Covered PM Repair - Biomedical | MHHS-SMR | [7 empty] | System, Exerciser, Multi-Weight | SYSTEMEXERMULTIWEIGHT | System, Exerciser, Multi-Weight | Scifit
NO | YES |  |  |  | 005-08185 | 005-08185 | SCIFIT | PRO 1 |  | 610-011153 | SMR - (SE) - SOUTHEAST (620 | MHHS-SMR |  | System, Exerciser, Multi-Weight |  | 005-08185 | 005-08185 | Southeast | Memorial Hermann Sports Medicine | SMR - (SE) - SOUTHEAST (620 | Sports | 2/1/20 |  | 2/1/21 |  | EXERCISERS | System, Exerciser, Multi-Weight | SYSTEMEXERMULTIWEIGHT-Scifit-Pro 1 | SYSTEMEXERMULTIWEIGHT | Pro 1 |  |  |  | Scifit | System, Exerciser, Multi-Weight |  | SYSTEMEXERMULTIWEIGHT-Scifit-Pro 1 |  | 3/24/17 |  |  | Covered PM Repair - Biomedical | MHHS-SMR | [7 empty] | System, Exerciser, Multi-Weight | SYSTEMEXERMULTIWEIGHT | System, Exerciser, Multi-Weight | Scifit
NO | YES |  |  |  | 005-08187 | 005-08187 | SCIFIT | PRO 1 |  | 610-011154 | SMR - (SE) - SOUTHEAST (620 | MHHS-SMR |  | System, Exerciser, Multi-Weight |  | 005-08187 | 005-08187 | Southeast | Memorial Hermann Sports Medicine | SMR - (SE) - SOUTHEAST (620 | Sports | 2/1/20 |  | 2/1/21 |  | EXERCISERS | System, Exerciser, Multi-Weight | SYSTEMEXERMULTIWEIGHT-Scifit-Pro 1 | SYSTEMEXERMULTIWEIGHT | Pro 1 |  |  |  | Scifit | System, Exerciser, Multi-Weight |  | SYSTEMEXERMULTIWEIGHT-Scifit-Pro 1 |  | 3/24/17 |  |  | Covered PM Repair - Biomedical | MHHS-SMR | [7 empty] | System, Exerciser, Multi-Weight | SYSTEMEXERMULTIWEIGHT | System, Exerciser, Multi-Weight | Scifit
NO | YES |  |  |  | 005-08706 | 005-08706 | SCIFIT | PRO 1 |  | 610-011155 | SMR - (SE) - SOUTHEAST (620 | MHHS-SMR |  | System, Exerciser, Multi-Weight |  | 005-08706 | 005-08706 | Southeast | Memorial Hermann Sports Medicine | SMR - (SE) - SOUTHEAST (620 | Sports | 2/1/20 |  | 2/1/21 |  | EXERCISERS | System, Exerciser, Multi-Weight | SYSTEMEXERMULTIWEIGHT-Scifit-Pro 1 | SYSTEMEXERMULTIWEIGHT | Pro 1 |  |  |  | Scifit | System, Exerciser, Multi-Weight |  | SYSTEMEXERMULTIWEIGHT-Scifit-Pro 1 |  | 3/24/17 |  |  | Covered PM Repair - Biomedical | MHHS-SMR | [7 empty] | System, Exerciser, Multi-Weight | SYSTEMEXERMULTIWEIGHT | System, Exerciser, Multi-Weight | Scifit
NO | YES |  |  |  | 013-35849 | 013-35849 | SCIFIT | PRO 1 |  | 610-011872 | SMR-(SW)-Southwest (Mp4) | MHHS-SMR |  | System, Exerciser, Multi-Weight |  | 013-35849 | 013-35849 | Southwest | MHHS-Others | SMR-(SW)-Southwest (Mp4) | Suite 570 | 4/1/19 |  | 4/1/20 |  | EXERCISERS | System, Exerciser, Multi-Weight | SYSTEMEXERMULTIWEIGHT-Scifit-Pro 1 | SYSTEMEXERMULTIWEIGHT | Pro 1 |  |  |  | Scifit | System, Exerciser, Multi-Weight |  | SYSTEMEXERMULTIWEIGHT-Scifit-Pro 1 |  | 3/24/17 |  |  | Covered PM Repair - Biomedical | MHHS-SMR | [7 empty] | System, Exerciser, Multi-Weight | SYSTEMEXERMULTIWEIGHT | System, Exerciser, Multi-Weight | Scifit
NO | YES |  |  |  | 069-23245 | 069-23245 | SCIFIT | PRO 1 |  | 610-006918 | SMR-(TMC)-Ironman [MHMP-16Flr] | MHHS-SMR |  | System, Exerciser, Multi-Weight |  | 069-23245 | 069-23245 | TMC | MHHS-Others | SMR-(TMC)-Ironman [MHMP-16Flr] | Ironman | 5/1/19 |  | 5/1/20 |  | EXERCISERS | System, Exerciser, Multi-Weight | SYSTEMEXERMULTIWEIGHT-Scifit-Pro 1 | SYSTEMEXERMULTIWEIGHT | Pro 1 |  |  |  | Scifit | System, Exerciser, Multi-Weight |  | SYSTEMEXERMULTIWEIGHT-Scifit-Pro 1 |  | 3/24/17 |  |  | Covered PM Repair - Biomedical | MHHS-SMR | [7 empty] | System, Exerciser, Multi-Weight | SYSTEMEXERMULTIWEIGHT | System, Exerciser, Multi-Weight | Scifit
YES | YES |  |  |  | 041-33276 | 041-33276 | Scifit | Pro 1 |  | 610?Ai011846 | Ironman |  |  |  |  | 041-33276 | 041-33276 | West | IRONMAN Sports Medicine Institute Memorial City (#101) | Ironman | IRONMAN Katy Freeway | [5 empty] | System, Exerciser, Multi-Weight | SYSTEMEXERMULTIWEIGHT-Scifit-Pro 1 | [22 empty] | System, Exerciser, Multi-Weight | SYSTEMEXERMULTIWEIGHT | System, Exerciser, Multi-Weight | Scifit
YES | YES |  |  |  | 041-33277 | 041-33277 | Scifit | Pro 1 |  | 610?Ai011862 | Ironman |  |  |  |  | 041-33277 | 041-33277 | West | IRONMAN Sports Medicine Institute Memorial City (#101) | Ironman | IRONMAN Katy Freeway | [5 empty] | System, Exerciser, Multi-Weight | SYSTEMEXERMULTIWEIGHT-Scifit-Pro 1 | [22 empty] | System, Exerciser, Multi-Weight | SYSTEMEXERMULTIWEIGHT | System, Exerciser, Multi-Weight | Scifit
NO | NO |  |  |  | 041-17602 |  | SCIFIT | PRO 1 |  | 610-011846 | SMR - (MC) - MC IRONMAN [GARAGE5-STE101] | MHHS-SMR |  | System, Exerciser, Multi-Weight |  | 041-17602 |  | West & Memorial City |  | SMR - (MC) - MC IRONMAN [GARAGE5-STE101] | [5 empty] | EXERCISERS |  | SYSTEMEXERMULTIWEIGHT-Scifit-Pro 1 | SYSTEMEXERMULTIWEIGHT | Pro 1 |  |  |  | Scifit | System, Exerciser, Multi-Weight |  | SYSTEMEXERMULTIWEIGHT-Scifit-Pro 1 |  |  |  |  | Covered PM Repair - Biomedical | MHHS-SMR
NO | NO |  |  |  | 041-17603 |  | SCIFIT | PRO 1 |  | 610-011862 | SMR - (MC) - MC IRONMAN [GARAGE5-STE101] | MHHS-SMR |  | System, Exerciser, Multi-Weight |  | 041-17603 |  | West & Memorial City |  | SMR - (MC) - MC IRONMAN [GARAGE5-STE101] | [5 empty] | EXERCISERS |  | SYSTEMEXERMULTIWEIGHT-Scifit-Pro 1 | SYSTEMEXERMULTIWEIGHT | Pro 1 |  |  |  | Scifit | System, Exerciser, Multi-Weight |  | SYSTEMEXERMULTIWEIGHT-Scifit-Pro 1 |  |  |  |  | Covered PM Repair - Biomedical | MHHS-SMR
NO | NO |  |  |  | 929-01006 |  | SCIFIT | PRO 1 |  | 610-014134 | SMR - (MHOSH) - BELLAIRE | MHHS-SMR |  | System, Exerciser, Multi-Weight |  | 929-01006 |  | Central & Greater Heights |  | SMR - (MHOSH) - BELLAIRE | [5 empty] | EXERCISERS |  | SYSTEMEXERMULTIWEIGHT-Scifit-Pro 1 | SYSTEMEXERMULTIWEIGHT | Pro 1 |  |  |  | Scifit | System, Exerciser, Multi-Weight |  | SYSTEMEXERMULTIWEIGHT-Scifit-Pro 1 |  |  |  |  | Covered PM Repair - Biomedical | MHHS-SMR
NO | NO |  |  |  | 000-03708 |  | SCIFIT | PRO 1 |  | 610-009734 | SMR - (NE) - ATASCOCITA | MHHS-SMR |  | System, Exerciser, Multi-Weight |  | 000-03708 |  | Katy |  | SMR - (NE) - ATASCOCITA | [5 empty] | EXERCISERS |  | SYSTEMEXERMULTIWEIGHT-Scifit-Pro 1 | SYSTEMEXERMULTIWEIGHT | Pro 1 |  |  |  | Scifit | System, Exerciser, Multi-Weight |  | SYSTEMEXERMULTIWEIGHT-Scifit-Pro 1 |  |  |  |  | Covered PM Repair - Biomedical | MHHS-SMR
NO | NO |  |  |  | 000-03714 |  | SCIFIT | PRO 1 |  | 610-013007 | SMR - (NE) - FALL CREEK | MHHS-SMR |  | System, Exerciser, Multi-Weight |  | 000-03714 |  | Katy |  | SMR - (NE) - FALL CREEK | [5 empty] | EXERCISERS |  | SYSTEMEXERMULTIWEIGHT-Scifit-Pro 1 | SYSTEMEXERMULTIWEIGHT | Pro 1 |  |  |  | Scifit | System, Exerciser, Multi-Weight |  | SYSTEMEXERMULTIWEIGHT-Scifit-Pro 1 |  |  |  |  | Covered PM Repair - Biomedical | MHHS-SMR
NO | NO |  |  |  | 005-12357 |  | SCIFIT | PRO 1 |  | 610-016359 | SMR - (SE) - LEAGUE CITY CCC | MHHS-SMR |  | System, Exerciser, Multi-Weight |  | 005-12357 |  | Southeast & Bay Area |  | SMR - (SE) - LEAGUE CITY CCC | [5 empty] | EXERCISERS |  | SYSTEMEXERMULTIWEIGHT-Scifit-Pro 1 | SYSTEMEXERMULTIWEIGHT | Pro 1 |  |  |  | Scifit | System, Exerciser, Multi-Weight |  | SYSTEMEXERMULTIWEIGHT-Scifit-Pro 1 |  |  |  |  | Covered PM Repair - Biomedical | MHHS-SMR
NO | NO |  |  |  | 005-08186 |  | SCIFIT | PRO 1 |  | 610-011156 | SMR - (SE) - SOUTHEAST (MP1) | MHHS-SMR |  | System, Exerciser, Multi-Weight |  | 005-08186 |  | Southeast & Bay Area |  | SMR - (SE) - SOUTHEAST (MP1) | [5 empty] | EXERCISERS |  | SYSTEMEXERMULTIWEIGHT-Scifit-Pro 1 | SYSTEMEXERMULTIWEIGHT | Pro 1 |  |  |  | Scifit | System, Exerciser, Multi-Weight |  | SYSTEMEXERMULTIWEIGHT-Scifit-Pro 1 |  |  |  |  | Covered PM Repair - Biomedical | MHHS-SMR
NO | YES |  |  |  | 009-08468 | 009-08468 | SCIFIT | PRO 2 |  | 660-014152 | GH-Cardiac Rehab | MHHS-Greater Heights |  | Exerciser/Ergometer, Bicycle |  | 009-08468 | 009-08468 | Central & Greater Heights | MHHS-Greater Heights | GH-Cardiac Rehab |  | 7/1/18 |  | 7/1/19 |  | EXERCISERS | Exerciser/Ergometer, Bicycle | EXERCISERERGBICYCLE-Scifit-Pro 2 | EXERCISERERGBICYCLE | Pro 2 |  |  |  | Scifit | Exerciser/Ergometer, Bicycle |  | EXERCISERERGBICYCLE-Scifit-Pro 2 |  | 12/24/16 |  | EEB-A | Covered PM Repair - Biomedical | MHHS-Greater Heights | [7 empty] | Exerciser/Ergometer, Bicycle | EXERCISERERGBICYCLE | Exerciser/Ergometer, Bicycle | Scifit
NO | YES |  |  |  | 009-10306 | 009-10306 | SCIFIT | PRO 2 |  | 660-019208 | GH-Cardiac Rehab | MHHS-Greater Heights |  | Exerciser/Ergometer, Bicycle |  | 009-10306 | 009-10306 | Central & Greater Heights | MHHS-Greater Heights | GH-Cardiac Rehab |  | 4/1/19 |  | 4/1/20 |  | EXERCISERS | Exerciser/Ergometer, Bicycle | EXERCISERERGBICYCLE-Scifit-Pro 2 | EXERCISERERGBICYCLE | Pro 2 |  |  |  | Scifit | Exerciser/Ergometer, Bicycle |  | EXERCISERERGBICYCLE-Scifit-Pro 2 |  | 12/24/16 |  | EEB-A | Covered PM Repair - Biomedical | MHHS-Greater Heights | [7 empty] | Exerciser/Ergometer, Bicycle | EXERCISERERGBICYCLE | Exerciser/Ergometer, Bicycle | Scifit
NO | YES | [5 empty] | SCIFIT | PRO 2 |  |  | GH-Cardiac Rehab | MHHS-Greater Heights |  | Exerciser/Ergometer, Bicycle |  |  |  | Central & Greater Heights | MHHS-Greater Heights | GH-Cardiac Rehab |  | 7/1/18 |  | 7/1/19 |  | EXERCISERS | Exerciser/Ergometer, Bicycle | EXERCISERERGBICYCLE-Scifit-Pro 2 | EXERCISERERGBICYCLE | Pro 2 |  |  |  | Scifit | Exerciser/Ergometer, Bicycle |  | EXERCISERERGBICYCLE-Scifit-Pro 2 |  | 4/5/17 |  | EEB-A | Covered PM Repair - Biomedical | MHHS-Greater Heights | [7 empty] | Exerciser/Ergometer, Bicycle | EXERCISERERGBICYCLE | Exerciser/Ergometer, Bicycle | Scifit
NO | YES |  |  |  | 583-01057 | 583-01057 | SCIFIT | PRO 2 |  | 660-009705 | Katy Rehab-Inpatient Rehab Gym | MHHS-Katy Rehab |  | Exerciser/Ergometer, Bicycle |  | 583-01057 | 583-01057 | Katy | MHHS-Others | Katy Rehab-Inpatient Rehab Gym | Katy - 1st Floor Rehab |  |  |  |  | EXERCISERS | Exerciser/Ergometer, Bicycle | EXERCISERERGBICYCLE-Scifit-Pro 2 | EXERCISERERGBICYCLE | Pro 2 |  |  |  | Scifit | Exerciser/Ergometer, Bicycle |  | EXERCISERERGBICYCLE-Scifit-Pro 2 |  | 7/8/17 |  | EEB-A | Covered PM Repair - Biomedical | MHHS-Katy Rehab | [7 empty] | Exerciser/Ergometer, Bicycle | EXERCISERERGBICYCLE | Exerciser/Ergometer, Bicycle | Scifit
NO | YES |  |  |  | 583-00827 | 583-00827 | SCIFIT | PRO 2 |  | 660-019942 | Katy Rehab-Outpatient Rehab 3rd Floor | MHHS-Katy Rehab |  | Exerciser/Ergometer, Bicycle |  | 583-00827 | 583-00827 | Katy | MHHS-Others | Katy Rehab-Outpatient Rehab 3rd Floor | Outpatient Rehab | 3/1/19 | 3/1/20 |  |  | EXERCISERS | Exerciser/Ergometer, Bicycle | EXERCISERERGBICYCLE-Scifit-Pro 2 | EXERCISERERGBICYCLE | Pro 2 |  |  |  | Scifit | Exerciser/Ergometer, Bicycle |  | EXERCISERERGBICYCLE-Scifit-Pro 2 |  | 7/8/17 |  | EEB-A | Covered PM Repair - Biomedical | MHHS-Katy Rehab | [7 empty] | Exerciser/Ergometer, Bicycle | EXERCISERERGBICYCLE | Exerciser/Ergometer, Bicycle | Scifit
NO | YES |  |  |  | 583-01043 | 583-01043 | SCIFIT | PRO 2 |  | 660-005670 | Katy Rehab-Outpatient Rehab 3rd Floor | MHHS-Katy Rehab |  | Exerciser/Ergometer, Bicycle |  | 583-01043 | 583-01043 | Katy | MHHS-Others | Katy Rehab-Outpatient Rehab 3rd Floor | Outpatient Rehab | 3/1/19 | 3/1/20 |  |  | EXERCISERS | Exerciser/Ergometer, Bicycle | EXERCISERERGBICYCLE-Scifit-Pro 2 | EXERCISERERGBICYCLE | Pro 2 |  |  |  | Scifit | Exerciser/Ergometer, Bicycle |  | EXERCISERERGBICYCLE-Scifit-Pro 2 |  | 7/8/17 |  | EEB-A | Covered PM Repair - Biomedical | MHHS-Katy Rehab | [7 empty] | Exerciser/Ergometer, Bicycle | EXERCISERERGBICYCLE | Exerciser/Ergometer, Bicycle | Scifit
NO | YES |  |  |  |  | 041 - 33827 | SCIFIT | PRO 2 |  | 650-006529 | MEMORIAL CITY - ORTHO/PT | MHHS-Mem City |  | Exerciser/Ergometer, Bicycle |  |  | 041 - 33827 | West | Memorial Hermann Memorial City Medical Center | MEMORIAL CITY - ORTHO/PT | Rehab Gym |  |  |  |  | EXERCISERS |  | EXERCISERERGBICYCLE-Scifit-Pro 2 | EXERCISERERGBICYCLE | Pro 2 |  |  |  | Scifit | Exerciser/Ergometer, Bicycle |  | EXERCISERERGBICYCLE-Scifit-Pro 2 |  |  |  |  | Covered PM Repair - Biomedical | MHHS-Mem City
NO | YES |  |  |  | 000-03391 | 000-03391 | SCIFIT | PRO 2 |  | 660-021520 | SMR - (CY) - CYPRESS CCC (MP1) | MHHS-SMR |  | Exerciser/Ergometer, Bicycle |  | 000-03391 | 000-03391 | Northwest | MHHS-Others | SMR - (CY) - CYPRESS CCC (MP1) | Gym floor | 5/1/19 | 5/1/20 |  |  | EXERCISERS | Exerciser/Ergometer, Bicycle | EXERCISERERGBICYCLE-Scifit-Pro 2 | EXERCISERERGBICYCLE | Pro 2 |  |  |  | Scifit | Exerciser/Ergometer, Bicycle |  | EXERCISERERGBICYCLE-Scifit-Pro 2 |  | 7/8/17 |  | EEB-A | Covered PM Repair - Biomedical | MHHS-SMR | [7 empty] | Exerciser/Ergometer, Bicycle | EXERCISERERGBICYCLE | Exerciser/Ergometer, Bicycle | Scifit
NO | YES |  |  |  | 041-20015 | 041-20015 | SCIFIT | PRO 2 |  | 660-017362 | SMR - (CY) - CYPRESS CCC (MP1) | MHHS-SMR |  | Exerciser/Ergometer, Bicycle |  | 041-20015 | 041-20015 | Northwest | MHHS-Others | SMR - (CY) - CYPRESS CCC (MP1) | Sports Medicine and Rehab | 5/1/19 | 5/1/20 |  |  | EXERCISERS | Exerciser/Ergometer, Bicycle | EXERCISERERGBICYCLE-Scifit-Pro 2 | EXERCISERERGBICYCLE | Pro 2 |  |  |  | Scifit | Exerciser/Ergometer, Bicycle |  | EXERCISERERGBICYCLE-Scifit-Pro 2 |  | 6/19/20 |  | EEB-A | Not Covered Vendor Only - Resp/Ster | MHHS-SMR | [7 empty] | Exerciser/Ergometer, Bicycle | EXERCISERERGBICYCLE | Exerciser/Ergometer, Bicycle | Scifit
NO | YES |  |  |  |  | 009-04610 | SCIFIT | PRO 2 |  | 650-005482 | SMR-(GH)-Greater Heights | MHHS-SMR |  | Exerciser/Ergometer, Bicycle |  |  | 009-04610 | Central | MHHS-Others | SMR-(GH)-Greater Heights | Near back door | 4/1/19 | 4/1/20 |  |  | EXERCISERS | Exerciser/Ergometer, Bicycle | EXERCISERERGBICYCLE-Scifit-Pro 2 | EXERCISERERGBICYCLE | Pro 2 |  |  |  | Scifit | Exerciser/Ergometer, Bicycle |  | EXERCISERERGBICYCLE-Scifit-Pro 2 |  | 6/19/20 |  | EEB-A | Not Covered Vendor Only - Resp/Ster | MHHS-SMR | [7 empty] | Exerciser/Ergometer, Bicycle | EXERCISERERGBICYCLE | Exerciser/Ergometer, Bicycle | Scifit
NO | YES |  |  |  | 009-10663 | 009-10663 | SCIFIT | PRO 2 |  | 660-020185 | SMR-(GH)-Greater Heights CCC | MHHS-SMR |  | Exerciser/Ergometer, Bicycle |  | 009-10663 | 009-10663 | Central | MHHS-Others | SMR-(GH)-Greater Heights CCC |  | 4/1/19 | 4/1/20 |  |  | EXERCISERS | Exerciser/Ergometer, Bicycle | EXERCISERERGBICYCLE-Scifit-Pro 2 | EXERCISERERGBICYCLE | Pro 2 |  |  |  | Scifit | Exerciser/Ergometer, Bicycle |  | EXERCISERERGBICYCLE-Scifit-Pro 2 |  | 6/19/20 |  | EEB-A | Not Covered Vendor Only - Resp/Ster | MHHS-SMR | [7 empty] | Exerciser/Ergometer, Bicycle | EXERCISERERGBICYCLE | Exerciser/Ergometer, Bicycle | Scifit
NO | YES |  |  |  | 133-05919 | 133-05919 | SCIFIT | PRO 2 |  | 660-007784 | SMR-(KY)-Katy (Mp2) | MHHS-SMR |  | Exerciser/Ergometer, Bicycle |  | 133-05919 | 133-05919 | Katy | MHHS-Others | SMR-(KY)-Katy (Mp2) | Therapy | 1/1/19 |  |  |  | EXERCISERS | Exerciser/Ergometer, Bicycle | EXERCISERERGBICYCLE-Scifit-Pro 2 | EXERCISERERGBICYCLE | Pro 2 |  |  |  | Scifit | Exerciser/Ergometer, Bicycle |  | EXERCISERERGBICYCLE-Scifit-Pro 2 |  | 6/19/20 |  | EEB-A | Not Covered Vendor Only - Resp/Ster | MHHS-SMR | [7 empty] | Exerciser/Ergometer, Bicycle | EXERCISERERGBICYCLE | Exerciser/Ergometer, Bicycle | Scifit
NO | YES |  |  |  | 583-01292 | 583-01292 | SCIFIT | PRO 2 |  | 660-019627 | SMR-(KY)-Katy (Mp2) | MHHS-SMR |  | Exerciser/Ergometer, Bicycle |  | 583-01292 | 583-01292 | Katy | MHHS-Others | SMR-(KY)-Katy (Mp2) | Therapy | 1/1/19 |  |  |  | EXERCISERS | Exerciser/Ergometer, Bicycle | EXERCISERERGBICYCLE-Scifit-Pro 2 | EXERCISERERGBICYCLE | Pro 2 |  |  |  | Scifit | Exerciser/Ergometer, Bicycle |  | EXERCISERERGBICYCLE-Scifit-Pro 2 |  | 6/19/20 |  | EEB-A | Not Covered Vendor Only - Resp/Ster | MHHS-SMR | [7 empty] | Exerciser/Ergometer, Bicycle | EXERCISERERGBICYCLE | Exerciser/Ergometer, Bicycle | Scifit
NO | YES |  |  |  | 583-00996 | 583-00996 | SCIFIT | PRO 2 |  | 660-016387 | KT CCC-(KY)-Emergency Room | MHHS-SMR |  | Exerciser/Ergometer, Bicycle |  | 583-00996 | 583-00996 | Katy | MHHS-Others | KT CCC-(KY)-Emergency Room | Sports med and rehab | 4/1/19 | 4/1/20 |  |  | EXERCISERS | Exerciser/Ergometer, Bicycle | EXERCISERERGBICYCLE-Scifit-Pro 2 | EXERCISERERGBICYCLE | Pro 2 |  |  |  | Scifit | Exerciser/Ergometer, Bicycle |  | EXERCISERERGBICYCLE-Scifit-Pro 2 |  | 6/2/17 |  | EEB-A | Covered PM Repair - Biomedical | MHHS-SMR | [7 empty] | Exerciser/Ergometer, Bicycle | EXERCISERERGBICYCLE | Exerciser/Ergometer, Bicycle | Scifit
NO | YES |  |  |  | 583-00997 | 583-00997 | SCIFIT | PRO 2 |  | 660-016377 | KT CCC-(KY)-Emergency Room | MHHS-SMR |  | Exerciser/Ergometer, Bicycle |  | 583-00997 | 583-00997 | Katy | MHHS-Others | KT CCC-(KY)-Emergency Room | Sports med and rehab | 4/1/19 | 4/1/20 |  |  | EXERCISERS | Exerciser/Ergometer, Bicycle | EXERCISERERGBICYCLE-Scifit-Pro 2 | EXERCISERERGBICYCLE | Pro 2 |  |  |  | Scifit | Exerciser/Ergometer, Bicycle |  | EXERCISERERGBICYCLE-Scifit-Pro 2 |  |  |  | EEB-A | Covered PM Repair - Respiratory/Steriliz | MHHS-SMR | [7 empty] | Exerciser/Ergometer, Bicycle | EXERCISERERGBICYCLE | Exerciser/Ergometer, Bicycle | Scifit
NO | YES |  |  |  | 000-03319 | 000-03319 | SCIFIT | PRO 2 |  | 660-009485 | SMR - (MC) - BASEBALL USA | MHHS-SMR |  | Exerciser/Ergometer, Bicycle |  | 000-03319 | 000-03319 | West | Memorial Hermann Sports Medicine | SMR - (MC) - BASEBALL USA | Gym Floor | 6/1/19 |  | 6/1/20 |  | EXERCISERS | Exerciser/Ergometer, Bicycle | EXERCISERERGBICYCLE-Scifit-Pro 2 | EXERCISERERGBICYCLE | Pro 2 |  |  |  | Scifit | Exerciser/Ergometer, Bicycle |  | EXERCISERERGBICYCLE-Scifit-Pro 2 |  | 1/31/19 |  | EEB-A | Covered PM Repair - Biomedical | MHHS-SMR | [7 empty] | Exerciser/Ergometer, Bicycle | EXERCISERERGBICYCLE | Exerciser/Ergometer, Bicycle | Scifit
NO | YES |  |  |  | 041-17082 | 041-17082 | SCIFIT | PRO 2 |  | 660-013949 | SMR - (MC) - BASEBALL USA | MHHS-SMR |  | Exerciser/Ergometer, Bicycle |  | 041-17082 | 041-17082 | West | Memorial Hermann Sports Medicine | SMR - (MC) - BASEBALL USA | Gym Floor | 6/1/19 |  | 6/1/20 |  | EXERCISERS | Exerciser/Ergometer, Bicycle | EXERCISERERGBICYCLE-Scifit-Pro 2 | EXERCISERERGBICYCLE | Pro 2 |  |  |  | Scifit | Exerciser/Ergometer, Bicycle |  | EXERCISERERGBICYCLE-Scifit-Pro 2 |  | 6/2/17 |  | EEB-A | Covered PM Repair - Biomedical | MHHS-SMR | [7 empty] | Exerciser/Ergometer, Bicycle | EXERCISERERGBICYCLE | Exerciser/Ergometer, Bicycle | Scifit
NO | YES |  |  |  | 000-03681 | 000-03681 | SCIFIT | PRO 2 |  | 660-017759 | SMR - (NE) - KINGWOOD WEST | MHHS-SMR |  | Exerciser/Ergometer, Bicycle |  | 000-03681 | 000-03681 | Katy | Kingwood West Sports Medicine | SMR - (NE) - KINGWOOD WEST | Kingwood West Sports Medicine |  |  |  |  | EXERCISERS |  | EXERCISERERGBICYCLE-Scifit-Pro 2 | EXERCISERERGBICYCLE | Pro 2 |  |  |  | Scifit | Exerciser/Ergometer, Bicycle |  | EXERCISERERGBICYCLE-Scifit-Pro 2 |  |  |  |  | Covered PM Repair - Respiratory/Steriliz | MHHS-SMR
NO | YES |  |  |  | 029-12025 | 029-12025 | SCIFIT | PRO 2 |  | 660-017043R | SMR - (NE) - KINGWOOD WEST | MHHS-SMR |  | Exerciser/Ergometer, Bicycle |  | 029-12025 | 029-12025 | Katy | Kingwood West Sports Medicine | SMR - (NE) - KINGWOOD WEST | Kingwood West Sports Medicine |  |  |  |  | EXERCISERS |  | EXERCISERERGBICYCLE-Scifit-Pro 2 | EXERCISERERGBICYCLE | Pro 2 |  |  |  | Scifit | Exerciser/Ergometer, Bicycle |  | EXERCISERERGBICYCLE-Scifit-Pro 2 |  |  |  |  | Covered PM Repair - Biomedical | MHHS-SMR
NO | YES |  |  |  | 142-05525 | 142-05525 | SCIFIT | PRO 2 |  | 660-011147 | SMR-(NE)-Ne Hospital | MHHS-SMR |  | Exerciser/Ergometer, Bicycle |  | 142-05525 | 142-05525 | Katy | MHHS-Others | SMR-(NE)-Ne Hospital | Sports medicine | 9/1/19 | 9/1/20 |  |  | EXERCISERS | Exerciser/Ergometer, Bicycle | EXERCISERERGBICYCLE-Scifit-Pro 2 | EXERCISERERGBICYCLE | Pro 2 |  |  |  | Scifit | Exerciser/Ergometer, Bicycle |  | EXERCISERERGBICYCLE-Scifit-Pro 2 |  | 4/1/16 |  | EEB-A | Covered PM Repair - Biomedical | MHHS-SMR | [7 empty] | Exerciser/Ergometer, Bicycle | EXERCISERERGBICYCLE | Exerciser/Ergometer, Bicycle | Scifit
NO | YES |  |  |  | 000-04984 | 000-04984 | SCIFIT | PRO 2 |  | 660-012836 | SMR-(NE)-Summer Creek CCC | MHHS-SMR |  | Exerciser/Ergometer, Bicycle |  | 000-04984 | 000-04984 | Katy | MHHS-Others | SMR-(NE)-Summer Creek CCC |  | 7/1/19 | 7/1/20 |  |  | EXERCISERS | Exerciser/Ergometer, Bicycle | EXERCISERERGBICYCLE-Scifit-Pro 2 | EXERCISERERGBICYCLE | Pro 2 |  |  |  | Scifit | Exerciser/Ergometer, Bicycle |  | EXERCISERERGBICYCLE-Scifit-Pro 2 |  | 5/19/17 |  | EEB-A | Covered PM Repair - Biomedical | MHHS-SMR | [7 empty] | Exerciser/Ergometer, Bicycle | EXERCISERERGBICYCLE | Exerciser/Ergometer, Bicycle | Scifit
NO | YES |  |  |  | 000-04985 | 000-04985 | SCIFIT | PRO 2 |  | 660-012829 | SMR-(NE)-Summer Creek CCC | MHHS-SMR |  | Exerciser/Ergometer, Bicycle |  | 000-04985 | 000-04985 | Katy | MHHS-Others | SMR-(NE)-Summer Creek CCC |  | 7/1/19 | 7/1/20 |  |  | EXERCISERS | Exerciser/Ergometer, Bicycle | EXERCISERERGBICYCLE-Scifit-Pro 2 | EXERCISERERGBICYCLE | Pro 2 |  |  |  | Scifit | Exerciser/Ergometer, Bicycle |  | EXERCISERERGBICYCLE-Scifit-Pro 2 |  |  |  | EEB-A | Covered PM Repair - Biomedical | MHHS-SMR | [7 empty] | Exerciser/Ergometer, Bicycle | EXERCISERERGBICYCLE | Exerciser/Ergometer, Bicycle | Scifit
NO | YES |  |  |  | 005-10781 | 005-10781 | SCIFIT | PRO 2 |  | 660-007746 | SMR-(PL)-Pearland West (Silverlake) | MHHS-SMR |  | Exerciser/Ergometer, Bicycle |  | 005-10781 | 005-10781 | Pearland | MHHS-Others | SMR-(PL)-Pearland West (Silverlake) | Sports med | 9/1/19 | 9/1/20 |  |  | EXERCISERS | Exerciser/Ergometer, Bicycle | EXERCISERERGBICYCLE-Scifit-Pro 2 | EXERCISERERGBICYCLE | Pro 2 |  |  |  | Scifit | Exerciser/Ergometer, Bicycle |  | EXERCISERERGBICYCLE-Scifit-Pro 2 |  |  |  | EEB-A | Covered PM Repair - Biomedical | MHHS-SMR | [7 empty] | Exerciser/Ergometer, Bicycle | EXERCISERERGBICYCLE | Exerciser/Ergometer, Bicycle | Scifit
NO | YES |  |  |  | 029-08275 | 029-08275 | SCIFIT | PRO 2 |  | 660-012633 | SMR - (SL) - WILLIAMS TRACE | MHHS-SMR |  | Exerciser/Ergometer, Bicycle |  | 029-08275 | 029-08275 | Sugar Land |  | SMR - (SL) - WILLIAMS TRACE |  | 3/1/19 | 3/1/20 |  |  | EXERCISERS | Exerciser/Ergometer, Bicycle | EXERCISERERGBICYCLE-Scifit-Pro 2 | EXERCISERERGBICYCLE | Pro 2 |  |  |  | Scifit | Exerciser/Ergometer, Bicycle |  | EXERCISERERGBICYCLE-Scifit-Pro 2 |  | 12/19/19 |  | EEB-A | Covered PM Repair - Biomedical | MHHS-SMR | [7 empty] | Exerciser/Ergometer, Bicycle | EXERCISERERGBICYCLE | Exerciser/Ergometer, Bicycle | Scifit
NO | YES |  |  |  | 129-04077 | 129-04077 | SCIFIT | PRO 2 |  | 660-009968 | SMR - (SL) - WILLIAMS TRACE | MHHS-SMR |  | Exerciser/Ergometer, Bicycle |  | 129-04077 | 129-04077 | Sugar Land |  | SMR - (SL) - WILLIAMS TRACE |  | 3/1/19 | 3/1/20 |  |  | EXERCISERS | Exerciser/Ergometer, Bicycle | EXERCISERERGBICYCLE-Scifit-Pro 2 | EXERCISERERGBICYCLE | Pro 2 |  |  |  | Scifit | Exerciser/Ergometer, Bicycle |  | EXERCISERERGBICYCLE-Scifit-Pro 2 |  | 9/12/19 |  | EEB-A | Covered PM Repair - Biomedical | MHHS-SMR | [7 empty] | Exerciser/Ergometer, Bicycle | EXERCISERERGBICYCLE | Exerciser/Ergometer, Bicycle | Scifit
NO | YES |  |  |  | 029-05965 | 029-05965 | SCIFIT | PRO 2 |  | 660-008988 | SMR-(WDLS)-Conroe North | MHHS-SMR |  | Exerciser/Ergometer, Bicycle |  | 029-05965 | 029-05965 | Woodlands | MHHS-Others | SMR-(WDLS)-Conroe North | Open Gym | 8/1/19 |  | 8/1/20 |  | EXERCISERS | Exerciser/Ergometer, Bicycle | EXERCISERERGBICYCLE-Scifit-Pro 2 | EXERCISERERGBICYCLE | Pro 2 |  |  |  | Scifit | Exerciser/Ergometer, Bicycle |  | EXERCISERERGBICYCLE-Scifit-Pro 2 |  | 9/12/19 |  | EEB-A | Covered PM Repair - Biomedical | MHHS-SMR | [7 empty] | Exerciser/Ergometer, Bicycle | EXERCISERERGBICYCLE | Exerciser/Ergometer, Bicycle | Scifit
NO | YES |  |  |  | 029-07460 | 029-07460 | SCIFIT | PRO 2 |  | 660-012120 | SMR-(WDLS)-Conroe North | MHHS-SMR |  | Exerciser/Ergometer, Bicycle |  | 029-07460 | 029-07460 | Woodlands | MHHS-Others | SMR-(WDLS)-Conroe North | Sports medicine | 8/1/19 |  | 8/1/20 |  | EXERCISERS | Exerciser/Ergometer, Bicycle | EXERCISERERGBICYCLE-Scifit-Pro 2 | EXERCISERERGBICYCLE | Pro 2 |  |  |  | Scifit | Exerciser/Ergometer, Bicycle |  | EXERCISERERGBICYCLE-Scifit-Pro 2 |  | 9/12/19 |  | EEB-A | Covered PM Repair - Biomedical | MHHS-SMR | [7 empty] | Exerciser/Ergometer, Bicycle | EXERCISERERGBICYCLE | Exerciser/Ergometer, Bicycle | Scifit
NO | YES |  |  |  |  | 029-07010 | SCIFIT | PRO 2 |  | 660-006983 | SMR-(WDLS)-Med Plaza 4 (Mp4) | MHHS-SMR |  | Exerciser/Ergometer, Bicycle |  |  | 029-07010 | Woodlands | MHHS-Others | SMR-(WDLS)-Med Plaza 4 (Mp4) | Open Gym | 8/1/19 |  | 8/1/20 |  | EXERCISERS | Exerciser/Ergometer, Bicycle | EXERCISERERGBICYCLE-Scifit-Pro 2 | EXERCISERERGBICYCLE | Pro 2 |  |  |  | Scifit | Exerciser/Ergometer, Bicycle |  | EXERCISERERGBICYCLE-Scifit-Pro 2 |  | 9/12/19 |  | EEB-A | Covered PM Repair - Biomedical | MHHS-SMR | [7 empty] | Exerciser/Ergometer, Bicycle | EXERCISERERGBICYCLE | Exerciser/Ergometer, Bicycle | Scifit
NO | YES |  |  |  |  | 029-07011 | SCIFIT | PRO 2 |  | 660-009964 | SMR-(WDLS)-Med Plaza 4 (Mp4) | MHHS-SMR |  | Exerciser/Ergometer, Bicycle |  |  | 029-07011 | Woodlands | MHHS-Others | SMR-(WDLS)-Med Plaza 4 (Mp4) | Open Gym | 8/1/19 |  | 8/1/20 |  | EXERCISERS | Exerciser/Ergometer, Bicycle | EXERCISERERGBICYCLE-Scifit-Pro 2 | EXERCISERERGBICYCLE | Pro 2 |  |  |  | Scifit | Exerciser/Ergometer, Bicycle |  | EXERCISERERGBICYCLE-Scifit-Pro 2 |  | 9/12/19 |  | EEB-A | Covered PM Repair - Biomedical | MHHS-SMR | [7 empty] | Exerciser/Ergometer, Bicycle | EXERCISERERGBICYCLE | Exerciser/Ergometer, Bicycle | Scifit
NO | YES |  |  |  | 029-11567 | 029-11567 | SCIFIT | PRO 2 |  | 660-018835 | SMR-(WDLS)-Spring CCC | MHHS-SMR |  | Exerciser/Ergometer, Bicycle |  | 029-11567 | 029-11567 | Woodlands | MHHS-Others | SMR-(WDLS)-Spring CCC |  | 11/1/19 |  | 11/1/20 |  | EXERCISERS | Exerciser/Ergometer, Bicycle | EXERCISERERGBICYCLE-Scifit-Pro 2 | EXERCISERERGBICYCLE | Pro 2 |  |  |  | Scifit | Exerciser/Ergometer, Bicycle |  | EXERCISERERGBICYCLE-Scifit-Pro 2 |  | 9/12/19 |  | EEB-A | Covered PM Repair - Biomedical | MHHS-SMR | [7 empty] | Exerciser/Ergometer, Bicycle | EXERCISERERGBICYCLE | Exerciser/Ergometer, Bicycle | Scifit
NO | YES |  |  |  | 029-11568 | 029-11568 | SCIFIT | PRO 2 |  | 660-018836 | SMR-(WDLS)-Spring CCC | MHHS-SMR |  | Exerciser/Ergometer, Bicycle |  | 029-11568 | 029-11568 | Woodlands | MHHS-Others | SMR-(WDLS)-Spring CCC |  | 11/1/19 |  | 11/1/20 |  | EXERCISERS | Exerciser/Ergometer, Bicycle | EXERCISERERGBICYCLE-Scifit-Pro 2 | EXERCISERERGBICYCLE | Pro 2 |  |  |  | Scifit | Exerciser/Ergometer, Bicycle |  | EXERCISERERGBICYCLE-Scifit-Pro 2 |  | 10/1/20 |  | EEB-A | Not Covered Vendor Only - Biomedical | MHHS-SMR | [7 empty] | Exerciser/Ergometer, Bicycle | EXERCISERERGBICYCLE | Exerciser/Ergometer, Bicycle | Scifit
NO | YES |  |  |  | 029-07081 | 029-07081 | SCIFIT | PRO 2 |  | 660-012470 | SMR - (WDLS) - STERLING RIDGE | MHHS-SMR |  | Exerciser/Ergometer, Bicycle |  | 029-07081 | 029-07081 | Woodlands | Sports Medicine | SMR - (WDLS) - STERLING RIDGE | [5 empty] | EXERCISERS |  | EXERCISERERGBICYCLE-Scifit-Pro 2 | EXERCISERERGBICYCLE | Pro 2 |  |  |  | Scifit | Exerciser/Ergometer, Bicycle |  | EXERCISERERGBICYCLE-Scifit-Pro 2 |  |  |  |  | Not Covered Vendor Only - Biomedical | MHHS-SMR
NO | YES |  |  |  | 029-08496 | 029-08496 | SCIFIT | PRO 2 |  | 660-010216 | SMR - (WDLS) - STERLING RIDGE | MHHS-SMR |  | Exerciser/Ergometer, Bicycle |  | 029-08496 | 029-08496 | Woodlands | Sports Medicine | SMR - (WDLS) - STERLING RIDGE | [5 empty] | EXERCISERS |  | EXERCISERERGBICYCLE-Scifit-Pro 2 | EXERCISERERGBICYCLE | Pro 2 |  |  |  | Scifit | Exerciser/Ergometer, Bicycle |  | EXERCISERERGBICYCLE-Scifit-Pro 2 |  |  |  |  | Not Covered Vendor Only - Biomedical | MHHS-SMR
NO | YES |  |  |  | 029-11814 | 029-11814 | SCIFIT | PRO 2 |  | 660-017613 | SMR - (WDLS) - STERLING RIDGE | MHHS-SMR |  | Exerciser/Ergometer, Bicycle |  | 029-11814 | 029-11814 | Woodlands | Sports Medicine | SMR - (WDLS) - STERLING RIDGE | [5 empty] | EXERCISERS |  | EXERCISERERGBICYCLE-Scifit-Pro 2 | EXERCISERERGBICYCLE | Pro 2 |  |  |  | Scifit | Exerciser/Ergometer, Bicycle |  | EXERCISERERGBICYCLE-Scifit-Pro 2 |  |  |  |  | Not Covered Vendor Only - Biomedical | MHHS-SMR
NO | YES |  |  |  | 029-11847 | 029-11847 | SCIFIT | PRO 2 |  | 660-019495 | SMR - (WDLS) - STERLING RIDGE | MHHS-SMR |  | Exerciser/Ergometer, Bicycle |  | 029-11847 | 029-11847 | Woodlands | Sports Medicine | SMR - (WDLS) - STERLING RIDGE | [5 empty] | EXERCISERS |  | EXERCISERERGBICYCLE-Scifit-Pro 2 | EXERCISERERGBICYCLE | Pro 2 |  |  |  | Scifit | Exerciser/Ergometer, Bicycle |  | EXERCISERERGBICYCLE-Scifit-Pro 2 |  |  |  |  | Not Covered Vendor Only - Biomedical | MHHS-SMR
NO | YES |  |  |  | 000-04966 | 000-04966 | SCIFIT | PRO 2 |  | 660-013663 | SMR-(WDLS)-Wl Ironman [Pinecroft-Ste450] | MHHS-SMR |  | Exerciser/Ergometer, Bicycle |  | 000-04966 | 000-04966 | Woodlands | MHHS-Others | SMR-(WDLS)-Wl Ironman [Pinecroft-Ste450] | Gym | 8/1/19 |  | 8/1/20 |  | EXERCISERS | Exerciser/Ergometer, Bicycle | EXERCISERERGBICYCLE-Scifit-Pro 2 | EXERCISERERGBICYCLE | Pro 2 |  |  |  | Scifit | Exerciser/Ergometer, Bicycle |  | EXERCISERERGBICYCLE-Scifit-Pro 2 |  | 10/1/20 |  | EEB-A | Not Covered Vendor Only - Biomedical | MHHS-SMR | [7 empty] | Exerciser/Ergometer, Bicycle | EXERCISERERGBICYCLE | Exerciser/Ergometer, Bicycle | Scifit
NO | YES |  |  |  | 029-08276 | 029-08276 | SCIFIT | PRO 2 |  | 660-012634 | SMR-(WDLS)-Wl Ironman [Pinecroft-Ste450] | MHHS-SMR |  | Exerciser/Ergometer, Bicycle |  | 029-08276 | 029-08276 | Woodlands | MHHS-Others | SMR-(WDLS)-Wl Ironman [Pinecroft-Ste450] | Gym | 8/1/19 |  | 8/1/20 |  | EXERCISERS | Exerciser/Ergometer, Bicycle | EXERCISERERGBICYCLE-Scifit-Pro 2 | EXERCISERERGBICYCLE | Pro 2 |  |  |  | Scifit | Exerciser/Ergometer, Bicycle |  | EXERCISERERGBICYCLE-Scifit-Pro 2 |  | 10/1/20 |  | EEB-A | Not Covered Vendor Only - Biomedical | MHHS-SMR | [7 empty] | Exerciser/Ergometer, Bicycle | EXERCISERERGBICYCLE | Exerciser/Ergometer, Bicycle | Scifit
NO | YES |  |  |  | 029-08819 | 029-08819 | SCIFIT | PRO 2 |  | 660-013646 | SMR-(WDLS)-Wl Ironman [Pinecroft-Ste450] | MHHS-SMR |  | Exerciser/Ergometer, Bicycle |  | 029-08819 | 029-08819 | Woodlands | MHHS-Others | SMR-(WDLS)-Wl Ironman [Pinecroft-Ste450] | Gym | 8/1/19 |  | 8/1/20 |  | EXERCISERS | Exerciser/Ergometer, Bicycle | EXERCISERERGBICYCLE-Scifit-Pro 2 | EXERCISERERGBICYCLE | Pro 2 |  |  |  | Scifit | Exerciser/Ergometer, Bicycle |  | EXERCISERERGBICYCLE-Scifit-Pro 2 |  | 10/1/20 |  | EEB-A | Not Covered Vendor Only - Biomedical | MHHS-SMR | [7 empty] | Exerciser/Ergometer, Bicycle | EXERCISERERGBICYCLE | Exerciser/Ergometer, Bicycle | Scifit
NO | YES |  |  |  | 241-03563 | 241-03563 | SCIFIT | PRO 2 |  | 660-016310 | TIRR-Kirby Glenn | MHHS-TIRR |  | Exerciser/Ergometer, Bicycle |  | 241-03563 | 241-03563 | TMC | MHHS-Others | TIRR-Kirby Glenn | TIRR- KIRBY GLENN | 8/1/19 |  | 6/1/20 |  | EXERCISERS | Exerciser/Ergometer, Bicycle | EXERCISERERGBICYCLE-Scifit-Pro 2 | EXERCISERERGBICYCLE | Pro 2 |  |  |  | Scifit | Exerciser/Ergometer, Bicycle |  | EXERCISERERGBICYCLE-Scifit-Pro 2 |  | 4/5/17 |  | EEB-A | Covered PM Repair - Biomedical | MHHS-TIRR | [7 empty] | Exerciser/Ergometer, Bicycle | EXERCISERERGBICYCLE | Exerciser/Ergometer, Bicycle | Scifit
NO | YES |  |  |  | 041-17487 | 041-17487 | SCIFIT | PRO 2 |  | 660-013354 | TIRR-Memorial City | MHHS-TIRR |  | Exerciser/Ergometer, Bicycle |  | 041-17487 | 041-17487 | West | MHHS-Others | TIRR-Memorial City | Main Rehab Suite 108 | 12/1/19 |  |  |  | EXERCISERS |  | EXERCISERERGBICYCLE-Scifit-Pro 2 | EXERCISERERGBICYCLE | Pro 2 |  |  |  | Scifit | Exerciser/Ergometer, Bicycle |  | EXERCISERERGBICYCLE-Scifit-Pro 2 |  | 4/5/17 |  |  | Covered PM Repair - Biomedical | MHHS-TIRR
NO | YES |  |  |  | 029-09125 | 029-09125 | SCIFIT | PRO 2 |  | 660-014476 | TIRR-Op-Woodlands (Mp2, Ste 200) | MHHS-TIRR |  | Exerciser/Ergometer, Bicycle |  | 029-09125 | 029-09125 | Woodlands | MHHS-Others | TIRR-Op-Woodlands (Mp2, Ste 200) | MP2 suite 270 | 8/1/18 |  | 8/1/20 |  | EXERCISERS | Exerciser/Ergometer, Bicycle | EXERCISERERGBICYCLE-Scifit-Pro 2 | EXERCISERERGBICYCLE | Pro 2 |  |  |  | Scifit | Exerciser/Ergometer, Bicycle |  | EXERCISERERGBICYCLE-Scifit-Pro 2 |  | 4/5/17 |  | EEB-A | Covered PM Repair - Biomedical | MHHS-TIRR | [7 empty] | Exerciser/Ergometer, Bicycle | EXERCISERERGBICYCLE | Exerciser/Ergometer, Bicycle | Scifit
NO | YES |  |  |  | 129-06013 | 129-06013 | SCIFIT | PRO 2 |  | 600-016274 | TIRR-Sugar Land | MHHS-TIRR |  | Exerciser/Ergometer, Bicycle |  | 129-06013 | 129-06013 | Sugar Land | MHHS-Others | TIRR-Sugar Land |  | 3/1/19 |  |  |  | EXERCISERS | Exerciser/Ergometer, Bicycle | EXERCISERERGBICYCLE-Scifit-Pro 2 | EXERCISERERGBICYCLE | Pro 2 |  |  |  | Scifit | Exerciser/Ergometer, Bicycle |  | EXERCISERERGBICYCLE-Scifit-Pro 2 |  | 7/8/17 |  | EEB-A | Covered PM Repair - Biomedical | MHHS-TIRR | [7 empty] | Exerciser/Ergometer, Bicycle | EXERCISERERGBICYCLE | Exerciser/Ergometer, Bicycle | Scifit
NO | YES |  |  |  | 069-20351 | 069-20351 | SCIFIT | PRO 2 |  | 650-006447. | TMC-Jones-Hyperbaric/Wound Care (Jg) | MHHS-TMC |  | Exerciser/Ergometer, Bicycle |  | 069-20351 | 069-20351 | TMC | MHHS-TMC | TMC-Jones-Hyperbaric/Wound Care (Jg) | Gym | 4/1/19 |  |  | No PM Sticker | EXERCISERS | Exerciser/Ergometer, Bicycle | EXERCISERERGBICYCLE-Scifit-Pro 2 | EXERCISERERGBICYCLE | Pro 2 |  |  |  | Scifit | Exerciser/Ergometer, Bicycle |  | EXERCISERERGBICYCLE-Scifit-Pro 2 |  | 12/24/15 |  | EEB-A | Covered PM Repair - Respiratory/Steriliz | MHHS-TMC | [7 empty] | Exerciser/Ergometer, Bicycle | EXERCISERERGBICYCLE | Exerciser/Ergometer, Bicycle | Scifit
NO | YES |  |  |  |  | 029-03854 | SCIFIT | PRO 2 |  | 650-007590 | Woodlands-Cardiopulmonary | MHHS-Woodlands |  | Exerciser/Ergometer, Bicycle |  |  | 029-03854 | Woodlands | MHHS-Woodlands | Woodlands-Cardiopulmonary | Cardiac Rehab | 12/1/19 |  | 12/1/20 |  | EXERCISERS | Exerciser/Ergometer, Bicycle | EXERCISERERGBICYCLE-Scifit-Pro 2 | EXERCISERERGBICYCLE | Pro 2 |  |  |  | Scifit | Exerciser/Ergometer, Bicycle |  | EXERCISERERGBICYCLE-Scifit-Pro 2 |  | 7/8/17 |  | EEB-A | Covered PM Repair - Biomedical | MHHS-Woodlands | [7 empty] | Exerciser/Ergometer, Bicycle | EXERCISERERGBICYCLE | Exerciser/Ergometer, Bicycle | Scifit
NO | YES |  |  |  | 029-11613 | 029-11613 | SCIFIT | PRO 2 |  | 151-006363 | Woodlands-Cardiopulmonary | MHHS-Woodlands |  | Exerciser/Ergometer, Bicycle |  | 029-11613 | 029-11613 | Woodlands | MHHS-Woodlands | Woodlands-Cardiopulmonary | Cardiac Rehab | 12/1/19 |  | 12/1/20 |  | EXERCISERS | Exerciser/Ergometer, Bicycle | EXERCISERERGBICYCLE-Scifit-Pro 2 | EXERCISERERGBICYCLE | Pro 2 |  |  |  | Scifit | Exerciser/Ergometer, Bicycle |  | EXERCISERERGBICYCLE-Scifit-Pro 2 |  | 7/8/17 |  | EEB-A | Covered PM Repair - Biomedical | MHHS-Woodlands | [7 empty] | Exerciser/Ergometer, Bicycle | EXERCISERERGBICYCLE | Exerciser/Ergometer, Bicycle | Scifit
YES | YES |  |  |  | 241-02437 | 241-02437 | Scifit | Pro 2 |  |  | SMR - (STX) - RBJ - RICHMOND |  |  |  |  | 241-02437 | 241-02437 | South | Sports med | SMR - (STX) - RBJ - RICHMOND | Sports med | 10/1/19 | 10/1/20 |  |  |  | Exerciser/Ergometer, Bicycle | EXERCISERERGBICYCLE-Scifit-Pro 2 | [12 empty] | EEB-A | [9 empty] | Exerciser/Ergometer, Bicycle | EXERCISERERGBICYCLE | Exerciser/Ergometer, Bicycle | Scifit
NO | YES |  |  |  | 142-05524 | 099-01331 | Scifit | Pro 2 |  |  | SMR-(NE)-Ne Hospital |  |  |  |  | 142-05524 | 099-01331 | Katy | MHHS-Others | SMR-(NE)-Ne Hospital | Sports medicine | 2/1/20 |  |  |  |  | Exerciser/Ergometer, Bicycle | EXERCISERERGBICYCLE-Scifit-Pro 2 | [12 empty] | EEB-A | [9 empty] | Exerciser/Ergometer, Bicycle | EXERCISERERGBICYCLE | Exerciser/Ergometer, Bicycle | Scifit
NO | NO |  |  |  | 000-03538 |  | SCIFIT | PRO 2 |  | 660-023115 | SMR - (KY) - IRONMAN KATY | MHHS-SMR |  | Exerciser/Ergometer, Bicycle |  | 000-03538 |  | Katy |  | SMR - (KY) - IRONMAN KATY | [5 empty] | EXERCISERS |  | EXERCISERERGBICYCLE-Scifit-Pro 2 | EXERCISERERGBICYCLE | Pro 2 |  |  |  | Scifit | Exerciser/Ergometer, Bicycle |  | EXERCISERERGBICYCLE-Scifit-Pro 2 |  |  |  |  | Not Covered Vendor Only - Resp/Ster | MHHS-SMR
NO | NO | [5 empty] | SCIFIT | PRO 2 |  | 660-009663 | SMR - (MC) - MC IRONMAN [GARAGE5-STE101] | MHHS-SMR |  | Exerciser/Ergometer, Bicycle |  |  |  | West & Memorial City |  | SMR - (MC) - MC IRONMAN [GARAGE5-STE101] | [5 empty] | EXERCISERS |  | EXERCISERERGBICYCLE-Scifit-Pro 2 | EXERCISERERGBICYCLE | Pro 2 |  |  |  | Scifit | Exerciser/Ergometer, Bicycle |  | EXERCISERERGBICYCLE-Scifit-Pro 2 |  |  |  |  | Covered PM Repair - Biomedical | MHHS-SMR
NO | NO |  |  |  | 041-17310 |  | SCIFIT | PRO 2 |  | 660-014069 | SMR - (MC) - P&RC | MHHS-SMR |  | Exerciser/Ergometer, Bicycle |  | 041-17310 |  | West & Memorial City |  | SMR - (MC) - P&RC | [5 empty] | EXERCISERS |  | EXERCISERERGBICYCLE-Scifit-Pro 2 | EXERCISERERGBICYCLE | Pro 2 |  |  |  | Scifit | Exerciser/Ergometer, Bicycle |  | EXERCISERERGBICYCLE-Scifit-Pro 2 |  |  |  |  | Covered PM Repair - Biomedical | MHHS-SMR
NO | NO |  |  |  | 041-20432 |  | SCIFIT | PRO 2 |  | 660-018232 | SMR - (MC) - WESTSIDE | MHHS-SMR |  | Exerciser/Ergometer, Bicycle |  | 041-20432 |  | West & Memorial City |  | SMR - (MC) - WESTSIDE | [5 empty] | EXERCISERS |  | EXERCISERERGBICYCLE-Scifit-Pro 2 | EXERCISERERGBICYCLE | Pro 2 |  |  |  | Scifit | Exerciser/Ergometer, Bicycle |  | EXERCISERERGBICYCLE-Scifit-Pro 2 |  |  |  |  | Covered PM Repair - Biomedical | MHHS-SMR
NO | NO |  |  |  | 929-01433 |  | SCIFIT | PRO 2 |  | 660-022043 | SMR - (NE) - ATASCOCITA | MHHS-SMR |  | Exerciser/Ergometer, Bicycle |  | 929-01433 |  | Katy |  | SMR - (NE) - ATASCOCITA | [5 empty] | EXERCISERS |  | EXERCISERERGBICYCLE-Scifit-Pro 2 | EXERCISERERGBICYCLE | Pro 2 |  |  |  | Scifit | Exerciser/Ergometer, Bicycle |  | EXERCISERERGBICYCLE-Scifit-Pro 2 |  |  |  |  | Covered PM Repair - Biomedical | MHHS-SMR
NO | NO |  |  |  | 929-01434 |  | SCIFIT | PRO 2 |  | 660-022048 | SMR - (NE) - ATASCOCITA | MHHS-SMR |  | Exerciser/Ergometer, Bicycle |  | 929-01434 |  | Katy |  | SMR - (NE) - ATASCOCITA | [5 empty] | EXERCISERS |  | EXERCISERERGBICYCLE-Scifit-Pro 2 | EXERCISERERGBICYCLE | Pro 2 |  |  |  | Scifit | Exerciser/Ergometer, Bicycle |  | EXERCISERERGBICYCLE-Scifit-Pro 2 |  |  |  |  | Covered PM Repair - Biomedical | MHHS-SMR
NO | NO |  |  |  | 000-03716 |  | SCIFIT | PRO 2 |  | 660-014800 | SMR - (NE) - FALL CREEK | MHHS-SMR |  | Exerciser/Ergometer, Bicycle |  | 000-03716 |  | Katy |  | SMR - (NE) - FALL CREEK | [5 empty] | EXERCISERS |  | EXERCISERERGBICYCLE-Scifit-Pro 2 | EXERCISERERGBICYCLE | Pro 2 |  |  |  | Scifit | Exerciser/Ergometer, Bicycle |  | EXERCISERERGBICYCLE-Scifit-Pro 2 |  |  |  |  | Covered PM Repair - Biomedical | MHHS-SMR
NO | NO |  |  |  | 005-06144 |  | SCIFIT | PRO 2 |  | 660-006408 | SMR - (SE) - ALVIN | MHHS-SMR |  | Exerciser/Ergometer, Bicycle |  | 005-06144 |  | Southeast & Bay Area |  | SMR - (SE) - ALVIN | [5 empty] | EXERCISERS |  | EXERCISERERGBICYCLE-Scifit-Pro 2 | EXERCISERERGBICYCLE | Pro 2 |  |  |  | Scifit | Exerciser/Ergometer, Bicycle |  | EXERCISERERGBICYCLE-Scifit-Pro 2 |  |  |  |  | Covered PM Repair - Respiratory/Steriliz | MHHS-SMR
NO | NO |  |  |  | 005-02431 |  | SCIFIT | PRO 2 |  |  | SMR - (SE) - CLEAR LAKE (WEBSTER) | MHHS-SMR |  | Exerciser/Ergometer, Bicycle |  | 005-02431 |  | Southeast & Bay Area |  | SMR - (SE) - CLEAR LAKE (WEBSTER) | [5 empty] | EXERCISERS |  | EXERCISERERGBICYCLE-Scifit-Pro 2 | EXERCISERERGBICYCLE | Pro 2 |  |  |  | Scifit | Exerciser/Ergometer, Bicycle |  | EXERCISERERGBICYCLE-Scifit-Pro 2 |  |  |  |  | Covered PM Repair - Biomedical | MHHS-SMR
NO | NO |  |  |  | 005-07732 |  | SCIFIT | PRO 2 |  | 660-009966 | SMR - (SE) - CLEAR LAKE (WEBSTER) | MHHS-SMR |  | Exerciser/Ergometer, Bicycle |  | 005-07732 |  | Southeast & Bay Area |  | SMR - (SE) - CLEAR LAKE (WEBSTER) | [5 empty] | EXERCISERS |  | EXERCISERERGBICYCLE-Scifit-Pro 2 | EXERCISERERGBICYCLE | Pro 2 |  |  |  | Scifit | Exerciser/Ergometer, Bicycle |  | EXERCISERERGBICYCLE-Scifit-Pro 2 |  |  |  |  | Covered PM Repair - Biomedical | MHHS-SMR
NO | NO |  |  |  | 005-33588 |  | SCIFIT | PRO 2 |  | 660-021168 | SMR - (SE) - EAST HOUSTON | MHHS-SMR |  | Exerciser/Ergometer, Bicycle |  | 005-33588 |  | Southeast & Bay Area |  | SMR - (SE) - EAST HOUSTON | [5 empty] | EXERCISERS |  | EXERCISERERGBICYCLE-Scifit-Pro 2 | EXERCISERERGBICYCLE | Pro 2 |  |  |  | Scifit | Exerciser/Ergometer, Bicycle |  | EXERCISERERGBICYCLE-Scifit-Pro 2 |  |  |  |  | Covered PM Repair - Biomedical | MHHS-SMR
NO | NO |  |  |  | 005-33589 |  | SCIFIT | PRO 2 |  | 660-021169 | SMR - (SE) - EAST HOUSTON | MHHS-SMR |  | Exerciser/Ergometer, Bicycle |  | 005-33589 |  | Southeast & Bay Area |  | SMR - (SE) - EAST HOUSTON | [5 empty] | EXERCISERS |  | EXERCISERERGBICYCLE-Scifit-Pro 2 | EXERCISERERGBICYCLE | Pro 2 |  |  |  | Scifit | Exerciser/Ergometer, Bicycle |  | EXERCISERERGBICYCLE-Scifit-Pro 2 |  |  |  |  | Covered PM Repair - Biomedical | MHHS-SMR
NO | NO |  |  |  | 241-01463 |  | SCIFIT | PRO 2 |  |  | SMR - (SE) - PASADENA | MHHS-SMR |  | Exerciser/Ergometer, Bicycle |  | 241-01463 |  | Southeast & Bay Area |  | SMR - (SE) - PASADENA | [5 empty] | EXERCISERS |  | EXERCISERERGBICYCLE-Scifit-Pro 2 | EXERCISERERGBICYCLE | Pro 2 |  |  |  | Scifit | Exerciser/Ergometer, Bicycle |  | EXERCISERERGBICYCLE-Scifit-Pro 2 |  |  |  |  | Covered PM Repair - Biomedical | MHHS-SMR
NO | NO |  |  |  | 029-10089 |  | SCIFIT | PRO 2 |  | 660-016618 | SMR - (WDLS) - CONROE SOUTH | MHHS-SMR |  | Exerciser/Ergometer, Bicycle |  | 029-10089 |  | Woodlands |  | SMR - (WDLS) - CONROE SOUTH | [5 empty] | EXERCISERS |  | EXERCISERERGBICYCLE-Scifit-Pro 2 | EXERCISERERGBICYCLE | Pro 2 |  |  |  | Scifit | Exerciser/Ergometer, Bicycle |  | EXERCISERERGBICYCLE-Scifit-Pro 2 |  |  |  |  | Covered PM Repair - Biomedical | MHHS-SMR
NO | NO |  |  |  | 029-10181 |  | SCIFIT | PRO 2 |  | 660-016892 | SMR - (WDLS) - CONROE SOUTH | MHHS-SMR |  | Exerciser/Ergometer, Bicycle |  | 029-10181 |  | Woodlands |  | SMR - (WDLS) - CONROE SOUTH | [5 empty] | EXERCISERS |  | EXERCISERERGBICYCLE-Scifit-Pro 2 | EXERCISERERGBICYCLE | Pro 2 |  |  |  | Scifit | Exerciser/Ergometer, Bicycle |  | EXERCISERERGBICYCLE-Scifit-Pro 2 |  |  |  |  | Covered PM Repair - Biomedical | MHHS-SMR
NO | NO |  |  |  | 241-03257 |  | SCIFIT | PRO 2 |  | 660-018078 | TIRR - OP - WEST UNIVERSITY CLINIC | MHHS-TIRR |  | Exerciser/Ergometer, Bicycle |  | 241-03257 |  | TMC |  | TIRR - OP - WEST UNIVERSITY CLINIC | [5 empty] | EXERCISERS |  | EXERCISERERGBICYCLE-Scifit-Pro 2 | EXERCISERERGBICYCLE | Pro 2 |  |  |  | Scifit | Exerciser/Ergometer, Bicycle |  | EXERCISERERGBICYCLE-Scifit-Pro 2 |  |  |  |  | Covered PM Repair - Biomedical | MHHS-TIRR
NO | NO |  |  |  | 069-24110 |  | SCIFIT | PRO 2 |  | 640-005226 | TMC - REHAB - OT/PT CLINIC (4J) | MHHS-TMC |  | Exerciser/Ergometer, Bicycle |  | 069-24110 |  | TMC |  | TMC - REHAB - OT/PT CLINIC (4J) | [5 empty] | EXERCISERS |  | EXERCISERERGBICYCLE-Scifit-Pro 2 | EXERCISERERGBICYCLE | Pro 2 |  |  |  | Scifit | Exerciser/Ergometer, Bicycle |  | EXERCISERERGBICYCLE-Scifit-Pro 2 |  |  |  |  | Covered PM Repair - Biomedical | MHHS-TMC
NO | YES |  |  |  | 583-01064 | 583-01064 | SCIFIT | PRO 230 |  | 660-005959 | Katy Rehab-Inpatient Rehab Gym | MHHS-Katy Rehab |  |  |  | 583-01064 | 583-01064 | Katy | MHHS-Others | Katy Rehab-Inpatient Rehab Gym | Fitness room | 3/1/19 | 3/1/20 |  |  | EXERCISERS |  | .needs class | [5 empty] | Scifit |  |  |  |  | 10/1/20 |  |  | Not Covered Vendor Only - Biomedical | MHHS-Katy Rehab
NO | YES |  |  |  | 009-09082 | 009-09082 | SCIFIT | PRO II |  | 650-005483 | GH-Therapy Services | MHHS-Greater Heights |  |  |  | 009-09082 | 009-09082 | Central | MHHS-Greater Heights | GH-Therapy Services | Gym | 7/1/19 |  |  |  | EXERCISERS |  | .needs class | [5 empty] | Scifit |  |  |  |  | 4/14/17 |  |  | Covered PM Repair - Biomedical | MHHS-Greater Heights
NO | YES |  |  |  | 005-12433 | 005-12433 | SCIFIT | PRO II |  | 660-020431 | SMR - (MC) - WILLOWBROOK | MHHS-SMR |  |  |  | 005-12433 | 005-12433 | West | Willowbrooke | SMR - (MC) - WILLOWBROOK | Main gym floor | 4/1/19 | 4/1/20 |  |  | EXERCISERS |  | .needs class | [5 empty] | Scifit |  |  |  |  | 4/17/19 |  |  | Covered PM Repair - Biomedical | MHHS-SMR
NO | YES |  |  |  | 005-12434 | 005-12434 | SCIFIT | PRO II |  | 660-020429 | SMR - (MC) - WILLOWBROOK | MHHS-SMR |  |  |  | 005-12434 | 005-12434 | West | Willowbrook | SMR - (MC) - WILLOWBROOK |  | 4/1/19 | 4/1/20 |  |  | EXERCISERS |  | .needs class | [5 empty] | Scifit |  |  |  |  | 4/17/19 |  |  | Covered PM Repair - Biomedical | MHHS-SMR
NO | YES |  |  |  | 000-04124 | 000-04124 | SCIFIT | PRO II |  | 660-021636 | SMR-(NE)-Kingwood CCC | MHHS-SMR |  |  |  | 000-04124 | 000-04124 | Katy | MHHS-Others | SMR-(NE)-Kingwood CCC | SMR | 10/1/19 | 10/1/20 |  |  | EXERCISERS |  | .needs class | [5 empty] | Scifit |  |  |  |  | 4/17/19 |  |  | Covered PM Repair - Biomedical | MHHS-SMR
NO | YES |  |  |  | 000-04127 | 000-04127 | SCIFIT | PRO II |  | 660-021637 | SMR-(NE)-Kingwood CCC | MHHS-SMR |  |  |  | 000-04127 | 000-04127 | Katy | MHHS-Others | SMR-(NE)-Kingwood CCC | Exam 1 | 10/1/19 | 10/1/20 |  |  | EXERCISERS |  | .needs class | [5 empty] | Scifit |  |  |  |  | 4/17/19 |  |  | Covered PM Repair - Biomedical | MHHS-SMR
NO | YES |  |  |  | 129-01833 | 129-01833 | SCIFIT | PRO II |  | 650-006710 | SMR - (SL) - WILLIAMS TRACE | MHHS-SMR |  |  |  | 129-01833 | 129-01833 | Sugar Land |  | SMR - (SL) - WILLIAMS TRACE |  | 3/1/19 | 3/1/20 |  |  | EXERCISERS |  | .needs class | [5 empty] | Scifit |  |  |  |  | 4/17/19 |  |  | Covered PM Repair - Biomedical | MHHS-SMR
NO | YES |  |  |  |  | 029-04617 | SCIFIT | PRO II |  | 570-006069 | Woodlands-Cardiopulmonary | MHHS-Woodlands |  |  |  |  | 029-04617 | Woodlands | MHHS-Woodlands | Woodlands-Cardiopulmonary | Cardiac Rehab | 12/1/19 |  | 12/1/20 |  | EXERCISERS |  | .needs class | [5 empty] | Scifit |  |  |  |  | 4/14/17 |  |  | Covered PM Repair - Biomedical | MHHS-Woodlands
NO | YES |  |  |  | 009-10311 | 009-10311 | SCIFIT | PRO1000 |  | 6701-011285 | GH-Cardiac Rehab | MHHS-Greater Heights |  | Exerciser/Ergometer, Arm |  | 009-10311 | 009-10311 | Central & Greater Heights | MHHS-Greater Heights | GH-Cardiac Rehab |  | 4/1/19 |  | 4/1/20 |  | EXERCISERS | Exerciser/Ergometer, Arm | EXERCISERERGOMETERARM-Scifit-Pro 1000 | EXERCISERERGOMETERARM | Pro 1000 |  |  |  | Scifit | Exerciser/Ergometer, Arm |  | EXERCISERERGOMETERARM-Scifit-Pro 1000 |  | 5/8/13 |  | EEA-A | Covered PM Repair - Respiratory/Steriliz | MHHS-Greater Heights | [8 empty] | EXERCISERERGOMETERARM | Exerciser/Ergometer, Arm | Scifit
NO | YES |  |  |  | 009-10312 | 009-10312 | SCIFIT | PRO1000 |  | 670-011286 | GH-Cardiac Rehab | MHHS-Greater Heights |  | Exerciser/Ergometer, Arm |  | 009-10312 | 009-10312 | Central & Greater Heights | MHHS-Greater Heights | GH-Cardiac Rehab |  | 4/1/19 |  | 4/1/20 |  | EXERCISERS | Exerciser/Ergometer, Arm | EXERCISERERGOMETERARM-Scifit-Pro 1000 | EXERCISERERGOMETERARM | Pro 1000 |  |  |  | Scifit | Exerciser/Ergometer, Arm |  | EXERCISERERGOMETERARM-Scifit-Pro 1000 |  | 7/20/17 |  | EEA-A | Covered PM Repair - Biomedical | MHHS-Greater Heights | [8 empty] | EXERCISERERGOMETERARM | Exerciser/Ergometer, Arm | Scifit
NO | YES | [5 empty] | SCIFIT | PRO1000 |  |  | GH-Cardiac Rehab | MHHS-Greater Heights |  | Exerciser/Ergometer, Arm |  |  |  | Central & Greater Heights | MHHS-Greater Heights | GH-Cardiac Rehab |  | 11/1/19 |  |  |  | EXERCISERS | Exerciser/Ergometer, Arm | EXERCISERERGOMETERARM-Scifit-Pro 1000 | EXERCISERERGOMETERARM | Pro 1000 |  |  |  | Scifit | Exerciser/Ergometer, Arm |  | EXERCISERERGOMETERARM-Scifit-Pro 1000 |  | 7/20/17 |  | EEA-A | Covered PM Repair - Biomedical | MHHS-Greater Heights | [8 empty] | EXERCISERERGOMETERARM | Exerciser/Ergometer, Arm | Scifit
NO | YES |  |  |  |  | 009-08071 | SCIFIT | PRO1000 |  | 670-008058 | SMR-(GH)-Greater Heights | MHHS-SMR |  | Exerciser/Ergometer, Arm |  |  | 009-08071 | Central | MHHS-Others | SMR-(GH)-Greater Heights | Gym floor | 4/1/19 | 4/1/20 |  |  | EXERCISERS | Exerciser/Ergometer, Arm | EXERCISERERGOMETERARM-Scifit-Pro 1000 | EXERCISERERGOMETERARM | Pro 1000 |  |  |  | Scifit | Exerciser/Ergometer, Arm |  | EXERCISERERGOMETERARM-Scifit-Pro 1000 |  | 7/20/17 |  | EEA-A | Covered PM Repair - Biomedical | MHHS-SMR | [8 empty] | EXERCISERERGOMETERARM | Exerciser/Ergometer, Arm | Scifit
NO | YES |  |  |  | 005-08282 | 005-08282 | SCIFIT | PRO1000 |  | 670-007958 | SMR-(PL)-Pearland East | MHHS-SMR |  | Exerciser/Ergometer, Arm |  | 005-08282 | 005-08282 | Pearland | MHHS-Others | SMR-(PL)-Pearland East | Rehab | 9/1/19 | 9/1/20 |  |  | EXERCISERS | Exerciser/Ergometer, Arm | EXERCISERERGOMETERARM-Scifit-Pro 1000 | EXERCISERERGOMETERARM | Pro 1000 |  |  |  | Scifit | Exerciser/Ergometer, Arm |  | EXERCISERERGOMETERARM-Scifit-Pro 1000 |  | 7/20/17 |  | EEA-A | Covered PM Repair - Biomedical | MHHS-SMR | [8 empty] | EXERCISERERGOMETERARM | Exerciser/Ergometer, Arm | Scifit
NO | YES |  |  |  | 143-01682 | 143-01682 | SCIFIT | PRO1000 |  | 610-007350 | SMR-(PL)-Pearland East | MHHS-SMR |  | Exerciser/Ergometer, Arm |  | 143-01682 | 143-01682 | Pearland | MHHS-Others | SMR-(PL)-Pearland East | Rehab | 9/1/19 | 9/1/20 |  |  | EXERCISERS | Exerciser/Ergometer, Arm | EXERCISERERGOMETERARM-Scifit-Pro 1000 | EXERCISERERGOMETERARM | Pro 1000 |  |  |  | Scifit | Exerciser/Ergometer, Arm |  | EXERCISERERGOMETERARM-Scifit-Pro 1000 |  |  |  | EEA-A | Covered PM Repair - Biomedical | MHHS-SMR | [8 empty] | EXERCISERERGOMETERARM | Exerciser/Ergometer, Arm | Scifit
NO | YES | [5 empty] | SCIFIT | PRO1000 |  | 630-007189 | SMR - (SE) - BEAUMONT | MHHS-SMR |  | Exerciser/Ergometer, Arm |  |  |  | Southeast & Bay Area |  | SMR - (SE) - BEAUMONT |  | 03/27/2019 |  |  |  | EXERCISERS |  | EXERCISERERGOMETERARM-Scifit-Pro 1000 | EXERCISERERGOMETERARM | Pro 1000 |  |  |  | Scifit | Exerciser/Ergometer, Arm |  | EXERCISERERGOMETERARM-Scifit-Pro 1000 |  | 12/05/2019 |  |  | Covered PM Repair - Biomedical | MHHS-SMR
NO | YES | [5 empty] | SCIFIT | PRO1000 |  | 670-008103 | SMR - (SE) - BEAUMONT | MHHS-SMR |  | Exerciser/Ergometer, Arm |  |  |  | Southeast & Bay Area |  | SMR - (SE) - BEAUMONT |  | 04/18/2019 |  |  |  | EXERCISERS |  | EXERCISERERGOMETERARM-Scifit-Pro 1000 | EXERCISERERGOMETERARM | Pro 1000 |  |  |  | Scifit | Exerciser/Ergometer, Arm |  | EXERCISERERGOMETERARM-Scifit-Pro 1000 |  |  |  |  | Covered PM Repair - Respiratory/Steriliz | MHHS-SMR
NO | YES |  |  |  | 005-33698 | 005-33698 | SCIFIT | PRO1000 |  | 670-008057 | SMR - (SE) - PASADENA | MHHS-SMR |  | Exerciser/Ergometer, Arm |  | 005-33698 | 005-33698 | Southeast | Memorial Hermann Sports Medicine | SMR - (SE) - PASADENA | 4804 East | 4/1/19 |  | 4/1/20 |  | EXERCISERS | Exerciser/Ergometer, Arm | EXERCISERERGOMETERARM-Scifit-Pro 1000 | EXERCISERERGOMETERARM | Pro 1000 |  |  |  | Scifit | Exerciser/Ergometer, Arm |  | EXERCISERERGOMETERARM-Scifit-Pro 1000 |  | 1/6/16 |  | EEA-A | Covered PM Repair - Respiratory/Steriliz | MHHS-SMR | [8 empty] | EXERCISERERGOMETERARM | Exerciser/Ergometer, Arm | Scifit
NO | YES |  |  |  | 013-15715 | 013-15715 | SCIFIT | PRO1000 |  | 570-006118 | SMR - (SL) - WILLIAMS TRACE | MHHS-SMR |  | Exerciser/Ergometer, Arm |  | 013-15715 | 013-15715 | Sugar Land |  | SMR - (SL) - WILLIAMS TRACE |  | 3/1/19 | 3/1/20 |  |  | EXERCISERS | Exerciser/Ergometer, Arm | EXERCISERERGOMETERARM-Scifit-Pro 1000 | EXERCISERERGOMETERARM | Pro 1000 |  |  |  | Scifit | Exerciser/Ergometer, Arm |  | EXERCISERERGOMETERARM-Scifit-Pro 1000 |  | 7/20/17 |  | EEA-A | Covered PM Repair - Biomedical | MHHS-SMR | [8 empty] | EXERCISERERGOMETERARM | Exerciser/Ergometer, Arm | Scifit
NO | YES |  |  |  | 129-05917 | 129-05917 | SCIFIT | PRO1000 |  |  | SMR - (STX) - RBJ - RICHMOND | MHHS-SMR |  | Exerciser/Ergometer, Arm |  | 129-05917 | 129-05917 | South | Sports med | SMR - (STX) - RBJ - RICHMOND | Sports med | 10/1/19 | 10/1/20 |  |  | EXERCISERS | Exerciser/Ergometer, Arm | EXERCISERERGOMETERARM-Scifit-Pro 1000 | EXERCISERERGOMETERARM | Pro 1000 |  |  |  | Scifit | Exerciser/Ergometer, Arm |  | EXERCISERERGOMETERARM-Scifit-Pro 1000 |  | 7/20/17 |  | EEA-A | Covered PM Repair - Biomedical | MHHS-SMR | [8 empty] | EXERCISERERGOMETERARM | Exerciser/Ergometer, Arm | Scifit
NO | YES |  |  |  | 013-36336 | 013-36336 | SCIFIT | PRO1000 |  | 151-000623 | SMR-(STX)-Wharton | MHHS-SMR |  | Exerciser/Ergometer, Arm |  | 013-36336 | 013-36336 | South | MHHS-Others | SMR-(STX)-Wharton | Gym Floor | 10/1/19 | 10/1/20 |  |  | EXERCISERS | Exerciser/Ergometer, Arm | EXERCISERERGOMETERARM-Scifit-Pro 1000 | EXERCISERERGOMETERARM | Pro 1000 |  |  |  | Scifit | Exerciser/Ergometer, Arm |  | EXERCISERERGOMETERARM-Scifit-Pro 1000 |  | 9/20/17 |  | EEA-A | Covered PM Repair - Biomedical | MHHS-SMR | [8 empty] | EXERCISERERGOMETERARM | Exerciser/Ergometer, Arm | Scifit
NO | YES |  |  |  | 013-36337 | 013-36337 | SCIFIT | PRO1000 |  | 670-008750 | SMR-(STX)-Wharton | MHHS-SMR |  | Exerciser/Ergometer, Arm |  | 013-36337 | 013-36337 | South | MHHS-Others | SMR-(STX)-Wharton | Gym floor | 10/1/19 |  |  |  | EXERCISERS | Exerciser/Ergometer, Arm | EXERCISERERGOMETERARM-Scifit-Pro 1000 | EXERCISERERGOMETERARM | Pro 1000 |  |  |  | Scifit | Exerciser/Ergometer, Arm |  | EXERCISERERGOMETERARM-Scifit-Pro 1000 |  | 9/20/17 |  | EEA-A | Covered PM Repair - Biomedical | MHHS-SMR | [8 empty] | EXERCISERERGOMETERARM | Exerciser/Ergometer, Arm | Scifit
NO | YES |  |  |  | 129-06630 | 129-06630 | SCIFIT | PRO1000 |  | 670-008143 | SMR-(SW)-Southwest (Mp4) | MHHS-SMR |  | Exerciser/Ergometer, Arm |  | 129-06630 | 129-06630 | Southwest | MHHS-Others | SMR-(SW)-Southwest (Mp4) | 5th Floor | 4/1/19 |  |  |  | EXERCISERS | Exerciser/Ergometer, Arm | EXERCISERERGOMETERARM-Scifit-Pro 1000 | EXERCISERERGOMETERARM | Pro 1000 |  |  |  | Scifit | Exerciser/Ergometer, Arm |  | EXERCISERERGOMETERARM-Scifit-Pro 1000 |  | 6/30/20 |  | EEA-A | No Coverage Specified | MHHS-SMR | [8 empty] | EXERCISERERGOMETERARM | Exerciser/Ergometer, Arm | Scifit
NO | YES | Asset Tag 069-36756 |  |  | 069-36756 | 069-36756 | SCIFIT | PRO1000 |  | 670-008055 | SMR-(TMC)-Shepherd Square | MHHS-SMR |  | Exerciser/Ergometer, Arm |  | 069-36756 | 069-36756 | TMC | MHHS-Others | SMR-(TMC)-Shepherd Square |  | 3/1/19 | 3/1/20 |  |  | EXERCISERS | Exerciser/Ergometer, Arm | EXERCISERERGOMETERARM-Scifit-Pro 1000 | EXERCISERERGOMETERARM | Pro 1000 |  |  |  | Scifit | Exerciser/Ergometer, Arm |  | EXERCISERERGOMETERARM-Scifit-Pro 1000 |  |  |  | EEA-A | Covered PM Repair - Respiratory/Steriliz | MHHS-SMR | [8 empty] | EXERCISERERGOMETERARM | Exerciser/Ergometer, Arm | Scifit
NO | YES |  |  |  | 013-35700 | 013-35700 | SCIFIT | PRO1000 |  | 670-006432 | MH MG-(WDLS)-Urgent Care-Spring | MHHS-SMR |  | Exerciser/Ergometer, Arm |  | 013-35700 | 013-35700 | Woodlands | MHHS-MG | MH MG-(WDLS)-Urgent Care-Spring | Spring | 8/1/19 |  | 8/1/20 |  | EXERCISERS | Exerciser/Ergometer, Arm | EXERCISERERGOMETERARM-Scifit-Pro 1000 | EXERCISERERGOMETERARM | Pro 1000 |  |  |  | Scifit | Exerciser/Ergometer, Arm |  | EXERCISERERGOMETERARM-Scifit-Pro 1000 |  |  |  | EEA-A | Covered PM Repair - Biomedical | MHHS-SMR | [8 empty] | EXERCISERERGOMETERARM | Exerciser/Ergometer, Arm | Scifit
NO | YES |  |  |  | 029-07070 | 029-07070 | SCIFIT | PRO1000 |  | 670-008141 | SMR-(WDLS)-Wl Ironman [Pinecroft-Ste450] | MHHS-SMR |  | Exerciser/Ergometer, Arm |  | 029-07070 | 029-07070 | Woodlands | MHHS-Others | SMR-(WDLS)-Wl Ironman [Pinecroft-Ste450] | Gym | 8/1/19 |  | 8/1/20 |  | EXERCISERS | Exerciser/Ergometer, Arm | EXERCISERERGOMETERARM-Scifit-Pro 1000 | EXERCISERERGOMETERARM | Pro 1000 |  |  |  | Scifit | Exerciser/Ergometer, Arm |  | EXERCISERERGOMETERARM-Scifit-Pro 1000 |  |  |  | EEA-A | Covered PM Repair - Respiratory/Steriliz | MHHS-SMR | [8 empty] | EXERCISERERGOMETERARM | Exerciser/Ergometer, Arm | Scifit
NO | NO |  |  |  | 017-01301 |  | SCIFIT | PRO1000 |  | 670-006966 | MEMORIAL CITY - WELLNESS CARDIAC REHAB | MHHS-Mem City |  | Exerciser/Ergometer, Arm |  | 017-01301 |  | West & Memorial City |  | MEMORIAL CITY - WELLNESS CARDIAC REHAB | [5 empty] | EXERCISERS |  | EXERCISERERGOMETERARM-Scifit-Pro 1000 | EXERCISERERGOMETERARM | Pro 1000 |  |  |  | Scifit | Exerciser/Ergometer, Arm |  | EXERCISERERGOMETERARM-Scifit-Pro 1000 |  |  |  |  | Covered PM Repair - Respiratory/Steriliz | MHHS-Mem City
NO | NO |  |  |  | 925-00821 |  | SCIFIT | PRO1000 |  | 510-006068 | SMR - (MHOSH) - BELLAIRE | MHHS-SMR |  | Exerciser/Ergometer, Arm |  | 925-00821 |  | Central & Greater Heights |  | SMR - (MHOSH) - BELLAIRE | [5 empty] | EXERCISERS |  | EXERCISERERGOMETERARM-Scifit-Pro 1000 | EXERCISERERGOMETERARM | Pro 1000 |  |  |  | Scifit | Exerciser/Ergometer, Arm |  | EXERCISERERGOMETERARM-Scifit-Pro 1000 |  |  |  |  | Covered PM Repair - Biomedical | MHHS-SMR
NO | NO |  |  |  | 925-00829 |  | SCIFIT | PRO1000 |  | 610-006288 | SMR - (MHOSH) - BELLAIRE | MHHS-SMR |  | Exerciser/Ergometer, Arm |  | 925-00829 |  | Central & Greater Heights |  | SMR - (MHOSH) - BELLAIRE | [5 empty] | EXERCISERS |  | EXERCISERERGOMETERARM-Scifit-Pro 1000 | EXERCISERERGOMETERARM | Pro 1000 |  |  |  | Scifit | Exerciser/Ergometer, Arm |  | EXERCISERERGOMETERARM-Scifit-Pro 1000 |  |  |  |  | Covered PM Repair - Biomedical | MHHS-SMR
NO | NO |  |  |  | 013-35208 |  | SCIFIT | PRO1000 |  | 610-011888 | SMR - (TMC) - GREENWAY PLAZA | MHHS-SMR |  | Exerciser/Ergometer, Arm |  | 013-35208 |  | TMC |  | SMR - (TMC) - GREENWAY PLAZA | [5 empty] | EXERCISERS |  | EXERCISERERGOMETERARM-Scifit-Pro 1000 | EXERCISERERGOMETERARM | Pro 1000 |  |  |  | Scifit | Exerciser/Ergometer, Arm |  | EXERCISERERGOMETERARM-Scifit-Pro 1000 |  |  |  |  | Not Covered Vendor Only - Biomedical | MHHS-SMR
NO | NO |  |  |  | 029-07069 |  | SCIFIT | PRO1000 |  | 670-008142 | SMR - (WDLS) - MED PLAZA 4 (MP4) | MHHS-SMR |  | Exerciser/Ergometer, Arm |  | 029-07069 |  | Woodlands |  | SMR - (WDLS) - MED PLAZA 4 (MP4) | [5 empty] | EXERCISERS |  | EXERCISERERGOMETERARM-Scifit-Pro 1000 | EXERCISERERGOMETERARM | Pro 1000 |  |  |  | Scifit | Exerciser/Ergometer, Arm |  | EXERCISERERGOMETERARM-Scifit-Pro 1000 |  |  |  |  | Covered PM Repair - Biomedical | MHHS-SMR
NO | NO |  |  |  | 029-08826 |  | SCIFIT | PRO1000 |  | 970-006266 | SMR - (WDLS) - STERLING RIDGE | MHHS-SMR |  | Exerciser/Ergometer, Arm |  | 029-08826 |  | Woodlands |  | SMR - (WDLS) - STERLING RIDGE | [5 empty] | EXERCISERS |  | EXERCISERERGOMETERARM-Scifit-Pro 1000 | EXERCISERERGOMETERARM | Pro 1000 |  |  |  | Scifit | Exerciser/Ergometer, Arm |  | EXERCISERERGOMETERARM-Scifit-Pro 1000 |  |  |  |  | Covered PM Repair - Biomedical | MHHS-SMR
NO | YES | Asset Tag 005-09251 |  |  | 005-09251 | 005-09251 | SCIFIT | REX 7000 |  |  | SE-Cardiac Rehab | MHHS-Southeast |  | Exerciser/Ergometer, Stair |  | 005-09251 | 005-09251 | Southeast | MHHS-Southeast | SE-Cardiac Rehab | Cardiac Rehab | 2/1/19 |  | 2/1/20 |  | EXERCISERS | Exerciser/Ergometer, Stair | EXERCISERERGSTAIR-Scifit-REX 7000 | EXERCISERERGSTAIR | REX 7000 |  |  |  | Scifit | Exerciser/Ergometer, Stair |  | EXERCISERERGSTAIR-Scifit-REX 7000 |  | 2/1/19 |  | EES-A | Covered PM Repair - Biomedical | MHHS-Southeast | [7 empty] | Exerciser/Ergometer, Stair | EXERCISERERGSTAIR | Exerciser/Ergometer, Stair | Scifit
NO | YES |  |  |  | 005-10187 | 005-10187 | SCIFIT | REX 7000 |  | 990-008072 | SE-Cardiac Rehab | MHHS-Southeast |  | Exerciser/Ergometer, Stair |  | 005-10187 | 005-10187 | Southeast | MHHS-Southeast | SE-Cardiac Rehab | Cardiac Rehab |  |  | 4/1/20 |  | EXERCISERS | Exerciser/Ergometer, Stair | EXERCISERERGSTAIR-Scifit-REX 7000 | EXERCISERERGSTAIR | REX 7000 |  |  |  | Scifit | Exerciser/Ergometer, Stair |  | EXERCISERERGSTAIR-Scifit-REX 7000 |  | 2/1/19 |  | EES-A | Covered PM Repair - Biomedical | MHHS-Southeast | [7 empty] | Exerciser/Ergometer, Stair | EXERCISERERGSTAIR | Exerciser/Ergometer, Stair | Scifit
NO | NO |  |  |  | 005-05698 |  | SCIFIT | RS7001 |  | 140-005043 | SMR - (SE) - ALVIN | MHHS-SMR |  |  |  | 005-05698 |  | Southeast & Bay Area |  | SMR - (SE) - ALVIN | [5 empty] | EXERCISERS |  | .needs class | [5 empty] | Scifit | [7 empty] | Covered PM Repair - Biomedical | MHHS-SMR
NO | YES |  |  |  | 005-11974 | 005-11974 | SCIFIT | RST7000 |  | 150-008477 | SMR - (SE) - SOUTHEAST (MP1) | MHHS-SMR |  | Exerciser/Ergometer, Bicycle |  | 005-11974 | 005-11974 | Southeast | Memorial Hermann Sports Medicine | SMR - (SE) - SOUTHEAST (MP1) | Gym Floor | 2/1/20 |  | 2/1/21 |  | EXERCISERS | Exerciser/Ergometer, Bicycle | EXERCISERERGBICYCLE-Scifit-RST 7000 | EXERCISERERGBICYCLE | RST 7000 |  |  |  | Scifit | Exerciser/Ergometer, Bicycle |  | EXERCISERERGBICYCLE-Scifit-RST 7000 |  |  |  | EEB-A | Covered PM Repair - Biomedical | MHHS-SMR | [8 empty] | EXERCISERERGBICYCLE | Exerciser/Ergometer, Bicycle | Scifit
NO | YES |  |  |  | 041-15091 | 041-15091 | SCIFIT | RST7000 |  | 150-007752 | SMR - (SL) - WILLIAMS TRACE | MHHS-SMR |  | Exerciser/Ergometer, Bicycle |  | 041-15091 | 041-15091 | Sugar Land |  | SMR - (SL) - WILLIAMS TRACE |  | 3/1/19 | 3/1/20 |  |  | EXERCISERS | Exerciser/Ergometer, Bicycle | EXERCISERERGBICYCLE-Scifit-RST 7000 | EXERCISERERGBICYCLE | RST 7000 |  |  |  | Scifit | Exerciser/Ergometer, Bicycle |  | EXERCISERERGBICYCLE-Scifit-RST 7000 |  |  |  | EEB-A | Covered PM Repair - Biomedical | MHHS-SMR | [8 empty] | EXERCISERERGBICYCLE | Exerciser/Ergometer, Bicycle | Scifit
NO | YES |  |  |  |  | 029-03855 | SCIFIT | RST7000 |  | 150-005420 | Woodlands-Cardiopulmonary | MHHS-Woodlands |  | Exerciser/Ergometer, Bicycle |  |  | 029-03855 | Woodlands | MHHS-Woodlands | Woodlands-Cardiopulmonary | Cardiac Rehab | 12/1/19 |  | 12/1/20 |  | EXERCISERS | Exerciser/Ergometer, Bicycle | EXERCISERERGBICYCLE-Scifit-RST 7000 | EXERCISERERGBICYCLE | RST 7000 |  |  |  | Scifit | Exerciser/Ergometer, Bicycle |  | EXERCISERERGBICYCLE-Scifit-RST 7000 |  |  |  | EEB-A | Covered PM Repair - Radiology, Low End | MHHS-Woodlands | [8 empty] | EXERCISERERGBICYCLE | Exerciser/Ergometer, Bicycle | Scifit
NO | YES |  |  |  | 041-20016 | 041-20016 | SCIFIT | SONE |  | 151-002956 | SMR - (CY) - CYPRESS CCC (MP1) | MHHS-SMR |  |  |  | 041-20016 | 041-20016 | Northwest | MHHS-Others | SMR - (CY) - CYPRESS CCC (MP1) | Rehab | 5/1/19 | 2/1/20 |  |  | EXERCISERS |  | .needs class | [5 empty] | Scifit |  |  |  |  | 4/1/13 |  |  | Covered PM Repair - Radiology, Low End | MHHS-SMR
NO | YES |  |  |  | 029-12029 | 029-12029 | SCIFIT | SONE |  | 151-008080 | SMR-(GH)-Greater Heights | MHHS-SMR |  |  |  | 029-12029 | 029-12029 | Central | MHHS-Others | SMR-(GH)-Greater Heights | Gym floor | 4/1/19 | 4/1/20 |  |  | EXERCISERS |  | .needs class | [5 empty] | Scifit |  |  |  |  | 4/1/13 |  |  | Covered PM Repair - Radiology, Low End | MHHS-SMR
NO | YES |  |  |  | 009-10602 | 009-10602 | SCIFIT | SONE |  | 151-005705 | SMR-(GH)-Greater Heights CCC | MHHS-SMR |  |  |  | 009-10602 | 009-10602 | Central | MHHS-Others | SMR-(GH)-Greater Heights CCC |  | 4/1/19 | 4/1/20 |  |  | EXERCISERS |  | .needs class | [5 empty] | Scifit | [7 empty] | Covered PM Repair - Biomedical | MHHS-SMR
NO | YES |  |  |  | 000-03730 | 000-03730 | SCIFIT | SONE |  | 151-006613 | SMR - (MC) - WILLOWBROOK | MHHS-SMR |  |  |  | 000-03730 | 000-03730 | West | Willowbrook | SMR - (MC) - WILLOWBROOK |  | 4/1/19 |  |  |  | EXERCISERS |  | .needs class | [5 empty] | Scifit | [7 empty] | Covered PM Repair - Radiology, Low End | MHHS-SMR
NO | YES |  |  |  | 000-04123 | 000-04123 | SCIFIT | SONE |  | 151-008573 | SMR-(NE)-Kingwood CCC | MHHS-SMR |  |  |  | 000-04123 | 000-04123 | Katy | MHHS-Others | SMR-(NE)-Kingwood CCC | SMR | 10/1/19 | 10/1/20 |  |  | EXERCISERS |  | .needs class | [5 empty] | Scifit |  |  |  |  | 4/20/14 |  |  | Not Covered Vendor Only - Rad, Low End | MHHS-SMR
NO | YES |  |  |  | 005-33655 | 005-33655 | SCIFIT | SONE |  | 151-007283 | SMR - (NE) - KINGWOOD WEST | MHHS-SMR |  |  |  | 005-33655 | 005-33655 | Katy | SMR - (NE) KINGWOOD | SMR - (NE) - KINGWOOD WEST | SMR - (NE) - KINGWOOD |  |  |  |  | EXERCISERS |  | .needs class | [5 empty] | Scifit | [7 empty] | Covered PM Repair - Biomedical | MHHS-SMR
NO | YES |  |  |  | 009-33443 | 009-33443 | SCIFIT | SONE |  | 151-007910 | GH-Therapy Services | MHHS-TIRR |  |  |  | 009-33443 | 009-33443 | Central | MHHS-Greater Heights | GH-Therapy Services | Therapy treatment room 2 | 7/1/18 |  | 7/1/19 |  | EXERCISERS |  | .needs class | [5 empty] | Scifit | [7 empty] | Covered PM Repair - Radiology, Low End | MHHS-TIRR
YES | YES |  |  |  |  | 151-05137 | Scifit | Sone |  | 151-009173 | Willowbrooke | [5 empty] | 151-05137 | North cypress | Willowbrook | Willowbrooke | By nurses station | 2/1/20
YES | YES | Serial Number 151-002207 |  |  | 099-10775 | 099-10775 | Scifit | SONE |  | 151-002207 | SW - REHAB |  |  |  |  | 099-10775 | 099-10775 | Southwest | Memorial Hermann Southwest Hospital | SW - REHAB | 8th Floor |  |  |  | New Add
YES | YES |  |  |  | 005-13134 | 005-13134 | Scifit | Sone |  | 151-011889 | Rehabilition |  |  |  |  | 005-13134 | 005-13134 | Southeast | Memorial Hermann Southeast Hospital | Rehabilition | Physical Therapy E2 031.25
YES | YES |  |  |  | 142-09589 | 142-09589 | Scifit | Sone |  | 151-012017 | TIRR - OP - WOODLANDS (MP2, STE 200) |  |  |  |  | 142-09589 | 142-09589 | Woodlands |  | TIRR - OP - WOODLANDS (MP2, STE 200)
NO | NO |  |  |  | 041-17311 |  | SCIFIT | SONE |  | 151-000061 | SMR - (MC) - P&RC | MHHS-SMR |  |  |  | 041-17311 |  | West & Memorial City |  | SMR - (MC) - P&RC | [5 empty] | EXERCISERS |  | .needs class | [5 empty] | Scifit | [7 empty] | Covered PM Repair - Radiology, Low End | MHHS-SMR
NO | NO |  |  |  | 929-01005 |  | SCIFIT | SONE |  | 151-002302 | SMR - (MHOSH) - BELLAIRE | MHHS-SMR |  |  |  | 929-01005 |  | Central & Greater Heights |  | SMR - (MHOSH) - BELLAIRE | [5 empty] | EXERCISERS |  | .needs class | [5 empty] | Scifit | [7 empty] | Covered PM Repair - Biomedical | MHHS-SMR
NO | NO |  |  |  | 000-04913 |  | SCIFIT | SONE |  | 151-010704 | SMR - (NE) - ATASCOCITA | MHHS-SMR |  |  |  | 000-04913 |  | Katy |  | SMR - (NE) - ATASCOCITA | [5 empty] | EXERCISERS |  | .needs class | [5 empty] | Scifit | [7 empty] | Covered PM Repair - Biomedical | MHHS-SMR
NO | NO |  |  |  | 005-12355 |  | SCIFIT | SONE |  | 151-006519 | SMR - (SE) - LEAGUE CITY CCC | MHHS-SMR |  |  |  | 005-12355 |  | Southeast & Bay Area |  | SMR - (SE) - LEAGUE CITY CCC | [5 empty] | EXERCISERS |  | .needs class | [5 empty] | Scifit | [7 empty] | Covered PM Repair - Biomedical | MHHS-SMR
NO | NO |  |  |  | 925-01235 |  | SCIFIT | SONE |  | 151-000542 | SMR - (TMC) - GREENWAY PLAZA | MHHS-SMR |  |  |  | 925-01235 |  | TMC |  | SMR - (TMC) - GREENWAY PLAZA | [5 empty] | EXERCISERS |  | .needs class | [5 empty] | Scifit | [7 empty] | Covered PM Repair - Biomedical | MHHS-SMR
NO | YES |  |  |  | 000-04989 |  | SCIFIT | STEPONE |  | 151-009184 | SMR - (SE) - BEAUMONT | MHHS-SMR |  |  |  | 000-04989 |  | Southeast & Bay Area |  | SMR - (SE) - BEAUMONT |  | 07/18/2019 |  |  |  | EXERCISERS |  | .needs class | [5 empty] | Scifit | [7 empty] | Covered PM Repair - Biomedical | MHHS-SMR
NO | YES |  |  |  | 129-06386 | 129-06386 | SCIFIT | STEPONE |  | 570-005810 | SMR - (STX) - RBJ - RICHMOND | MHHS-SMR |  |  |  | 129-06386 | 129-06386 | South | Sports med | SMR - (STX) - RBJ - RICHMOND | Sports med | 10/1/19 | 10/1/20 |  |  | EXERCISERS |  | .needs class | [5 empty] | Scifit |  |  |  |  | 4/12/17 |  |  | Covered PM Repair - Biomedical | MHHS-SMR
NO | YES |  |  |  | 129-06387 | 129-06387 | SCIFIT | STEPONE |  | 570-006017 | SMR - (STX) - RBJ - RICHMOND | MHHS-SMR |  |  |  | 129-06387 | 129-06387 | South | Sports med | SMR - (STX) - RBJ - RICHMOND | Sports med | 10/1/19 | 10/1/20 |  |  | EXERCISERS |  | .needs class | [5 empty] | Scifit |  |  |  |  | 4/12/17 |  |  | Covered PM Repair - Biomedical | MHHS-SMR
NO | YES |  |  |  | 005-10188 | 005-10188 | SCIFIT | STEPONE |  | 151-001404 | SE-Cardiac Rehab | MHHS-Southeast |  |  |  | 005-10188 | 005-10188 | Southeast | MHHS-Southeast | SE-Cardiac Rehab | Cardiac Rehab | 2/1/19 |  | 2/1/20 |  | EXERCISERS |  | .needs class | [5 empty] | Scifit |  |  |  |  | 8/25/16 |  |  | Covered PM Repair - Biomedical | MHHS-Southeast
NO | YES |  |  |  | 241-02888 | 241-02888 | SCIFIT | STEPONE |  | 151-001911 | TIRR-Kirby Glenn | MHHS-TIRR |  |  |  | 241-02888 | 241-02888 | TMC | MHHS-Others | TIRR-Kirby Glenn | Rehab | 8/1/19 |  |  |  | EXERCISERS |  | .needs class | [5 empty] | Scifit | [7 empty] | Covered PM Repair - Biomedical | MHHS-TIRR
NO | YES |  |  |  | 129-05883 | 129-05883 | SCIFIT | STEPONE |  | 151-001473 | TIRR-Sugar Land | MHHS-TIRR |  |  |  | 129-05883 | 129-05883 | Sugar Land | MHHS-Others | TIRR-Sugar Land |  | 3/1/19 |  |  |  | EXERCISERS |  | .needs class | [5 empty] | Scifit | [7 empty] | Covered PM Repair - Biomedical | MHHS-TIRR
NO | YES |  |  |  | 029-09602 | 029-09602 | SCIFIT | STEPONE |  | 151-001580 | Woodlands-Cardiopulmonary | MHHS-Woodlands |  |  |  | 029-09602 | 029-09602 | Woodlands | MHHS-Woodlands | Woodlands-Cardiopulmonary | Cardiac Rehab | 12/1/19 |  | 12/1/20 |  | EXERCISERS |  | .needs class | [5 empty] | Scifit |  |  |  |  | 1/1/14 |  |  | Covered PM Repair - Biomedical | MHHS-Woodlands
NO | YES |  |  |  | 029-09603 | 029-09603 | SCIFIT | STEPONE |  | 151-001579 | Woodlands-Cardiopulmonary | MHHS-Woodlands |  |  |  | 029-09603 | 029-09603 | Woodlands | MHHS-Woodlands | Woodlands-Cardiopulmonary | Cardiac Rehab | 1/1/20 |  | 1/1/21 |  | EXERCISERS |  | .needs class | [5 empty] | Scifit |  |  |  |  | 12/6/15 |  |  | Covered PM Repair - Biomedical | MHHS-Woodlands
YES | YES | Serial Number 151-002207 |  |  | 099-13279 | 099-13279 | Scifit | StepOne Sone03 |  | 151-002207 | Rehab |  |  |  |  | 099-13279 | 099-13279 | Southwest | Memorial Hermann Southwest Hospital | Rehab | 8th floo |  |  |  | No PM register |  | Exerciser/Ergometer, Stair | EXERCISERERGSTAIR-Scifit-StepOne Sone03 | [12 empty] | EES-A | [9 empty] | Exerciser/Ergometer, Stair | EXERCISERERGSTAIR | Exerciser/Ergometer, Stair | Scifit
NO | YES |  |  |  | 069-23246 | 069-23246 | SCIFIT | SX7000 |  | 970-006828 | SMR - (TMC) - IRONMAN [MHMP-16FLR] | MHHS-SMR |  | Exerciser/Ergometer, Rower |  | 069-23246 | 069-23246 | TMC | MHHS-Others | SMR - (TMC) - IRONMAN [MHMP-16FLR] | Gym | 5/1/19 |  | 5/1/20 |  | EXERCISERS | Exerciser/Ergometer, Rower | EXERCISERERGROWER-Scifit-SX7000 | EXERCISERERGROWER | SX7000 |  |  |  | Scifit | Exerciser/Ergometer, Rower |  | EXERCISERERGROWER-Scifit-SX7000 |  |  |  | EER-A | Covered PM Repair - Biomedical | MHHS-SMR | [7 empty] | Exerciser/Ergometer, Rower | EXERCISERERGROWER | Exerciser/Ergometer, Rower | Scifit
NO | YES | Asset Tag 029-08818 |  |  | 029-08818 | 029-08818 | Scifit | SXT 7000 |  |  | Sports medicine |  |  |  |  | 029-08818 | 029-08818 | Woodlands | Memorial Hermann The Woodlands Medical Center | Sports medicine | Sports medicine | 3/1/20 |  | 8/1/20 |  |  | Exerciser/Ergometer, Stair | EXERCISERERGSTAIR-SCIFIT-SXT 7000 | [12 empty] | EES-A | [9 empty] | Exerciser/Ergometer, Stair | EXERCISERERGSTAIR | Exerciser/Ergometer, Stair | SCIFIT
YES | YES |  |  |  | 929-01533 | 929-01533 | Scifit | SXT 7000 |  | 970-010307 | SMR - (WDLS) - STERLING RIDGE |  |  |  |  | 929-01533 | 929-01533 | Woodlands | Sports Medicine | SMR - (WDLS) - STERLING RIDGE
NO | YES |  |  |  | 129-04075 | 129-04075 | SCIFIT | SXT7000 |  | 970-008119 | SMR-(NE)-Ne Hospital | MHHS-SMR |  | Exerciser/Ergometer, Stair |  | 129-04075 | 129-04075 | Katy | MHHS-Others | SMR-(NE)-Ne Hospital | Sports medicine | 9/1/19 | 9/1/20 |  |  | EXERCISERS | Exerciser/Ergometer, Stair | EXERCISERERGSTAIR-SCIFIT-SXT 7000 | EXERCISERERGSTAIR | SXT 7000 |  |  |  | SCIFIT | Exerciser/Ergometer, Stair |  | EXERCISERERGSTAIR-SCIFIT-SXT 7000 |  |  |  | EES-A | Covered PM Repair - Biomedical | MHHS-SMR | [8 empty] | EXERCISERERGSTAIR | Exerciser/Ergometer, Stair | SCIFIT
NO | YES |  |  |  | 005-11863 | 005-11863 | SCIFIT | SXT7000 |  | 170-009575R | SMR - (SE) - LEAGUE CITY CCC | MHHS-SMR |  | Exerciser/Ergometer, Stair |  | 005-11863 | 005-11863 | Southeast | MHHS-Others | SMR - (SE) - LEAGUE CITY CCC | Sports center rehab | 6/1/19 |  |  |  | EXERCISERS | Exerciser/Ergometer, Stair | EXERCISERERGSTAIR-SCIFIT-SXT 7000 | EXERCISERERGSTAIR | SXT 7000 |  |  |  | SCIFIT | Exerciser/Ergometer, Stair |  | EXERCISERERGSTAIR-SCIFIT-SXT 7000 |  |  |  | EES-A | Covered PM Repair - Biomedical | MHHS-SMR | [8 empty] | EXERCISERERGSTAIR | Exerciser/Ergometer, Stair | SCIFIT
NO | YES |  |  |  | 005-08698 | 005-08698 | SCIFIT | SXT7000 |  | 970-008724 | SMR - (SE) - SOUTHEAST (MP1) | MHHS-SMR |  | Exerciser/Ergometer, Stair |  | 005-08698 | 005-08698 | Southeast | Memorial Hermann Sports Medicine | SMR - (SE) - SOUTHEAST (MP1) | Gym Floor | 2/1/20 |  | 2/1/21 |  | EXERCISERS | Exerciser/Ergometer, Stair | EXERCISERERGSTAIR-SCIFIT-SXT 7000 | EXERCISERERGSTAIR | SXT 7000 |  |  |  | SCIFIT | Exerciser/Ergometer, Stair |  | EXERCISERERGSTAIR-SCIFIT-SXT 7000 |  |  |  | EES-A | Covered PM Repair - Biomedical | MHHS-SMR | [8 empty] | EXERCISERERGSTAIR | Exerciser/Ergometer, Stair | SCIFIT
NO | YES |  |  |  | 129-04076 | 129-04076 | SCIFIT | SXT7000 |  | 970-008120 | SMR - (SL) - WILLIAMS TRACE | MHHS-SMR |  | Exerciser/Ergometer, Stair |  | 129-04076 | 129-04076 | Sugar Land |  | SMR - (SL) - WILLIAMS TRACE |  | 3/1/18 |  |  |  | EXERCISERS | Exerciser/Ergometer, Stair | EXERCISERERGSTAIR-SCIFIT-SXT 7000 | EXERCISERERGSTAIR | SXT 7000 |  |  |  | SCIFIT | Exerciser/Ergometer, Stair |  | EXERCISERERGSTAIR-SCIFIT-SXT 7000 |  |  |  | EES-A | Covered PM Repair - Biomedical | MHHS-SMR | [8 empty] | EXERCISERERGSTAIR | Exerciser/Ergometer, Stair | SCIFIT
NO | YES | Asset Tag 029-08818 |  |  | 029-08818 | 029-08818 | SCIFIT | SXT7000 |  | 970-009133 | SMR-(WDLS)-Wl Ironman [Pinecroft-Ste450] | MHHS-SMR |  | Exerciser/Ergometer, Stair |  | 029-08818 | 029-08818 | Woodlands | MHHS-Others | SMR-(WDLS)-Wl Ironman [Pinecroft-Ste450] |  | 8/14/19 |  |  |  | EXERCISERS | Exerciser/Ergometer, Stair | EXERCISERERGSTAIR-SCIFIT-SXT 7000 | EXERCISERERGSTAIR | SXT 7000 |  |  |  | SCIFIT | Exerciser/Ergometer, Stair |  | EXERCISERERGSTAIR-SCIFIT-SXT 7000 |  | 7/5/26 | Finished from Script 3/27/2020 12:11:52pm (Central) | EES-A | Covered PM Repair - Biomedical | MHHS-SMR | [8 empty] | EXERCISERERGSTAIR | Exerciser/Ergometer, Stair | SCIFIT
NO | NO | [5 empty] | SCIFIT | SXT7000 |  | 970-008895 | PARC - GESSNER INPATIENT REHAB | MHHS-PARC |  | Exerciser/Ergometer, Stair |  |  |  | Central & Greater Heights |  | PARC - GESSNER INPATIENT REHAB | [5 empty] | EXERCISERS |  | EXERCISERERGSTAIR-SCIFIT-SXT 7000 | EXERCISERERGSTAIR | SXT 7000 |  |  |  | SCIFIT | Exerciser/Ergometer, Stair |  | EXERCISERERGSTAIR-SCIFIT-SXT 7000 |  |  |  |  | Covered PM Repair - Biomedical | MHHS-PARC
NO | NO | [5 empty] | SCIFIT | SXT7000 |  | 970-008880 | PARC - GESSNER INPATIENT REHAB | MHHS-PARC |  | Exerciser/Ergometer, Stair |  |  |  | Central & Greater Heights |  | PARC - GESSNER INPATIENT REHAB | [5 empty] | EXERCISERS |  | EXERCISERERGSTAIR-SCIFIT-SXT 7000 | EXERCISERERGSTAIR | SXT 7000 |  |  |  | SCIFIT | Exerciser/Ergometer, Stair |  | EXERCISERERGSTAIR-SCIFIT-SXT 7000 |  |  |  |  | Covered PM Repair - Biomedical | MHHS-PARC
NO | NO |  |  |  | 041-20014 |  | SCIFIT | SXT7000 |  | 970-009726 | SMR - (CY) - CYPRESS CCC (MP1) | MHHS-SMR |  | Exerciser/Ergometer, Stair |  | 041-20014 |  | Northwest & Cypress |  | SMR - (CY) - CYPRESS CCC (MP1) | [5 empty] | EXERCISERS |  | EXERCISERERGSTAIR-SCIFIT-SXT 7000 | EXERCISERERGSTAIR | SXT 7000 |  |  |  | SCIFIT | Exerciser/Ergometer, Stair |  | EXERCISERERGSTAIR-SCIFIT-SXT 7000 |  |  |  |  | Covered PM Repair - Biomedical | MHHS-SMR
NO | NO |  |  |  | 041-17787 |  | SCIFIT | SXT7000 |  | 970-009226 | SMR - (MC) - WESTSIDE | MHHS-SMR |  | Exerciser/Ergometer, Stair |  | 041-17787 |  | West & Memorial City |  | SMR - (MC) - WESTSIDE | [5 empty] | EXERCISERS |  | EXERCISERERGSTAIR-SCIFIT-SXT 7000 | EXERCISERERGSTAIR | SXT 7000 |  |  |  | SCIFIT | Exerciser/Ergometer, Stair |  | EXERCISERERGSTAIR-SCIFIT-SXT 7000 |  |  |  |  | Covered PM Repair - Biomedical | MHHS-SMR
NO | YES |  |  |  | 133-02833 | 133-02833 | SCIFIT | SXT7000E |  | 970-006601 | Katy-Physical Therapy | MHHS-SMR |  |  |  | 133-02833 | 133-02833 | Katy | MHHS-Katy | Katy-Physical Therapy | 1st floor | 1/1/19 | 1/1/20 |  |  | EXERCISERS |  | .needs class | [5 empty] | Scifit | [7 empty] | Covered PM Repair - Biomedical | MHHS-SMR
NO | YES |  |  |  | 133-02834 | 133-02834 | SCIFIT | SXT7000E |  | 970-006600 | SMR-(KY)-Katy (Mp2) | MHHS-SMR |  |  |  | 133-02834 | 133-02834 | Katy | MHHS-Others | SMR-(KY)-Katy (Mp2) | Main |  |  |  |  | EXERCISERS |  | .needs class | [5 empty] | Scifit | [7 empty] | Covered PM Repair - Biomedical | MHHS-SMR
YES | YES |  |  |  | 029-12321 | 029-12321 | Scifit | TC1000 |  | 110-006132 | SMR - (WDLS) - MED PLAZA 4 (MP4) |  |  |  |  | 029-12321 | 029-12321 | Woodlands | Woodlands Med Plaza 4 | SMR - (WDLS) - MED PLAZA 4 (MP4) | Open Gym | 8/1/19 |  | 8/1/20 |  |  | Exerciser/Ergometer, Stair | EXERCISERERGSTAIR-SCIFIT-TC1000 | [12 empty] | EES-A | [9 empty] | Exerciser/Ergometer, Stair | EXERCISERERGSTAIR | Exerciser/Ergometer, Stair | SCIFIT
NO | YES |  |  |  | 000-02730 | 000-02730 | SCIFIT | Unknown |  | 570-006335 | SMR-(STX)-Wharton | MHHS-SMR |  |  |  | 000-02730 | 000-02730 | South | MHHS-Others | SMR-(STX)-Wharton | Gym floor | 10/1/19 | 10/1/20 |  |  | EXERCISERS |  | .needs class |  |  |  |  | .needs class | Scifit |  |  |  |  | 4/1/18 |  |  | Covered PM Repair - Biomedical | MHHS-SMR
NO | YES |  |  |  | 005-33777 | 005-33777 | SCILOGEX | D1008 |  | HB179AD0000508 | KT CCC-(KY)-Laboratory | MHHS-South Katy CCC |  |  |  | 005-33777 | 005-33777 | Katy | MHHS-Others | KT CCC-(KY)-Laboratory | Lab |  |  |  |  | CENTRIFUGES |  | .needs class | [5 empty] | SCILOGEX LLC | [7 empty] | Covered PM Repair - Biomedical | MHHS-South Katy CCC
YES | YES |  |  |  | 041-33875 | 041-33875 | ScottCare | SP202 |  |  | SE - RESPIRATORY |  |  |  |  | 041-33875 | 041-33875 | Southeast | Memorial Hermann Southeast Hospital | SE - RESPIRATORY | 4th Floor Storage
NO | YES |  |  |  | 099-03543 | 099-03543 | ScottCare | TeleRehab INNOVO |  |  | Woodlands-Cardiopulmonary |  |  |  |  | 099-03543 | 099-03543 | Woodlands | MHHS-Woodlands | Woodlands-Cardiopulmonary | Cardiac Rehab |  |  |  | New Add |  | Transmitter, Telemetry | TRANSMITTERTELEMETRY-ScottCare-TeleRehab INNOVO | [22 empty] | Transmitter, Telemetry | TRANSMITTERTELEMETRY | Transmitter, Telemetry | ScottCare
NO | YES |  |  |  | 099-03547 | 099-03547 | ScottCare | TeleRehab INNOVO |  |  | Woodlands-Cardiopulmonary |  |  |  |  | 099-03547 | 099-03547 | Woodlands | MHHS-Woodlands | Woodlands-Cardiopulmonary | Cardiac Rehab |  |  |  | New add |  | Transmitter, Telemetry | TRANSMITTERTELEMETRY-ScottCare-TeleRehab INNOVO | [22 empty] | Transmitter, Telemetry | TRANSMITTERTELEMETRY | Transmitter, Telemetry | ScottCare
NO | YES |  |  |  | 005-33117 | 005-33117 | ScottCare | TeleRehab INNOVO |  |  | Woodlands-Cardiopulmonary |  |  |  |  | 005-33117 | 005-33117 | Woodlands | MHHS-Woodlands | Woodlands-Cardiopulmonary | Cardiac Rehab |  |  |  | New add |  | Transmitter, Telemetry | TRANSMITTERTELEMETRY-ScottCare-TeleRehab INNOVO | [22 empty] | Transmitter, Telemetry | TRANSMITTERTELEMETRY | Transmitter, Telemetry | ScottCare
NO | YES |  |  |  | 099-03542 | 099-03542 | ScottCare | TeleRehab INNOVO |  |  | Woodlands-Cardiopulmonary |  |  |  |  | 099-03542 | 099-03542 | Woodlands | MHHS-Woodlands | Woodlands-Cardiopulmonary | Cardiac Rehab |  |  |  | New add |  | Transmitter, Telemetry | TRANSMITTERTELEMETRY-ScottCare-TeleRehab INNOVO | [22 empty] | Transmitter, Telemetry | TRANSMITTERTELEMETRY | Transmitter, Telemetry | ScottCare
NO | YES |  |  |  | 099-03544 | 099-03544 | ScottCare | TeleRehab INNOVO |  |  | Woodlands-Cardiopulmonary |  |  |  |  | 099-03544 | 099-03544 | Woodlands | MHHS-Woodlands | Woodlands-Cardiopulmonary | Cardiac Rehab |  |  |  | New add |  | Transmitter, Telemetry | TRANSMITTERTELEMETRY-ScottCare-TeleRehab INNOVO | [22 empty] | Transmitter, Telemetry | TRANSMITTERTELEMETRY | Transmitter, Telemetry | ScottCare
NO | YES |  |  |  | 099-03545 | 099-03545 | ScottCare | TeleRehab INNOVO |  |  | Woodlands-Cardiopulmonary |  |  |  |  | 099-03545 | 099-03545 | Woodlands | MHHS-Woodlands | Woodlands-Cardiopulmonary | Cardiac Rehab |  |  |  | New add |  | Transmitter, Telemetry | TRANSMITTERTELEMETRY-ScottCare-TeleRehab INNOVO | [22 empty] | Transmitter, Telemetry | TRANSMITTERTELEMETRY | Transmitter, Telemetry | ScottCare
NO | YES |  |  |  | 099-03546 | 099-03546 | ScottCare | TeleRehab INNOVO |  |  | Woodlands-Cardiopulmonary |  |  |  |  | 099-03546 | 099-03546 | Woodlands | MHHS-Woodlands | Woodlands-Cardiopulmonary | Cardiac Rehab |  |  |  | New add |  | Transmitter, Telemetry | TRANSMITTERTELEMETRY-ScottCare-TeleRehab INNOVO | [22 empty] | Transmitter, Telemetry | TRANSMITTERTELEMETRY | Transmitter, Telemetry | ScottCare
NO | YES |  |  |  | 099-03548 | 099-03548 | ScottCare | TeleRehab INNOVO |  |  | Woodlands-Cardiopulmonary |  |  |  |  | 099-03548 | 099-03548 | Woodlands | MHHS-Woodlands | Woodlands-Cardiopulmonary | Cardiac Rehab |  |  |  | New add |  | Transmitter, Telemetry | TRANSMITTERTELEMETRY-ScottCare-TeleRehab INNOVO | [22 empty] | Transmitter, Telemetry | TRANSMITTERTELEMETRY | Transmitter, Telemetry | ScottCare
NO | YES |  |  |  | 099-03550 | 099-03550 | ScottCare | TeleRehab INNOVO |  |  | Woodlands-Cardiopulmonary |  |  |  |  | 099-03550 | 099-03550 | Woodlands | MHHS-Woodlands | Woodlands-Cardiopulmonary | Cardiac Rehab |  |  |  | New add |  | Transmitter, Telemetry | TRANSMITTERTELEMETRY-ScottCare-TeleRehab INNOVO | [22 empty] | Transmitter, Telemetry | TRANSMITTERTELEMETRY | Transmitter, Telemetry | ScottCare
NO | YES |  |  |  | 099-13716 | 099-13716 | ScottCare | TeleRehab INNOVO |  |  | SW-HVI-Cardiac Rehab |  |  |  |  | 099-13716 | 099-13716 | Southwest | MHHS-Southwest | SW-HVI-Cardiac Rehab | Cardiac Rehab Gym |  |  |  | No PM Sticker |  | Transmitter, Telemetry | TRANSMITTERTELEMETRY-ScottCare-TeleRehab INNOVO | [22 empty] | Transmitter, Telemetry | TRANSMITTERTELEMETRY | Transmitter, Telemetry | ScottCare
NO | YES |  |  |  | 099-13715 | 099-13715 | ScottCare | TeleRehab INNOVO |  |  | SW-HVI-Cardiac Rehab |  |  |  |  | 099-13715 | 099-13715 | Southwest | MHHS-Southwest | SW-HVI-Cardiac Rehab | Cardiac Rehab Gym | 3/1/20 |  |  | No PM Sticker |  | Transmitter, Telemetry | TRANSMITTERTELEMETRY-ScottCare-TeleRehab INNOVO | [22 empty] | Transmitter, Telemetry | TRANSMITTERTELEMETRY | Transmitter, Telemetry | ScottCare
NO | YES |  |  |  | 099-13714 | 099-13714 | ScottCare | TeleRehab INNOVO |  |  | SW-HVI-Cardiac Rehab |  |  |  |  | 099-13714 | 099-13714 | Southwest | MHHS-Southwest | SW-HVI-Cardiac Rehab | Cardiac Rehab Gym |  |  |  | No PM Sticker |  | Transmitter, Telemetry | TRANSMITTERTELEMETRY-ScottCare-TeleRehab INNOVO | [22 empty] | Transmitter, Telemetry | TRANSMITTERTELEMETRY | Transmitter, Telemetry | ScottCare
NO | YES |  |  |  | 099-13713 | 099-13713 | ScottCare | TeleRehab INNOVO |  |  | SW-HVI-Cardiac Rehab |  |  |  |  | 099-13713 | 099-13713 | Southwest | MHHS-Southwest | SW-HVI-Cardiac Rehab | Cardiac Rehab Gym |  |  |  | No PM Sticker |  | Transmitter, Telemetry | TRANSMITTERTELEMETRY-ScottCare-TeleRehab INNOVO | [22 empty] | Transmitter, Telemetry | TRANSMITTERTELEMETRY | Transmitter, Telemetry | ScottCare
NO | YES |  |  |  | 099-13676 | 099-13676 | ScottCare | TeleRehab INNOVO |  |  | SW-Cardiac Rehab |  |  |  |  | 099-13676 | 099-13676 | Southwest | MHHS-Southwest | SW-Cardiac Rehab | Cardiac Rehab | 3/1/20 |  |  |  |  | Transmitter, Telemetry | TRANSMITTERTELEMETRY-ScottCare-TeleRehab INNOVO | [22 empty] | Transmitter, Telemetry | TRANSMITTERTELEMETRY | Transmitter, Telemetry | ScottCare
NO | YES |  |  |  | 099-13712 | 099-13712 | ScottCare | TeleRehab INNOVO |  |  | SW-HVI-Cardiac Rehab |  |  |  |  | 099-13712 | 099-13712 | Southwest | MHHS-Southwest | SW-HVI-Cardiac Rehab | Cardiac Rehab Gym |  |  |  | No PM Sticker |  | Transmitter, Telemetry | TRANSMITTERTELEMETRY-ScottCare-TeleRehab INNOVO | [22 empty] | Transmitter, Telemetry | TRANSMITTERTELEMETRY | Transmitter, Telemetry | ScottCare
NO | YES |  |  |  | 099-13675 | 099-13675 | ScottCare | TeleRehab INNOVO |  |  | SW-Cardiac Rehab |  |  |  |  | 099-13675 | 099-13675 | Southwest | MHHS-Southwest | SW-Cardiac Rehab | Cardiac Rehab | [5 empty] | Transmitter, Telemetry | TRANSMITTERTELEMETRY-ScottCare-TeleRehab INNOVO | [22 empty] | Transmitter, Telemetry | TRANSMITTERTELEMETRY | Transmitter, Telemetry | ScottCare
NO | YES |  |  |  | 099-13711 | 099-13711 | ScottCare | TeleRehab INNOVO |  |  | SW-HVI-Cardiac Rehab |  |  |  |  | 099-13711 | 099-13711 | Southwest | MHHS-Southwest | SW-HVI-Cardiac Rehab | Cardiac Rehab Gym |  |  |  | No PM Sticker |  | Transmitter, Telemetry | TRANSMITTERTELEMETRY-ScottCare-TeleRehab INNOVO | [22 empty] | Transmitter, Telemetry | TRANSMITTERTELEMETRY | Transmitter, Telemetry | ScottCare
YES | YES |  |  |  | 029-09639 | 029-09639 | ScottCare | TeleRehab VersaCare |  |  | WOODLANDS - CARDIOPULMONARY |  |  |  |  | 029-09639 | 029-09639 | Woodlands | Memorial Hermann The Woodlands Medical Center | WOODLANDS - CARDIOPULMONARY | Cardiac Rehab |  |  |  | New Add |  | Monitor, Central Station | MONITORCENTRALSTATION-ScottCare-TeleRehabVersaCar | [12 empty] | MCS-A | [9 empty] | Monitor, Central Station | MONITORCENTRALSTATION | Monitor, Central Station | ScottCare
YES | YES |  |  |  | 029-09640 | 029-09640 | ScottCare | TeleRehab VersaCare |  |  | WOODLANDS - CARDIOPULMONARY |  |  |  |  | 029-09640 | 029-09640 | Woodlands | Memorial Hermann The Woodlands Medical Center | WOODLANDS - CARDIOPULMONARY | Cardiac Rehab |  |  |  | New Add |  | Monitor, Central Station | MONITORCENTRALSTATION-ScottCare-TeleRehabVersaCar | [12 empty] | MCS-A | [9 empty] | Monitor, Central Station | MONITORCENTRALSTATION | Monitor, Central Station | ScottCare
YES | YES |  |  |  | 005-33123 | 005-33123 | ScottCare | Versacare File Manager |  |  | Cardiac Rehab |  |  |  |  | 005-33123 | 005-33123 | Woodlands | Memorial Hermann The Woodlands Medical Center | Cardiac Rehab | Nurses Station |  |  |  | New Add
NO | YES |  |  |  | 009-05158 | 009-05158 | SCOTTCARE CORPORATION | INNOVO TELEMETRY TRANSMITTER |  |  | GH-Cardiac Rehab | MHHS-Greater Heights |  |  |  | 009-05158 | 009-05158 | Central | MHHS-Greater Heights | GH-Cardiac Rehab | Gym |  |  |  |  | MONITORS, TELEMETRIC, TRANSMITTER | Transmitter, Telemetry | TRANSMITTERTELEMETRY-ScottCare-TeleRehab INNOVO |  |  |  |  | TRANSMITTERTELEMETRY-ScottCare-TeleRehab INNOVO | ScottCare |  |  |  |  | 10/31/17 |  |  | Covered PM Repair - Biomedical | MHHS-Greater Heights | [8 empty] | TRANSMITTERTELEMETRY | Transmitter, Telemetry | ScottCare
NO | YES |  |  |  | 009-05159 | 009-05159 | SCOTTCARE CORPORATION | INNOVO TELEMETRY TRANSMITTER |  |  | GH-Cardiac Rehab | MHHS-Greater Heights |  |  |  | 009-05159 | 009-05159 | Central | MHHS-Greater Heights | GH-Cardiac Rehab | Gym |  |  |  |  | MONITORS, TELEMETRIC, TRANSMITTER | Transmitter, Telemetry | TRANSMITTERTELEMETRY-ScottCare-TeleRehab INNOVO |  |  |  |  | TRANSMITTERTELEMETRY-ScottCare-TeleRehab INNOVO | ScottCare |  |  |  |  | 10/31/17 |  |  | Covered PM Repair - Biomedical | MHHS-Greater Heights | [8 empty] | TRANSMITTERTELEMETRY | Transmitter, Telemetry | ScottCare
NO | YES |  |  |  | 009-05160 | 009-05160 | SCOTTCARE CORPORATION | INNOVO TELEMETRY TRANSMITTER |  |  | GH-Cardiac Rehab | MHHS-Greater Heights |  |  |  | 009-05160 | 009-05160 | Central | MHHS-Greater Heights | GH-Cardiac Rehab | Gym |  |  |  |  | MONITORS, TELEMETRIC, TRANSMITTER | Transmitter, Telemetry | TRANSMITTERTELEMETRY-ScottCare-TeleRehab INNOVO |  |  |  |  | TRANSMITTERTELEMETRY-ScottCare-TeleRehab INNOVO | ScottCare |  |  |  |  | 10/31/17 |  |  | Covered PM Repair - Biomedical | MHHS-Greater Heights | [8 empty] | TRANSMITTERTELEMETRY | Transmitter, Telemetry | ScottCare
NO | YES |  |  |  | 009-05161 | 009-05161 | SCOTTCARE CORPORATION | INNOVO TELEMETRY TRANSMITTER |  |  | GH-Cardiac Rehab | MHHS-Greater Heights |  |  |  | 009-05161 | 009-05161 | Central | MHHS-Greater Heights | GH-Cardiac Rehab | Gym |  |  |  |  | MONITORS, TELEMETRIC, TRANSMITTER | Transmitter, Telemetry | TRANSMITTERTELEMETRY-ScottCare-TeleRehab INNOVO |  |  |  |  | TRANSMITTERTELEMETRY-ScottCare-TeleRehab INNOVO | ScottCare | [7 empty] | Covered PM Repair - Biomedical | MHHS-Greater Heights | [8 empty] | TRANSMITTERTELEMETRY | Transmitter, Telemetry | ScottCare
NO | YES |  |  |  | 009-05163 | 009-05163 | SCOTTCARE CORPORATION | INNOVO TELEMETRY TRANSMITTER |  |  | GH-Cardiac Rehab | MHHS-Greater Heights |  |  |  | 009-05163 | 009-05163 | Central | MHHS-Greater Heights | GH-Cardiac Rehab | Gym |  |  |  |  | MONITORS, TELEMETRIC, TRANSMITTER | Transmitter, Telemetry | TRANSMITTERTELEMETRY-ScottCare-TeleRehab INNOVO |  |  |  |  | TRANSMITTERTELEMETRY-ScottCare-TeleRehab INNOVO | ScottCare | [7 empty] | Covered PM Repair - Biomedical | MHHS-Greater Heights | [8 empty] | TRANSMITTERTELEMETRY | Transmitter, Telemetry | ScottCare
NO | YES |  |  |  | 009-05164 | 009-05164 | SCOTTCARE CORPORATION | INNOVO TELEMETRY TRANSMITTER |  |  | GH-Cardiac Rehab | MHHS-Greater Heights |  |  |  | 009-05164 | 009-05164 | Central | MHHS-Greater Heights | GH-Cardiac Rehab | Gym |  |  |  |  | MONITORS, TELEMETRIC, TRANSMITTER | Transmitter, Telemetry | TRANSMITTERTELEMETRY-ScottCare-TeleRehab INNOVO |  |  |  |  | TRANSMITTERTELEMETRY-ScottCare-TeleRehab INNOVO | ScottCare | [7 empty] | Covered PM Repair - Biomedical | MHHS-Greater Heights | [8 empty] | TRANSMITTERTELEMETRY | Transmitter, Telemetry | ScottCare
NO | YES |  |  |  | 009-05165 | 009-05165 | SCOTTCARE CORPORATION | INNOVO TELEMETRY TRANSMITTER |  |  | GH-Cardiac Rehab | MHHS-Greater Heights |  |  |  | 009-05165 | 009-05165 | Central | MHHS-Greater Heights | GH-Cardiac Rehab | Gym |  |  |  |  | MONITORS, TELEMETRIC, TRANSMITTER | Transmitter, Telemetry | TRANSMITTERTELEMETRY-ScottCare-TeleRehab INNOVO |  |  |  |  | TRANSMITTERTELEMETRY-ScottCare-TeleRehab INNOVO | ScottCare | [7 empty] | Covered PM Repair - Biomedical | MHHS-Greater Heights | [8 empty] | TRANSMITTERTELEMETRY | Transmitter, Telemetry | ScottCare
NO | YES |  |  |  | 009-05166 | 009-05166 | SCOTTCARE CORPORATION | INNOVO TELEMETRY TRANSMITTER |  |  | GH-Cardiac Rehab | MHHS-Greater Heights |  |  |  | 009-05166 | 009-05166 | Central | MHHS-Greater Heights | GH-Cardiac Rehab | Gym |  |  |  |  | MONITORS, TELEMETRIC, TRANSMITTER | Transmitter, Telemetry | TRANSMITTERTELEMETRY-ScottCare-TeleRehab INNOVO |  |  |  |  | TRANSMITTERTELEMETRY-ScottCare-TeleRehab INNOVO | ScottCare | [7 empty] | Covered PM Repair - Biomedical | MHHS-Greater Heights | [8 empty] | TRANSMITTERTELEMETRY | Transmitter, Telemetry | ScottCare
NO | YES |  |  |  | 009-05167 | 009-05167 | SCOTTCARE CORPORATION | INNOVO TELEMETRY TRANSMITTER |  |  | GH-Cardiac Rehab | MHHS-Greater Heights |  |  |  | 009-05167 | 009-05167 | Central | MHHS-Greater Heights | GH-Cardiac Rehab | Gym |  |  |  |  | MONITORS, TELEMETRIC, TRANSMITTER | Transmitter, Telemetry | TRANSMITTERTELEMETRY-ScottCare-TeleRehab INNOVO |  |  |  |  | TRANSMITTERTELEMETRY-ScottCare-TeleRehab INNOVO | ScottCare | [7 empty] | Covered PM Repair - Biomedical | MHHS-Greater Heights | [8 empty] | TRANSMITTERTELEMETRY | Transmitter, Telemetry | ScottCare
NO | YES |  |  |  | 009-05168 | 009-05168 | SCOTTCARE CORPORATION | INNOVO TELEMETRY TRANSMITTER |  |  | GH-Cardiac Rehab | MHHS-Greater Heights |  |  |  | 009-05168 | 009-05168 | Central | MHHS-Greater Heights | GH-Cardiac Rehab | Gym |  |  |  |  | MONITORS, TELEMETRIC, TRANSMITTER | Transmitter, Telemetry | TRANSMITTERTELEMETRY-ScottCare-TeleRehab INNOVO |  |  |  |  | TRANSMITTERTELEMETRY-ScottCare-TeleRehab INNOVO | ScottCare | [7 empty] | Covered PM Repair - Biomedical | MHHS-Greater Heights | [8 empty] | TRANSMITTERTELEMETRY | Transmitter, Telemetry | ScottCare
NO | YES |  |  |  | 009-10186 | 009-10186 | SCOTTCARE CORPORATION | INNOVO TELEMETRY TRANSMITTER |  |  | GH-Cardiac Rehab | MHHS-Greater Heights |  |  |  | 009-10186 | 009-10186 | Central | MHHS-Greater Heights | GH-Cardiac Rehab | Gym |  |  |  |  | MONITORS, TELEMETRIC, TRANSMITTER | Transmitter, Telemetry | TRANSMITTERTELEMETRY-ScottCare-TeleRehab INNOVO |  |  |  |  | TRANSMITTERTELEMETRY-ScottCare-TeleRehab INNOVO | ScottCare | [7 empty] | Covered PM Repair - Biomedical | MHHS-Greater Heights | [8 empty] | TRANSMITTERTELEMETRY | Transmitter, Telemetry | ScottCare
NO | YES |  |  |  | 009-33637 | 009-33637 | SCOTTCARE CORPORATION | INNOVO TELEMETRY TRANSMITTER |  |  | GH-Cardiac Rehab | MHHS-Greater Heights |  |  |  | 009-33637 | 009-33637 | Central | MHHS-Greater Heights | GH-Cardiac Rehab | Gym |  |  |  |  | MONITORS, TELEMETRIC, TRANSMITTER | Transmitter, Telemetry | TRANSMITTERTELEMETRY-ScottCare-TeleRehab INNOVO |  |  |  |  | TRANSMITTERTELEMETRY-ScottCare-TeleRehab INNOVO | ScottCare |  |  |  |  | 9/1/10 |  |  | Covered PM Repair - Biomedical | MHHS-Greater Heights | [8 empty] | TRANSMITTERTELEMETRY | Transmitter, Telemetry | ScottCare
NO | YES | [5 empty] | SCOTTCARE CORPORATION | INNOVO TELEMETRY TRANSMITTER |  |  | SE-Cardiac Rehab | MHHS-Southeast | [5 empty] | Southeast | MHHS-Southeast | SE-Cardiac Rehab | Gym | 10/1/19 |  | 10/1/20 |  | MONITORS, TELEMETRIC, TRANSMITTER |  | TRANSMITTERTELEMETRY-ScottCare-TeleRehab INNOVO |  |  |  |  | TRANSMITTERTELEMETRY-ScottCare-TeleRehab INNOVO | ScottCare |  |  |  |  | 10/31/17 |  |  | Covered PM Repair - Biomedical | MHHS-Southeast
NO | YES | [5 empty] | SCOTTCARE CORPORATION | INNOVO TELEMETRY TRANSMITTER |  |  | SE-Cardiac Rehab | MHHS-Southeast | [5 empty] | Southeast | MHHS-Southeast | SE-Cardiac Rehab | Gym | 10/1/19 |  |  |  | MONITORS, TELEMETRIC, TRANSMITTER |  | TRANSMITTERTELEMETRY-ScottCare-TeleRehab INNOVO |  |  |  |  | TRANSMITTERTELEMETRY-ScottCare-TeleRehab INNOVO | ScottCare |  |  |  |  | 10/31/17 |  |  | Covered PM Repair - Biomedical | MHHS-Southeast
NO | YES | [5 empty] | SCOTTCARE CORPORATION | INNOVO TELEMETRY TRANSMITTER |  |  | SE-Cardiac Rehab | MHHS-Southeast | [5 empty] | Southeast | MHHS-Southeast | SE-Cardiac Rehab | Gym | 10/1/19 |  | 10/1/20 |  | MONITORS, TELEMETRIC, TRANSMITTER |  | TRANSMITTERTELEMETRY-ScottCare-TeleRehab INNOVO |  |  |  |  | TRANSMITTERTELEMETRY-ScottCare-TeleRehab INNOVO | ScottCare |  |  |  |  | 10/31/17 |  |  | Covered PM Repair - Biomedical | MHHS-Southeast
NO | YES | [5 empty] | SCOTTCARE CORPORATION | INNOVO TELEMETRY TRANSMITTER |  |  | SE-Cardiac Rehab | MHHS-Southeast | [5 empty] | Southeast | MHHS-Southeast | SE-Cardiac Rehab | Gym | 10/1/19 |  | 10/1/20 |  | MONITORS, TELEMETRIC, TRANSMITTER |  | TRANSMITTERTELEMETRY-ScottCare-TeleRehab INNOVO |  |  |  |  | TRANSMITTERTELEMETRY-ScottCare-TeleRehab INNOVO | ScottCare |  |  |  |  | 10/31/17 |  |  | Covered PM Repair - Biomedical | MHHS-Southeast
NO | YES | [5 empty] | SCOTTCARE CORPORATION | INNOVO TELEMETRY TRANSMITTER |  |  | SE-Cardiac Rehab | MHHS-Southeast | [5 empty] | Southeast | MHHS-Southeast | SE-Cardiac Rehab | Gym | 10/1/19 |  | 10/1/20 |  | MONITORS, TELEMETRIC, TRANSMITTER |  | TRANSMITTERTELEMETRY-ScottCare-TeleRehab INNOVO |  |  |  |  | TRANSMITTERTELEMETRY-ScottCare-TeleRehab INNOVO | ScottCare |  |  |  |  | 10/31/17 |  |  | Covered PM Repair - Biomedical | MHHS-Southeast
NO | YES | [5 empty] | SCOTTCARE CORPORATION | INNOVO TELEMETRY TRANSMITTER |  |  | SE-Cardiac Rehab | MHHS-Southeast | [5 empty] | Southeast | MHHS-Southeast | SE-Cardiac Rehab | Gym | 10/1/19 |  | 10/1/20 |  | MONITORS, TELEMETRIC, TRANSMITTER |  | TRANSMITTERTELEMETRY-ScottCare-TeleRehab INNOVO |  |  |  |  | TRANSMITTERTELEMETRY-ScottCare-TeleRehab INNOVO | ScottCare |  |  |  |  | 10/31/17 |  |  | Covered PM Repair - Biomedical | MHHS-Southeast
NO | YES | [5 empty] | SCOTTCARE CORPORATION | INNOVO TELEMETRY TRANSMITTER |  |  | SE-Cardiac Rehab | MHHS-Southeast | [5 empty] | Southeast | MHHS-Southeast | SE-Cardiac Rehab | Gym | 10/1/19 |  | 10/1/20 |  | MONITORS, TELEMETRIC, TRANSMITTER |  | TRANSMITTERTELEMETRY-ScottCare-TeleRehab INNOVO |  |  |  |  | TRANSMITTERTELEMETRY-ScottCare-TeleRehab INNOVO | ScottCare |  |  |  |  | 10/31/17 |  |  | Covered PM Repair - Biomedical | MHHS-Southeast
YES | YES | [5 empty] | SCOTTCARE CORPORATION | INNOVO TELEMETRY TRANSMITTER |  |  | SE - CARDIAC REHAB | [6 empty] | Southeast | Memorial Hermann Southeast Hospital | SE - CARDIAC REHAB | Gym | 10/1/19 |  | 10/1/20
NO | NO |  |  |  | 041-20404 |  | SCOTTCARE CORPORATION | INNOVO TELEMETRY TRANSMITTER |  |  | MEMORIAL CITY - WELLNESS CARDIAC REHAB | MHHS-Mem City |  |  |  | 041-20404 |  | West & Memorial City |  | MEMORIAL CITY - WELLNESS CARDIAC REHAB | [5 empty] | MONITORS, TELEMETRIC, TRANSMITTER |  | TRANSMITTERTELEMETRY-ScottCare-TeleRehab INNOVO |  |  |  |  | TRANSMITTERTELEMETRY-ScottCare-TeleRehab INNOVO | ScottCare | [7 empty] | Clinical Miscellaneous | MHHS-Mem City
NO | NO |  |  |  | 041-20405 |  | SCOTTCARE CORPORATION | INNOVO TELEMETRY TRANSMITTER |  |  | MEMORIAL CITY - WELLNESS CARDIAC REHAB | MHHS-Mem City |  |  |  | 041-20405 |  | West & Memorial City |  | MEMORIAL CITY - WELLNESS CARDIAC REHAB | [5 empty] | MONITORS, TELEMETRIC, TRANSMITTER |  | TRANSMITTERTELEMETRY-ScottCare-TeleRehab INNOVO |  |  |  |  | TRANSMITTERTELEMETRY-ScottCare-TeleRehab INNOVO | ScottCare | [7 empty] | Clinical Miscellaneous | MHHS-Mem City
NO | NO |  |  |  | 041-20406 |  | SCOTTCARE CORPORATION | INNOVO TELEMETRY TRANSMITTER |  |  | MEMORIAL CITY - WELLNESS CARDIAC REHAB | MHHS-Mem City |  |  |  | 041-20406 |  | West & Memorial City |  | MEMORIAL CITY - WELLNESS CARDIAC REHAB | [5 empty] | MONITORS, TELEMETRIC, TRANSMITTER |  | TRANSMITTERTELEMETRY-ScottCare-TeleRehab INNOVO |  |  |  |  | TRANSMITTERTELEMETRY-ScottCare-TeleRehab INNOVO | ScottCare | [7 empty] | Clinical Miscellaneous | MHHS-Mem City
NO | NO |  |  |  | 041-20407 |  | SCOTTCARE CORPORATION | INNOVO TELEMETRY TRANSMITTER |  |  | MEMORIAL CITY - WELLNESS CARDIAC REHAB | MHHS-Mem City |  |  |  | 041-20407 |  | West & Memorial City |  | MEMORIAL CITY - WELLNESS CARDIAC REHAB | [5 empty] | MONITORS, TELEMETRIC, TRANSMITTER |  | TRANSMITTERTELEMETRY-ScottCare-TeleRehab INNOVO |  |  |  |  | TRANSMITTERTELEMETRY-ScottCare-TeleRehab INNOVO | ScottCare | [7 empty] | Clinical Miscellaneous | MHHS-Mem City
NO | NO |  |  |  | 041-20408 |  | SCOTTCARE CORPORATION | INNOVO TELEMETRY TRANSMITTER |  |  | MEMORIAL CITY - WELLNESS CARDIAC REHAB | MHHS-Mem City |  |  |  | 041-20408 |  | West & Memorial City |  | MEMORIAL CITY - WELLNESS CARDIAC REHAB | [5 empty] | MONITORS, TELEMETRIC, TRANSMITTER |  | TRANSMITTERTELEMETRY-ScottCare-TeleRehab INNOVO |  |  |  |  | TRANSMITTERTELEMETRY-ScottCare-TeleRehab INNOVO | ScottCare | [7 empty] | Clinical Miscellaneous | MHHS-Mem City
NO | NO |  |  |  | 041-20409 |  | SCOTTCARE CORPORATION | INNOVO TELEMETRY TRANSMITTER |  |  | MEMORIAL CITY - WELLNESS CARDIAC REHAB | MHHS-Mem City |  |  |  | 041-20409 |  | West & Memorial City |  | MEMORIAL CITY - WELLNESS CARDIAC REHAB | [5 empty] | MONITORS, TELEMETRIC, TRANSMITTER |  | TRANSMITTERTELEMETRY-ScottCare-TeleRehab INNOVO |  |  |  |  | TRANSMITTERTELEMETRY-ScottCare-TeleRehab INNOVO | ScottCare | [7 empty] | Clinical Miscellaneous | MHHS-Mem City
NO | NO |  |  |  | 041-20410 |  | SCOTTCARE CORPORATION | INNOVO TELEMETRY TRANSMITTER |  |  | MEMORIAL CITY - WELLNESS CARDIAC REHAB | MHHS-Mem City |  |  |  | 041-20410 |  | West & Memorial City |  | MEMORIAL CITY - WELLNESS CARDIAC REHAB | [5 empty] | MONITORS, TELEMETRIC, TRANSMITTER |  | TRANSMITTERTELEMETRY-ScottCare-TeleRehab INNOVO |  |  |  |  | TRANSMITTERTELEMETRY-ScottCare-TeleRehab INNOVO | ScottCare | [7 empty] | Covered PM Repair - Biomedical | MHHS-Mem City
NO | NO |  |  |  | 041-20411 |  | SCOTTCARE CORPORATION | INNOVO TELEMETRY TRANSMITTER |  |  | MEMORIAL CITY - WELLNESS CARDIAC REHAB | MHHS-Mem City |  |  |  | 041-20411 |  | West & Memorial City |  | MEMORIAL CITY - WELLNESS CARDIAC REHAB | [5 empty] | MONITORS, TELEMETRIC, TRANSMITTER |  | TRANSMITTERTELEMETRY-ScottCare-TeleRehab INNOVO |  |  |  |  | TRANSMITTERTELEMETRY-ScottCare-TeleRehab INNOVO | ScottCare | [7 empty] | Covered PM Repair - Biomedical | MHHS-Mem City
NO | NO |  |  |  | 041-20534 |  | SCOTTCARE CORPORATION | INNOVO TELEMETRY TRANSMITTER |  |  | MEMORIAL CITY - WELLNESS CARDIAC REHAB | MHHS-Mem City |  |  |  | 041-20534 |  | West & Memorial City |  | MEMORIAL CITY - WELLNESS CARDIAC REHAB | [5 empty] | MONITORS, TELEMETRIC, TRANSMITTER |  | TRANSMITTERTELEMETRY-ScottCare-TeleRehab INNOVO |  |  |  |  | TRANSMITTERTELEMETRY-ScottCare-TeleRehab INNOVO | ScottCare | [7 empty] | Covered PM Repair - Biomedical | MHHS-Mem City
NO | NO |  |  |  | 041-20535 |  | SCOTTCARE CORPORATION | INNOVO TELEMETRY TRANSMITTER |  |  | MEMORIAL CITY - WELLNESS CARDIAC REHAB | MHHS-Mem City |  |  |  | 041-20535 |  | West & Memorial City |  | MEMORIAL CITY - WELLNESS CARDIAC REHAB | [5 empty] | MONITORS, TELEMETRIC, TRANSMITTER |  | TRANSMITTERTELEMETRY-ScottCare-TeleRehab INNOVO |  |  |  |  | TRANSMITTERTELEMETRY-ScottCare-TeleRehab INNOVO | ScottCare | [7 empty] | Covered PM Repair - Biomedical | MHHS-Mem City
NO | NO |  |  |  | 041-20536 |  | SCOTTCARE CORPORATION | INNOVO TELEMETRY TRANSMITTER |  |  | MEMORIAL CITY - WELLNESS CARDIAC REHAB | MHHS-Mem City |  |  |  | 041-20536 |  | West & Memorial City |  | MEMORIAL CITY - WELLNESS CARDIAC REHAB | [5 empty] | MONITORS, TELEMETRIC, TRANSMITTER |  | TRANSMITTERTELEMETRY-ScottCare-TeleRehab INNOVO |  |  |  |  | TRANSMITTERTELEMETRY-ScottCare-TeleRehab INNOVO | ScottCare | [7 empty] | Covered PM Repair - Biomedical | MHHS-Mem City
NO | NO |  |  |  | 041-20537 |  | SCOTTCARE CORPORATION | INNOVO TELEMETRY TRANSMITTER |  |  | MEMORIAL CITY - WELLNESS CARDIAC REHAB | MHHS-Mem City |  |  |  | 041-20537 |  | West & Memorial City |  | MEMORIAL CITY - WELLNESS CARDIAC REHAB | [5 empty] | MONITORS, TELEMETRIC, TRANSMITTER |  | TRANSMITTERTELEMETRY-ScottCare-TeleRehab INNOVO |  |  |  |  | TRANSMITTERTELEMETRY-ScottCare-TeleRehab INNOVO | ScottCare | [7 empty] | Covered PM Repair - Biomedical | MHHS-Mem City
NO | NO | [5 empty] | SCOTTCARE CORPORATION | INNOVO TELEMETRY TRANSMITTER |  |  | SE - CARDIAC REHAB | MHHS-Southeast | [5 empty] | Southeast & Bay Area |  | SE - CARDIAC REHAB | [5 empty] | MONITORS, TELEMETRIC, TRANSMITTER |  | TRANSMITTERTELEMETRY-ScottCare-TeleRehab INNOVO |  |  |  |  | TRANSMITTERTELEMETRY-ScottCare-TeleRehab INNOVO | ScottCare | [7 empty] | Covered PM Repair - Biomedical | MHHS-Southeast
NO | NO | [5 empty] | SCOTTCARE CORPORATION | INNOVO TELEMETRY TRANSMITTER |  |  | TMC - PLAZA - CARDIAC REHAB (UT POB) | MHHS-TMC | [5 empty] | TMC |  | TMC - PLAZA - CARDIAC REHAB (UT POB) | [5 empty] | MONITORS, TELEMETRIC, TRANSMITTER |  | TRANSMITTERTELEMETRY-ScottCare-TeleRehab INNOVO |  |  |  |  | TRANSMITTERTELEMETRY-ScottCare-TeleRehab INNOVO | ScottCare | [7 empty] | Clinical Miscellaneous | MHHS-TMC
NO | NO | [5 empty] | SCOTTCARE CORPORATION | INNOVO TELEMETRY TRANSMITTER |  |  | TMC - PLAZA - CARDIAC REHAB (UT POB) | MHHS-TMC | [5 empty] | TMC |  | TMC - PLAZA - CARDIAC REHAB (UT POB) | [5 empty] | MONITORS, TELEMETRIC, TRANSMITTER |  | TRANSMITTERTELEMETRY-ScottCare-TeleRehab INNOVO |  |  |  |  | TRANSMITTERTELEMETRY-ScottCare-TeleRehab INNOVO | ScottCare | [7 empty] | Clinical Miscellaneous | MHHS-TMC
NO | NO | [5 empty] | SCOTTCARE CORPORATION | INNOVO TELEMETRY TRANSMITTER |  |  | TMC - PLAZA - CARDIAC REHAB (UT POB) | MHHS-TMC | [5 empty] | TMC |  | TMC - PLAZA - CARDIAC REHAB (UT POB) | [5 empty] | MONITORS, TELEMETRIC, TRANSMITTER |  | TRANSMITTERTELEMETRY-ScottCare-TeleRehab INNOVO |  |  |  |  | TRANSMITTERTELEMETRY-ScottCare-TeleRehab INNOVO | ScottCare | [7 empty] | Clinical Miscellaneous | MHHS-TMC
NO | NO | [5 empty] | SCOTTCARE CORPORATION | INNOVO TELEMETRY TRANSMITTER |  |  | TMC - PLAZA - CARDIAC REHAB (UT POB) | MHHS-TMC | [5 empty] | TMC |  | TMC - PLAZA - CARDIAC REHAB (UT POB) | [5 empty] | MONITORS, TELEMETRIC, TRANSMITTER |  | TRANSMITTERTELEMETRY-ScottCare-TeleRehab INNOVO |  |  |  |  | TRANSMITTERTELEMETRY-ScottCare-TeleRehab INNOVO | ScottCare | [7 empty] | Clinical Miscellaneous | MHHS-TMC
NO | NO | [5 empty] | SCOTTCARE CORPORATION | INNOVO TELEMETRY TRANSMITTER |  |  | TMC - PLAZA - CARDIAC REHAB (UT POB) | MHHS-TMC | [5 empty] | TMC |  | TMC - PLAZA - CARDIAC REHAB (UT POB) | [5 empty] | MONITORS, TELEMETRIC, TRANSMITTER |  | TRANSMITTERTELEMETRY-ScottCare-TeleRehab INNOVO |  |  |  |  | TRANSMITTERTELEMETRY-ScottCare-TeleRehab INNOVO | ScottCare | [7 empty] | Clinical Miscellaneous | MHHS-TMC
NO | NO | [5 empty] | SCOTTCARE CORPORATION | INNOVO TELEMETRY TRANSMITTER |  |  | TMC - PLAZA - CARDIAC REHAB (UT POB) | MHHS-TMC | [5 empty] | TMC |  | TMC - PLAZA - CARDIAC REHAB (UT POB) | [5 empty] | MONITORS, TELEMETRIC, TRANSMITTER |  | TRANSMITTERTELEMETRY-ScottCare-TeleRehab INNOVO |  |  |  |  | TRANSMITTERTELEMETRY-ScottCare-TeleRehab INNOVO | ScottCare | [7 empty] | Clinical Miscellaneous | MHHS-TMC
NO | NO | [5 empty] | SCOTTCARE CORPORATION | INNOVO TELEMETRY TRANSMITTER |  |  | TMC - PLAZA - CARDIAC REHAB (UT POB) | MHHS-TMC | [5 empty] | TMC |  | TMC - PLAZA - CARDIAC REHAB (UT POB) | [5 empty] | MONITORS, TELEMETRIC, TRANSMITTER |  | TRANSMITTERTELEMETRY-ScottCare-TeleRehab INNOVO |  |  |  |  | TRANSMITTERTELEMETRY-ScottCare-TeleRehab INNOVO | ScottCare | [7 empty] | Clinical Miscellaneous | MHHS-TMC
NO | NO | [5 empty] | SCOTTCARE CORPORATION | INNOVO TELEMETRY TRANSMITTER |  |  | TMC - PLAZA - CARDIAC REHAB (UT POB) | MHHS-TMC | [5 empty] | TMC |  | TMC - PLAZA - CARDIAC REHAB (UT POB) | [5 empty] | MONITORS, TELEMETRIC, TRANSMITTER |  | TRANSMITTERTELEMETRY-ScottCare-TeleRehab INNOVO |  |  |  |  | TRANSMITTERTELEMETRY-ScottCare-TeleRehab INNOVO | ScottCare | [7 empty] | Clinical Miscellaneous | MHHS-TMC
NO | NO | [5 empty] | SCOTTCARE CORPORATION | INNOVO TELEMETRY TRANSMITTER |  |  | TMC - PLAZA - CARDIAC REHAB (UT POB) | MHHS-TMC | [5 empty] | TMC |  | TMC - PLAZA - CARDIAC REHAB (UT POB) | [5 empty] | MONITORS, TELEMETRIC, TRANSMITTER |  | TRANSMITTERTELEMETRY-ScottCare-TeleRehab INNOVO |  |  |  |  | TRANSMITTERTELEMETRY-ScottCare-TeleRehab INNOVO | ScottCare | [7 empty] | Clinical Miscellaneous | MHHS-TMC
NO | NO | [5 empty] | SCOTTCARE CORPORATION | INNOVO TELEMETRY TRANSMITTER |  |  | WOODLANDS - CARDIC REHAB | MHHS-Woodlands | [5 empty] | Woodlands |  | WOODLANDS - CARDIC REHAB | [5 empty] | MONITORS, TELEMETRIC, TRANSMITTER |  | TRANSMITTERTELEMETRY-ScottCare-TeleRehab INNOVO |  |  |  |  | TRANSMITTERTELEMETRY-ScottCare-TeleRehab INNOVO | ScottCare | [7 empty] | Covered PM Repair - Biomedical | MHHS-Woodlands
NO | NO |  |  |  | 069-41995 |  | SCOTTCARE CORPORATION | TELE REHAB II |  |  | TMC - PLAZA - CARDIAC REHAB (UT POB) | MHHS-TMC |  |  |  | 069-41995 |  | TMC |  | TMC - PLAZA - CARDIAC REHAB (UT POB) | [5 empty] | MONITORS, CENTRAL STATION |  | .needs class | [5 empty] | ScottCare | [7 empty] | Covered PM Repair - Biomedical | MHHS-TMC
NO | NO | [5 empty] | SCOTTCARE CORPORATION | TELE-RAHAB II TRANSMITTER |  |  | TMC - PLAZA - CARDIAC REHAB (UT POB) | MHHS-TMC | [5 empty] | TMC |  | TMC - PLAZA - CARDIAC REHAB (UT POB) | [5 empty] | MONITORS, TELEMETRIC |  | .needs class | [5 empty] | ScottCare | [7 empty] | Covered PM Repair - Biomedical | MHHS-TMC
NO | YES |  |  |  | 029-09641 | 029-09641 | SCOTTCARE CORPORATION | TELEREHAB ADVANTAGE |  |  | Woodlands-Cardiopulmonary | MHHS-Woodlands |  |  |  | 029-09641 | 029-09641 | Woodlands | MHHS-Woodlands | Woodlands-Cardiopulmonary | Cardiac Rehab |  |  |  | No PM Sticker | MONITORS, CENTRAL STATION |  | .needs class | [5 empty] | ScottCare |  |  |  |  | 10/30/18 |  |  | Covered PM Repair - Biomedical | MHHS-Woodlands
NO | NO |  |  |  | 009-05243 |  | SCOTTCARE CORPORATION | TELEREHAB ADVANTAGE |  |  | GH - CARDIAC REHAB | MHHS-Greater Heights |  |  |  | 009-05243 |  | Central & Greater Heights |  | GH - CARDIAC REHAB | [5 empty] | MONITORS, CENTRAL STATION |  | .needs class | [5 empty] | ScottCare | [7 empty] | Covered PM Repair - Biomedical | MHHS-Greater Heights
NO | NO |  |  |  | 041-20403 |  | SCOTTCARE CORPORATION | TELEREHAB ADVANTAGE |  |  | MEMORIAL CITY - WELLNESS CARDIAC REHAB | MHHS-Mem City |  |  |  | 041-20403 |  | West & Memorial City |  | MEMORIAL CITY - WELLNESS CARDIAC REHAB | [5 empty] | MONITORS, CENTRAL STATION |  | .needs class | [5 empty] | ScottCare | [7 empty] | Covered PM Repair - Biomedical | MHHS-Mem City
NO | NO |  |  |  | 005-33417 |  | SCOTTCARE CORPORATION | TELEREHAB ADVANTAGE |  |  | SE - CARDIAC REHAB | MHHS-Southeast |  |  |  | 005-33417 |  | Southeast & Bay Area |  | SE - CARDIAC REHAB | [5 empty] | MONITORS, CENTRAL STATION |  | .needs class | [5 empty] | ScottCare | [7 empty] | Covered PM Repair - Biomedical | MHHS-Southeast
NO | NO |  |  |  | 013-36801 |  | SCOTTCARE CORPORATION | TELEREHAB ADVANTAGE |  |  | SW - CARDIAC REHAB | MHHS-Southwest |  |  |  | 013-36801 |  | Southwest |  | SW - CARDIAC REHAB | [5 empty] | MONITORS, CENTRAL STATION |  | .needs class | [5 empty] | ScottCare | [7 empty] | Covered PM Repair - Biomedical | MHHS-Southwest
NO | NO |  |  |  | 069-42006 |  | SCOTTCARE CORPORATION | TELEREHAB ADVANTAGE |  |  | TMC - PLAZA - CARDIAC REHAB (UT POB) | MHHS-TMC |  |  |  | 069-42006 |  | TMC |  | TMC - PLAZA - CARDIAC REHAB (UT POB) | [5 empty] | MONITORS, CENTRAL STATION |  | .needs class | [5 empty] | ScottCare | [7 empty] | Covered PM Repair - Biomedical | MHHS-TMC
NO | NO |  |  |  | 009-05223 |  | SCOTTCARE CORPORATION | TR-620 |  |  | GH - CARDIAC REHAB | MHHS-Greater Heights |  |  |  | 009-05223 |  | Central & Greater Heights |  | GH - CARDIAC REHAB | [5 empty] | MONITORS, TELEMETRIC, RECEIVER |  | .needs class | [5 empty] | ScottCare | [7 empty] | Not Covered Vendor Only - Biomedical | MHHS-Greater Heights
NO | NO |  |  |  | 009-05224 |  | SCOTTCARE CORPORATION | TR-620 |  |  | GH - CARDIAC REHAB | MHHS-Greater Heights |  |  |  | 009-05224 |  | Central & Greater Heights |  | GH - CARDIAC REHAB | [5 empty] | MONITORS, TELEMETRIC, RECEIVER |  | .needs class | [5 empty] | ScottCare | [7 empty] | Not Covered Vendor Only - Biomedical | MHHS-Greater Heights
NO | YES |  |  |  | 041-34139 | 041-34139 | SEAL SHIELD | ELECTROCLAVE |  | 0618-00083 | Memorial Hermann-Memorial City- Neonatal | MHHS-Mem City |  |  |  | 041-34139 | 041-34139 | West | Memorial Hermann Memorial City Medical Center | Memorial Hermann-Memorial City- Neonatal | MH4 Across from MH4 306 |  |  |  |  | STERILIZING UNITS |  | .needs class | [13 empty] | Not Covered Vendor Only - Biomedical | MHHS-Mem City
NO | YES |  |  |  | 041-34140 | 041-34140 | SEAL SHIELD | ELECTROCLAVE |  | 0618-00141 | Memorial City - Pediatrics | MHHS-Mem City |  |  |  | 041-34140 | 041-34140 | West | Memorial City - Memorial Hermann Hospital | Memorial City - Pediatrics | Nurse station |  |  |  |  | STERILIZING UNITS |  | .needs class | [13 empty] | Not Covered Vendor Only - Biomedical | MHHS-Mem City
YES | YES |  |  |  | 069-48601 | 069-48601 | Seal Shield | Electroclave |  |  | Serafim oror |  |  |  |  | 069-48601 | 069-48601 | TMC | Memorial Hermann-Texas Medical Center | Serafim oror | Anesthesia workroom S2414
NO | NO |  |  |  | 041-34138 |  | SEAL SHIELD | ELECTROCLAVE |  | 0618-00140 | MEMORIAL CITY - MHT - NICU | MHHS-Mem City |  |  |  | 041-34138 |  | West & Memorial City |  | MEMORIAL CITY - MHT - NICU | [5 empty] | STERILIZING UNITS |  | .needs class | [13 empty] | Covered PM Repair - Biomedical | MHHS-Mem City
NO | YES |  |  |  |  | 013-10428 | Sears |  |  | ER4725788 | SW-Laboratory-Microbiology | MHHS-Southwest |  |  |  |  | 013-10428 | Southwest | MHHS-Southwest | SW-Laboratory-Microbiology | Microbiology-Bubble |  |  |  |  | REFRIGERATORS, LABORATORY |  | .needs class |  |  |  |  | .needs class | SEARS |  |  |  |  | 7/19/14 |  |  | Covered PM Repair - Biomedical | MHHS-Southwest
NO | YES |  |  |  | 013-02443 | 013-02443 | Sears |  |  | BA72710435 | SW - LABORATORY | MHHS-Southwest |  |  |  | 013-02443 | 013-02443 | Southwest | SWMH - Laboratory | SW - LABORATORY | SW - LABORTORY |  |  |  |  | REFRIGERATORS, LABORATORY |  | .needs class |  |  |  |  | .needs class | SEARS | [7 empty] | Not Covered Vendor Only - Biomedical | MHHS-Southwest
NO | YES |  |  |  | 041-03489 |  | Sears |  |  | BA71803522 | Clinical Laboratory |  |  |  |  | 041-03489 |  | West | Memorial Hermann Memorial City Medical Center | Clinical Laboratory | Work Station #1 (Right) Inside Door |  |  |  | Courier pick ups and send outs area
YES | YES |  |  |  | 013-04401 | 013-04401 | Sears Roebuck |  |  |  | SW - Laborotory |  |  |  |  | 013-04401 | 013-04401 | Southwest | Memorial Hermann Southwest Hospital | SW - Laborotory | Coag |  |  |  | No PM Sticker No Plate
YES | YES |  |  |  | 013-04378 | 013-04378 | Sears Roebuck |  |  |  | SW - Laborotory |  |  |  |  | 013-04378 | 013-04378 | Southwest | Memorial Hermann Southwest Hospital | SW - Laborotory | Coag |  |  |  | No PM Sticker No Plate
YES | YES |  |  |  | 099-13668 | 099-13668 | Sebia Electrophoresis | Capillarys 2 |  |  | SW - LABORATORY - CHEMISTRY |  |  |  |  | 099-13668 | 099-13668 | Southwest | Memorial Hermann Diagnostic Laboratory - Southwest Medical Plaza 1 (#756) | SW - LABORATORY - CHEMISTRY | Lab
YES | YES |  |  |  | 099-13666 | 099-13666 | Sebia Electrophoresis | Hydrasys 2 Scan |  |  | SW - LABORATORY - CHEMISTRY |  |  |  |  | 099-13666 | 099-13666 | Southwest | Memorial Hermann Diagnostic Laboratory - Southwest Medical Plaza 1 (#756) | SW - LABORATORY - CHEMISTRY | Lab
NO | YES |  |  |  | 069-21643 | 069-21643 | Sebra |  |  |  | TMC - LABORATORY - BLOOD BANK (1R) | MHHS-TMC |  | Thermia Unit, Hypo-Hyper |  | 069-21643 | 069-21643 | TMC | SWMH | TMC - LABORATORY - BLOOD BANK (1R) | [5 empty] | SEAL CRIMPERS, BOTTLE/VIAL/TUBE |  | THERMIAUNITHYPOHYPER-SmithNephew-1100 | THERMIAUNITHYPOHYPER |  |  |  |  | SmithNephew | Thermia Unit, Hypo-Hyper |  |  | THERMIAUNITHYPOHYPER-SmithNephew-1100 |  |  |  | Covered PM Repair - Biomedical | MHHS-TMC
YES | YES |  |  |  | 009-34081 | 009-34081 | Seca |  |  |  | Employee help |  |  |  |  | 009-34081 | 009-34081 | Central | Memorial Hermann Greater Heights Hospital | Employee help | Employee health
NO | YES |  |  |  | 000-03827 | 000-03827 | Seca |  |  |  | Tower 3. Suite 30 |  |  |  |  | 000-03827 | 000-03827 | Greater heights | Memorial Hermann Hospital | Tower 3. Suite 30 | Hallway
NO | YES | Asset Tag 009-10188 |  |  | 009-10188 | 009-10188 | Seca |  |  |  | GH-IMU |  |  |  |  | 009-10188 | 009-10188 | Central | MHHS-Greater Heights | GH-IMU | IMU | 4/1/19 |  | 4/1/20
YES | YES |  |  |  | 074-06755 | 074-06755 | Seca | [8 empty] | 074-06755 | 074-06755 | TMC | Memorial Hermann Heart |  | IMU Hallway
NO | YES |  |  |  | 142-06881 | 142-06881 | Seca |  |  |  | MH-Atascocita |  |  |  |  | 142-06881 | 142-06881 | Katy | Memorial herman northeast | MH-Atascocita | Hallway
YES | YES |  |  |  | 099-02168 | 099-02168 | Seca | 334 1331008 |  |  | MH MG - (SW) - BELLAIRE CENTER |  |  |  |  | 099-02168 | 099-02168 | Southwest |  | MH MG - (SW) - BELLAIRE CENTER |  |  | 2/1/20
YES | YES |  |  |  | 000-04507 | 000-04507 | Seca | [8 empty] | 000-04507 | 000-04507 | Katy | Sports Medicine |  | Hall | 2/1/20 | 2/1/20 |  |  |  | Scale, Infant | SCALEINFANT-Seca-374 | [12 empty] | SI-A | [9 empty] | Scale, Infant | SCALEINFANT | Scale, Infant | Seca
NO | YES |  |  |  | 142-09395 | 142-09395 | Seca |  |  |  | MH MG - (SL) - PHYSICIANS AT SUGAR CREEK |  |  |  |  | 142-09395 | 142-09395 | Sugar Land | Sugar Land | MH MG - (SL) - PHYSICIANS AT SUGAR CREEK |  |  |  |  | No pm |  | Scale, Infant | SCALEINFANT-Seca-374 | [12 empty] | SI-A | [9 empty] | Scale, Infant | SCALEINFANT | Scale, Infant | Seca
YES | YES |  |  |  | 029-11470 | 029-11470 | Seca |  |  |  | ER |  |  |  |  | 029-11470 | 029-11470 | Woodlands | 24 Hour Emergency Room - Convenient Care Center in Spring | ER | ER | 11/1/19 |  | 11/1/20 |  |  | Scale, Infant | SCALEINFANT-Seca-374 | [12 empty] | SI-A | [9 empty] | Scale, Infant | SCALEINFANT | Scale, Infant | Seca
YES | YES |  |  |  | 005-12316 | 005-12316 | Seca |  |  |  | ER |  |  |  |  | 005-12316 | 005-12316 | Southeast | Memorial Hermann Convenient Care Center in League City (League City CCC) | ER | Triage C1 126 | 2/1/19 |  | 2/1/20 |  |  | Scale, Infant | SCALEINFANT-Seca-374 | [12 empty] | SI-A | [9 empty] | Scale, Infant | SCALEINFANT | Scale, Infant | Seca
YES | YES |  |  |  | 041-18923 | 041-18923 | Seca |  |  | 537419-1138851 | MH MG - (MC) - MEMORIAL CITY (MP3) |  |  |  |  | 041-18923 | 041-18923 | West | Memorial Hermann Cancer Center - Memorial City (#100) | MH MG - (MC) - MEMORIAL CITY (MP3) | Nurse station | 9/1/17 |  | 9/1/18 | Out of order |  | Scale, Infant | SCALEINFANT-Seca-374 | [12 empty] | SI-A | [9 empty] | Scale, Infant | SCALEINFANT | Scale, Infant | Seca
NO | YES |  |  |  | 029-08952 | 029-08952 | Seca |  |  |  | MH MG-(EDLS)-Imperial Oaks |  |  |  |  | 029-08952 | 029-08952 | Woodland | MHMG Imperial Oaks Suite 100 | MH MG-(EDLS)-Imperial Oaks | MHMG Imperial Oaks
YES | YES |  |  |  | 009-10532 | 009-10532 | Seca | 374 1321004 |  |  | 1st floor |  |  |  |  | 009-10532 | 009-10532 | Katy | Katy | 1st floor | ER |  |  |  | No pm
YES | YES |  |  |  | 029-11471 | 029-11471 | Seca |  |  |  | ER |  |  |  |  | 029-11471 | 029-11471 | Woodlands | 24 Hour Emergency Room - Convenient Care Center in Spring | ER | ER
NO | YES |  |  |  | 142-07199 | 142-07199 | Seca |  |  | NSN | MH MG-(NE)-Kingwood CCC-Timeshare | MHHS-MG |  | Scale, Platform, Wheelchair |  | 142-07199 | 142-07199 | Katy | MHHS-MG | MH MG-(NE)-Kingwood CCC-Timeshare | Exam |  |  |  |  | SCALES, PATIENT | Scale, Platform, Wheelchair | SCALEPLATFORMWHEELCHAIR-Seca-644 | SCALEPLATFORMWHEELCHAIR |  |  |  |  | Seca | Scale, Platform, Wheelchair |  |  | SCALEPLATFORMWHEELCHAIR-Seca-644 | 10/4/20 |  | SPW-A | Covered PM Repair - Biomedical | MHHS-MG | [7 empty] | Scale, Platform, Wheelchair | SCALEPLATFORMWHEELCHAIR | Scale, Platform, Wheelchair | Seca
YES | YES |  |  |  | 000-05040 | 000-05040 | Seca |  |  |  | MH MG - (MC) - BARIATRIC SURGERY GALLERIA |  |  |  |  | 000-05040 | 000-05040 | Katy | Bariatric Center | MH MG - (MC) - BARIATRIC SURGERY GALLERIA | Bariatric Center | [5 empty] | Scale, Platform, Wheelchair | SCALEPLATFORMWHEELCHAIR-Seca-644 | [12 empty] | SPW-A | [9 empty] | Scale, Platform, Wheelchair | SCALEPLATFORMWHEELCHAIR | Scale, Platform, Wheelchair | Seca
YES | YES |  |  |  | 074-06109 | 074-06109 | Seca |  |  |  | Nurology |  |  |  |  | 074-06109 | 074-06109 | Woodlands | Mischer Neuroscience Associates - Wright Neurology (#270) | Nurology | Hallway | [5 empty] | Scale, Platform, Wheelchair | SCALEPLATFORMWHEELCHAIR-Seca-644 | [12 empty] | SPW-A | [9 empty] | Scale, Platform, Wheelchair | SCALEPLATFORMWHEELCHAIR | Scale, Platform, Wheelchair | Seca
YES | YES |  |  |  | 074-06110 | 074-06110 | Seca |  |  |  | MNA - (WDLS) - THE WOODLANDS (MP4) |  |  |  |  | 074-06110 | 074-06110 | Woodlands | Mischer Neuroscience Associates - Wright Neurology (#270) | MNA - (WDLS) - THE WOODLANDS (MP4) | Nurse Station | [5 empty] | Scale, Platform, Wheelchair | SCALEPLATFORMWHEELCHAIR-Seca-644 | [12 empty] | SPW-A | [9 empty] | Scale, Platform, Wheelchair | SCALEPLATFORMWHEELCHAIR | Scale, Platform, Wheelchair | Seca
YES | YES |  |  |  | 074-06111 | 074-06111 | Seca |  |  |  | MNA - (WDLS) - THE WOODLANDS (MP4) |  |  |  |  | 074-06111 | 074-06111 | Woodlands | Mischer Neuroscience Associates - Wright Neurology (#270) | MNA - (WDLS) - THE WOODLANDS (MP4) | Nurse Station | [5 empty] | Scale, Platform, Wheelchair | SCALEPLATFORMWHEELCHAIR-Seca-644 | [12 empty] | SPW-A | [9 empty] | Scale, Platform, Wheelchair | SCALEPLATFORMWHEELCHAIR | Scale, Platform, Wheelchair | Seca
YES | YES |  |  |  | 013-38226 | 013-38226 | Seca |  |  |  | MH MG - (SW) - SOUTHWEST CARDIOLOGY (MP2) |  |  |  |  | 013-38226 | 013-38226 | Southwest | Memorial Hermann Southwest Hospital | MH MG - (SW) - SOUTHWEST CARDIOLOGY (MP2) | Hallway
YES | YES |  |  |  | 005-11850 | 005-11850 | Seca |  |  |  | MH MG - (PL) - PEARLAND CLINIC |  |  |  |  | 005-11850 | 005-11850 | Pearland | Memorial Hermann Medical Group Central Pearland | MH MG - (PL) - PEARLAND CLINIC | Suite 100 vitals section
NO | YES |  |  |  | 005-336J | 005-33657 | Seca |  |  |  | MH MG-(GH)-GH Urology [Mp1-Ste500] |  |  |  |  | 005-336J | 005-33657 | Central | MHHS-MG | MH MG-(GH)-GH Urology [Mp1-Ste500] | Clinic 500
YES | YES |  |  |  | 029-11431 | 029-11431 | Seca |  |  |  | CCC in spring |  |  |  |  | 029-11431 | 029-11431 | ccc spring |  | CCC in spring | [6 empty] | Scale, Patient | SCALEPATIENT-Seca-676 | [12 empty] | SP-A | [9 empty] | Scale, Patient | SCALEPATIENT | Scale, Patient | Seca
YES | YES |  |  |  | 069-44712 | 069-44712 | Seca |  |  |  | Central suply |  |  |  |  | 069-44712 | 069-44712 | TMC | Memorial Hermann-Texas Medical Center | Central suply | Storage room | [5 empty] | Scale, Patient | SCALEPATIENT-Seca-700 | [12 empty] | SP-A | [9 empty] | Scale, Patient | SCALEPATIENT | Scale, Patient | Seca
NO | YES | Asset Tag 041-32588 |  |  | 041-32588 | 041-32588 | Seca |  |  |  | MEMORIAL CITY - CATH LAB |  |  |  |  | 041-32588 | 041-32588 | West | Memorial Hermann Heart | MEMORIAL CITY - CATH LAB | Pre Procedure 8
YES | YES |  |  |  | 041-33718 | 041-33718 | Seca |  |  |  | MEMORIAL CITY - CATH LAB |  |  |  |  | 041-33718 | 041-33718 | West | Memorial Hermann Heart | MEMORIAL CITY - CATH LAB | Pre Procedure 8
YES | YES |  |  |  | 151-03950 | 151-03950 | Seca | 700L |  | nsn | Convenient care |  |  |  |  | 151-03950 | 151-03950 | South | Memorial Hermann Medical Group Needville | Convenient care | Hall
YES | YES |  |  |  | 099-01955 | 099-01955 | Seca |  |  |  | Urology Clinic |  |  |  |  | 099-01955 | 099-01955 | Northwest | Memorial Hermann Urology #360 | Urology Clinic | Nurses Station | [5 empty] | Scale, Patient | SCALEPATIENT-Seca-703 | [12 empty] | SP-A | [9 empty] | Scale, Patient | SCALEPATIENT | Scale, Patient | Seca
YES | YES |  |  |  | 029-11609 | 029-11609 | Seca |  |  |  | MNA - (WDLS) - THE WOODLANDS (MP4) |  |  |  |  | 029-11609 | 029-11609 | Woodlands | Mischer Neuroscience Associates - Wright Neurology (#270) | MNA - (WDLS) - THE WOODLANDS (MP4) | Exam room 9 | 3/1/20 |  |  |  |  | Scale, Patient | SCALEPATIENT-Seca-703 | [12 empty] | SP-A | [9 empty] | Scale, Patient | SCALEPATIENT | Scale, Patient | Seca
YES | YES |  |  |  |  | 009-09150 | Seca |  |  |  | Mhng- medical plaza1 suite 245 | [5 empty] | 009-09150 | Central | Memorial Hermann Greater Heights Hospital | Mhng- medical plaza1 suite 245 | Memorial herman UTHealth Neurosciences suite 245 |  |  |  | Clinic is neurology
YES | YES |  |  |  | 129-03440 | 129-03440 | Seca |  |  | 129-03440 | [5 empty] | 129-03440 | 129-03440 | Sugar Land | Memorial Hermann Medical Group Sugar Land Multi-Specialty (#350) |  | Nurses Station | 4/1/19 |  | 4/1/20 |  |  | Scale, Patient | SCALEPATIENT-Seca-727 | [12 empty] | SP-A | [9 empty] | Scale, Patient | SCALEPATIENT | Scale, Patient | Seca
YES | YES |  |  |  | 099-14853 | 099-14853 | Seca |  |  |  | TIRR - SCan |  |  |  |  | 099-14853 | 099-14853 | TMC | TIRR Memorial Hermann | TIRR - SCan | St scan | [5 empty] | Scale, Patient | SCALEPATIENT-Seca-869 | [12 empty] | SP-A | [9 empty] | Scale, Patient | SCALEPATIENT | Scale, Patient | Seca
YES | YES |  |  |  | 151-03893 | 151-03893 | Seca | 880 FLOOR |  | 8803026 122293 | MH MG - (PL) - CENTRAL PEARLAND |  |  |  |  | 151-03893 | 151-03893 | Pearland | Pearland | MH MG - (PL) - CENTRAL PEARLAND | In the storage
YES | YES | Serial Number Cnf |  |  | 151-03792 | 151-03792 | Seca | CNF |  | CNF | Richmond Sports Medicine and Rehab |  |  |  |  | 151-03792 | 151-03792 | South | Richmond Sports Medicine and Rehab | Richmond Sports Medicine and Rehab | Rehab | [6 empty] | .needs class
YES | YES |  |  |  | 133-10017 | 133-10017 | Seca | CNF |  | NsSS | Urgent care |  |  |  |  | 133-10017 | 133-10017 |  | Memorial Hermann Urgent Care Fulshear (#1200) | Urgent care | Exam room 4
YES | YES | Serial Number Cnf |  |  | 041-03795 | 041-03795 | Seca | Cnf |  | Cnf | MEMORIAL CITY - ER |  |  |  |  | 041-03795 | 041-03795 | West | Memorialcity - memorial herman emergency center | MEMORIAL CITY - ER | E1-206 |  |  |  |  | Scale
YES | YES |  |  |  | 013-15851 | 013-15851 | Seca | Digital |  |  | SW - 10th Floor |  |  |  |  | 013-15851 | 013-15851 | Southwest | Memorial Hermann Southwest Hospital | SW - 10th Floor | Medication Room | 1/1/18 |  | 1/1/19 | New Add |  | Scale, Patient | SCALEPATIENT-Seca-Digital | [12 empty] | SP-A | [9 empty] | Scale, Patient | SCALEPATIENT | Scale, Patient | Seca
YES | YES |  |  |  | 017-01124 | 017-01124 | Seca | MECHANICAL |  |  | MH MG - (PL) - CENTRAL PEARLAND |  |  |  |  | 017-01124 | 017-01124 | Pearland |  | MH MG - (PL) - CENTRAL PEARLAND | In the hallway | [5 empty] | Scale, Patient | SCALEPATIENT-Seca-Mechanical | [12 empty] | SP-A | [9 empty] | Scale, Patient | SCALEPATIENT | Scale, Patient | Seca
YES | YES |  |  |  | 129-31740 | 129-31740 | Seca | Mechanical |  |  | SUGAR LAND - NURSE CALL |  |  |  |  | 129-31740 | 129-31740 | Sugar Land | Memorial Hermann Sugar Land Hospital | SUGAR LAND - NURSE CALL | Nurses Station | [5 empty] | Scale, Patient | SCALEPATIENT-Seca-Mechanical | [12 empty] | SP-A | [9 empty] | Scale, Patient | SCALEPATIENT | Scale, Patient | Seca
YES | YES |  |  |  | 005-33118 | 005-33118 | Seca | Mechanical |  |  | WOODLANDS - CARDIOPULMONARY |  |  |  |  | 005-33118 | 005-33118 | Woodlands | Memorial Hermann The Woodlands Medical Center | WOODLANDS - CARDIOPULMONARY | Cardiac Rehab |  |  |  | New add |  | Scale, Patient | SCALEPATIENT-Seca-Mechanical | [12 empty] | SP-A | [9 empty] | Scale, Patient | SCALEPATIENT | Scale, Patient | Seca
YES | YES | Serial Number Cnf |  |  | 099-00263 | 099-00263 | Seca | Scale |  | Cnf | 1st floor |  |  |  |  | 099-00263 | 099-00263 | Katy | Katy | 1st floor | ER |  | 2/1/20 |  | No pm
YES | YES | Serial Number Cnf |  |  | 129-31494 | 129-31494 | Seca | Scale |  | Cnf | [5 empty] | 129-31494 | 129-31494 | Sugar Land | Memorial Hermann Medical Group Sweetwater (#B) |  |  | 2/1/20 | 2/1/21
YES | YES |  |  |  | 069-44871 | 069-44871 | Seca | Scale |  |  | TMC - JONES - Oocupational therapy (JB) |  |  |  |  | 069-44871 | 069-44871 | TMC | Memorial Hermann-Texas Medical Center | TMC - JONES - Oocupational therapy (JB) | Room 3
YES | YES |  |  |  | 583-01616 | 583-01616 | Seca | Scale |  |  | MEMORIAL CITY - EAST TOWER - NEUROLOGY |  |  |  |  | 583-01616 | 583-01616 | West |  | MEMORIAL CITY - EAST TOWER - NEUROLOGY
YES | YES |  |  |  | 041-33025 | 041-33025 | Seca | seca |  |  | SMR - (MC) - MC IRONMAN [GARAGE5-STE101] |  |  |  |  | 041-33025 | 041-33025 | West | IRONMAN Sports Medicine Institute Memorial City (#101) | SMR - (MC) - MC IRONMAN [GARAGE5-STE101] |  |  |  | 4/1/20
YES | YES |  |  |  |  | 041-33165 | Seca | Seca |  | Yeah 570313-5100800 | Memorial Hermann city- health center | [5 empty] | 041-33165 |  | Memorial Hermann city- health center | Memorial Hermann city- health center |  | 4/1/20 |  |  | No PM Sticker
YES | YES | [5 empty] | Seca | Standing |  |  | OPID - (SL) - SUGAR LAND - 449 (MP1) | [6 empty] | Sugar Land | MD Anderson Breast Care with Memorial Hermann - Sugar Land (#120) | OPID - (SL) - SUGAR LAND - 449 (MP1) | Bone Density | [5 empty] | Scale, Patient | SCALEPATIENT-Seca-Standing | [12 empty] | SP-A | [9 empty] | Scale, Patient | SCALEPATIENT | Scale, Patient | Seca
NO | YES |  |  |  | 129-06433 | 129-06433 | Seca Corp |  |  |  | CAHF - (SL) - SUGAR LAND (MP2) | MHHS - Heart Failure Clinics |  | Tissue Embedding Center |  | 129-06433 | 129-06433 | Sugar Land | MHHS-Others | CAHF - (SL) - SUGAR LAND (MP2) | Hall | 10/1/17 |  |  |  | SCALES, PATIENT | Tissue Embedding Center | TISSUEEMBEDDINGCTR-ThermoFisherSci-220 | TISSUEEMBEDDINGCTR |  |  |  |  | ThermoFisherSci | Tissue Embedding Center |  |  | TISSUEEMBEDDINGCTR-ThermoFisherSci-220 | 3/1/14 |  |  | Covered PM Repair - Biomedical | MHHS - Heart Failure Clinics | [8 empty] | TISSUEEMBEDDINGCTR | Tissue Embedding Center | ThermoFisherSci
NO | YES |  |  |  | 129-07454 | 129-07454 | Seca Corp |  |  |  | MH MG-(STX)-South Texas-Wharton | MHHS-MG |  | Tissue Embedding Center |  | 129-07454 | 129-07454 | South | MHHS-MG | MH MG-(STX)-South Texas-Wharton | Exam 4 | 10/1/18 |  |  |  | SCALES, PATIENT | Tissue Embedding Center | TISSUEEMBEDDINGCTR-ThermoFisherSci-220 | TISSUEEMBEDDINGCTR |  |  |  |  | ThermoFisherSci | Tissue Embedding Center |  |  | TISSUEEMBEDDINGCTR-ThermoFisherSci-220 | 3/1/14 |  |  | Covered PM Repair - Biomedical | MHHS-MG | [8 empty] | TISSUEEMBEDDINGCTR | Tissue Embedding Center | ThermoFisherSci
NO | YES |  |  |  | 005-11122 | 005-11122 | Seca Corp |  |  |  | Memorial Hermann- SE | MHHS-Southeast |  | Tissue Embedding Center |  | 005-11122 | 005-11122 | Southeast & Bay Area | Memorial Hermann- SE | Memorial Hermann- SE | L | 10/1/18 |  |  | PM Not Required | SCALES, PATIENT |  | TISSUEEMBEDDINGCTR-ThermoFisherSci-220 | TISSUEEMBEDDINGCTR |  |  |  |  | ThermoFisherSci | Tissue Embedding Center |  |  | TISSUEEMBEDDINGCTR-ThermoFisherSci-220 | 3/1/14 |  |  | Covered PM Repair - Biomedical | MHHS-Southeast
NO | YES |  |  |  | 005-05909 | 005-05909 | Seca Corp |  |  |  | MH MG-(PL)-Pearland Clinic | MHHS-MG |  | Scale, Infant |  | 005-05909 | 005-05909 | Pearland | MHHS-MG | MH MG-(PL)-Pearland Clinic | Suite 100 vitals section | 9/1/19 | 9/1/20 |  |  | SCALES, PATIENT | Scale, Infant | SCALEINFANT-Seca-334 | SCALEINFANT |  |  |  |  | Seca | Scale, Infant |  |  | SCALEINFANT-Seca-334 |  |  | SI-A | Covered PM Repair - Biomedical | MHHS-MG | [8 empty] | SCALEINFANT | Scale, Infant | Seca
NO | YES |  |  |  | 133-10337 | 133-10337 | Seca Corp |  |  |  | Katy-ER | MHHS-Katy |  | Scale, Infant |  | 133-10337 | 133-10337 | Katy | MHHS-Katy | Katy-ER | Pepi ER Unit | 6/1/19 | 6/1/20 |  |  | SCALES, PATIENT | Scale, Infant | SCALEINFANT-Seca-334 | SCALEINFANT |  |  |  |  | Seca | Scale, Infant |  |  | SCALEINFANT-Seca-334 | 6/8/20 |  | SI-A | Not Covered Vendor Only - Biomedical | MHHS-Katy | [8 empty] | SCALEINFANT | Scale, Infant | Seca
NO | YES |  |  |  | 583-00544 | 583-00544 | Seca Corp |  |  |  | MH MG-(KY)-Katy CCC | MHHS-MG |  | Scale, Infant |  | 583-00544 | 583-00544 | Katy | MHHS-MG | MH MG-(KY)-Katy CCC | Exam 15 | 4/1/19 | 4/1/20 |  |  | SCALES, PATIENT | Scale, Infant | SCALEINFANT-Seca-334 | SCALEINFANT |  |  |  |  | Seca | Scale, Infant |  |  | SCALEINFANT-Seca-334 | 9/25/13 |  | SI-A | Covered PM Repair - Biomedical | MHHS-MG | [8 empty] | SCALEINFANT | Scale, Infant | Seca
NO | YES |  |  |  | 583-00972 | 583-00972 | Seca Corp |  |  |  | MH MG-(KY)-Katy CCC | MHHS-MG |  | Scale, Infant |  | 583-00972 | 583-00972 | Katy | MHHS-MG | MH MG-(KY)-Katy CCC | Hall | 4/1/19 | 4/1/20 |  |  | SCALES, PATIENT | Scale, Infant | SCALEINFANT-Seca-334 | SCALEINFANT |  |  |  |  | Seca | Scale, Infant |  |  | SCALEINFANT-Seca-334 |  |  | SI-A | Covered PM Repair - Biomedical | MHHS-MG | [8 empty] | SCALEINFANT | Scale, Infant | Seca
NO | YES |  |  |  | 005-12379 | 005-12379 | Seca Corp |  |  |  | MH MG - (SE) - LC CCC - TIMESHARE | MHHS-MG |  | Scale, Infant |  | 005-12379 | 005-12379 | Southeast | MHHS-MG | MH MG - (SE) - LC CCC - TIMESHARE | C1 603 Exam 3 | 2/1/19 |  | 2/1/21 |  | SCALES, PATIENT | Scale, Infant | SCALEINFANT-Seca-334 | SCALEINFANT |  |  |  |  | Seca | Scale, Infant |  |  | SCALEINFANT-Seca-334 |  |  | SI-A | Covered PM Repair - Biomedical | MHHS-MG | [8 empty] | SCALEINFANT | Scale, Infant | Seca
NO | YES |  |  |  | 013-36958 | 013-36958 | Seca Corp |  |  |  | SW-ER | MHHS-Southwest |  | Scale, Infant |  | 013-36958 | 013-36958 | Southwest | MHHS-Southwest | SW-ER | Triage |  |  |  |  | SCALES, PATIENT | Scale, Infant | SCALEINFANT-Seca-334 | SCALEINFANT |  |  |  |  | Seca | Scale, Infant |  |  | SCALEINFANT-Seca-334 | 7/16/20 |  | SI-A | Not Covered Vendor Only - Biomedical | MHHS-Southwest | [8 empty] | SCALEINFANT | Scale, Infant | Seca
NO | NO |  |  |  | 133-07298 |  | Seca Corp |  |  |  | KATY - ER | MHHS-Katy |  | Scale, Infant |  | 133-07298 |  | Katy |  | KATY - ER | [5 empty] | SCALES, PATIENT |  | SCALEINFANT-Seca-334 | SCALEINFANT |  |  |  |  | Seca | Scale, Infant |  |  | SCALEINFANT-Seca-334 |  |  |  | Not Covered Vendor Only - Biomedical | MHHS-Katy
NO | NO |  |  |  | 925-01203 |  | Seca Corp |  |  |  | MH MG - (SW) - BELLAIRE CENTER | MHHS-MG |  | Scale, Infant |  | 925-01203 |  | Southwest |  | MH MG - (SW) - BELLAIRE CENTER | [5 empty] | SCALES, PATIENT |  | SCALEINFANT-Seca-334 | SCALEINFANT |  |  |  |  | Seca | Scale, Infant |  |  | SCALEINFANT-Seca-334 |  |  |  | Covered PM Repair - Biomedical | MHHS-MG
NO | NO |  |  |  | 041-32431 |  | Seca Corp |  |  |  | MEMORIAL CITY - MHT - NICU | MHHS-Mem City |  | Scale, Infant |  | 041-32431 |  | West & Memorial City |  | MEMORIAL CITY - MHT - NICU | [5 empty] | SCALES, PATIENT |  | SCALEINFANT-Seca-354 | SCALEINFANT |  |  |  |  | Seca | Scale, Infant |  |  | SCALEINFANT-Seca-354 |  |  |  | Covered PM Repair - Biomedical | MHHS-Mem City
NO | NO |  |  |  | 041-32432 |  | Seca Corp |  |  |  | MEMORIAL CITY - MHT - NICU | MHHS-Mem City |  | Scale, Infant |  | 041-32432 |  | West & Memorial City |  | MEMORIAL CITY - MHT - NICU | [5 empty] | SCALES, PATIENT |  | SCALEINFANT-Seca-354 | SCALEINFANT |  |  |  |  | Seca | Scale, Infant |  |  | SCALEINFANT-Seca-354 |  |  |  | Covered PM Repair - Biomedical | MHHS-Mem City
NO | NO |  |  |  | 000-03878 |  | Seca Corp |  |  |  | UTPHYS - (SL) - PEDIATRIC CENTER (MP1) | MHHS-UTPHYS |  | Scale, Infant |  | 000-03878 |  | Sugar Land |  | UTPHYS - (SL) - PEDIATRIC CENTER (MP1) | [5 empty] | SCALES, PATIENT |  | SCALEINFANT-Seca-354 | SCALEINFANT |  |  |  |  | Seca | Scale, Infant |  |  | SCALEINFANT-Seca-354 |  |  |  | Covered PM Repair - Biomedical | MHHS-UTPHYS
NO | YES |  |  |  | 017-01104 | 017-01104 | Seca Corp |  |  |  | MH MG-(PL)-Central Pearland | MHHS-MG |  | Scale, Infant |  | 017-01104 | 017-01104 | Pearland | MHHS-MG | MH MG-(PL)-Central Pearland | Exam room 1 | 9/1/19 | 9/1/20 |  |  | SCALES, PATIENT | Scale, Infant | SCALEINFANT-Seca-374 | SCALEINFANT |  |  |  |  | Seca | Scale, Infant |  |  | SCALEINFANT-Seca-374 | 6/1/16 |  | SI-A | Covered PM Repair - Biomedical | MHHS-MG | [8 empty] | SCALEINFANT | Scale, Infant | Seca
NO | YES |  |  |  | 041-18922 | 041-18922 | Seca Corp |  |  |  | MH MG - (MC) - MEMORIAL CITY (MP3) | MHHS-MG |  | Scale, Infant |  | 041-18922 | 041-18922 | West | MHHS-MG | MH MG - (MC) - MEMORIAL CITY (MP3) |  | 6/1/19 |  |  |  | SCALES, PATIENT |  | SCALEINFANT-Seca-374 | SCALEINFANT |  |  |  |  | Seca | Scale, Infant |  |  | SCALEINFANT-Seca-374 |  |  |  | Covered PM Repair - Biomedical | MHHS-MG
NO | YES |  |  |  |  | 151-05125 | Seca Corp |  |  |  | MH MG-(CY)-Fairfield [Mp1-Ste100] | MHHS-MG |  | Scale, Infant |  |  | 151-05125 | Northwest | MHHS-MG | MH MG-(CY)-Fairfield [Mp1-Ste100] | Eaxm room 6 | 3/1/19 | 3/1/20 |  |  | SCALES, PATIENT | Scale, Infant | SCALEINFANT-Seca-374 | SCALEINFANT |  |  |  |  | Seca | Scale, Infant |  |  | SCALEINFANT-Seca-374 | 10/29/18 |  | SI-A | Covered PM Repair - Respiratory/Steriliz | MHHS-MG | [8 empty] | SCALEINFANT | Scale, Infant | Seca
NO | YES |  |  |  | 041-19889 | 041-19889 | Seca Corp |  |  |  | MH MG-(CY)-Fairfield [Mp1-Ste100] | MHHS-MG |  | Scale, Infant |  | 041-19889 | 041-19889 | Northwest | MHHS-MG | MH MG-(CY)-Fairfield [Mp1-Ste100] | Hallway | 3/1/19 |  |  |  | SCALES, PATIENT | Scale, Infant | SCALEINFANT-Seca-374 | SCALEINFANT |  |  |  |  | Seca | Scale, Infant |  |  | SCALEINFANT-Seca-374 | 10/29/18 |  | SI-A | Covered PM Repair - Respiratory/Steriliz | MHHS-MG | [8 empty] | SCALEINFANT | Scale, Infant | Seca
NO | YES |  |  |  | 009-10481 | 009-10481 | Seca Corp |  |  |  | MH MG-(GH)-GH CCC-Timeshare | MHHS-MG |  | Scale, Infant |  | 009-10481 | 009-10481 | Central | MHHS-MG | MH MG-(GH)-GH CCC-Timeshare |  | 5/1/19 | 5/1/20 |  |  | SCALES, PATIENT | Scale, Infant | SCALEINFANT-Seca-374 | SCALEINFANT |  |  |  |  | Seca | Scale, Infant |  |  | SCALEINFANT-Seca-374 | 10/1/19 |  | SI-A | Covered PM Repair - Biomedical | MHHS-MG | [8 empty] | SCALEINFANT | Scale, Infant | Seca
NO | YES |  |  |  | 005-33632 | 005-33632 | Seca Corp |  |  |  | MH MG-(GH)-Urgent Care-Greater Heights | MHHS-MG |  | Scale, Infant |  | 005-33632 | 005-33632 | Central | MHHS-MG | MH MG-(GH)-Urgent Care-Greater Heights | Nurses station | 10/1/19 | 10/1/20 |  |  | SCALES, PATIENT | Scale, Infant | SCALEINFANT-Seca-374 | SCALEINFANT |  |  |  |  | Seca | Scale, Infant |  |  | SCALEINFANT-Seca-374 | 10/29/18 |  | SI-A | Covered PM Repair - Respiratory/Steriliz | MHHS-MG | [8 empty] | SCALEINFANT | Scale, Infant | Seca
NO | YES |  |  |  | 009-10018 | 009-10018 | Seca Corp |  |  |  | MH MG-(GH)-Urgent Care-Washington Ave | MHHS-MG |  | Scale, Infant |  | 009-10018 | 009-10018 | Central | MHHS-MG | MH MG-(GH)-Urgent Care-Washington Ave | Nurses station | 4/1/19 | 4/1/20 |  |  | SCALES, PATIENT | Scale, Infant | SCALEINFANT-Seca-374 | SCALEINFANT |  |  |  |  | Seca | Scale, Infant |  |  | SCALEINFANT-Seca-374 | 10/29/18 |  | SI-A | Covered PM Repair - Respiratory/Steriliz | MHHS-MG | [8 empty] | SCALEINFANT | Scale, Infant | Seca
NO | YES |  |  |  | 583-00767 | 583-00767 | Seca Corp |  |  |  | MH MG-(KY)-Katy [Mp2-Ste400] | MHHS-MG |  | Scale, Infant |  | 583-00767 | 583-00767 | Katy | MHHS-MG | MH MG-(KY)-Katy [Mp2-Ste400] | MP2 STE 400 | 2/1/20 | 2/1/21 |  |  | SCALES, PATIENT | Scale, Infant | SCALEINFANT-Seca-374 | SCALEINFANT |  |  |  |  | Seca | Scale, Infant |  |  | SCALEINFANT-Seca-374 | 10/29/18 |  | SI-A | Covered PM Repair - Respiratory/Steriliz | MHHS-MG | [8 empty] | SCALEINFANT | Scale, Infant | Seca
NO | YES |  |  |  | 583-00813 | 583-00813 | Seca Corp |  |  |  | MH MG-(KY)-Katy Peds (Mp2) | MHHS-MG |  | Scale, Infant |  | 583-00813 | 583-00813 | Katy | MHHS-MG | MH MG-(KY)-Katy Peds (Mp2) | Ex 14 | 1/1/19 |  |  |  | SCALES, PATIENT | Scale, Infant | SCALEINFANT-Seca-374 | SCALEINFANT |  |  |  |  | Seca | Scale, Infant |  |  | SCALEINFANT-Seca-374 |  |  | SI-A | Covered PM Repair - Biomedical | MHHS-MG | [8 empty] | SCALEINFANT | Scale, Infant | Seca
NO | YES |  |  |  | 583-00853 | 583-00853 | Seca Corp |  |  |  | MH MG-(KY)-Katy Peds (Mp2) | MHHS-MG |  | Scale, Infant |  | 583-00853 | 583-00853 | Katy | MHHS-MG | MH MG-(KY)-Katy Peds (Mp2) |  | 1/1/19 |  |  |  | SCALES, PATIENT | Scale, Infant | SCALEINFANT-Seca-374 | SCALEINFANT |  |  |  |  | Seca | Scale, Infant |  |  | SCALEINFANT-Seca-374 |  |  | SI-A | Covered PM Repair - Biomedical | MHHS-MG | [8 empty] | SCALEINFANT | Scale, Infant | Seca
NO | YES |  |  |  | 583-00854 | 583-00854 | Seca Corp |  |  |  | MH MG-(KY)-Katy Peds (Mp2) | MHHS-MG |  | Scale, Infant |  | 583-00854 | 583-00854 | Katy | MHHS-MG | MH MG-(KY)-Katy Peds (Mp2) |  | 1/1/19 |  |  |  | SCALES, PATIENT | Scale, Infant | SCALEINFANT-Seca-374 | SCALEINFANT |  |  |  |  | Seca | Scale, Infant |  |  | SCALEINFANT-Seca-374 | 5/31/18 |  | SI-A | Covered PM Repair - Biomedical | MHHS-MG | [8 empty] | SCALEINFANT | Scale, Infant | Seca
NO | YES |  |  |  | 583-01270 | 583-01270 | Seca Corp |  |  |  | MH MG-(KY)-Urgent Care-Fulshear | MHHS-MG |  | Scale, Infant |  | 583-01270 | 583-01270 | Katy | MHHS-MG | MH MG-(KY)-Urgent Care-Fulshear | Exam room 4 | 1/1/19 | 1/1/20 |  |  | SCALES, PATIENT | Scale, Infant | SCALEINFANT-Seca-374 | SCALEINFANT |  |  |  |  | Seca | Scale, Infant |  |  | SCALEINFANT-Seca-374 |  |  | SI-A | Covered PM Repair - Biomedical | MHHS-MG | [8 empty] | SCALEINFANT | Scale, Infant | Seca
NO | YES |  |  |  | 142-06882 | 142-06882 | Seca Corp |  |  |  | MH-Atascocita | MHHS-MG |  | Scale, Infant |  | 142-06882 | 142-06882 | Katy | Memorial herman northeast | MH-Atascocita | Hallway |  |  |  |  | SCALES, PATIENT |  | SCALEINFANT-Seca-374 | SCALEINFANT |  |  |  |  | Seca | Scale, Infant |  |  | SCALEINFANT-Seca-374 |  |  |  | Covered PM Repair - Biomedical | MHHS-MG
NO | YES |  |  |  | 142-07473 | 142-07473 | Seca Corp |  |  |  | MH MG-(NE)-Kingwood CCC-Timeshare | MHHS-MG |  | Scale, Infant |  | 142-07473 | 142-07473 | Katy | MHHS-MG | MH MG-(NE)-Kingwood CCC-Timeshare | Hall | 10/1/19 |  |  |  | SCALES, PATIENT | Scale, Infant | SCALEINFANT-Seca-374 | SCALEINFANT |  |  |  |  | Seca | Scale, Infant |  |  | SCALEINFANT-Seca-374 | 8/5/14 |  | SI-A | Covered PM Repair - Biomedical | MHHS-MG | [8 empty] | SCALEINFANT | Scale, Infant | Seca
NO | YES |  |  |  | 005-33017 | 005-33017 | Seca Corp |  |  |  | MH MG-(SL)-Sugar Land Multi-Specialty (Mp1) | MHHS-MG |  | Scale, Infant |  | 005-33017 | 005-33017 | Sugar Land | MHHS-MG | MH MG-(SL)-Sugar Land Multi-Specialty (Mp1) | Nurses Station | 3/1/19 |  | 3/1/20 |  | SCALES, PATIENT | Scale, Infant | SCALEINFANT-Seca-374 | SCALEINFANT |  |  |  |  | Seca | Scale, Infant |  |  | SCALEINFANT-Seca-374 | 5/14/19 |  | SI-A | Covered PM Repair - Biomedical | MHHS-MG | [8 empty] | SCALEINFANT | Scale, Infant | Seca
NO | YES |  |  |  | 129-06656 | 129-06656 | Seca Corp |  |  |  | MH MG - (SL) - URGENT CARE - TELFAIR | MHHS-MG |  | Scale, Infant |  | 129-06656 | 129-06656 | Sugar Land | Memorial Hermann Urgent Care Telfair (#A) | MH MG - (SL) - URGENT CARE - TELFAIR | Nurses station | 4/1/19 | 4/1/20 |  |  | SCALES, PATIENT | Scale, Infant | SCALEINFANT-Seca-374 | SCALEINFANT |  |  |  |  | Seca | Scale, Infant |  |  | SCALEINFANT-Seca-374 | 9/1/19 |  | SI-A | Covered PM Repair - Radiology, Low End | MHHS-MG | [8 empty] | SCALEINFANT | Scale, Infant | Seca
NO | YES |  |  |  | 000-02832 | 000-02832 | Seca Corp |  |  |  | MH MG-(STX)-South Texas-Wharton | MHHS-MG |  | Scale, Infant |  | 000-02832 | 000-02832 | South | MHHS-MG | MH MG-(STX)-South Texas-Wharton | Exam room 2 | 10/1/19 | 10/1/20 |  |  | SCALES, PATIENT | Scale, Infant | SCALEINFANT-Seca-374 | SCALEINFANT |  |  |  |  | Seca | Scale, Infant |  |  | SCALEINFANT-Seca-374 | 9/1/19 |  | SI-A | Covered PM Repair - Radiology, Low End | MHHS-MG | [8 empty] | SCALEINFANT | Scale, Infant | Seca
NO | YES |  |  |  | 129-07227 | 129-07227 | Seca Corp |  |  |  | MH MG-(STX)-South Texas-Wharton | MHHS-MG |  | Scale, Infant |  | 129-07227 | 129-07227 | South | MHHS-MG | MH MG-(STX)-South Texas-Wharton | Procedure room 1 | 10/1/19 | 6/1/20 |  |  | SCALES, PATIENT | Scale, Infant | SCALEINFANT-Seca-374 | SCALEINFANT |  |  |  |  | Seca | Scale, Infant |  |  | SCALEINFANT-Seca-374 | 9/1/19 |  | SI-A | Covered PM Repair - Radiology, Low End | MHHS-MG | [8 empty] | SCALEINFANT | Scale, Infant | Seca
NO | YES |  |  |  | 069-40317 | 069-40317 | Seca Corp |  |  |  | MH MG - (TMC) - PEDIATRICS (STE 2445) | MHHS-MG |  | Scale, Infant |  | 069-40317 | 069-40317 | TMC | Memorial Hermann-Texas Medical Center | MH MG - (TMC) - PEDIATRICS (STE 2445) | Pedshallway | 1/1/20 |  | 1/1/21 |  | SCALES, PATIENT | Scale, Infant | SCALEINFANT-Seca-374 | SCALEINFANT |  |  |  |  | Seca | Scale, Infant |  |  | SCALEINFANT-Seca-374 | 9/1/19 |  | SI-A | Covered PM Repair - Radiology, Low End | MHHS-MG | [8 empty] | SCALEINFANT | Scale, Infant | Seca
NO | YES |  |  |  | 929-01525 | 929-01525 | Seca Corp |  |  |  | MH MG-(TMC)-Urgent Care-West University | MHHS-MG |  | Scale, Infant |  | 929-01525 | 929-01525 | TMC | MHHS-MG | MH MG-(TMC)-Urgent Care-West University | Nurses station | 11/1/19 | 11/1/20 |  |  | SCALES, PATIENT | Scale, Infant | SCALEINFANT-Seca-374 | SCALEINFANT |  |  |  |  | Seca | Scale, Infant |  |  | SCALEINFANT-Seca-374 |  |  | SI-A | Covered PM Repair - Respiratory/Steriliz | MHHS-MG | [8 empty] | SCALEINFANT | Scale, Infant | Seca
NO | YES |  |  |  | 029-11979 | 029-11979 | Seca Corp |  |  |  | WOODLANDS - NICU | MHHS-MG |  | Scale, Infant |  | 029-11979 | 029-11979 | Woodlands | Memorial Hermann urgent care 1100 B | WOODLANDS - NICU | Urgent Care | 8/1/19 |  | 8/1/20 |  | SCALES, PATIENT | Scale, Infant | SCALEINFANT-Seca-374 | SCALEINFANT |  |  |  |  | Seca | Scale, Infant |  |  | SCALEINFANT-Seca-374 | 11/1/15 |  | SI-A | Covered PM Repair - Biomedical | MHHS-MG | [8 empty] | SCALEINFANT | Scale, Infant | Seca
NO | YES |  |  |  | 029-11982 | 029-11982 | Seca Corp |  |  |  | WOODLANDS - NICU | MHHS-MG |  | Scale, Platform, Wheelchair |  | 029-11982 | 029-11982 | Woodlands | Memorial Hermann urgent care 1100 B | WOODLANDS - NICU | Urgent Care |  |  |  |  | SCALES, PATIENT | Scale, Infant | SCALEINFANT-Seca-374 | SCALEPLATFORMWHEELCHAIR |  |  |  |  | Seca | Scale, Platform, Wheelchair |  |  | SCALEPLATFORMWHEELCHAIR-Seca-644 | 10/4/20 |  | SI-A | Not Covered Vendor Only - Biomedical | MHHS-MG | [8 empty] | SCALEINFANT | Scale, Infant | Seca
NO | YES |  |  |  | 029-10969 | 029-10969 | Seca Corp |  |  |  | MH MG-(WDLS)-Urgent Care-Spring | MHHS-MG |  | Scale, Infant |  | 029-10969 | 029-10969 | Woodlands | MHHS-MG | MH MG-(WDLS)-Urgent Care-Spring | Urgent care 1 | 8/1/19 |  | 8/1/20 |  | SCALES, PATIENT | Scale, Infant | SCALEINFANT-Seca-374 | SCALEINFANT |  |  |  |  | Seca | Scale, Infant |  |  | SCALEINFANT-Seca-374 | 11/1/15 |  | SI-A | Covered PM Repair - Biomedical | MHHS-MG | [8 empty] | SCALEINFANT | Scale, Infant | Seca
NO | YES |  |  |  | 929-01518 | 929-01518 | Seca Corp |  |  |  | SC CCC-(NE)-Emergency Room | MHHS-Summer Creek CCC |  | Scale, Infant |  | 929-01518 | 929-01518 | Katy | MHHS-Others | SC CCC-(NE)-Emergency Room |  |  |  |  | No pm | SCALES, PATIENT | Scale, Infant | SCALEINFANT-Seca-374 | SCALEINFANT |  |  |  |  | Seca | Scale, Infant |  |  | SCALEINFANT-Seca-374 | 7/24/13 |  | SI-A | Covered PM Repair - Biomedical | MHHS-Summer Creek CCC | [8 empty] | SCALEINFANT | Scale, Infant | Seca
NO | YES |  |  |  | 583-00954 | 583-00954 | Seca Corp |  |  |  | KT CCC-(KY)-Emergency Room | MHHS-South Katy CCC |  | Scale, Infant |  | 583-00954 | 583-00954 | Katy | MHHS-Others | KT CCC-(KY)-Emergency Room | Triage | 5/1/19 |  |  |  | SCALES, PATIENT | Scale, Infant | SCALEINFANT-Seca-374 | SCALEINFANT |  |  |  |  | Seca | Scale, Infant |  |  | SCALEINFANT-Seca-374 | 7/24/13 |  | SI-A | Covered PM Repair - Biomedical | MHHS-South Katy CCC | [8 empty] | SCALEINFANT | Scale, Infant | Seca
NO | YES |  |  |  | 129-06110 | 129-06110 | Seca Corp |  |  |  | SP CCC - (SL) - EMERGENCY ROOM | MHHS-Sienna Plantation CCC |  | Scale, Infant |  | 129-06110 | 129-06110 | Sugar Land | MHHS-Others | SP CCC - (SL) - EMERGENCY ROOM | Triage Room 102 | 5/1/19 | 5/1/20 |  |  | SCALES, PATIENT | Scale, Infant | SCALEINFANT-Seca-374 | SCALEINFANT |  |  |  |  | Seca | Scale, Infant |  |  | SCALEINFANT-Seca-374 | 7/24/13 |  | SI-A | Covered PM Repair - Biomedical | MHHS-Sienna Plantation CCC | [8 empty] | SCALEINFANT | Scale, Infant | Seca
NO | NO |  |  |  | 009-33638 |  | Seca Corp |  |  |  | GH - ER | MHHS-Greater Heights |  | Scale, Infant |  | 009-33638 |  | Central & Greater Heights |  | GH - ER | [5 empty] | SCALES, PATIENT |  | SCALEINFANT-Seca-374 | SCALEINFANT |  |  |  |  | Seca | Scale, Infant |  |  | SCALEINFANT-Seca-374 |  |  |  | Covered PM Repair - Respiratory/Steriliz | MHHS-Greater Heights
NO | NO |  |  |  | 041-18737 |  | Seca Corp |  |  |  | MH MG - (MC) - URGENT CARE - TOWN & COUNTRY | MHHS-MG |  | Scale, Infant |  | 041-18737 |  | West & Memorial City |  | MH MG - (MC) - URGENT CARE - TOWN & COUNTRY | [5 empty] | SCALES, PATIENT |  | SCALEINFANT-Seca-374 | SCALEINFANT |  |  |  |  | Seca | Scale, Infant |  |  | SCALEINFANT-Seca-374 |  |  |  | Covered PM Repair - Biomedical | MHHS-MG
NO | NO |  |  |  | 041-18108 |  | Seca Corp |  |  |  | MH MG - (KY) - KATY CCC | MHHS-MG |  | Scale, Infant |  | 041-18108 |  | Katy |  | MH MG - (KY) - KATY CCC | [5 empty] | SCALES, PATIENT |  | SCALEINFANT-Seca-374 | SCALEINFANT |  |  |  |  | Seca | Scale, Infant |  |  | SCALEINFANT-Seca-374 |  |  |  | Covered PM Repair - Biomedical | MHHS-MG
NO | NO |  |  |  | 005-10767 |  | Seca Corp |  |  |  | MH MG - (SE) - ALVIN | MHHS-MG |  | Scale, Infant |  | 005-10767 |  | Southeast & Bay Area |  | MH MG - (SE) - ALVIN | [5 empty] | SCALES, PATIENT |  | SCALEINFANT-Seca-374 | SCALEINFANT |  |  |  |  | Seca | Scale, Infant |  |  | SCALEINFANT-Seca-374 |  |  |  | Covered PM Repair - Biomedical | MHHS-MG
NO | NO |  |  |  | 005-11670 |  | Seca Corp |  |  |  | MH MG - (SE) - URGENT CARE - CLEAR LAKE (WEBSTER) | MHHS-MG |  | Scale, Infant |  | 005-11670 |  | Southeast & Bay Area |  | MH MG - (SE) - URGENT CARE - CLEAR LAKE (WEBSTER) | [5 empty] | SCALES, PATIENT |  | SCALEINFANT-Seca-374 | SCALEINFANT |  |  |  |  | Seca | Scale, Infant |  |  | SCALEINFANT-Seca-374 |  |  |  | Covered PM Repair - Biomedical | MHHS-MG
NO | NO |  |  |  | 143-01691 |  | Seca Corp |  |  |  | MH MG - (SL) - SUGAR LAND PEDIATRICS | MHHS-MG |  | Scale, Infant |  | 143-01691 |  | Sugar Land |  | MH MG - (SL) - SUGAR LAND PEDIATRICS | [5 empty] | SCALES, PATIENT |  | SCALEINFANT-Seca-374 | SCALEINFANT |  |  |  |  | Seca | Scale, Infant |  |  | SCALEINFANT-Seca-374 |  |  |  | Covered PM Repair - Biomedical | MHHS-MG
NO | NO |  |  |  | 143-01692 |  | Seca Corp |  |  |  | MH MG - (SL) - SUGAR LAND PEDIATRICS | MHHS-MG |  | Scale, Infant |  | 143-01692 |  | Sugar Land |  | MH MG - (SL) - SUGAR LAND PEDIATRICS | [5 empty] | SCALES, PATIENT |  | SCALEINFANT-Seca-374 | SCALEINFANT |  |  |  |  | Seca | Scale, Infant |  |  | SCALEINFANT-Seca-374 |  |  |  | Covered PM Repair - Biomedical | MHHS-MG
NO | NO |  |  |  | 143-01693 |  | Seca Corp |  |  |  | MH MG - (SL) - SUGAR LAND PEDIATRICS | MHHS-MG |  | Scale, Infant |  | 143-01693 |  | Sugar Land |  | MH MG - (SL) - SUGAR LAND PEDIATRICS | [5 empty] | SCALES, PATIENT |  | SCALEINFANT-Seca-374 | SCALEINFANT |  |  |  |  | Seca | Scale, Infant |  |  | SCALEINFANT-Seca-374 |  |  |  | Covered PM Repair - Radiology, Low End | MHHS-MG
NO | NO |  |  |  | 013-36177 |  | Seca Corp |  |  |  | MH MG - (SL) - SUGAR LAND PRIMARY CARE (MP1) | MHHS-MG |  | Scale, Infant |  | 013-36177 |  | Sugar Land |  | MH MG - (SL) - SUGAR LAND PRIMARY CARE (MP1) | [5 empty] | SCALES, PATIENT |  | SCALEINFANT-Seca-374 | SCALEINFANT |  |  |  |  | Seca | Scale, Infant |  |  | SCALEINFANT-Seca-374 |  |  |  | Covered PM Repair - Radiology, Low End | MHHS-MG
NO | NO |  |  |  | 129-06593 |  | Seca Corp |  |  |  | MH MG - (SL) - SUGAR LAND PRIMARY CARE (MP1) | MHHS-MG |  | Scale, Infant |  | 129-06593 |  | Sugar Land |  | MH MG - (SL) - SUGAR LAND PRIMARY CARE (MP1) | [5 empty] | SCALES, PATIENT |  | SCALEINFANT-Seca-374 | SCALEINFANT |  |  |  |  | Seca | Scale, Infant |  |  | SCALEINFANT-Seca-374 |  |  |  | Covered PM Repair - Radiology, Low End | MHHS-MG
NO | NO |  |  |  | 129-06717 |  | Seca Corp |  |  |  | MH MG - (SL) - SUGAR LAND PRIMARY CARE (MP1) | MHHS-MG |  | Scale, Infant |  | 129-06717 |  | Sugar Land |  | MH MG - (SL) - SUGAR LAND PRIMARY CARE (MP1) | [5 empty] | SCALES, PATIENT |  | SCALEINFANT-Seca-374 | SCALEINFANT |  |  |  |  | Seca | Scale, Infant |  |  | SCALEINFANT-Seca-374 |  |  |  | Not Covered Vendor Only - Rad, Low End | MHHS-MG
NO | NO |  |  |  | 925-01166 |  | Seca Corp |  |  |  | MH MG - (TMC) - UPPER KIRBY | MHHS-MG |  | Scale, Infant |  | 925-01166 |  | TMC |  | MH MG - (TMC) - UPPER KIRBY | [5 empty] | SCALES, PATIENT |  | SCALEINFANT-Seca-374 | SCALEINFANT |  |  |  |  | Seca | Scale, Infant |  |  | SCALEINFANT-Seca-374 |  |  |  | Covered PM Repair - Biomedical | MHHS-MG
NO | NO |  |  |  | 029-12026 |  | Seca Corp |  |  |  | MH MG - (WDLS) - BENDERS LANDING | MHHS-MG |  | Scale, Infant |  | 029-12026 |  | Woodlands |  | MH MG - (WDLS) - BENDERS LANDING | [5 empty] | SCALES, PATIENT |  | SCALEINFANT-Seca-374 | SCALEINFANT |  |  |  |  | Seca | Scale, Infant |  |  | SCALEINFANT-Seca-374 |  |  |  | Covered PM Repair - Biomedical | MHHS-MG
NO | NO |  |  |  | 145-00262 |  | Seca Corp |  |  |  | PEARLAND - EMERGENCY CENTER | MHHS-Pearland Hospital |  | Scale, Infant |  | 145-00262 |  | Pearland |  | PEARLAND - EMERGENCY CENTER | [5 empty] | SCALES, PATIENT |  | SCALEINFANT-Seca-374 | SCALEINFANT |  |  |  |  | Seca | Scale, Infant |  |  | SCALEINFANT-Seca-374 |  |  |  | Covered PM Repair - Biomedical | MHHS-Pearland Hospital
NO | YES |  |  |  | 005-10687 | 005-10687 | Seca Corp |  |  |  | MH MG-(PL)-Central Pearland | MHHS-MG |  | Scale, Platform, Wheelchair |  | 005-10687 | 005-10687 | Pearland | MHHS-MG | MH MG-(PL)-Central Pearland |  | 2/1/19 |  |  |  | SCALES, PATIENT | Scale, Platform, Wheelchair | SCALEPLATFORMWHEELCHAIR-Seca-644 | SCALEPLATFORMWHEELCHAIR |  |  |  |  | Seca | Scale, Platform, Wheelchair |  |  | SCALEPLATFORMWHEELCHAIR-Seca-644 | 10/4/20 |  | SPW-A | Covered PM Repair - Biomedical | MHHS-MG | [8 empty] | SCALEPLATFORMWHEELCHAIR | Scale, Platform, Wheelchair | Seca
NO | YES |  |  |  | 145-00651 | 145-00651 | Seca Corp |  |  |  | MH MG-(PL)-Pearland Multi-Specialty (Mp 2) | MHHS-MG |  | Scale, Platform, Wheelchair |  | 145-00651 | 145-00651 | Pearland | MHHS-MG | MH MG-(PL)-Pearland Multi-Specialty (Mp 2) | Sut 390 | 2/1/19 |  |  |  | SCALES, PATIENT | Scale, Platform, Wheelchair | SCALEPLATFORMWHEELCHAIR-Seca-644 | SCALEPLATFORMWHEELCHAIR |  |  |  |  | Seca | Scale, Platform, Wheelchair |  |  | SCALEPLATFORMWHEELCHAIR-Seca-644 | 10/4/20 |  | SPW-A | Covered PM Repair - Biomedical | MHHS-MG | [8 empty] | SCALEPLATFORMWHEELCHAIR | Scale, Platform, Wheelchair | Seca
NO | YES |  |  |  | 005-33608 | 005-33608 | Seca Corp |  |  |  | MH MG-(CY)-Copperfield | MHHS-MG |  | Scale, Platform, Wheelchair |  | 005-33608 | 005-33608 | Northwest | MHHS-MG | MH MG-(CY)-Copperfield | Hallway by the break room | 7/1/18 |  |  |  | SCALES, PATIENT | Scale, Platform, Wheelchair | SCALEPLATFORMWHEELCHAIR-Seca-644 | SCALEPLATFORMWHEELCHAIR |  |  |  |  | Seca | Scale, Platform, Wheelchair |  |  | SCALEPLATFORMWHEELCHAIR-Seca-644 | 10/4/20 |  | SPW-A | Covered PM Repair - Biomedical | MHHS-MG | [8 empty] | SCALEPLATFORMWHEELCHAIR | Scale, Platform, Wheelchair | Seca
NO | YES |  |  |  | 009-09851 | 009-09851 | Seca Corp |  |  |  | MH MG-(CY)-Fairfield [Mp1-Ste100] | MHHS-MG |  | Scale, Platform, Wheelchair |  | 009-09851 | 009-09851 | Northwest | MHHS-MG | MH MG-(CY)-Fairfield [Mp1-Ste100] | By exam 2 |  |  |  | No pm required | SCALES, PATIENT | Scale, Platform, Wheelchair | SCALEPLATFORMWHEELCHAIR-Seca-644 | SCALEPLATFORMWHEELCHAIR |  |  |  |  | Seca | Scale, Platform, Wheelchair |  |  | SCALEPLATFORMWHEELCHAIR-Seca-644 | 10/4/20 |  | SPW-A | Covered PM Repair - Biomedical | MHHS-MG | [8 empty] | SCALEPLATFORMWHEELCHAIR | Scale, Platform, Wheelchair | Seca
NO | YES |  |  |  | 929-01385 | 929-01385 | Seca Corp |  |  |  | MH MG-(CY)-Cypress Multi Specialty | MHHS-MG |  | Scale, Platform, Wheelchair |  | 929-01385 | 929-01385 | Northwest | MHHS-MG | MH MG-(CY)-Cypress Multi Specialty | Near exam 6 |  |  |  | No pm req sticker | SCALES, PATIENT | Scale, Platform, Wheelchair | SCALEPLATFORMWHEELCHAIR-Seca-644 | SCALEPLATFORMWHEELCHAIR |  |  |  |  | Seca | Scale, Platform, Wheelchair |  |  | SCALEPLATFORMWHEELCHAIR-Seca-644 | 10/4/20 |  | SPW-A | Covered PM Repair - Biomedical | MHHS-MG | [8 empty] | SCALEPLATFORMWHEELCHAIR | Scale, Platform, Wheelchair | Seca
NO | YES |  |  |  | 929-01386 | 929-01386 | Seca Corp |  |  |  | MH MG-(CY)-Cypress Multi Specialty | MHHS-MG |  | Scale, Platform, Wheelchair |  | 929-01386 | 929-01386 | Northwest | MHHS-MG | MH MG-(CY)-Cypress Multi Specialty | Hallway outside Physician Office |  |  |  |  | SCALES, PATIENT | Scale, Platform, Wheelchair | SCALEPLATFORMWHEELCHAIR-Seca-644 | SCALEPLATFORMWHEELCHAIR |  |  |  |  | Seca | Scale, Platform, Wheelchair |  |  | SCALEPLATFORMWHEELCHAIR-Seca-644 | 10/4/20 |  | SPW-A | Covered PM Repair - Biomedical | MHHS-MG | [8 empty] | SCALEPLATFORMWHEELCHAIR | Scale, Platform, Wheelchair | Seca
NO | YES |  |  |  | 041-19986 | 041-19986 | Seca Corp |  |  |  | MH MG-(CY)-Fairfield [Mp1-Ste100] | MHHS-MG |  | Scale, Platform, Wheelchair |  | 041-19986 | 041-19986 | Northwest | MHHS-MG | MH MG-(CY)-Fairfield [Mp1-Ste100] | C1 112 |  | 2/1/20 |  | No pm required sticker | SCALES, PATIENT | Scale, Platform, Wheelchair | SCALEPLATFORMWHEELCHAIR-Seca-644 | SCALEPLATFORMWHEELCHAIR |  |  |  |  | Seca | Scale, Platform, Wheelchair |  |  | SCALEPLATFORMWHEELCHAIR-Seca-644 | 10/4/20 |  | SPW-A | Covered PM Repair - Biomedical | MHHS-MG | [8 empty] | SCALEPLATFORMWHEELCHAIR | Scale, Platform, Wheelchair | Seca
NO | YES |  |  |  | 151-02452 | 151-02452 | Seca Corp |  |  |  | MH MG - (CY) - OCCUPATIONAL MEDICINE [MP1-STE180] | MHHS-MG |  | Scale, Platform, Wheelchair |  | 151-02452 | 151-02452 | Northwest | MHHS-MG | MH MG - (CY) - OCCUPATIONAL MEDICINE [MP1-STE180] | Nurses station |  | 2/1/20 |  | No pm required sticker. Could not get pic of data plate. | SCALES, PATIENT | Scale, Platform, Wheelchair | SCALEPLATFORMWHEELCHAIR-Seca-644 | SCALEPLATFORMWHEELCHAIR |  |  |  |  | Seca | Scale, Platform, Wheelchair |  |  | SCALEPLATFORMWHEELCHAIR-Seca-644 | 10/4/20 |  | SPW-A | Covered PM Repair - Biomedical | MHHS-MG | [8 empty] | SCALEPLATFORMWHEELCHAIR | Scale, Platform, Wheelchair | Seca
NO | YES |  |  |  | 009-10614 | 009-10614 | Seca Corp |  |  |  | MH MG-(GH)-GH CCC | MHHS-MG |  | Scale, Platform, Wheelchair |  | 009-10614 | 009-10614 | Central | MHHS-MG | MH MG-(GH)-GH CCC |  | 4/1/18 |  |  |  | SCALES, PATIENT | Scale, Platform, Wheelchair | SCALEPLATFORMWHEELCHAIR-Seca-644 | SCALEPLATFORMWHEELCHAIR |  |  |  |  | Seca | Scale, Platform, Wheelchair |  |  | SCALEPLATFORMWHEELCHAIR-Seca-644 | 10/4/20 |  | SPW-A | Covered PM Repair - Biomedical | MHHS-MG | [8 empty] | SCALEPLATFORMWHEELCHAIR | Scale, Platform, Wheelchair | Seca
NO | YES |  |  |  | 005-33633 | 005-33633 | Seca Corp |  |  |  | MH MG-(GH)-Urgent Care-Greater Heights | MHHS-MG |  | Scale, Platform, Wheelchair |  | 005-33633 | 005-33633 | Central | MHHS-MG | MH MG-(GH)-Urgent Care-Greater Heights | Nurses station |  |  |  | No pm required | SCALES, PATIENT | Scale, Platform, Wheelchair | SCALEPLATFORMWHEELCHAIR-Seca-644 | SCALEPLATFORMWHEELCHAIR |  |  |  |  | Seca | Scale, Platform, Wheelchair |  |  | SCALEPLATFORMWHEELCHAIR-Seca-644 | 10/4/20 |  | SPW-A | Covered PM Repair - Biomedical | MHHS-MG | [8 empty] | SCALEPLATFORMWHEELCHAIR | Scale, Platform, Wheelchair | Seca
NO | YES |  |  |  | 009-10019 | 009-10019 | Seca Corp |  |  |  | MH MG-(GH)-Urgent Care-Washington Ave | MHHS-MG |  | Scale, Platform, Wheelchair |  | 009-10019 | 009-10019 | Central | MHHS-MG | MH MG-(GH)-Urgent Care-Washington Ave | Nurses station |  |  |  | No pm | SCALES, PATIENT | Scale, Platform, Wheelchair | SCALEPLATFORMWHEELCHAIR-Seca-644 | SCALEPLATFORMWHEELCHAIR |  |  |  |  | Seca | Scale, Platform, Wheelchair |  |  | SCALEPLATFORMWHEELCHAIR-Seca-644 | 10/4/20 |  | SPW-A | Covered PM Repair - Biomedical | MHHS-MG | [8 empty] | SCALEPLATFORMWHEELCHAIR | Scale, Platform, Wheelchair | Seca
NO | YES |  |  |  | 029-12021 | 029-12021 | Seca Corp |  |  |  | MH MG-(KY)-Katy [Mp2-Ste400] | MHHS-MG |  | Scale, Platform, Wheelchair |  | 029-12021 | 029-12021 | Katy | MHHS-MG | MH MG-(KY)-Katy [Mp2-Ste400] | MP2 STE 400 | 7/1/18 |  |  |  | SCALES, PATIENT | Scale, Platform, Wheelchair | SCALEPLATFORMWHEELCHAIR-Seca-644 | SCALEPLATFORMWHEELCHAIR |  |  |  |  | Seca | Scale, Platform, Wheelchair |  |  | SCALEPLATFORMWHEELCHAIR-Seca-644 | 10/4/20 |  | SPW-A | Covered PM Repair - Biomedical | MHHS-MG | [8 empty] | SCALEPLATFORMWHEELCHAIR | Scale, Platform, Wheelchair | Seca
NO | YES |  |  |  | 000-05115 | 000-05115 | Seca Corp |  |  |  | MH MG-(KY)-Katy Sports Medicine | MHHS-MG |  | Scale, Platform, Wheelchair |  | 000-05115 | 000-05115 | Katy | MHHS-MG | MH MG-(KY)-Katy Sports Medicine | Sports rehab | 10/1/19 |  |  |  | SCALES, PATIENT | Scale, Platform, Wheelchair | SCALEPLATFORMWHEELCHAIR-Seca-644 | SCALEPLATFORMWHEELCHAIR |  |  |  |  | Seca | Scale, Platform, Wheelchair |  |  | SCALEPLATFORMWHEELCHAIR-Seca-644 | 10/4/20 |  | SPW-A | Covered PM Repair - Biomedical | MHHS-MG | [8 empty] | SCALEPLATFORMWHEELCHAIR | Scale, Platform, Wheelchair | Seca
NO | YES |  |  |  | 029-12014 | 029-12014 | Seca Corp |  |  |  | MH MG-(KY)-Katy Urology (Mp2) | MHHS-MG |  | Scale, Platform, Wheelchair |  | 029-12014 | 029-12014 | Katy | MHHS-MG | MH MG-(KY)-Katy Urology (Mp2) | Hall | 1/1/20 | 2/1/21 |  |  | SCALES, PATIENT | Scale, Platform, Wheelchair | SCALEPLATFORMWHEELCHAIR-Seca-644 | SCALEPLATFORMWHEELCHAIR |  |  |  |  | Seca | Scale, Platform, Wheelchair |  |  | SCALEPLATFORMWHEELCHAIR-Seca-644 | 10/4/20 |  | SPW-A | Covered PM Repair - Biomedical | MHHS-MG | [8 empty] | SCALEPLATFORMWHEELCHAIR | Scale, Platform, Wheelchair | Seca
NO | YES |  |  |  | 583-00926 | 583-00926 | Seca Corp |  |  |  | Katy-Med/Surg 5th Floor | MHHS-MG |  | Scale, Platform, Wheelchair |  | 583-00926 | 583-00926 | Katy | MHHS-Katy | Katy-Med/Surg 5th Floor | Occupational Medicine | 1/1/19 | 1/1/20 |  |  | SCALES, PATIENT | Scale, Platform, Wheelchair | SCALEPLATFORMWHEELCHAIR-Seca-644 | SCALEPLATFORMWHEELCHAIR |  |  |  |  | Seca | Scale, Platform, Wheelchair |  |  | SCALEPLATFORMWHEELCHAIR-Seca-644 | 10/4/20 |  | SPW-A | Covered PM Repair - Biomedical | MHHS-MG | [8 empty] | SCALEPLATFORMWHEELCHAIR | Scale, Platform, Wheelchair | Seca
NO | YES |  |  |  | 583-01290 | 583-01290 | Seca Corp |  |  |  | MH MG-(KY)-Urgent Care-Fulshear | MHHS-MG |  | Scale, Platform, Wheelchair |  | 583-01290 | 583-01290 | Katy | MHHS-MG | MH MG-(KY)-Urgent Care-Fulshear | Exam room 4 | 1/1/19 | 1/1/20 |  |  | SCALES, PATIENT | Scale, Platform, Wheelchair | SCALEPLATFORMWHEELCHAIR-Seca-644 | SCALEPLATFORMWHEELCHAIR |  |  |  |  | Seca | Scale, Platform, Wheelchair |  |  | SCALEPLATFORMWHEELCHAIR-Seca-644 | 10/4/20 |  | SPW-A | Covered PM Repair - Biomedical | MHHS-MG | [8 empty] | SCALEPLATFORMWHEELCHAIR | Scale, Platform, Wheelchair | Seca
NO | YES |  |  |  | 142-05952 | 142-05952 | Seca Corp |  |  |  | MH MG-(NE)-Summer Creek CCC | MHHS-MG |  | Scale, Platform, Wheelchair |  | 142-05952 | 142-05952 | Katy | MHHS-MG | MH MG-(NE)-Summer Creek CCC | By exam 4 | 7/1/18 |  |  | No pm required | SCALES, PATIENT | Scale, Platform, Wheelchair | SCALEPLATFORMWHEELCHAIR-Seca-644 | SCALEPLATFORMWHEELCHAIR |  |  |  |  | Seca | Scale, Platform, Wheelchair |  |  | SCALEPLATFORMWHEELCHAIR-Seca-644 | 10/4/20 |  | SPW-A | Covered PM Repair - Biomedical | MHHS-MG | [8 empty] | SCALEPLATFORMWHEELCHAIR | Scale, Platform, Wheelchair | Seca
NO | YES |  |  |  | 142-06919 | 142-06919 | Seca Corp |  |  |  | MH MG-(NE)-Summer Creek CCC | MHHS-MG |  | Scale, Platform, Wheelchair |  | 142-06919 | 142-06919 | Katy | MHHS-MG | MH MG-(NE)-Summer Creek CCC | Nurses station | 7/1/18 |  |  | No pm required | SCALES, PATIENT | Scale, Platform, Wheelchair | SCALEPLATFORMWHEELCHAIR-Seca-644 | SCALEPLATFORMWHEELCHAIR |  |  |  |  | Seca | Scale, Platform, Wheelchair |  |  | SCALEPLATFORMWHEELCHAIR-Seca-644 | 10/4/20 |  | SPW-A | Covered PM Repair - Biomedical | MHHS-MG | [8 empty] | SCALEPLATFORMWHEELCHAIR | Scale, Platform, Wheelchair | Seca
NO | YES |  |  |  | 005-12384 | 005-12384 | Seca Corp |  |  |  | MH MG - (SL) - PHYSICIANS AT SUGAR CREEK | MHHS-MG |  | Scale, Platform, Wheelchair |  | 005-12384 | 005-12384 | Southeast | Memorial Hermann Medical Group Sugar Land Multi-Specialty (#350) | MH MG - (SL) - PHYSICIANS AT SUGAR CREEK | Nurses station | 2/1/19 | 2/1/20 |  |  | SCALES, PATIENT | Scale, Platform, Wheelchair | SCALEPLATFORMWHEELCHAIR-Seca-644 | SCALEPLATFORMWHEELCHAIR |  |  |  |  | Seca | Scale, Platform, Wheelchair |  |  | SCALEPLATFORMWHEELCHAIR-Seca-644 | 10/4/20 |  | SPW-A | Covered PM Repair - Biomedical | MHHS-MG | [8 empty] | SCALEPLATFORMWHEELCHAIR | Scale, Platform, Wheelchair | Seca
NO | YES |  |  |  | 005-11174 | 005-11174 | Seca Corp |  |  |  | MH MG - (SE) - SOUTHEAST COLON AND RECTAL (MP2 | MHHS-MG |  | Scale, Platform, Wheelchair |  | 005-11174 | 005-11174 | Southeast | Memorial Hermann Sports Medicine | MH MG - (SE) - SOUTHEAST COLON AND RECTAL (MP2 | #490 Plaza 2 | 3/1/19 |  |  |  | SCALES, PATIENT | Scale, Platform, Wheelchair | SCALEPLATFORMWHEELCHAIR-Seca-644 | SCALEPLATFORMWHEELCHAIR |  |  |  |  | Seca | Scale, Platform, Wheelchair |  |  | SCALEPLATFORMWHEELCHAIR-Seca-644 | 10/4/20 |  | SPW-A | Covered PM Repair - Biomedical | MHHS-MG | [8 empty] | SCALEPLATFORMWHEELCHAIR | Scale, Platform, Wheelchair | Seca
NO | YES |  |  |  | 005-10803 | 005-10803 | Seca Corp |  |  |  | MH MG - (SE) - SOUTHEAST COLON AND RECTAL (MP2 | MHHS-MG |  | Scale, Platform, Wheelchair |  | 005-10803 | 005-10803 | Southeast | Memorial Hermann Sports Medicine | MH MG - (SE) - SOUTHEAST COLON AND RECTAL (MP2 | #350 Plaza 2 | 2/1/19 |  |  |  | SCALES, PATIENT | Scale, Platform, Wheelchair | SCALEPLATFORMWHEELCHAIR-Seca-644 | SCALEPLATFORMWHEELCHAIR |  |  |  |  | Seca | Scale, Platform, Wheelchair |  |  | SCALEPLATFORMWHEELCHAIR-Seca-644 | 10/4/20 |  | SPW-A | Covered PM Repair - Biomedical | MHHS-MG | [8 empty] | SCALEPLATFORMWHEELCHAIR | Scale, Platform, Wheelchair | Seca
NO | YES |  |  |  | 129-06744 | 129-06744 | Seca Corp |  |  |  | MH MG - (SL) - URGENT CARE - TELFAIR | MHHS-MG |  | Scale, Platform, Wheelchair |  | 129-06744 | 129-06744 | Sugar Land | Memorial Hermann Urgent Care Telfair (#A) | MH MG - (SL) - URGENT CARE - TELFAIR | Nurses station | 4/1/18 |  |  |  | SCALES, PATIENT | Scale, Platform, Wheelchair | SCALEPLATFORMWHEELCHAIR-Seca-644 | SCALEPLATFORMWHEELCHAIR |  |  |  |  | Seca | Scale, Platform, Wheelchair |  |  | SCALEPLATFORMWHEELCHAIR-Seca-644 | 10/4/20 |  | SPW-A | Covered PM Repair - Biomedical | MHHS-MG | [8 empty] | SCALEPLATFORMWHEELCHAIR | Scale, Platform, Wheelchair | Seca
NO | YES |  |  |  | 013-36256 | 013-36256 | Seca Corp |  |  |  | MH MG-(SW)-Bellaire Center | MHHS-MG |  | Scale, Platform, Wheelchair |  | 013-36256 | 013-36256 | Southwest | MHHS-MG | MH MG-(SW)-Bellaire Center | Clininc | 4/1/18 | 4/1/20 |  |  | SCALES, PATIENT | Scale, Platform, Wheelchair | SCALEPLATFORMWHEELCHAIR-Seca-644 | SCALEPLATFORMWHEELCHAIR |  |  |  |  | Seca | Scale, Platform, Wheelchair |  |  | SCALEPLATFORMWHEELCHAIR-Seca-644 | 10/4/20 |  | SPW-A | Covered PM Repair - Biomedical | MHHS-MG | [8 empty] | SCALEPLATFORMWHEELCHAIR | Scale, Platform, Wheelchair | Seca
NO | YES |  |  |  | 013-38225 | 013-38225 | Seca Corp |  |  |  | MH MG-(SW)-Southwest Cardiology (Mp2) | MHHS-MG |  | Scale, Platform, Wheelchair |  | 013-38225 | 013-38225 | Southwest | MHHS-MG | MH MG-(SW)-Southwest Cardiology (Mp2) | Cardiovascular | 11/1/19 |  |  |  | SCALES, PATIENT | Scale, Platform, Wheelchair | SCALEPLATFORMWHEELCHAIR-Seca-644 | SCALEPLATFORMWHEELCHAIR |  |  |  |  | Seca | Scale, Platform, Wheelchair |  |  | SCALEPLATFORMWHEELCHAIR-Seca-644 | 10/4/20 |  | SPW-A | Covered PM Repair - Biomedical | MHHS-MG | [8 empty] | SCALEPLATFORMWHEELCHAIR | Scale, Platform, Wheelchair | Seca
NO | YES |  |  |  | 069-46168 | 069-46168 | Seca Corp |  |  |  | MH MG - (TMC) - INT MED/ENDOCRINOLOGY (STE 2015) | MHHS-MG |  | Scale, Platform, Wheelchair |  | 069-46168 | 069-46168 | TMC | Memorial Hermann- | MH MG - (TMC) - INT MED/ENDOCRINOLOGY (STE 2015) |  | 9/1/18 |  |  | No PM Sticker | SCALES, PATIENT | Scale, Platform, Wheelchair | SCALEPLATFORMWHEELCHAIR-Seca-644 | SCALEPLATFORMWHEELCHAIR |  |  |  |  | Seca | Scale, Platform, Wheelchair |  |  | SCALEPLATFORMWHEELCHAIR-Seca-644 | 10/4/20 |  | SPW-A | Covered PM Repair - Biomedical | MHHS-MG | [8 empty] | SCALEPLATFORMWHEELCHAIR | Scale, Platform, Wheelchair | Seca
NO | YES |  |  |  | 929-01594 | 929-01594 | Seca Corp |  |  |  | MH MG-(TMC)-Urgent Care-West University | MHHS-MG |  | Scale, Platform, Wheelchair |  | 929-01594 | 929-01594 | TMC | MHHS-MG | MH MG-(TMC)-Urgent Care-West University | Nurses station |  |  |  | No pm required | SCALES, PATIENT | Scale, Platform, Wheelchair | SCALEPLATFORMWHEELCHAIR-Seca-644 | SCALEPLATFORMWHEELCHAIR |  |  |  |  | Seca | Scale, Platform, Wheelchair |  |  | SCALEPLATFORMWHEELCHAIR-Seca-644 | 10/4/20 |  | SPW-A | Covered PM Repair - Biomedical | MHHS-MG | [8 empty] | SCALEPLATFORMWHEELCHAIR | Scale, Platform, Wheelchair | Seca
NO | YES |  |  |  | 029-12487 | 029-12487 | Seca Corp |  |  |  | MH MG - (WDLS) - IMPERIAL OAKS | MHHS-MG |  | Scale, Platform, Wheelchair |  | 029-12487 | 029-12487 | Woodlands | MHMG Imperial Oaks Suite100 | MH MG - (WDLS) - IMPERIAL OAKS | [5 empty] | SCALES, PATIENT |  | SCALEPLATFORMWHEELCHAIR-Seca-644 | SCALEPLATFORMWHEELCHAIR |  |  |  |  | Seca | Scale, Platform, Wheelchair |  |  | SCALEPLATFORMWHEELCHAIR-Seca-644 |  |  |  | Covered PM Repair - Biomedical | MHHS-MG
NO | YES |  |  |  | 029-12247 | 029-12247 | Seca Corp |  |  |  | MH MG-(WDLS)-Ob/Gyn (Mp3) | MHHS-MG |  | Scale, Platform, Wheelchair |  | 029-12247 | 029-12247 | Woodlands | MHHS-MG | MH MG-(WDLS)-Ob/Gyn (Mp3) | Storage | 12/1/18 |  |  | ?AuNo pm required?Au sticker | SCALES, PATIENT | Scale, Platform, Wheelchair | SCALEPLATFORMWHEELCHAIR-Seca-644 | SCALEPLATFORMWHEELCHAIR |  |  |  |  | Seca | Scale, Platform, Wheelchair |  |  | SCALEPLATFORMWHEELCHAIR-Seca-644 | 10/4/20 |  | SPW-A | Not Covered Vendor Only - Biomedical | MHHS-MG | [8 empty] | SCALEPLATFORMWHEELCHAIR | Scale, Platform, Wheelchair | Seca
NO | YES |  |  |  | 029-10874 | 029-10874 | Seca Corp |  |  |  | MH MG-(WDLS)-Urgent Care-Spring | MHHS-MG |  | Scale, Platform, Wheelchair |  | 029-10874 | 029-10874 | Woodlands | MHHS-MG | MH MG-(WDLS)-Urgent Care-Spring | Urgent care 1 | 4/1/19 |  |  |  | SCALES, PATIENT | Scale, Platform, Wheelchair | SCALEPLATFORMWHEELCHAIR-Seca-644 | SCALEPLATFORMWHEELCHAIR |  |  |  |  | Seca | Scale, Platform, Wheelchair |  |  | SCALEPLATFORMWHEELCHAIR-Seca-644 | 10/4/20 |  | SPW-A | Not Covered Vendor Only - Biomedical | MHHS-MG | [8 empty] | SCALEPLATFORMWHEELCHAIR | Scale, Platform, Wheelchair | Seca
NO | YES |  |  |  | 013-07735 | 013-07735 | Seca Corp |  |  |  | SW-Cath Lab | MHHS-Southwest |  | Scale, Platform, Wheelchair |  | 013-07735 | 013-07735 | Southwest | MHHS-Southwest | SW-Cath Lab | Cath Lab | 11/1/18 |  |  |  | SCALES, PATIENT | Scale, Platform, Wheelchair | SCALEPLATFORMWHEELCHAIR-Seca-644 | SCALEPLATFORMWHEELCHAIR |  |  |  |  | Seca | Scale, Platform, Wheelchair |  |  | SCALEPLATFORMWHEELCHAIR-Seca-644 | 10/4/20 |  | SPW-A | Covered PM Repair - Biomedical | MHHS-Southwest | [8 empty] | SCALEPLATFORMWHEELCHAIR | Scale, Platform, Wheelchair | Seca
NO | YES |  |  |  | 069-41139 | 069-41139 | Seca Corp |  |  |  | TMC-Jones-Transplant Clinic (1J) | MHHS-TMC |  | Scale, Platform, Wheelchair |  | 069-41139 | 069-41139 | TMC | MHHS-TMC | TMC-Jones-Transplant Clinic (1J) | J1414 | 1/1/20 |  | 1/1/21 |  | SCALES, PATIENT |  | SCALEPLATFORMWHEELCHAIR-Seca-644 | SCALEPLATFORMWHEELCHAIR |  |  |  |  | Seca | Scale, Platform, Wheelchair |  |  | SCALEPLATFORMWHEELCHAIR-Seca-644 | 10/4/20 |  |  | Covered PM Repair - Biomedical | MHHS-TMC
NO | NO |  |  |  | 151-02444 |  | Seca Corp |  |  |  | CY - WOUND CARE / OCCUPATIONAL HEALTH | MHHS-Cypress |  | Scale, Platform, Wheelchair |  | 151-02444 |  | Northwest & Cypress |  | CY - WOUND CARE / OCCUPATIONAL HEALTH | [5 empty] | SCALES, PATIENT |  | SCALEPLATFORMWHEELCHAIR-Seca-644 | SCALEPLATFORMWHEELCHAIR |  |  |  |  | Seca | Scale, Platform, Wheelchair |  |  | SCALEPLATFORMWHEELCHAIR-Seca-644 |  |  |  | Not Covered Vendor Only - Biomedical | MHHS-Cypress
NO | NO |  |  |  | 017-01334 |  | Seca Corp |  |  |  | MH MG - (MC) - URGENT CARE - TOWN & COUNTRY | MHHS-MG |  | Scale, Platform, Wheelchair |  | 017-01334 |  | West & Memorial City |  | MH MG - (MC) - URGENT CARE - TOWN & COUNTRY | [5 empty] | SCALES, PATIENT |  | SCALEPLATFORMWHEELCHAIR-Seca-644 | SCALEPLATFORMWHEELCHAIR |  |  |  |  | Seca | Scale, Platform, Wheelchair |  |  | SCALEPLATFORMWHEELCHAIR-Seca-644 |  |  |  | Covered PM Repair - Biomedical | MHHS-MG
NO | NO |  |  |  | 005-11731 |  | Seca Corp |  |  |  | MH MG - (SE) - CLEAR LAKE (WEBSTER) | MHHS-MG |  | Scale, Platform, Wheelchair |  | 005-11731 |  | Southeast & Bay Area |  | MH MG - (SE) - CLEAR LAKE (WEBSTER) | [5 empty] | SCALES, PATIENT |  | SCALEPLATFORMWHEELCHAIR-Seca-644 | SCALEPLATFORMWHEELCHAIR |  |  |  |  | Seca | Scale, Platform, Wheelchair |  |  | SCALEPLATFORMWHEELCHAIR-Seca-644 |  |  |  | Covered PM Repair - Biomedical | MHHS-MG
NO | NO |  |  |  | 005-11671 |  | Seca Corp |  |  |  | MH MG - (SE) - URGENT CARE - CLEAR LAKE (WEBSTER) | MHHS-MG |  | Scale, Platform, Wheelchair |  | 005-11671 |  | Southeast & Bay Area |  | MH MG - (SE) - URGENT CARE - CLEAR LAKE (WEBSTER) | [5 empty] | SCALES, PATIENT |  | SCALEPLATFORMWHEELCHAIR-Seca-644 | SCALEPLATFORMWHEELCHAIR |  |  |  |  | Seca | Scale, Platform, Wheelchair |  |  | SCALEPLATFORMWHEELCHAIR-Seca-644 |  |  |  | Covered PM Repair - Biomedical | MHHS-MG
NO | NO |  |  |  | 000-02658 |  | Seca Corp |  |  |  | MH MG - (SE) - UROLOGY ASSOCIATES - SOUTHEAST | MHHS-MG |  | Scale, Platform, Wheelchair |  | 000-02658 |  | Southeast & Bay Area |  | MH MG - (SE) - UROLOGY ASSOCIATES - SOUTHEAST | [5 empty] | SCALES, PATIENT |  | SCALEPLATFORMWHEELCHAIR-Seca-644 | SCALEPLATFORMWHEELCHAIR |  |  |  |  | Seca | Scale, Platform, Wheelchair |  |  | SCALEPLATFORMWHEELCHAIR-Seca-644 |  |  |  | Covered PM Repair - Biomedical | MHHS-MG
NO | NO |  |  |  | 000-04204 |  | Seca Corp |  |  |  | MH MG - (SE) - UROLOGY ASSOCIATES - WEBSTER | MHHS-MG |  | Scale, Platform, Wheelchair |  | 000-04204 |  | Southeast & Bay Area |  | MH MG - (SE) - UROLOGY ASSOCIATES - WEBSTER | [5 empty] | SCALES, PATIENT |  | SCALEPLATFORMWHEELCHAIR-Seca-644 | SCALEPLATFORMWHEELCHAIR |  |  |  |  | Seca | Scale, Platform, Wheelchair |  |  | SCALEPLATFORMWHEELCHAIR-Seca-644 |  |  |  | Covered PM Repair - Biomedical | MHHS-MG
NO | NO | [5 empty] | Seca Corp |  |  |  | MH MG - (SW) - SOUTHWEST CARDIOLOGY (MP2) | MHHS-MG |  | Scale, Platform, Wheelchair |  |  |  | Southwest |  | MH MG - (SW) - SOUTHWEST CARDIOLOGY (MP2) | [5 empty] | SCALES, PATIENT |  | SCALEPLATFORMWHEELCHAIR-Seca-644 | SCALEPLATFORMWHEELCHAIR |  |  |  |  | Seca | Scale, Platform, Wheelchair |  |  | SCALEPLATFORMWHEELCHAIR-Seca-644 |  |  |  | Covered PM Repair - Biomedical | MHHS-MG
NO | NO | [5 empty] | Seca Corp |  |  |  | MH MG - (SW) - SOUTHWEST CARDIOLOGY (MP2) | MHHS-MG |  | Scale, Platform, Wheelchair |  |  |  | Southwest |  | MH MG - (SW) - SOUTHWEST CARDIOLOGY (MP2) | [5 empty] | SCALES, PATIENT |  | SCALEPLATFORMWHEELCHAIR-Seca-644 | SCALEPLATFORMWHEELCHAIR |  |  |  |  | Seca | Scale, Platform, Wheelchair |  |  | SCALEPLATFORMWHEELCHAIR-Seca-644 |  |  |  | Covered PM Repair - Biomedical | MHHS-MG
NO | NO |  |  |  | 000-05162 |  | Seca Corp |  |  |  | MNA - (NE) - NORTHEAST MP1 SUITE 360 | MHHS - Mischer Neuroscience |  | Scale, Platform, Wheelchair |  | 000-05162 |  | Katy |  | MNA - (NE) - NORTHEAST MP1 SUITE 360 | [5 empty] | SCALES, PATIENT |  | SCALEPLATFORMWHEELCHAIR-Seca-644 | SCALEPLATFORMWHEELCHAIR |  |  |  |  | Seca | Scale, Platform, Wheelchair |  |  | SCALEPLATFORMWHEELCHAIR-Seca-644 |  |  |  | Not Covered Vendor Only - Biomedical | MHHS - Mischer Neuroscience
NO | NO |  |  |  | 005-11089 |  | Seca Corp |  |  |  | SE - LABOR & DELIVERY | MHHS-Southeast |  | Scale, Platform, Wheelchair |  | 005-11089 |  | Southeast & Bay Area |  | SE - LABOR & DELIVERY | [5 empty] | SCALES, PATIENT |  | SCALEPLATFORMWHEELCHAIR-Seca-644 | SCALEPLATFORMWHEELCHAIR |  |  |  |  | Seca | Scale, Platform, Wheelchair |  |  | SCALEPLATFORMWHEELCHAIR-Seca-644 |  |  |  | Covered PM Repair - Biomedical | MHHS-Southeast
NO | YES |  |  |  | 129-06867 | 129-06867 | Seca Corp |  |  |  | Sugar Land-ER | MHHS-Sugarland |  |  |  | 129-06867 | 129-06867 | Sugar Land | MHHS-Sugarland | Sugar Land-ER | EMS entryway | 12/1/19 |  |  |  | SCALES, PATIENT |  | .needs class |  |  |  |  | .needs class | [5 empty] | 9/27/20 |  |  | Not Covered Vendor Only - Biomedical | MHHS-Sugarland
NO | YES |  |  |  | 029-12324 | 029-12324 | Seca Corp |  |  |  | MH MG-(WDLS)-Twl Cardiology (Ste 300) | MHHS-MG |  | Thermia Unit, Hypo-Hyper |  | 029-12324 | 029-12324 | Woodlands | MHHS-MG | MH MG-(WDLS)-Twl Cardiology (Ste 300) | TWL CARDIO | 8/1/18 |  |  |  | SCALES, PATIENT | Thermia Unit, Hypo-Hyper | THERMIAUNITHYPOHYPER-Gaymar Ind-700 | THERMIAUNITHYPOHYPER |  |  |  |  | Gaymar Ind | Thermia Unit, Hypo-Hyper |  |  | THERMIAUNITHYPOHYPER-Gaymar Ind-700 |  |  | TUHH-A | Covered PM Repair - Biomedical | MHHS-MG | [8 empty] | THERMIAUNITHYPOHYPER | Thermia Unit, Hypo-Hyper | Gaymar Ind
NO | YES |  |  |  | 005-12099 | 005-12099 | Seca Corp |  |  |  | SE-Radiology-Nuc Med | MHHS-Southeast |  | Thermia Unit, Hypo-Hyper |  | 005-12099 | 005-12099 | Southeast | MHHS-Southeast | SE-Radiology-Nuc Med | W2406 pulmonary Function |  |  |  |  | SCALES, PATIENT |  | THERMIAUNITHYPOHYPER-Gaymar Ind-700 | THERMIAUNITHYPOHYPER |  |  |  |  | Gaymar Ind | Thermia Unit, Hypo-Hyper |  |  | THERMIAUNITHYPOHYPER-Gaymar Ind-700 |  |  |  | Covered PM Repair - Biomedical | MHHS-Southeast
NO | NO | [5 empty] | Seca Corp |  |  |  | MH MG - (CY) - COPPERFIELD | MHHS-MG |  | Thermia Unit, Hypo-Hyper |  |  |  | Northwest & Cypress |  | MH MG - (CY) - COPPERFIELD | [5 empty] | SCALES, PATIENT |  | THERMIAUNITHYPOHYPER-Gaymar Ind-700 | THERMIAUNITHYPOHYPER |  |  |  |  | Gaymar Ind | Thermia Unit, Hypo-Hyper |  |  | THERMIAUNITHYPOHYPER-Gaymar Ind-700 |  |  |  | Covered PM Repair - Biomedical | MHHS-MG
NO | NO | [5 empty] | Seca Corp |  |  |  | MH MG - (CY) - COPPERFIELD | MHHS-MG |  | Thermia Unit, Hypo-Hyper |  |  |  | Northwest & Cypress |  | MH MG - (CY) - COPPERFIELD | [5 empty] | SCALES, PATIENT |  | THERMIAUNITHYPOHYPER-Gaymar Ind-700 | THERMIAUNITHYPOHYPER |  |  |  |  | Gaymar Ind | Thermia Unit, Hypo-Hyper |  |  | THERMIAUNITHYPOHYPER-Gaymar Ind-700 |  |  |  | Covered PM Repair - Biomedical | MHHS-MG
NO | NO |  |  |  | 013-38291 |  | Seca Corp |  |  |  | MH MG - (SW) - SW MEDICAL PLAZA 4 (MP4) | MHHS-MG |  | Thermia Unit, Hypo-Hyper |  | 013-38291 |  | Southwest |  | MH MG - (SW) - SW MEDICAL PLAZA 4 (MP4) | [5 empty] | SCALES, PATIENT |  | THERMIAUNITHYPOHYPER-Gaymar Ind-700 | THERMIAUNITHYPOHYPER |  |  |  |  | Gaymar Ind | Thermia Unit, Hypo-Hyper |  |  | THERMIAUNITHYPOHYPER-Gaymar Ind-700 |  |  |  | Covered PM Repair - Biomedical | MHHS-MG
NO | NO |  |  |  | 013-38292 |  | Seca Corp |  |  |  | MH MG - (SW) - SW MEDICAL PLAZA 4 (MP4) | MHHS-MG |  | Thermia Unit, Hypo-Hyper |  | 013-38292 |  | Southwest |  | MH MG - (SW) - SW MEDICAL PLAZA 4 (MP4) | [5 empty] | SCALES, PATIENT |  | THERMIAUNITHYPOHYPER-Gaymar Ind-700 | THERMIAUNITHYPOHYPER |  |  |  |  | Gaymar Ind | Thermia Unit, Hypo-Hyper |  |  | THERMIAUNITHYPOHYPER-Gaymar Ind-700 |  |  |  | Covered PM Repair - Biomedical | MHHS-MG
NO | NO | [5 empty] | Seca Corp |  |  |  | MH MG - (TMC) - UPPER KIRBY | MHHS-MG |  | Thermia Unit, Hypo-Hyper |  |  |  | TMC |  | MH MG - (TMC) - UPPER KIRBY | [5 empty] | SCALES, PATIENT |  | THERMIAUNITHYPOHYPER-Gaymar Ind-700 | THERMIAUNITHYPOHYPER |  |  |  |  | Gaymar Ind | Thermia Unit, Hypo-Hyper |  |  | THERMIAUNITHYPOHYPER-Gaymar Ind-700 |  |  |  | Covered PM Repair - Biomedical | MHHS-MG
NO | NO |  |  |  | 029-11952 |  | Seca Corp |  |  |  | MH MG - (WDLS) - IMPERIAL OAKS | MHHS-MG |  | Thermia Unit, Hypo-Hyper |  | 029-11952 |  | Woodlands |  | MH MG - (WDLS) - IMPERIAL OAKS | [5 empty] | SCALES, PATIENT |  | THERMIAUNITHYPOHYPER-Gaymar Ind-700 | THERMIAUNITHYPOHYPER |  |  |  |  | Gaymar Ind | Thermia Unit, Hypo-Hyper |  |  | THERMIAUNITHYPOHYPER-Gaymar Ind-700 |  |  |  | Covered PM Repair - Biomedical | MHHS-MG
NO | NO |  |  |  | 029-11959 |  | Seca Corp |  |  |  | MH MG - (WDLS) - IMPERIAL OAKS | MHHS-MG |  | Thermia Unit, Hypo-Hyper |  | 029-11959 |  | Woodlands |  | MH MG - (WDLS) - IMPERIAL OAKS | [5 empty] | SCALES, PATIENT |  | THERMIAUNITHYPOHYPER-Gaymar Ind-700 | THERMIAUNITHYPOHYPER |  |  |  |  | Gaymar Ind | Thermia Unit, Hypo-Hyper |  |  | THERMIAUNITHYPOHYPER-Gaymar Ind-700 |  |  |  | Covered PM Repair - Biomedical | MHHS-MG
NO | NO |  |  |  | 069-43637 |  | Seca Corp |  |  |  | OPID - (TMC) - UPPER KIRBY BC - 454 | MHHS-OPID |  | Thermia Unit, Hypo-Hyper |  | 069-43637 |  | TMC |  | OPID - (TMC) - UPPER KIRBY BC - 454 | [5 empty] | SCALES, PATIENT |  | THERMIAUNITHYPOHYPER-Gaymar Ind-700 | THERMIAUNITHYPOHYPER |  |  |  |  | Gaymar Ind | Thermia Unit, Hypo-Hyper |  |  | THERMIAUNITHYPOHYPER-Gaymar Ind-700 |  |  |  | Covered PM Repair - Biomedical | MHHS-OPID
NO | NO |  |  |  | 005-10606 |  | Seca Corp |  |  |  | SE - UNIT 1A (OBSERVATION) | MHHS-Southeast |  | Thermia Unit, Hypo-Hyper |  | 005-10606 |  | Southeast & Bay Area |  | SE - UNIT 1A (OBSERVATION) | [5 empty] | SCALES, PATIENT |  | THERMIAUNITHYPOHYPER-Gaymar Ind-700 | THERMIAUNITHYPOHYPER |  |  |  |  | Gaymar Ind | Thermia Unit, Hypo-Hyper |  |  | THERMIAUNITHYPOHYPER-Gaymar Ind-700 |  |  |  | Covered PM Repair - Biomedical | MHHS-Southeast
NO | NO |  |  |  | 069-43903 |  | Seca Corp |  |  |  | TMC - ROBERTSON - CLIN RESEARCH (3R) | MHHS-TMC |  | Thermia Unit, Hypo-Hyper |  | 069-43903 |  | TMC |  | TMC - ROBERTSON - CLIN RESEARCH (3R) | [5 empty] | SCALES, PATIENT |  | THERMIAUNITHYPOHYPER-Gaymar Ind-700 | THERMIAUNITHYPOHYPER |  |  |  |  | Gaymar Ind | Thermia Unit, Hypo-Hyper |  |  | THERMIAUNITHYPOHYPER-Gaymar Ind-700 |  |  |  | Covered PM Repair - Biomedical | MHHS-TMC
NO | YES | Asset Tag 041-32588 |  |  | 041-32588 | 041-32588 | Seca Corp |  |  |  | MEMORIAL CITY - CATH LAB | MHHS-Mem City |  | Scale, Patient |  | 041-32588 | 041-32588 | West | Memorial Hermann Heart | MEMORIAL CITY - CATH LAB | Pre Procedure 8 |  |  |  |  | SCALES, PATIENT |  | SCALEPATIENT-Seca-703 | SCALEPATIENT |  |  |  |  | Seca | Scale, Patient |  |  | SCALEPATIENT-Seca-703 |  |  |  | Covered PM Repair - Biomedical | MHHS-Mem City
NO | YES |  |  |  | 013-36255 | 013-36255 | Seca Corp |  |  |  | MH MG-(STX)-South Texas-Rosenberg | MHHS-MG |  | Scale, Patient |  | 013-36255 | 013-36255 | South | MHHS-MG | MH MG-(STX)-South Texas-Rosenberg | Hallway | 8/1/18 |  |  |  | SCALES, PATIENT | Scale, Patient | SCALEPATIENT-Seca-703 | SCALEPATIENT |  |  |  |  | Seca | Scale, Patient |  |  | SCALEPATIENT-Seca-703 |  |  | SP-A | Covered PM Repair - Biomedical | MHHS-MG | [8 empty] | SCALEPATIENT | Scale, Patient | Seca
NO | YES |  |  |  | 142-05478 | 099-01780 | Seca Corp |  |  |  | Neighborhood Clinic-(NE)-Northeast | MHHS-Neighborhood Clinics |  | Scale, Patient |  | 142-05478 | 099-01780 | Katy | MHHS-Others | Neighborhood Clinic-(NE)-Northeast | Lab |  |  |  |  | SCALES, PATIENT | Scale, Patient | SCALEPATIENT-Seca-703 | SCALEPATIENT |  |  |  |  | Seca | Scale, Patient |  |  | SCALEPATIENT-Seca-703 |  |  | SP-A | Covered PM Repair - Biomedical | MHHS-Neighborhood Clinics | [8 empty] | SCALEPATIENT | Scale, Patient | Seca
NO | YES |  |  |  | 013-11993 | 013-11993 | Seca Corp |  |  |  | SW-Med/Surg Floors | MHHS-Southwest |  | Scale, Patient |  | 013-11993 | 013-11993 | Southwest | MHHS-Southwest | SW-Med/Surg Floors | Hallway | 10/1/19 |  | 10/1/20 |  | SCALES, PATIENT | Scale, Patient | SCALEPATIENT-Seca-703 | SCALEPATIENT |  |  |  |  | Seca | Scale, Patient |  |  | SCALEPATIENT-Seca-703 |  |  | SP-A | Covered PM Repair - Biomedical | MHHS-Southwest | [8 empty] | SCALEPATIENT | Scale, Patient | Seca
NO | YES |  |  |  | 069-34096 | 069-34096 | Seca Corp |  |  |  | TMC-Plaza-Cancer Center (Ste 2900) | MHHS-TMC |  | Scale, Patient |  | 069-34096 | 069-34096 | TMC | MHHS-TMC | TMC-Plaza-Cancer Center (Ste 2900) | Pharmacy hallway | 2/1/19 |  |  | PM Not Required | SCALES, PATIENT |  | SCALEPATIENT-Seca-703 | SCALEPATIENT |  |  |  |  | Seca | Scale, Patient |  |  | SCALEPATIENT-Seca-703 |  |  |  | Covered PM Repair - Biomedical | MHHS-TMC
NO | YES |  |  |  | 029-12256 | 029-12256 | Seca Corp |  |  |  | Woodlands-Terramont ER (Clinic) | MHHS-Woodlands |  | Scale, Patient |  | 029-12256 | 029-12256 | Woodlands | MHHS-Woodlands | Woodlands-Terramont ER (Clinic) | Hallway | 11/1/18 |  |  | ?AuNo pm required?Au sticker | SCALES, PATIENT | Scale, Patient | SCALEPATIENT-Seca-703 | SCALEPATIENT |  |  |  |  | Seca | Scale, Patient |  |  | SCALEPATIENT-Seca-703 |  |  | SP-A | Covered PM Repair - Biomedical | MHHS-Woodlands | [8 empty] | SCALEPATIENT | Scale, Patient | Seca
NO | NO |  |  |  | 009-09864 |  | Seca Corp |  |  |  | GH - NEURO 5N | MHHS-Greater Heights |  | Scale, Patient |  | 009-09864 |  | Central & Greater Heights |  | GH - NEURO 5N | [5 empty] | SCALES, PATIENT |  | SCALEPATIENT-Seca-703 | SCALEPATIENT |  |  |  |  | Seca | Scale, Patient |  |  | SCALEPATIENT-Seca-703 |  |  |  | Covered PM Repair - Biomedical | MHHS-Greater Heights
NO | NO | [5 empty] | Seca Corp |  |  |  | PARC - GESSNER INPATIENT REHAB | MHHS-PARC |  | Scale, Patient |  |  |  | Central & Greater Heights |  | PARC - GESSNER INPATIENT REHAB | [5 empty] | SCALES, PATIENT |  | SCALEPATIENT-Seca-703 | SCALEPATIENT |  |  |  |  | Seca | Scale, Patient |  |  | SCALEPATIENT-Seca-703 |  |  |  | Covered PM Repair - Biomedical | MHHS-PARC
NO | NO |  |  |  | 925-00835 |  | Seca Corp |  |  |  | SMR - (MHOSH) - BELLAIRE | MHHS-SMR |  | Scale, Patient |  | 925-00835 |  | Central & Greater Heights |  | SMR - (MHOSH) - BELLAIRE | [5 empty] | SCALES, PATIENT |  | SCALEPATIENT-Seca-703 | SCALEPATIENT |  |  |  |  | Seca | Scale, Patient |  |  | SCALEPATIENT-Seca-703 |  |  |  | Covered PM Repair - Biomedical | MHHS-SMR
NO | NO |  |  |  | 129-04709 |  | Seca Corp |  |  |  | SUGAR LAND - OCCUPATIONAL HEALTH | MHHS-Sugarland |  | Scale, Patient |  | 129-04709 |  | Sugar Land |  | SUGAR LAND - OCCUPATIONAL HEALTH | [5 empty] | SCALES, PATIENT |  | SCALEPATIENT-Seca-703 | SCALEPATIENT |  |  |  |  | Seca | Scale, Patient |  |  | SCALEPATIENT-Seca-703 |  |  |  | Covered PM Repair - Biomedical | MHHS-Sugarland
NO | YES |  |  |  | 017-00580 | 017-00580 | Seca Corp |  |  |  | MH MG-(SL)-Physicians At Sugar Creek | MHHS-MG |  | Scale, Infant |  | 017-00580 | 017-00580 | Sugar Land | MHHS-MG | MH MG-(SL)-Physicians At Sugar Creek | Green Pod | 11/1/18 |  |  |  | SCALES, PATIENT | Scale, Infant | SCALEINFANT-Seca-707 | SCALEINFANT |  |  |  |  | Seca | Scale, Infant |  |  | SCALEINFANT-Seca-707 |  |  | SI-A | Covered PM Repair - Biomedical | MHHS-MG | [8 empty] | SCALEINFANT | Scale, Infant | Seca
NO | YES |  |  |  | 069-17200 | 069-17200 | Seca Corp |  |  |  | Phase 1 Day Surgery | MHHS-TMC |  | Scale, Infant |  | 069-17200 | 069-17200 | TMC | Memorial Herrman Texas Medical Center | Phase 1 Day Surgery | Day surgery | 10/1/19 |  |  |  | SCALES, PATIENT |  | SCALEINFANT-Seca-707 | SCALEINFANT |  |  |  |  | Seca | Scale, Infant |  |  | SCALEINFANT-Seca-707 |  |  |  | Covered PM Repair - Biomedical | MHHS-TMC
NO | NO | [5 empty] | Seca Corp |  |  |  | MEMORIAL CITY - ER - PEDS | MHHS-Mem City |  | Scale, Infant |  |  |  | West & Memorial City |  | MEMORIAL CITY - ER - PEDS | [5 empty] | SCALES, PATIENT |  | SCALEINFANT-Seca-707 | SCALEINFANT |  |  |  |  | Seca | Scale, Infant |  |  | SCALEINFANT-Seca-707 |  |  |  | Covered PM Repair - Biomedical | MHHS-Mem City
NO | YES |  |  |  | 017-00506 | 017-00506 | Seca Corp |  |  |  | MH MG-(SL)-Physicians At Sugar Creek | MHHS-MG |  | Scale, Patient |  | 017-00506 | 017-00506 | Sugar Land | MHHS-MG | MH MG-(SL)-Physicians At Sugar Creek | Gold Pod | 11/1/19 |  |  |  | SCALES, PATIENT | Scale, Patient | SCALEPATIENT-Seca-727 | SCALEPATIENT |  |  |  |  | Seca | Scale, Patient |  |  | SCALEPATIENT-Seca-727 | 1/15/13 |  | SP-A | Covered PM Repair - Biomedical | MHHS-MG | [8 empty] | SCALEPATIENT | Scale, Patient | Seca
NO | YES |  |  |  | 017-00532 | 017-00532 | Seca Corp |  |  |  | MH MG-(SL)-Physicians At Sugar Creek | MHHS-MG |  | Scale, Patient |  | 017-00532 | 017-00532 | Sugar Land | MHHS-MG | MH MG-(SL)-Physicians At Sugar Creek | Orange Nurses Station | 11/1/19 |  |  |  | SCALES, PATIENT | Scale, Patient | SCALEPATIENT-Seca-727 | SCALEPATIENT |  |  |  |  | Seca | Scale, Patient |  |  | SCALEPATIENT-Seca-727 | 5/9/18 |  | SP-A | Covered PM Repair - Biomedical | MHHS-MG | [8 empty] | SCALEPATIENT | Scale, Patient | Seca
NO | YES |  |  |  | 069-41865 | 069-41865 | Seca Corp |  |  |  | MH MG-(TMC)-Fannin Pediatrics (Ste 2110) | MHHS-MG |  | Scale, Patient |  | 069-41865 | 069-41865 | TMC | MHHS-MG | MH MG-(TMC)-Fannin Pediatrics (Ste 2110) | Storage room |  |  |  |  | SCALES, PATIENT | Scale, Patient | SCALEPATIENT-Seca-727 | SCALEPATIENT |  |  |  |  | Seca | Scale, Patient |  |  | SCALEPATIENT-Seca-727 |  |  | SP-A | Covered PM Repair - Biomedical | MHHS-MG | [8 empty] | SCALEPATIENT | Scale, Patient | Seca
NO | YES |  |  |  | 583-00740 | 583-00740 | Seca Corp |  |  |  | CAHF-(KY)-Katy [Mp2-Ste200] | MHHS - Heart Failure Clinics |  | Stretcher |  | 583-00740 | 583-00740 | Katy | MHHS-Others | CAHF-(KY)-Katy [Mp2-Ste200] | Cardiology | 1/1/19 | 1/1/20 |  |  | SCALES, PATIENT | Stretcher | STRETCHER-Stryker-736 | STRETCHER |  |  |  |  | Stryker | Stretcher |  |  | STRETCHER-Stryker-736 |  |  |  | Covered PM Repair - Biomedical | MHHS - Heart Failure Clinics | [8 empty] | STRETCHER | Stretcher | Stryker
NO | YES |  |  |  | 009-09970 | 009-09970 | Seca Corp |  |  |  | CAHF-(GH)-Greater Heights [Mp1-Ste250] | MHHS - Heart Failure Clinics |  | Scale, Patient |  | 009-09970 | 009-09970 | Central | MHHS-Others | CAHF-(GH)-Greater Heights [Mp1-Ste250] |  | 4/1/18 |  |  |  | SCALES, PATIENT | Scale, Patient | SCALEPATIENT-Seca-763 | SCALEPATIENT |  |  |  |  | Seca | Scale, Patient |  |  | SCALEPATIENT-Seca-763 |  |  | SP-A | Covered PM Repair - Biomedical | MHHS - Heart Failure Clinics | [8 empty] | SCALEPATIENT | Scale, Patient | Seca
NO | YES |  |  |  | 069-41633 | 069-41633 | Seca Corp |  |  | 500-0131107 | TMC | MHHS - Heart Failure Clinics |  | Scale, Patient |  | 069-41633 | 069-41633 | TMC | Memorial Hermann-Texas Medical Center | TMC | Biomed Shop | 5/1/18 |  | 5/1/19 |  | SCALES, PATIENT | Scale, Patient | SCALEPATIENT-Seca-763 | SCALEPATIENT |  |  |  |  | Seca | Scale, Patient |  |  | SCALEPATIENT-Seca-763 |  |  | SP-A | Covered PM Repair - Biomedical | MHHS - Heart Failure Clinics | [8 empty] | SCALEPATIENT | Scale, Patient | Seca
NO | YES |  |  |  | 925-00926 | 925-00926 | Seca Corp |  |  |  | MHOSH-Anesthesia | MHHS Orthopedic & Spine |  | Scale, Patient |  | 925-00926 | 925-00926 | Central & Greater Heights | MHHS-Orthopedic & Spine | MHOSH-Anesthesia |  | 1/11/19 |  |  |  | SCALES, PATIENT | Scale, Patient | SCALEPATIENT-Seca-763 | SCALEPATIENT |  |  |  |  | Seca | Scale, Patient |  |  | SCALEPATIENT-Seca-763 |  | MHOSH Inventory Dec 2019 into 2020 - Copy.xls - Newly Verified | SP-A | Covered PM Repair - Biomedical | MHHS Orthopedic & Spine | [8 empty] | SCALEPATIENT | Scale, Patient | Seca
NO | YES |  |  |  | 029-11560 | 029-11560 | Seca Corp |  |  |  | OPID-(WDLS)-Spring CCC-440 | MHHS-OPID |  | Scale, Patient |  | 029-11560 | 029-11560 | Woodlands | MHHS-Others | OPID-(WDLS)-Spring CCC-440 |  | 2/1/18 |  | 2/1/19 |  | SCALES, PATIENT | Scale, Patient | SCALEPATIENT-Seca-763 | SCALEPATIENT |  |  |  |  | Seca | Scale, Patient |  |  | SCALEPATIENT-Seca-763 |  |  | SP-A | Covered PM Repair - Biomedical | MHHS-OPID | [8 empty] | SCALEPATIENT | Scale, Patient | Seca
NO | YES |  |  |  | 145-00233 | 145-00233 | Seca Corp |  |  |  | Pearland-Emergency Center | MHHS-Pearland Hospital |  | Scale, Patient |  | 145-00233 | 145-00233 | Pearland | MHHS-Pearland Hospital | Pearland-Emergency Center | Pearland Radiology |  |  |  |  | SCALES, PATIENT | Scale, Patient | SCALEPATIENT-Seca-763 | SCALEPATIENT |  |  |  |  | Seca | Scale, Patient |  |  | SCALEPATIENT-Seca-763 |  |  | SP-A | Covered PM Repair - Biomedical | MHHS-Pearland Hospital | [8 empty] | SCALEPATIENT | Scale, Patient | Seca
NO | YES |  |  |  | 029-10792 | 029-10792 | Seca Corp |  |  |  | Woodlands-ER | MHHS-Woodlands |  | Scale, Patient |  | 029-10792 | 029-10792 | Woodlands | MHHS-Woodlands | Woodlands-ER | Pedi ER | 9/1/19 |  | 9/1/20 |  | SCALES, PATIENT | Scale, Patient | SCALEPATIENT-Seca-763 | SCALEPATIENT |  |  |  |  | Seca | Scale, Patient |  |  | SCALEPATIENT-Seca-763 |  |  | SP-A | Covered PM Repair - Biomedical | MHHS-Woodlands | [8 empty] | SCALEPATIENT | Scale, Patient | Seca
NO | NO |  |  |  | 069-38756 |  | Seca Corp |  |  |  | CAHF - (TMC) - TMC MEDICAL PLAZA [MHMP-STE2500] | MHHS - Heart Failure Clinics |  | Scale, Patient |  | 069-38756 |  | TMC |  | CAHF - (TMC) - TMC MEDICAL PLAZA [MHMP-STE2500] | [5 empty] | SCALES, PATIENT |  | SCALEPATIENT-Seca-763 | SCALEPATIENT |  |  |  |  | Seca | Scale, Patient |  |  | SCALEPATIENT-Seca-763 |  |  |  | Covered PM Repair - Biomedical | MHHS - Heart Failure Clinics
NO | NO |  |  |  | 069-38759 |  | Seca Corp |  |  |  | CAHF - (TMC) - TMC MEDICAL PLAZA [MHMP-STE2500] | MHHS - Heart Failure Clinics |  | Scale, Patient |  | 069-38759 |  | TMC |  | CAHF - (TMC) - TMC MEDICAL PLAZA [MHMP-STE2500] | [5 empty] | SCALES, PATIENT |  | SCALEPATIENT-Seca-763 | SCALEPATIENT |  |  |  |  | Seca | Scale, Patient |  |  | SCALEPATIENT-Seca-763 |  |  |  | Covered PM Repair - Biomedical | MHHS - Heart Failure Clinics
NO | NO |  |  |  | 069-38764 |  | Seca Corp |  |  |  | CAHF - (TMC) - TMC MEDICAL PLAZA [MHMP-STE2500] | MHHS - Heart Failure Clinics |  | Scale, Patient |  | 069-38764 |  | TMC |  | CAHF - (TMC) - TMC MEDICAL PLAZA [MHMP-STE2500] | [5 empty] | SCALES, PATIENT |  | SCALEPATIENT-Seca-763 | SCALEPATIENT |  |  |  |  | Seca | Scale, Patient |  |  | SCALEPATIENT-Seca-763 |  |  |  | Covered PM Repair - Biomedical | MHHS - Heart Failure Clinics
NO | NO |  |  |  | 069-39274 |  | Seca Corp |  |  |  | CAHF - (TMC) - TMC MEDICAL PLAZA [MHMP-STE2500] | MHHS - Heart Failure Clinics |  | Scale, Patient |  | 069-39274 |  | TMC |  | CAHF - (TMC) - TMC MEDICAL PLAZA [MHMP-STE2500] | [5 empty] | SCALES, PATIENT |  | SCALEPATIENT-Seca-763 | SCALEPATIENT |  |  |  |  | Seca | Scale, Patient |  |  | SCALEPATIENT-Seca-763 |  |  |  | Covered PM Repair - Biomedical | MHHS - Heart Failure Clinics
NO | NO |  |  |  | 009-09865 |  | Seca Corp |  |  |  | GH - CARDIAC CARE UNIT (CCU) 3N | MHHS-Greater Heights |  | Scale, Patient |  | 009-09865 |  | Central & Greater Heights |  | GH - CARDIAC CARE UNIT (CCU) 3N | [5 empty] | SCALES, PATIENT |  | SCALEPATIENT-Seca-763 | SCALEPATIENT |  |  |  |  | Seca | Scale, Patient |  |  | SCALEPATIENT-Seca-763 |  |  |  | Covered PM Repair - Biomedical | MHHS-Greater Heights
NO | NO |  |  |  | 041-19283 |  | Seca Corp |  |  |  | MH MG - (MC) - MENTAL HEALTH CRISIS CENTER - SPRING BRANCH | MHHS-MG |  | Scale, Patient |  | 041-19283 |  | West & Memorial City |  | MH MG - (MC) - MENTAL HEALTH CRISIS CENTER - SPRING BRANCH | [5 empty] | SCALES, PATIENT |  | SCALEPATIENT-Seca-763 | SCALEPATIENT |  |  |  |  | Seca | Scale, Patient |  |  | SCALEPATIENT-Seca-763 |  |  |  | Covered PM Repair - Biomedical | MHHS-MG
NO | NO |  |  |  | 041-18663 |  | Seca Corp |  |  |  | MEMORIAL CITY - NUCLEAR MEDICINE | MHHS-Mem City |  | Scale, Patient |  | 041-18663 |  | West & Memorial City |  | MEMORIAL CITY - NUCLEAR MEDICINE | [5 empty] | SCALES, PATIENT |  | SCALEPATIENT-Seca-763 | SCALEPATIENT |  |  |  |  | Seca | Scale, Patient |  |  | SCALEPATIENT-Seca-763 |  |  |  | Covered PM Repair - Biomedical | MHHS-Mem City
NO | NO | [5 empty] | Seca Corp |  |  |  | MH MG - (NE) - MENTAL HEALTH CRISIS CLINIC - NORTHEAST | MHHS-MG |  | Scale, Patient |  |  |  | Katy |  | MH MG - (NE) - MENTAL HEALTH CRISIS CLINIC - NORTHEAST | [5 empty] | SCALES, PATIENT |  | SCALEPATIENT-Seca-763 | SCALEPATIENT |  |  |  |  | Seca | Scale, Patient |  |  | SCALEPATIENT-Seca-763 |  |  |  | Covered PM Repair - Biomedical | MHHS-MG
NO | NO |  |  |  | 000-03295 |  | Seca Corp |  |  |  | MH MG - (SW) - MENTAL HEALTH CRISIS CLINIC - MEYERLAND | MHHS-MG |  | Scale, Patient |  | 000-03295 |  | Southwest |  | MH MG - (SW) - MENTAL HEALTH CRISIS CLINIC - MEYERLAND | [5 empty] | SCALES, PATIENT |  | SCALEPATIENT-Seca-763 | SCALEPATIENT |  |  |  |  | Seca | Scale, Patient |  |  | SCALEPATIENT-Seca-763 |  |  |  | Covered PM Repair - Biomedical | MHHS-MG
NO | NO |  |  |  | 145-00413 |  | Seca Corp |  |  |  | PEARLAND - EMERGENCY CENTER | MHHS-Pearland Hospital |  | Scale, Patient |  | 145-00413 |  | Pearland |  | PEARLAND - EMERGENCY CENTER | [5 empty] | SCALES, PATIENT |  | SCALEPATIENT-Seca-763 | SCALEPATIENT |  |  |  |  | Seca | Scale, Patient |  |  | SCALEPATIENT-Seca-763 |  |  |  | Covered PM Repair - Biomedical | MHHS-Pearland Hospital
NO | YES | [5 empty] | Seca Corp |  |  |  | SW-Med/Surg Floors | MHHS-Southwest |  | Transformer, Constant Voltage |  |  |  | Southwest | MHHS-Southwest | SW-Med/Surg Floors | D Wing Storage | 9/1/19 |  | 9/1/20 |  | SCALES, PATIENT | Transformer, Constant Voltage | TRNSFRMRCONSTANTVLTG-Welch Allyn-767 | TRNSFRMRCONSTANTVLTG |  |  |  |  | Welch Allyn | Transformer, Constant Voltage |  |  | TRNSFRMRCONSTANTVLTG-Welch Allyn-767 | 3/1/17 |  |  | Covered PM Repair - Biomedical | MHHS-Southwest | [8 empty] | TRNSFRMRCONSTANTVLTG | Transformer, Constant Voltage | Welch Allyn
NO | NO | [5 empty] | Seca Corp |  |  |  | SW - PEDS | MHHS-Southwest |  | Transformer, Constant Voltage |  |  |  | Southwest |  | SW - PEDS | [5 empty] | SCALES, PATIENT |  | TRNSFRMRCONSTANTVLTG-Welch Allyn-767 | TRNSFRMRCONSTANTVLTG |  |  |  |  | Welch Allyn | Transformer, Constant Voltage |  |  | TRNSFRMRCONSTANTVLTG-Welch Allyn-767 |  |  |  | Covered PM Repair - Biomedical | MHHS-Southwest
NO | NO | [5 empty] | Seca Corp |  |  |  | SW - SENIOR MEDICINE | MHHS-Southwest |  | Transformer, Constant Voltage |  |  |  | Southwest |  | SW - SENIOR MEDICINE | [5 empty] | SCALES, PATIENT |  | TRNSFRMRCONSTANTVLTG-Welch Allyn-767 | TRNSFRMRCONSTANTVLTG |  |  |  |  | Welch Allyn | Transformer, Constant Voltage |  |  | TRNSFRMRCONSTANTVLTG-Welch Allyn-767 |  |  |  | Covered PM Repair - Biomedical | MHHS-Southwest
NO | YES |  |  |  | 041-32433 | 041-32433 | Seca Corp |  |  |  | MEMORIAL CITY - PEDIATRICS | MHHS-Mem City |  | Tissue Embedding Center |  | 041-32433 | 041-32433 | West | Memorial Hermann Memorial City Medical Center | MEMORIAL CITY - PEDIATRICS | MH4 404 Special Bathing |  |  |  |  | SCALES, PATIENT |  | TISSUEEMBEDDINGCTR-ThermoFisherSci-220 | TISSUEEMBEDDINGCTR |  |  |  |  | ThermoFisherSci | Tissue Embedding Center |  |  | TISSUEEMBEDDINGCTR-ThermoFisherSci-220 |  |  |  | Covered PM Repair - Biomedical | MHHS-Mem City
NO | YES |  |  |  | 009-09852 | 009-09852 | Seca Corp |  |  |  | MH MG-(CY)-Fairfield [Mp1-Ste100] | MHHS-MG |  | Scale, Patient |  | 009-09852 | 009-09852 | Northwest | MHHS-MG | MH MG-(CY)-Fairfield [Mp1-Ste100] | Hallway | 3/1/18 | 2/1/20 |  |  | SCALES, PATIENT | Scale, Patient | SCALEPATIENT-Seca-769 | SCALEPATIENT |  |  |  |  | Seca | Scale, Patient |  |  | SCALEPATIENT-Seca-769 | 2/6/20 |  | SP-A | Not Covered Vendor Only - Biomedical | MHHS-MG | [8 empty] | SCALEPATIENT | Scale, Patient | Seca
NO | YES |  |  |  | 000-03562 | 000-03562 | Seca Corp |  |  |  | MH MG-(KY)-OB/GYN | MHHS-MG |  | Scale, Patient |  | 000-03562 | 000-03562 | Katy | MHHS-MG | MH MG-(KY)-OB/GYN | EXAM 1 |  |  |  |  | SCALES, PATIENT | Scale, Patient | SCALEPATIENT-Seca-769 | SCALEPATIENT |  |  |  |  | Seca | Scale, Patient |  |  | SCALEPATIENT-Seca-769 | 2/8/20 |  | SP-A | Not Covered Vendor Only - Biomedical | MHHS-MG | [8 empty] | SCALEPATIENT | Scale, Patient | Seca
NO | YES |  |  |  | 143-01733 | 143-01733 | Seca Corp |  |  |  | MH MG-(KY)-OB/GYN | MHHS-MG |  | Scale, Patient |  | 143-01733 | 143-01733 | Katy | MHHS-MG | MH MG-(KY)-OB/GYN | Ex 2 |  |  |  |  | SCALES, PATIENT | Scale, Patient | SCALEPATIENT-Seca-769 | SCALEPATIENT |  |  |  |  | Seca | Scale, Patient |  |  | SCALEPATIENT-Seca-769 | 2/8/20 |  | SP-A | Not Covered Vendor Only - Biomedical | MHHS-MG | [8 empty] | SCALEPATIENT | Scale, Patient | Seca
NO | YES |  |  |  | 041-20947 |  | Seca Corp |  |  |  | MH MG - (MC) - CONOCO PHILIPS | MHHS-MG |  | Scale, Patient |  | 041-20947 |  | West & Memorial City |  | MH MG - (MC) - CONOCO PHILIPS |  | 08/24/2018 |  |  |  | SCALES, PATIENT |  | SCALEPATIENT-Seca-769 | SCALEPATIENT |  |  |  |  | Seca | Scale, Patient |  |  | SCALEPATIENT-Seca-769 | 02/08/2020 |  |  | Not Covered Vendor Only - Biomedical | MHHS-MG
NO | YES |  |  |  | 129-05953 | 129-05953 | Seca Corp |  |  |  | MH MG - (SL) - SWEETWATER | MHHS-MG |  | Scale, Patient |  | 129-05953 | 129-05953 | Sugar Land |  | MH MG - (SL) - SWEETWATER |  | 11/1/18 | 11/1/19 |  |  | SCALES, PATIENT | Scale, Patient | SCALEPATIENT-Seca-769 | SCALEPATIENT |  |  |  |  | Seca | Scale, Patient |  |  | SCALEPATIENT-Seca-769 | 2/8/20 |  | SP-A | Not Covered Vendor Only - Biomedical | MHHS-MG | [8 empty] | SCALEPATIENT | Scale, Patient | Seca
NO | YES |  |  |  | 129-05954 | 129-05954 | Seca Corp |  |  |  | MH MG - (SL) - SWEETWATER | MHHS-MG |  | Scale, Patient |  | 129-05954 | 129-05954 | Sugar Land |  | MH MG - (SL) - SWEETWATER |  | 11/1/18 | 11/1/19 |  |  | SCALES, PATIENT | Scale, Patient | SCALEPATIENT-Seca-769 | SCALEPATIENT |  |  |  |  | Seca | Scale, Patient |  |  | SCALEPATIENT-Seca-769 | 2/8/20 |  | SP-A | Not Covered Vendor Only - Biomedical | MHHS-MG | [8 empty] | SCALEPATIENT | Scale, Patient | Seca
NO | YES |  |  |  | 013-36257 | 013-36257 | Seca Corp |  |  |  | MH MG-(SW)-Bellaire Center | MHHS-MG |  | Scale, Patient |  | 013-36257 | 013-36257 | Southwest | MHHS-MG | MH MG-(SW)-Bellaire Center | Bel Air | 4/1/18 | 4/1/20 |  |  | SCALES, PATIENT | Scale, Patient | SCALEPATIENT-Seca-769 | SCALEPATIENT |  |  |  |  | Seca | Scale, Patient |  |  | SCALEPATIENT-Seca-769 | 2/8/20 |  | SP-A | Not Covered Vendor Only - Biomedical | MHHS-MG | [8 empty] | SCALEPATIENT | Scale, Patient | Seca
NO | YES |  |  |  | 013-36284 | 013-36284 | Seca Corp |  |  |  | MH MG-(SW)-SW Medical Plaza 4 (Mp4) | MHHS-MG |  | Scale, Patient |  | 013-36284 | 013-36284 | Southwest | MHHS-MG | MH MG-(SW)-SW Medical Plaza 4 (Mp4) | Nurse station |  |  |  |  | SCALES, PATIENT | Scale, Patient | SCALEPATIENT-Seca-769 | SCALEPATIENT |  |  |  |  | Seca | Scale, Patient |  |  | SCALEPATIENT-Seca-769 | 1/7/19 |  | SP-A | Covered PM Repair - Respiratory/Steriliz | MHHS-MG | [8 empty] | SCALEPATIENT | Scale, Patient | Seca
NO | YES |  |  |  | 069-41866 | 069-41866 | Seca Corp |  |  |  | MH MG-(TMC)-Fannin Pediatrics (Ste 2110) | MHHS-MG |  | Scale, Patient |  | 069-41866 | 069-41866 | TMC | MHHS-MG | MH MG-(TMC)-Fannin Pediatrics (Ste 2110) | Storage |  |  | 3/1/20 |  | SCALES, PATIENT | Scale, Patient | SCALEPATIENT-Seca-769 | SCALEPATIENT |  |  |  |  | Seca | Scale, Patient |  |  | SCALEPATIENT-Seca-769 | 4/3/20 |  | SP-A | Not Covered Vendor Only - Biomedical | MHHS-MG | [8 empty] | SCALEPATIENT | Scale, Patient | Seca
NO | YES |  |  |  | 069-39279 | 069-39279 | Seca Corp |  |  |  | MH MG - (TMC) - INT MED/ENDOCRINOLOGY (STE 2015) | MHHS-MG |  | Scale, Patient |  | 069-39279 | 069-39279 | TMC | Memorial Hermann-Texas Medical Center | MH MG - (TMC) - INT MED/ENDOCRINOLOGY (STE 2015) | Hallway |  |  |  |  | SCALES, PATIENT | Scale, Patient | SCALEPATIENT-Seca-769 | SCALEPATIENT |  |  |  |  | Seca | Scale, Patient |  |  | SCALEPATIENT-Seca-769 | 9/1/17 |  | SP-A | Covered PM Repair - Biomedical | MHHS-MG | [8 empty] | SCALEPATIENT | Scale, Patient | Seca
NO | YES |  |  |  | 069-40318 | 069-40318 | Seca Corp |  |  |  | MH MG - (TMC) - INT MED/ENDOCRINOLOGY (STE 2015) | MHHS-MG |  | Scale, Patient |  | 069-40318 | 069-40318 | TMC | Memorial Hermann Medical Group Texas Medical Center Internal Medicine | MH MG - (TMC) - INT MED/ENDOCRINOLOGY (STE 2015) | Hallway | 5/1/18 |  |  |  | SCALES, PATIENT | Scale, Patient | SCALEPATIENT-Seca-769 | SCALEPATIENT |  |  |  |  | Seca | Scale, Patient |  |  | SCALEPATIENT-Seca-769 | 8/1/17 |  | SP-A | Covered PM Repair - Biomedical | MHHS-MG | [8 empty] | SCALEPATIENT | Scale, Patient | Seca
NO | YES |  |  |  | 069-38844 | 069-38844 | Seca Corp |  |  |  | MH MG - (TMC) - OB-GYN/NEUROLOGY (STE 2440) | MHHS-MG |  | Scale, Patient |  | 069-38844 | 069-38844 | TMC | Memorial Hermann-Texas Medical Center | MH MG - (TMC) - OB-GYN/NEUROLOGY (STE 2440) | Exam room 5 | 3/1/20 |  | 3/1/21 |  | SCALES, PATIENT | Scale, Patient | SCALEPATIENT-Seca-769 | SCALEPATIENT |  |  |  |  | Seca | Scale, Patient |  |  | SCALEPATIENT-Seca-769 |  |  | SP-A | Covered PM Repair - Biomedical | MHHS-MG | [8 empty] | SCALEPATIENT | Scale, Patient | Seca
NO | YES |  |  |  | 069-38845 | 069-38845 | Seca Corp |  |  |  | MH MG - (TMC) - OB-GYN/NEUROLOGY (STE 2440) | MHHS-MG |  | Scale, Patient |  | 069-38845 | 069-38845 | TMC | Memorial Hermann-Texas Medical Center | MH MG - (TMC) - OB-GYN/NEUROLOGY (STE 2440) | Exam room 1 |  |  |  | PM Not Required | SCALES, PATIENT | Scale, Patient | SCALEPATIENT-Seca-769 | SCALEPATIENT |  |  |  |  | Seca | Scale, Patient |  |  | SCALEPATIENT-Seca-769 | 8/30/18 |  | SP-A | Covered PM Repair - Radiology, Low End | MHHS-MG | [8 empty] | SCALEPATIENT | Scale, Patient | Seca
NO | YES |  |  |  | 069-38846 | 069-38846 | Seca Corp |  |  |  | TWC | MHHS-MG |  | Scale, Patient |  | 069-38846 | 069-38846 | TMC | Memorial Hermann-Texas Medical Center | TWC | Exam Rm 6 | 3/1/20 |  | 3/1/20 |  | SCALES, PATIENT | Scale, Patient | SCALEPATIENT-Seca-769 | SCALEPATIENT |  |  |  |  | Seca | Scale, Patient |  |  | SCALEPATIENT-Seca-769 | 8/30/18 |  | SP-A | Covered PM Repair - Radiology, Low End | MHHS-MG | [8 empty] | SCALEPATIENT | Scale, Patient | Seca
NO | YES |  |  |  | 069-38847 | 069-38847 | Seca Corp |  |  |  | MH MG - (TMC) - OB-GYN/NEUROLOGY (STE 2440) | MHHS-MG |  | Scale, Patient |  | 069-38847 | 069-38847 | TMC | Memorial Hermann-Texas Medical Center | MH MG - (TMC) - OB-GYN/NEUROLOGY (STE 2440) | Exam room 1 | 5/1/18 |  | 5/1/19 | PM Past Due | SCALES, PATIENT | Scale, Patient | SCALEPATIENT-Seca-769 | SCALEPATIENT |  |  |  |  | Seca | Scale, Patient |  |  | SCALEPATIENT-Seca-769 | 8/30/18 |  | SP-A | Covered PM Repair - Radiology, Low End | MHHS-MG | [8 empty] | SCALEPATIENT | Scale, Patient | Seca
NO | YES |  |  |  | 069-38848 | 069-38848 | Seca Corp |  |  |  | MH MG - (TMC) - OB-GYN/NEUROLOGY (STE 2440) | MHHS-MG |  | Scale, Patient |  | 069-38848 | 069-38848 | TMC | Memorial Hermann-Texas Medical Center | MH MG - (TMC) - OB-GYN/NEUROLOGY (STE 2440) | Exam room 7 | 5/1/18 |  | 5/1/19 |  | SCALES, PATIENT | Scale, Patient | SCALEPATIENT-Seca-769 | SCALEPATIENT |  |  |  |  | Seca | Scale, Patient |  |  | SCALEPATIENT-Seca-769 |  |  | SP-A | Not Covered Vendor Only - Rad, Low End | MHHS-MG | [8 empty] | SCALEPATIENT | Scale, Patient | Seca
NO | YES |  |  |  | 069-38849 | 069-38849 | Seca Corp |  |  |  | MH MG - (TMC) - OB-GYN/NEUROLOGY (STE 2440) | MHHS-MG |  | Scale, Patient |  | 069-38849 | 069-38849 | TMC | MH MG - (SE) - UROLOGY ASSOCIATES - SOUTHEAST | MH MG - (TMC) - OB-GYN/NEUROLOGY (STE 2440) | Exam room 4 | 5/1/20 |  | 3/1/21 |  | SCALES, PATIENT | Scale, Patient | SCALEPATIENT-Seca-769 | SCALEPATIENT |  |  |  |  | Seca | Scale, Patient |  |  | SCALEPATIENT-Seca-769 | 8/30/18 |  | SP-A | Covered PM Repair - Radiology, Low End | MHHS-MG | [8 empty] | SCALEPATIENT | Scale, Patient | Seca
NO | YES |  |  |  | 069-38850 | 069-38850 | Seca Corp |  |  |  | TWC | MHHS-MG |  | Scale, Patient |  | 069-38850 | 069-38850 | TMC | Memorial Hermann-Texas Medical Center | TWC | Exam Rm 8 | 3/1/19 |  | 3/1/20 |  | SCALES, PATIENT | Scale, Patient | SCALEPATIENT-Seca-769 | SCALEPATIENT |  |  |  |  | Seca | Scale, Patient |  |  | SCALEPATIENT-Seca-769 | 8/30/18 |  | SP-A | Covered PM Repair - Radiology, Low End | MHHS-MG | [8 empty] | SCALEPATIENT | Scale, Patient | Seca
NO | YES |  |  |  | 069-38851 | 069-38851 | Seca Corp |  |  |  | TWC | MHHS-MG |  | Scale, Patient |  | 069-38851 | 069-38851 | TMC | Memorial Hermann-Texas Medical Center | TWC | Exam Rm 3 | 3/1/19 |  | 3/1/20 |  | SCALES, PATIENT | Scale, Patient | SCALEPATIENT-Seca-769 | SCALEPATIENT |  |  |  |  | Seca | Scale, Patient |  |  | SCALEPATIENT-Seca-769 | 12/17/24 |  | SP-A | No Coverage Specified | MHHS-MG | [8 empty] | SCALEPATIENT | Scale, Patient | Seca
NO | YES |  |  |  | 029-09566 | 029-09566 | Seca Corp |  |  |  | MH MG-(WDLS)-Twl Endocrinology (Ste 302) | MHHS-MG |  | Scale, Patient |  | 029-09566 | 029-09566 | Woodlands | MHHS-MG | MH MG-(WDLS)-Twl Endocrinology (Ste 302) | Hallway |  |  | 3/1/20 | No pm | SCALES, PATIENT | Scale, Patient | SCALEPATIENT-Seca-769 | SCALEPATIENT |  |  |  |  | Seca | Scale, Patient |  |  | SCALEPATIENT-Seca-769 |  |  | SP-A | Covered PM Repair - Biomedical | MHHS-MG | [8 empty] | SCALEPATIENT | Scale, Patient | Seca
NO | YES |  |  |  | 029-07464 | 151-03848 | Seca Corp |  |  |  | MH MG-(WDLS)-Twl Exec Health (Ste 301) | MHHS-MG |  | Scale, Patient |  | 029-07464 | 151-03848 | Woodlands | MHHS-MG | MH MG-(WDLS)-Twl Exec Health (Ste 301) | By exam 11 |  |  |  | No pm required | SCALES, PATIENT | Scale, Patient | SCALEPATIENT-Seca-769 | SCALEPATIENT |  |  |  |  | Seca | Scale, Patient |  |  | SCALEPATIENT-Seca-769 |  |  | SP-A | Not Covered Vendor Only - Rad, Low End | MHHS-MG | [8 empty] | SCALEPATIENT | Scale, Patient | Seca
NO | YES |  |  |  | 142-06918 | 142-06918 | Seca Corp |  |  |  | SC CCC-(NE)-Emergency Room | MHHS-Summer Creek CCC |  | Scale, Patient |  | 142-06918 | 142-06918 | Katy | MHHS-Others | SC CCC-(NE)-Emergency Room |  | 7/1/18 | 7/1/19 |  |  | SCALES, PATIENT | Scale, Patient | SCALEPATIENT-Seca-769 | SCALEPATIENT |  |  |  |  | Seca | Scale, Patient |  |  | SCALEPATIENT-Seca-769 | 12/12/12 |  | SP-A | Covered PM Repair - Biomedical | MHHS-Summer Creek CCC | [8 empty] | SCALEPATIENT | Scale, Patient | Seca
NO | YES |  |  |  | 069-42415 | 069-42415 | Seca Corp |  |  |  | Cullen-floor 5 | MHHS-TMC |  | Scale, Patient |  | 069-42415 | 069-42415 | TMC | Memorial Hermann-Texas Medical Center | Cullen-floor 5 | Storage |  |  |  |  | SCALES, PATIENT | Scale, Patient | SCALEPATIENT-Seca-769 | SCALEPATIENT |  |  |  |  | Seca | Scale, Patient |  |  | SCALEPATIENT-Seca-769 | 2/6/20 |  | SP-A | Not Covered Vendor Only - Biomedical | MHHS-TMC | [8 empty] | SCALEPATIENT | Scale, Patient | Seca
NO | YES |  |  |  | 029-11787 | 029-11787 | Seca Corp |  |  |  | Woodlands-Sleep Lab | MHHS-Woodlands |  | Scale, Patient |  | 029-11787 | 029-11787 | Woodlands | MHHS-Woodlands | Woodlands-Sleep Lab | Sleep center | 3/1/18 |  | 3/1/19 |  | SCALES, PATIENT | Scale, Patient | SCALEPATIENT-Seca-769 | SCALEPATIENT |  |  |  |  | Seca | Scale, Patient |  |  | SCALEPATIENT-Seca-769 | 2/6/20 |  | SP-A | Not Covered Vendor Only - Biomedical | MHHS-Woodlands | [8 empty] | SCALEPATIENT | Scale, Patient | Seca
YES | YES |  |  |  | 041-32409 | 041-32409 | Seca Corp |  |  | Find 769014133682 | MEMORIAL CITY - PEDIATRICS |  |  |  |  | 041-32409 | 041-32409 | West | Memorial Hermann Memorial City Medical Center | MEMORIAL CITY - PEDIATRICS | MH4 404 Special Bathing |  |  |  |  | SCALES, PATIENT
NO | NO |  |  |  | 041-20416 |  | Seca Corp |  |  |  | MH MG - (MC) - P&RC INPATIENT | MHHS-MG |  | Scale, Patient |  | 041-20416 |  | West & Memorial City |  | MH MG - (MC) - P&RC INPATIENT | [5 empty] | SCALES, PATIENT |  | SCALEPATIENT-Seca-769 | SCALEPATIENT |  |  |  |  | Seca | Scale, Patient |  |  | SCALEPATIENT-Seca-769 |  |  |  | Not Covered Vendor Only - Biomedical | MHHS-MG
NO | NO |  |  |  | 069-40042 |  | Seca Corp |  |  |  | MH MG - (TMC) - DOWNTOWN | MHHS-MG |  | Scale, Patient |  | 069-40042 |  | TMC |  | MH MG - (TMC) - DOWNTOWN | [5 empty] | SCALES, PATIENT |  | SCALEPATIENT-Seca-769 | SCALEPATIENT |  |  |  |  | Seca | Scale, Patient |  |  | SCALEPATIENT-Seca-769 |  |  |  | Covered PM Repair - Respiratory/Steriliz | MHHS-MG
NO | NO | [5 empty] | Seca Corp |  |  |  | MH MG - (TMC) - UPPER KIRBY | MHHS-MG |  | Scale, Patient |  |  |  | TMC |  | MH MG - (TMC) - UPPER KIRBY | [5 empty] | SCALES, PATIENT |  | SCALEPATIENT-Seca-769 | SCALEPATIENT |  |  |  |  | Seca | Scale, Patient |  |  | SCALEPATIENT-Seca-769 |  |  |  | Not Covered Vendor Only - Rad, Low End | MHHS-MG
NO | NO |  |  |  | 029-08149 |  | Seca Corp |  |  |  | MH MG - (WDLS) - STERLING RIDGE | MHHS-MG |  | Scale, Patient |  | 029-08149 |  | Woodlands |  | MH MG - (WDLS) - STERLING RIDGE | [5 empty] | SCALES, PATIENT |  | SCALEPATIENT-Seca-769 | SCALEPATIENT |  |  |  |  | Seca | Scale, Patient |  |  | SCALEPATIENT-Seca-769 |  |  |  | Not Covered Vendor Only - Rad, Low End | MHHS-MG
NO | NO |  |  |  | 029-08150 |  | Seca Corp |  |  |  | MH MG - (WDLS) - STERLING RIDGE | MHHS-MG |  | Scale, Patient |  | 029-08150 |  | Woodlands |  | MH MG - (WDLS) - STERLING RIDGE | [5 empty] | SCALES, PATIENT |  | SCALEPATIENT-Seca-769 | SCALEPATIENT |  |  |  |  | Seca | Scale, Patient |  |  | SCALEPATIENT-Seca-769 |  |  |  | Not Covered Vendor Only - Rad, Low End | MHHS-MG
NO | NO | [5 empty] | Seca Corp |  |  |  | PARC - GESSNER INPATIENT REHAB | MHHS-PARC |  | Scale, Patient |  |  |  | Central & Greater Heights |  | PARC - GESSNER INPATIENT REHAB | [5 empty] | SCALES, PATIENT |  | SCALEPATIENT-Seca-769 | SCALEPATIENT |  |  |  |  | Seca | Scale, Patient |  |  | SCALEPATIENT-Seca-769 |  |  |  | Not Covered Vendor Only - Rad, Low End | MHHS-PARC
NO | YES |  |  |  | 074-03310 | 074-03310 | Seca Corp |  |  |  | TMC-HVI-CVIMU (8Hvi) | MHHS-TMC |  | Scale, Infant |  | 074-03310 | 074-03310 | TMC | MHHS-TMC | TMC-HVI-CVIMU (8Hvi) | Hall way | 11/1/19 |  |  | No PM Sticker | SCALES, PATIENT | Scale, Infant | SCALEINFANT-SECA-781 | SCALEINFANT |  |  |  |  | SECA | Scale, Infant |  |  | SCALEINFANT-SECA-781 | 8/1/18 |  | SI-A | Covered PM Repair - Radiology, Low End | MHHS-TMC | [8 empty] | SCALEINFANT | Scale, Infant | SECA
NO | YES |  |  |  | 129-31173 | 129-31173 | Seca Corp |  |  |  | Sugar Land-Pedi IMU | MHHS-Sugarland |  | Scale, Laboratory |  | 129-31173 | 129-31173 | Sugar Land | MHHS-Sugarland | Sugar Land-Pedi IMU | Suite 529 | 12/1/18 |  |  |  | SCALES, CLINICAL, PRECISION | Scale, Laboratory | SCALELAB-SECA-852 | SCALELAB |  |  |  |  | SECA | Scale, Laboratory |  |  | SCALELAB-SECA-852 |  |  | SL-A | Not Covered Vendor Only - Lab Ana/Anes | MHHS-Sugarland | [8 empty] | SCALELAB | Scale, Laboratory | SECA
NO | YES |  |  |  | 129-31175 | 129-31175 | Seca Corp |  |  |  | Sugar Land-IMU | MHHS-Sugarland |  | Scale, Laboratory |  | 129-31175 | 129-31175 | Sugar Land | MHHS-Sugarland | Sugar Land-IMU | Pedi IMU |  |  |  |  | SCALES, CLINICAL, PRECISION | Scale, Laboratory | SCALELAB-SECA-852 | SCALELAB |  |  |  |  | SECA | Scale, Laboratory |  |  | SCALELAB-SECA-852 | 6/9/15 |  | SL-A | Covered PM Repair - Biomedical | MHHS-Sugarland | [8 empty] | SCALELAB | Scale, Laboratory | SECA
NO | NO |  |  |  | 129-31171 |  | Seca Corp |  |  |  | SUGAR LAND - FAMILY MEDICINE | MHHS-Sugarland |  | Scale, Laboratory |  | 129-31171 |  | Sugar Land |  | SUGAR LAND - FAMILY MEDICINE | [5 empty] | SCALES, CLINICAL, PRECISION |  | SCALELAB-SECA-852 | SCALELAB |  |  |  |  | SECA | Scale, Laboratory |  |  | SCALELAB-SECA-852 |  |  |  | Not Covered Vendor Only - Lab Ana/Anes | MHHS-Sugarland
NO | NO |  |  |  | 129-31172 |  | Seca Corp |  |  |  | SUGAR LAND - FAMILY MEDICINE | MHHS-Sugarland |  | Scale, Laboratory |  | 129-31172 |  | Sugar Land |  | SUGAR LAND - FAMILY MEDICINE | [5 empty] | SCALES, CLINICAL, PRECISION |  | SCALELAB-SECA-852 | SCALELAB |  |  |  |  | SECA | Scale, Laboratory |  |  | SCALELAB-SECA-852 |  |  |  | Not Covered Vendor Only - Lab Ana/Anes | MHHS-Sugarland
NO | NO |  |  |  | 129-31174 |  | Seca Corp |  |  |  | SUGAR LAND - FAMILY MEDICINE | MHHS-Sugarland |  | Scale, Laboratory |  | 129-31174 |  | Sugar Land |  | SUGAR LAND - FAMILY MEDICINE | [5 empty] | SCALES, CLINICAL, PRECISION |  | SCALELAB-SECA-852 | SCALELAB |  |  |  |  | SECA | Scale, Laboratory |  |  | SCALELAB-SECA-852 |  |  |  | Covered PM Repair - Lab Analyzers/Anesth | MHHS-Sugarland
NO | NO |  |  |  | 129-31176 |  | Seca Corp |  |  |  | SUGAR LAND - FAMILY MEDICINE | MHHS-Sugarland |  | Scale, Laboratory |  | 129-31176 |  | Sugar Land |  | SUGAR LAND - FAMILY MEDICINE | [5 empty] | SCALES, CLINICAL, PRECISION |  | SCALELAB-SECA-852 | SCALELAB |  |  |  |  | SECA | Scale, Laboratory |  |  | SCALELAB-SECA-852 |  |  |  | Covered PM Repair - Biomedical | MHHS-Sugarland
NO | NO |  |  |  | 129-31177 |  | Seca Corp |  |  |  | SUGAR LAND - FAMILY MEDICINE | MHHS-Sugarland |  | Scale, Laboratory |  | 129-31177 |  | Sugar Land |  | SUGAR LAND - FAMILY MEDICINE | [5 empty] | SCALES, CLINICAL, PRECISION |  | SCALELAB-SECA-852 | SCALELAB |  |  |  |  | SECA | Scale, Laboratory |  |  | SCALELAB-SECA-852 |  |  |  | Covered PM Repair - Biomedical | MHHS-Sugarland
NO | NO |  |  |  | 129-31178 |  | Seca Corp |  |  |  | SUGAR LAND - FAMILY MEDICINE | MHHS-Sugarland |  | Scale, Laboratory |  | 129-31178 |  | Sugar Land |  | SUGAR LAND - FAMILY MEDICINE | [5 empty] | SCALES, CLINICAL, PRECISION |  | SCALELAB-SECA-852 | SCALELAB |  |  |  |  | SECA | Scale, Laboratory |  |  | SCALELAB-SECA-852 |  |  |  | Covered PM Repair - Biomedical | MHHS-Sugarland
NO | NO |  |  |  | 129-31171 |  | Seca Corp |  |  |  | SUGAR LAND - PEDI IMU | MHHS-Sugarland |  | Scale, Laboratory |  | 129-31171 |  | Sugar Land |  | SUGAR LAND - PEDI IMU | [5 empty] | SCALES, CLINICAL, PRECISION |  | SCALELAB-SECA-852 | SCALELAB |  |  |  |  | SECA | Scale, Laboratory |  |  | SCALELAB-SECA-852 |  |  |  | Covered PM Repair - Biomedical | MHHS-Sugarland
NO | NO |  |  |  | 129-31172 |  | Seca Corp |  |  |  | SUGAR LAND - PEDI IMU | MHHS-Sugarland |  | Scale, Laboratory |  | 129-31172 |  | Sugar Land |  | SUGAR LAND - PEDI IMU | [5 empty] | SCALES, CLINICAL, PRECISION |  | SCALELAB-SECA-852 | SCALELAB |  |  |  |  | SECA | Scale, Laboratory |  |  | SCALELAB-SECA-852 |  |  |  | Covered PM Repair - Biomedical | MHHS-Sugarland
NO | NO |  |  |  | 129-31174 |  | Seca Corp |  |  |  | SUGAR LAND - PEDI IMU | MHHS-Sugarland |  | Scale, Laboratory |  | 129-31174 |  | Sugar Land |  | SUGAR LAND - PEDI IMU | [5 empty] | SCALES, CLINICAL, PRECISION |  | SCALELAB-SECA-852 | SCALELAB |  |  |  |  | SECA | Scale, Laboratory |  |  | SCALELAB-SECA-852 |  |  |  | Covered PM Repair - Biomedical | MHHS-Sugarland
NO | YES |  |  |  | 133-31118 | 133-31118 | Seca Corp |  |  |  | Katy-NICU | MHHS-Katy |  | Scale, Laboratory |  | 133-31118 | 133-31118 | Katy | MHHS-Katy | Katy-NICU | NICU 307 | 12/1/19 | 12/1/20 |  |  | SCALES, PATIENT | Scale, Laboratory | SCALELAB-SECA-856 | SCALELAB |  |  |  |  | SECA | Scale, Laboratory |  |  | SCALELAB-SECA-856 | 11/25/15 |  | SL-A | Covered PM Repair - Lab Analyzers/Anesth | MHHS-Katy | [8 empty] | SCALELAB | Scale, Laboratory | SECA
NO | YES |  |  |  | 133-31119 | 133-31119 | Seca Corp |  |  |  | Katy-Nursery | MHHS-Katy |  | Scale, Laboratory |  | 133-31119 | 133-31119 | Katy | MHHS-Katy | Katy-Nursery | NICU |  |  |  | No pm | SCALES, PATIENT | Scale, Laboratory | SCALELAB-SECA-856 | SCALELAB |  |  |  |  | SECA | Scale, Laboratory |  |  | SCALELAB-SECA-856 | 4/1/13 |  | SL-A | Not Covered Vendor Only - Lab Ana/Anes | MHHS-Katy | [8 empty] | SCALELAB | Scale, Laboratory | SECA
NO | YES |  |  |  | 142-07405 | 142-07405 | Seca Corp |  |  |  | NE-NICU | MHHS-Northeast |  | Scale, Laboratory |  | 142-07405 | 142-07405 | Katy | MHHS-Northeast | NE-NICU |  | 8/1/19 | 8/1/20 |  |  | SCALES, PATIENT | Scale, Laboratory | SCALELAB-SECA-856 | SCALELAB |  |  |  |  | SECA | Scale, Laboratory |  |  | SCALELAB-SECA-856 | 10/10/15 |  | SL-A | Covered PM Repair - Lab Analyzers/Anesth | MHHS-Northeast | [8 empty] | SCALELAB | Scale, Laboratory | SECA
NO | YES |  |  |  | 142-07406 | 142-07406 | Seca Corp |  |  |  | NE-NICU | MHHS-Northeast |  | Scale, Laboratory |  | 142-07406 | 142-07406 | Katy | MHHS-Northeast | NE-NICU |  | 8/1/19 | 8/1/20 |  |  | SCALES, PATIENT | Scale, Laboratory | SCALELAB-SECA-856 | SCALELAB |  |  |  |  | SECA | Scale, Laboratory |  |  | SCALELAB-SECA-856 | 6/9/14 |  | SL-A | Covered PM Repair - Biomedical | MHHS-Northeast | [8 empty] | SCALELAB | Scale, Laboratory | SECA
NO | YES |  |  |  |  | 013-15553 | Seca Corp |  |  | 60-447 | SW-Nursery | MHHS-Southwest |  | Scale, Laboratory |  |  | 013-15553 | Southwest | MHHS-Southwest | SW-Nursery | Nursery | 9/1/19 |  | 9/1/20 |  | SCALES, PATIENT | Scale, Laboratory | SCALELAB-SECA-856 | SCALELAB |  |  |  |  | SECA | Scale, Laboratory |  |  | SCALELAB-SECA-856 | 6/9/14 |  | SL-A | Covered PM Repair - Biomedical | MHHS-Southwest | [8 empty] | SCALELAB | Scale, Laboratory | SECA
NO | YES |  |  |  | 069-41868 | 069-41868 | Seca Corp |  |  |  | MH MG-(TMC)-Fannin Pediatrics (Ste 2110) | MHHS-MG |  | Scale, Patient |  | 069-41868 | 069-41868 | TMC | MHHS-MG | MH MG-(TMC)-Fannin Pediatrics (Ste 2110) | Storage |  |  |  |  | SCALES, PATIENT | Scale, Patient | SCALEPATIENT-Seca-869 | SCALEPATIENT |  |  |  |  | Seca | Scale, Patient |  |  | SCALEPATIENT-Seca-869 |  |  | SP-A | Not Covered Vendor Only - Lab Ana/Anes | MHHS-MG | [8 empty] | SCALEPATIENT | Scale, Patient | Seca
NO | NO |  |  |  | 029-09617 |  | Seca Corp |  |  |  | WOODLANDS - BIRTH CENTER | MHHS-Woodlands |  | Scale, Patient |  | 029-09617 |  | Woodlands |  | WOODLANDS - BIRTH CENTER | [5 empty] | SCALES, PATIENT |  | SCALEPATIENT-Seca-869 | SCALEPATIENT |  |  |  |  | Seca | Scale, Patient |  |  | SCALEPATIENT-Seca-869 |  |  |  | Covered PM Repair - Biomedical | MHHS-Woodlands
NO | NO |  |  |  | 029-09618 |  | Seca Corp |  |  |  | WOODLANDS - BIRTH CENTER | MHHS-Woodlands |  | Scale, Patient |  | 029-09618 |  | Woodlands |  | WOODLANDS - BIRTH CENTER | [5 empty] | SCALES, PATIENT |  | SCALEPATIENT-Seca-869 | SCALEPATIENT |  |  |  |  | Seca | Scale, Patient |  |  | SCALEPATIENT-Seca-869 |  |  |  | Not Covered Vendor Only - Lab Ana/Anes | MHHS-Woodlands
NO | YES |  |  |  | 005-11091 | 005-11091 | Seca Corp |  |  |  | SE-Unit 4B (Women'S Services) | MHHS-Southeast |  | Meter, Digital Multi |  | 005-11091 | 005-11091 | Southeast | MHHS-Southeast | SE-Unit 4B (Women'S Services) | Nurse station | 12/1/19 |  |  |  | SCALES, PATIENT |  | METERDIGITALMULTI-Simpson Electric-884 | METERDIGITALMULTI |  |  |  |  | Simpson Electric | Meter, Digital Multi |  |  | METERDIGITALMULTI-Simpson Electric-884 |  |  |  | Covered PM Repair - Biomedical | MHHS-Southeast
NO | YES | Asset Tag 009-10188 |  |  | 009-10188 | 009-10188 | Seca Corp |  |  |  | GH-IMU | MHHS-Greater Heights |  | Scale, Chair |  | 009-10188 | 009-10188 | Central & Greater Heights | MHHS-Greater Heights | GH-IMU |  | 11/26/19 |  |  |  | SCALES, PATIENT | Scale, Chair | SCALECHAIR-Seca-954 | SCALECHAIR |  |  |  |  | Seca | Scale, Chair |  |  | SCALECHAIR-Seca-954 | 8/17/17 | Finished from Script 3/27/2020 12:11:52pm (Central) | SCH-A | Covered PM Repair - Biomedical | MHHS-Greater Heights | [8 empty] | SCALECHAIR | Scale, Chair | Seca
NO | YES |  |  |  | 133-07340 | 133-07340 | Seca Corp | SECA 676 DIGITAL WHEELCHAIR SCALE |  |  | Katy-ER | MHHS-Katy |  |  |  | 133-07340 | 133-07340 | Katy | MHHS-Katy | Katy-ER | Triage 2 | 3/1/19 |  |  | One time safety | SCALES, PATIENT |  | .needs class | [13 empty] | Covered PM Repair - Biomedical | MHHS-Katy
NO | YES |  |  |  | 583-00955 | 583-00955 | Seca Corp | SECA 676 DIGITAL WHEELCHAIR SCALE |  |  | KT CCC-(KY)-Emergency Room | MHHS-South Katy CCC |  |  |  | 583-00955 | 583-00955 | Katy | MHHS-Others | KT CCC-(KY)-Emergency Room | Triage | 5/1/18 |  |  |  | SCALES, PATIENT |  | .needs class | [13 empty] | Covered PM Repair - Biomedical | MHHS-South Katy CCC
NO | YES |  |  |  | 129-06109 | 129-06109 | Seca Corp | SECA 676 DIGITAL WHEELCHAIR SCALE |  |  | SP CCC - (SL) - EMERGENCY ROOM | MHHS-Sienna Plantation CCC |  |  |  | 129-06109 | 129-06109 | Sugar Land | MHHS-Others | SP CCC - (SL) - EMERGENCY ROOM | Room Triage | 5/1/18 |  |  |  | SCALES, PATIENT |  | .needs class | [13 empty] | Covered PM Repair - Biomedical | MHHS-Sienna Plantation CCC
NO | YES |  |  |  | 000-02815 | 000-02815 | Seca Corp | Unknown |  | NSN | MH MG-(STX)-South Texas-Wharton | MHHS-MG |  |  |  | 000-02815 | 000-02815 | South | MHHS-MG | MH MG-(STX)-South Texas-Wharton | Nurses station | 11/1/18 | 11/1/19 |  |  | SCALES, PATIENT |  | .needs class |  |  |  |  | .needs class | [5 empty] | 10/14/19 |  |  | Covered PM Repair - Biomedical | MHHS-MG
NO | NO |  |  |  | 129-07710 |  | Seca Corp | Unknown |  |  | SUGAR LAND - PEDI IMU | MHHS-Sugarland |  |  |  | 129-07710 |  | Sugar Land |  | SUGAR LAND - PEDI IMU | [5 empty] | SCALES, PATIENT |  | .needs class |  |  |  |  | .needs class | [8 empty] | Covered PM Repair - Respiratory/Steriliz | MHHS-Sugarland
NO | NO |  |  |  | 129-07711 |  | Seca Corp | Unknown |  |  | SUGAR LAND - PEDI IMU | MHHS-Sugarland |  |  |  | 129-07711 |  | Sugar Land |  | SUGAR LAND - PEDI IMU | [5 empty] | SCALES, PATIENT |  | .needs class |  |  |  |  | .needs class | [8 empty] | Covered PM Repair - Respiratory/Steriliz | MHHS-Sugarland
NO | NO |  |  |  | 925-01172 |  | Seca Corp | UPRIGHT SCALE |  |  | OPID - (MHOSH) - BELLAIRE - 441 | MHHS-OPID |  |  |  | 925-01172 |  | Central & Greater Heights |  | OPID - (MHOSH) - BELLAIRE - 441 | [5 empty] | SCALES, PATIENT |  | .needs class | [13 empty] | Covered PM Repair - Biomedical | MHHS-OPID
NO | YES |  |  |  | 133-07516 | 133-07516 | Sechrist Industries Inc |  |  |  | Katy Rehab-Wound Care | MHHS-Katy Rehab |  | Chamber, Hyperbaric |  | 133-07516 | 133-07516 | Katy | MHHS-Others | Katy Rehab-Wound Care | Hyperbaric | 2/1/18 | 2/1/19 |  |  | CHAMBERS, HYPERBARIC | Chamber, Hyperbaric | CHAMBERHYPERBARIC-Sechrist-3200 | CHAMBERHYPERBARIC |  |  |  |  | Sechrist | Chamber, Hyperbaric |  | CHAMBERHYPERBARIC-Sechrist-3200 |  | 1/23/15 |  | CHH-SA | Covered PM Repair - Respiratory/Steriliz | MHHS-Katy Rehab | [8 empty] | CHAMBERHYPERBARIC | Chamber, Hyperbaric | Sechrist
NO | YES | [5 empty] | Sechrist Industries Inc |  |  |  | Katy Rehab-Outpatient Rehab 3rd Floor | MHHS-Katy Rehab |  | Chamber, Hyperbaric |  |  |  | Katy | MHHS-Others | Katy Rehab-Outpatient Rehab 3rd Floor | Rehab 304 | 3/1/15 | 3/1/16 |  |  | CHAMBERS, HYPERBARIC | Chamber, Hyperbaric | CHAMBERHYPERBARIC-Sechrist-3200 | CHAMBERHYPERBARIC |  |  |  |  | Sechrist | Chamber, Hyperbaric |  | CHAMBERHYPERBARIC-Sechrist-3200 |  | 2/1/15 |  | CHH-SA | Covered PM Repair - Biomedical | MHHS-Katy Rehab | [8 empty] | CHAMBERHYPERBARIC | Chamber, Hyperbaric | Sechrist
NO | YES |  |  |  | 041-18692 | 041-18692 | Sechrist Industries Inc |  |  |  | MEMORIAL CITY - WOUND CARE | MHHS-Mem City |  | Chamber, Hyperbaric |  | 041-18692 | 041-18692 | West | West | MEMORIAL CITY - WOUND CARE | HBOTD Treatment Room |  |  |  |  | CHAMBERS, HYPERBARIC |  | CHAMBERHYPERBARIC-Sechrist-3200 | CHAMBERHYPERBARIC |  |  |  |  | Sechrist | Chamber, Hyperbaric |  | CHAMBERHYPERBARIC-Sechrist-3200 |  |  |  |  | Covered PM Repair - Biomedical | MHHS-Mem City
NO | NO |  |  |  | 009-06133 |  | Sechrist Industries Inc |  |  |  | GH - WOUND CARE | MHHS-Greater Heights |  | Chamber, Hyperbaric |  | 009-06133 |  | Central & Greater Heights |  | GH - WOUND CARE | [5 empty] | CHAMBERS, HYPERBARIC |  | CHAMBERHYPERBARIC-Sechrist-3200 | CHAMBERHYPERBARIC |  |  |  |  | Sechrist | Chamber, Hyperbaric |  | CHAMBERHYPERBARIC-Sechrist-3200 |  |  |  |  | Covered PM Repair - Respiratory/Steriliz | MHHS-Greater Heights
NO | NO | [5 empty] | Sechrist Industries Inc |  |  |  | KATY REHAB - HYPERBARIC | MHHS-Katy Rehab |  | Chamber, Hyperbaric |  |  |  | Katy |  | KATY REHAB - HYPERBARIC | [5 empty] | CHAMBERS, HYPERBARIC |  | CHAMBERHYPERBARIC-Sechrist-3200 | CHAMBERHYPERBARIC |  |  |  |  | Sechrist | Chamber, Hyperbaric |  | CHAMBERHYPERBARIC-Sechrist-3200 |  |  |  |  | Covered PM Repair - Biomedical | MHHS-Katy Rehab
NO | NO | [5 empty] | Sechrist Industries Inc | 3300ER |  |  | SW - HYPERBARIC | MHHS-Southwest |  | Chamber, Hyperbaric |  |  |  | Southwest |  | SW - HYPERBARIC | [5 empty] | CHAMBERS, HYPERBARIC |  | CHAMBERHYPERBARIC-Sechrist-3300ER | CHAMBERHYPERBARIC | 3300ER |  |  |  | Sechrist | Chamber, Hyperbaric |  | CHAMBERHYPERBARIC-Sechrist-3300ER |  |  |  |  | Covered PM Repair - Biomedical | MHHS-Southwest
NO | NO | [5 empty] | Sechrist Industries Inc | 3300ER |  |  | SW - HYPERBARIC | MHHS-Southwest |  | Chamber, Hyperbaric |  |  |  | Southwest |  | SW - HYPERBARIC | [5 empty] | CHAMBERS, HYPERBARIC |  | CHAMBERHYPERBARIC-Sechrist-3300ER | CHAMBERHYPERBARIC | 3300ER |  |  |  | Sechrist | Chamber, Hyperbaric |  | CHAMBERHYPERBARIC-Sechrist-3300ER |  |  |  |  | Covered PM Repair - Biomedical | MHHS-Southwest
NO | YES |  |  |  | 005-10508 | 005-10508 | Sechrist Industries Inc | 3300H |  | 33HS0229 | SE - WOUND CARE | MHHS-Southeast |  | Chamber, Hyperbaric |  | 005-10508 | 005-10508 | Southeast | Memorial Hermann Southeast Hospital | SE - WOUND CARE | Progessional Building 1 |  |  |  |  | CHAMBERS, HYPERBARIC |  | CHAMBERHYPERBARIC-SECHRIST-3300H | CHAMBERHYPERBARIC | 3300H |  |  |  | SECHRIST | Chamber, Hyperbaric |  | CHAMBERHYPERBARIC-SECHRIST-3300H |  |  |  |  | Covered PM Repair - Biomedical | MHHS-Southeast
NO | YES |  |  |  | 005-10509 | 005-10509 | Sechrist Industries Inc | 3300HR |  | 33HS02331 | SE - WOUND CARE | MHHS-Southeast |  | Chamber, Hyperbaric |  | 005-10509 | 005-10509 | Southeast & Bay Area | Memorial Hermann- Fresher building 1 | SE - WOUND CARE | Hyperbarrics | 1/1/18 |  |  | No PM Sticker | CHAMBERS, HYPERBARIC |  | CHAMBERHYPERBARIC-SECHRIST-3300HR | CHAMBERHYPERBARIC | 3300HR |  |  |  | SECHRIST | Chamber, Hyperbaric |  | CHAMBERHYPERBARIC-SECHRIST-3300HR |  |  |  |  | Covered PM Repair - Biomedical | MHHS-Southeast
NO | NO | [5 empty] | Sechrist Industries Inc | 3300HR |  | 33H00187 | GH - WOUND CARE | MHHS-Greater Heights |  | Chamber, Hyperbaric |  |  |  | Central & Greater Heights |  | GH - WOUND CARE | [5 empty] | CHAMBERS, HYPERBARIC |  | CHAMBERHYPERBARIC-SECHRIST-3300HR | CHAMBERHYPERBARIC | 3300HR |  |  |  | SECHRIST | Chamber, Hyperbaric |  | CHAMBERHYPERBARIC-SECHRIST-3300HR |  |  |  |  | Covered PM Repair - Biomedical | MHHS-Greater Heights
NO | NO | [5 empty] | Sechrist Industries Inc | 3300HR |  | 33H00190 | GH - WOUND CARE | MHHS-Greater Heights |  | Chamber, Hyperbaric |  |  |  | Central & Greater Heights |  | GH - WOUND CARE | [5 empty] | CHAMBERS, HYPERBARIC |  | CHAMBERHYPERBARIC-SECHRIST-3300HR | CHAMBERHYPERBARIC | 3300HR |  |  |  | SECHRIST | Chamber, Hyperbaric |  | CHAMBERHYPERBARIC-SECHRIST-3300HR |  |  |  |  | Covered PM Repair - Biomedical | MHHS-Greater Heights
NO | NO | [5 empty] | Sechrist Industries Inc | 3300HR |  | 33HR00189 | MEMORIAL CITY - WOUND CARE | MHHS-Mem City |  | Chamber, Hyperbaric |  |  |  | West & Memorial City |  | MEMORIAL CITY - WOUND CARE | [5 empty] | CHAMBERS, HYPERBARIC |  | CHAMBERHYPERBARIC-SECHRIST-3300HR | CHAMBERHYPERBARIC | 3300HR |  |  |  | SECHRIST | Chamber, Hyperbaric |  | CHAMBERHYPERBARIC-SECHRIST-3300HR |  |  |  |  | Covered PM Repair - Biomedical | MHHS-Mem City
NO | YES |  |  |  | 041-32738 | 041-32738 | Sechrist Industries Inc | 3500 CPG |  |  | MEMORIAL CITY | MHHS-Mem City |  | Blender, Oxygen/Air |  | 041-32738 | 041-32738 | West | Memorial Hermann Memorial City Medical Center | MEMORIAL CITY | MEMORIAL CUTY MOR |  |  |  |  | OXYGEN-AIR PROPORTIONERS |  | BLENDEROXYGENAIR-Sechrist-3500CP-G | BLENDEROXYGENAIR | 3500CP-G |  |  |  | Sechrist | Blender, Oxygen/Air |  |  | BLENDEROXYGENAIR-Sechrist-3500CP-G |  |  |  | Covered PM Repair - Biomedical | MHHS-Mem City
NO | YES |  |  |  |  | 151-04849 | Sechrist Industries Inc | 3500 CPG |  |  | MEMORIAL CITY - MOR | MHHS-Mem City |  | Blender, Oxygen/Air |  |  | 151-04849 | West | Memorial City-Memorial Hermann Hospital | MEMORIAL CITY - MOR | Biomed Shop |  |  |  |  | OXYGEN-AIR PROPORTIONERS |  | BLENDEROXYGENAIR-Sechrist-3500CP-G | BLENDEROXYGENAIR | 3500CP-G |  |  |  | Sechrist | Blender, Oxygen/Air |  |  | BLENDEROXYGENAIR-Sechrist-3500CP-G |  |  |  | Covered PM Repair - Biomedical | MHHS-Mem City
NO | YES |  |  |  | 013-15759 | 013-15759 | Sechrist Industries Inc | 3500 CPG |  |  | SW-HVI-OR | MHHS-Southwest |  | Blender, Oxygen/Air |  | 013-15759 | 013-15759 | Southwest | MHHS-Southwest | SW-HVI-OR | HVI OR | 12/1/19 |  |  |  | OXYGEN-AIR PROPORTIONERS | Blender, Oxygen/Air | BLENDEROXYGENAIR-Sechrist-3500CP-G | BLENDEROXYGENAIR | 3500CP-G |  |  |  | Sechrist | Blender, Oxygen/Air |  |  | BLENDEROXYGENAIR-Sechrist-3500CP-G | 3/13/15 |  | BOA-A | Covered PM Repair - Biomedical | MHHS-Southwest | [8 empty] | BLENDEROXYGENAIR | Blender, Oxygen/Air | Sechrist
NO | YES |  |  |  | 069-27942 | 069-27942 | Sechrist Industries Inc | 3500 CPG |  |  | TMC-Children's-NICU (7Hp) | MHHS-TMC |  | Blender, Oxygen/Air |  | 069-27942 | 069-27942 | TMC | MHHS-TMC | TMC-Children's-NICU (7Hp) |  | 11/20/18 |  |  |  | OXYGEN-AIR PROPORTIONERS | Blender, Oxygen/Air | BLENDEROXYGENAIR-Sechrist-3500CP-G | BLENDEROXYGENAIR | 3500CP-G |  |  |  | Sechrist | Blender, Oxygen/Air |  |  | BLENDEROXYGENAIR-Sechrist-3500CP-G | 3/13/15 | Finished from Script 3/27/2020 12:11:52pm (Central) | BOA-A | Covered PM Repair - Biomedical | MHHS-TMC | [8 empty] | BLENDEROXYGENAIR | Blender, Oxygen/Air | Sechrist
NO | YES |  |  |  | 069-25307 | 069-25307 | Sechrist Industries Inc | 3500 CPG |  |  | TMC-Respiratory-Adult | MHHS-TMC |  | Blender, Oxygen/Air |  | 069-25307 | 069-25307 | TMC | MHHS-TMC | TMC-Respiratory-Adult | Biomed shop | 12/1/20 |  | 12/1/21 |  | OXYGEN-AIR PROPORTIONERS | Blender, Oxygen/Air | BLENDEROXYGENAIR-Sechrist-3500CP-G | BLENDEROXYGENAIR | 3500CP-G |  |  |  | Sechrist | Blender, Oxygen/Air |  |  | BLENDEROXYGENAIR-Sechrist-3500CP-G | 3/13/15 |  | BOA-A | Covered PM Repair - Biomedical | MHHS-TMC | [8 empty] | BLENDEROXYGENAIR | Blender, Oxygen/Air | Sechrist
NO | YES |  |  |  | 069-36176 | 069-36176 | Sechrist Industries Inc | 3500 CPG |  |  | TMC-Respiratory-Pedi | MHHS-TMC |  | Blender, Oxygen/Air |  | 069-36176 | 069-36176 | TMC | MHHS-TMC | TMC-Respiratory-Pedi | Biomed shop | 12/1/19 |  | 12/1/20 |  | OXYGEN-AIR PROPORTIONERS | Blender, Oxygen/Air | BLENDEROXYGENAIR-Sechrist-3500CP-G | BLENDEROXYGENAIR | 3500CP-G |  |  |  | Sechrist | Blender, Oxygen/Air |  |  | BLENDEROXYGENAIR-Sechrist-3500CP-G | 3/13/15 |  | BOA-A | Covered PM Repair - Biomedical | MHHS-TMC | [8 empty] | BLENDEROXYGENAIR | Blender, Oxygen/Air | Sechrist
YES | YES | Serial Number Cnf |  |  | 069-25305 | 069-25305 | Sechrist Industries Inc | 3500 CPG |  | Cnf | Biomed sgop |  |  |  |  | 069-25305 | 069-25305 | TMC | Memorial Hermann-Texas Medical Center | Biomed sgop | Biomed shop |  |  |  | Serial numbwe faded
NO | NO |  |  |  | 077-06671 |  | Sechrist Industries Inc | 3500 CPG |  | H1886 | TMC - RESPIRATORY - PEDI | MHHS-TMC |  | Blender, Oxygen/Air |  | 077-06671 |  | TMC |  | TMC - RESPIRATORY - PEDI | [5 empty] | OXYGEN-AIR PROPORTIONERS |  | BLENDEROXYGENAIR-Sechrist-3500CP-G | BLENDEROXYGENAIR | 3500CP-G |  |  |  | Sechrist | Blender, Oxygen/Air |  |  | BLENDEROXYGENAIR-Sechrist-3500CP-G |  |  |  | Covered PM Repair - Biomedical | MHHS-TMC
NO | YES |  |  |  | 005-12125 | 005-12125 | Sechrist Industries Inc | 3500CPG |  |  | SE-OR | MHHS-Southeast |  | Blender, Oxygen/Air |  | 005-12125 | 005-12125 | Southeast | MHHS-Southeast | SE-OR | OR14 | 8/1/19 |  |  |  | OXYGEN-AIR PROPORTIONERS |  | BLENDEROXYGENAIR-Sechrist-3500CP-G | BLENDEROXYGENAIR | 3500CP-G |  |  |  | Sechrist | Blender, Oxygen/Air |  |  | BLENDEROXYGENAIR-Sechrist-3500CP-G |  |  |  | Covered PM Repair - Biomedical | MHHS-Southeast
NO | YES |  |  |  |  | 013-17573 | Sechrist Industries Inc | 3500CPG |  |  | SW-HVI-OR | MHHS-Southwest |  | Blender, Oxygen/Air |  |  | 013-17573 | Southwest | MHHS-Southwest | SW-HVI-OR | CVOR2 | 1/1/19 |  | 1/1/20 |  | OXYGEN-AIR PROPORTIONERS | Blender, Oxygen/Air | BLENDEROXYGENAIR-Sechrist-3500CP-G | BLENDEROXYGENAIR | 3500CP-G |  |  |  | Sechrist | Blender, Oxygen/Air |  |  | BLENDEROXYGENAIR-Sechrist-3500CP-G | 3/3/15 |  | BOA-A | Covered PM Repair - Biomedical | MHHS-Southwest | [8 empty] | BLENDEROXYGENAIR | Blender, Oxygen/Air | Sechrist
NO | YES |  |  |  | 077-07689 | 077-07689 | Sechrist Industries Inc | 3500CPG |  |  | TMC-OR-CVOR (7Hvi) | MHHS-TMC |  | Blender, Oxygen/Air |  | 077-07689 | 077-07689 | TMC | MHHS-TMC | TMC-OR-CVOR (7Hvi) | OR 3 |  |  |  |  | OXYGEN-AIR PROPORTIONERS | Blender, Oxygen/Air | BLENDEROXYGENAIR-Sechrist-3500CP-G | BLENDEROXYGENAIR | 3500CP-G |  |  |  | Sechrist | Blender, Oxygen/Air |  |  | BLENDEROXYGENAIR-Sechrist-3500CP-G | 3/13/15 |  | BOA-A | Covered PM Repair - Biomedical | MHHS-TMC | [8 empty] | BLENDEROXYGENAIR | Blender, Oxygen/Air | Sechrist
NO | YES |  |  |  | 074-04869 | 074-04869 | Sechrist Industries Inc | 3500CPG |  |  | TMC-HVI-Perfusion (7Hvi) | MHHS-TMC |  | Blender, Oxygen/Air |  | 074-04869 | 074-04869 | TMC | MHHS-TMC | TMC-HVI-Perfusion (7Hvi) |  | 3/18/19 |  |  |  | OXYGEN-AIR PROPORTIONERS |  | BLENDEROXYGENAIR-Sechrist-3500CP-G | BLENDEROXYGENAIR | 3500CP-G |  |  |  | Sechrist | Blender, Oxygen/Air |  |  | BLENDEROXYGENAIR-Sechrist-3500CP-G | 3/13/15 | Verified 3/30/2020 4:07pm (Central) |  | Covered PM Repair - Biomedical | MHHS-TMC
NO | YES |  |  |  | 069-37731 |  | Sechrist Industries Inc | 3500CPG |  |  | TMC-OR-CVOR (7Hvi) | MHHS-TMC |  | Blender, Oxygen/Air |  | 069-37731 |  | TMC | MHHS-TMC | TMC-OR-CVOR (7Hvi) | Or 11 | 7/1/19 |  | 7/1/20 |  | OXYGEN-AIR PROPORTIONERS |  | BLENDEROXYGENAIR-Sechrist-3500CP-G | BLENDEROXYGENAIR | 3500CP-G |  |  |  | Sechrist | Blender, Oxygen/Air |  |  | BLENDEROXYGENAIR-Sechrist-3500CP-G | 3/13/15 |  |  | Covered PM Repair - Biomedical | MHHS-TMC
NO | YES |  |  |  | 074-04246 | 074-04246 | Sechrist Industries Inc | 3500CPG |  |  | TMC-OR-CVOR (7Hvi) | MHHS-TMC |  | Blender, Oxygen/Air |  | 074-04246 | 074-04246 | TMC | MHHS-TMC | TMC-OR-CVOR (7Hvi) | Biomed shop | 12/1/20 |  | 12/1/21 |  | OXYGEN-AIR PROPORTIONERS | Blender, Oxygen/Air | BLENDEROXYGENAIR-Sechrist-3500CP-G | BLENDEROXYGENAIR | 3500CP-G |  |  |  | Sechrist | Blender, Oxygen/Air |  |  | BLENDEROXYGENAIR-Sechrist-3500CP-G | 3/13/15 |  | BOA-A | Covered PM Repair - Biomedical | MHHS-TMC | [8 empty] | BLENDEROXYGENAIR | Blender, Oxygen/Air | Sechrist
NO | YES |  |  |  | 069-43147 | 069-43147 | Sechrist Industries Inc | 3500CPG |  |  | TMC-HVI-Perfusion (7Hvi) | MHHS-TMC |  | Blender, Oxygen/Air |  | 069-43147 | 069-43147 | TMC | MHHS-TMC | TMC-HVI-Perfusion (7Hvi) | OR 4 | 8/1/19 |  | 8/1/20 |  | OXYGEN-AIR PROPORTIONERS | Blender, Oxygen/Air | BLENDEROXYGENAIR-Sechrist-3500CP-G | BLENDEROXYGENAIR | 3500CP-G |  |  |  | Sechrist | Blender, Oxygen/Air |  |  | BLENDEROXYGENAIR-Sechrist-3500CP-G | 3/13/15 |  | BOA-A | Covered PM Repair - Biomedical | MHHS-TMC | [8 empty] | BLENDEROXYGENAIR | Blender, Oxygen/Air | Sechrist
NO | NO |  |  |  | 013-37613 |  | Sechrist Industries Inc | 3500CPG |  |  | SW - HVI - OR | MHHS-Southwest |  | Blender, Oxygen/Air |  | 013-37613 |  | Southwest |  | SW - HVI - OR | [5 empty] | OXYGEN-AIR PROPORTIONERS |  | BLENDEROXYGENAIR-Sechrist-3500CP-G | BLENDEROXYGENAIR | 3500CP-G |  |  |  | Sechrist | Blender, Oxygen/Air |  |  | BLENDEROXYGENAIR-Sechrist-3500CP-G |  |  |  | Covered PM Repair - Biomedical | MHHS-Southwest
NO | NO | [5 empty] | Sechrist Industries Inc | 3500CPG |  |  | TMC - CHILDRENS - NICU (7HP) | MHHS-TMC |  | Blender, Oxygen/Air |  |  |  | TMC |  | TMC - CHILDRENS - NICU (7HP) | [5 empty] | OXYGEN-AIR PROPORTIONERS |  | BLENDEROXYGENAIR-Sechrist-3500CP-G | BLENDEROXYGENAIR | 3500CP-G |  |  |  | Sechrist | Blender, Oxygen/Air |  |  | BLENDEROXYGENAIR-Sechrist-3500CP-G |  |  |  | Covered PM Repair - Biomedical | MHHS-TMC
NO | NO |  |  |  | 069-29631 |  | Sechrist Industries Inc | 3500CPG |  |  | TMC - OR - CVOR (7HVI) | MHHS-TMC |  | Blender, Oxygen/Air |  | 069-29631 |  | TMC |  | TMC - OR - CVOR (7HVI) | [5 empty] | OXYGEN-AIR PROPORTIONERS |  | BLENDEROXYGENAIR-Sechrist-3500CP-G | BLENDEROXYGENAIR | 3500CP-G |  |  |  | Sechrist | Blender, Oxygen/Air |  |  | BLENDEROXYGENAIR-Sechrist-3500CP-G |  |  |  | Covered PM Repair - Biomedical | MHHS-TMC
NO | NO |  |  |  | 069-25309 |  | Sechrist Industries Inc | 3500CPG |  |  | TMC - OR - PEDI OR (2R) | MHHS-TMC |  | Blender, Oxygen/Air |  | 069-25309 |  | TMC |  | TMC - OR - PEDI OR (2R) | [5 empty] | OXYGEN-AIR PROPORTIONERS |  | BLENDEROXYGENAIR-Sechrist-3500CP-G | BLENDEROXYGENAIR | 3500CP-G |  |  |  | Sechrist | Blender, Oxygen/Air |  |  | BLENDEROXYGENAIR-Sechrist-3500CP-G |  |  |  | Covered PM Repair - Biomedical | MHHS-TMC
NO | NO |  |  |  | 069-37955 |  | Sechrist Industries Inc | 3500CPG |  |  | TMC - RESPIRATORY - ADULT | MHHS-TMC |  | Blender, Oxygen/Air |  | 069-37955 |  | TMC |  | TMC - RESPIRATORY - ADULT | [5 empty] | OXYGEN-AIR PROPORTIONERS |  | BLENDEROXYGENAIR-Sechrist-3500CP-G | BLENDEROXYGENAIR | 3500CP-G |  |  |  | Sechrist | Blender, Oxygen/Air |  |  | BLENDEROXYGENAIR-Sechrist-3500CP-G |  |  |  | Covered PM Repair - Biomedical | MHHS-TMC
NO | NO |  |  |  | 069-37954 |  | Sechrist Industries Inc | 3500CPG |  |  | TMC - RESPIRATORY - PEDI | MHHS-TMC |  | Blender, Oxygen/Air |  | 069-37954 |  | TMC |  | TMC - RESPIRATORY - PEDI | [5 empty] | OXYGEN-AIR PROPORTIONERS |  | BLENDEROXYGENAIR-Sechrist-3500CP-G | BLENDEROXYGENAIR | 3500CP-G |  |  |  | Sechrist | Blender, Oxygen/Air |  |  | BLENDEROXYGENAIR-Sechrist-3500CP-G |  |  |  | Covered PM Repair - Biomedical | MHHS-TMC
NO | NO |  |  |  | 029-03913 |  | Sechrist Industries Inc | 3500CPG |  |  | WOODLANDS - OR | MHHS-Woodlands |  | Blender, Oxygen/Air |  | 029-03913 |  | Woodlands |  | WOODLANDS - OR | [5 empty] | OXYGEN-AIR PROPORTIONERS |  | BLENDEROXYGENAIR-Sechrist-3500CP-G | BLENDEROXYGENAIR | 3500CP-G |  |  |  | Sechrist | Blender, Oxygen/Air |  |  | BLENDEROXYGENAIR-Sechrist-3500CP-G |  |  |  | Covered PM Repair - Biomedical | MHHS-Woodlands
NO | NO | [5 empty] | Sechrist Industries Inc | 3500CPG |  |  | WOODLANDS - OR | MHHS-Woodlands |  | Blender, Oxygen/Air |  |  |  | Woodlands |  | WOODLANDS - OR | [5 empty] | OXYGEN-AIR PROPORTIONERS |  | BLENDEROXYGENAIR-Sechrist-3500CP-G | BLENDEROXYGENAIR | 3500CP-G |  |  |  | Sechrist | Blender, Oxygen/Air |  |  | BLENDEROXYGENAIR-Sechrist-3500CP-G |  |  |  | Covered PM Repair - Biomedical | MHHS-Woodlands
NO | YES |  |  |  |  | 009-04713 | Sechrist Industries Inc | 3500HL |  |  | GH-OR CV Perfusion | MHHS-Greater Heights |  | Blender, Oxygen/Air |  |  | 009-04713 | Central | MHHS-Greater Heights | GH-OR CV Perfusion | OR | 6/1/19 |  | 6/1/18 |  | OXYGEN-AIR PROPORTIONERS | Blender, Oxygen/Air | BLENDEROXYGENAIR-SECHRIST-3500HL | BLENDEROXYGENAIR | 3500HL |  |  |  | SECHRIST | Blender, Oxygen/Air |  | BLENDEROXYGENAIR-SECHRIST-3500HL |  | 5/1/15 |  | BOA-A | Covered PM Repair - Biomedical | MHHS-Greater Heights | [8 empty] | BLENDEROXYGENAIR | Blender, Oxygen/Air | SECHRIST
NO | YES |  |  |  | 009-08366 | 009-08366 | Sechrist Industries Inc | 3500HL |  | H18989 | GH - RESPIRATORY | MHHS-Greater Heights |  | Blender, Oxygen/Air |  | 009-08366 | 009-08366 | Central | Memorial Hermann Greater Heights Hospital | GH - RESPIRATORY | GH - Respiratory storage |  |  |  |  | OXYGEN-AIR PROPORTIONERS |  | BLENDEROXYGENAIR-SECHRIST-3500HL | BLENDEROXYGENAIR | 3500HL |  |  |  | SECHRIST | Blender, Oxygen/Air |  | BLENDEROXYGENAIR-SECHRIST-3500HL |  |  |  |  | Covered PM Repair - Radiology, Low End | MHHS-Greater Heights
NO | YES |  |  |  | 005-12164 | 005-12164 | Sechrist Industries Inc | 3500HL |  |  | SE-OR | MHHS-Southeast |  | Blender, Oxygen/Air |  | 005-12164 | 005-12164 | Southeast | MHHS-Southeast | SE-OR | Room 12 | 3/1/19 |  | 3/1/20 |  | OXYGEN-AIR PROPORTIONERS |  | BLENDEROXYGENAIR-SECHRIST-3500HL | BLENDEROXYGENAIR | 3500HL |  |  |  | SECHRIST | Blender, Oxygen/Air |  | BLENDEROXYGENAIR-SECHRIST-3500HL |  |  |  |  | Covered PM Repair - Biomedical | MHHS-Southeast
NO | YES |  |  |  | 005-00565 | 005-00565 | Sechrist Industries Inc | 3500HL |  | H13256 | SE-Unit 2B (Oncology) | MHHS-Southeast |  | Blender, Oxygen/Air |  | 005-00565 | 005-00565 | Southeast | MHHS-Southeast | SE-Unit 2B (Oncology) | Respiratory | 3/1/20 |  | 3/1/21 |  | OXYGEN-AIR PROPORTIONERS |  | BLENDEROXYGENAIR-SECHRIST-3500HL | BLENDEROXYGENAIR | 3500HL |  |  |  | SECHRIST | Blender, Oxygen/Air |  | BLENDEROXYGENAIR-SECHRIST-3500HL |  |  |  |  | Covered PM Repair - Biomedical | MHHS-Southeast
NO | YES |  |  |  | 013-14228 | 013-14228 | Sechrist Industries Inc | 3500HL |  |  | SW-HVI-OR | MHHS-Southwest |  | Blender, Oxygen/Air |  | 013-14228 | 013-14228 | Southwest | MHHS-Southwest | SW-HVI-OR | HVI OR Core | 11/1/19 |  | 11/1/20 |  | OXYGEN-AIR PROPORTIONERS | Blender, Oxygen/Air | BLENDEROXYGENAIR-SECHRIST-3500HL | BLENDEROXYGENAIR | 3500HL |  |  |  | SECHRIST | Blender, Oxygen/Air |  | BLENDEROXYGENAIR-SECHRIST-3500HL |  | 5/9/19 |  | BOA-A | Covered PM Repair - Biomedical | MHHS-Southwest | [8 empty] | BLENDEROXYGENAIR | Blender, Oxygen/Air | SECHRIST
NO | YES |  |  |  | 013-15758 | 013-15758 | Sechrist Industries Inc | 3500HL |  |  | SW-HVI-OR | MHHS-Southwest |  | Blender, Oxygen/Air |  | 013-15758 | 013-15758 | Southwest | MHHS-Southwest | SW-HVI-OR | CVOR3 | 11/1/19 |  | 11/1/20 |  | OXYGEN-AIR PROPORTIONERS | Blender, Oxygen/Air | BLENDEROXYGENAIR-SECHRIST-3500HL | BLENDEROXYGENAIR | 3500HL |  |  |  | SECHRIST | Blender, Oxygen/Air |  | BLENDEROXYGENAIR-SECHRIST-3500HL |  | 9/17/18 |  | BOA-A | Covered PM Repair - Biomedical | MHHS-Southwest | [8 empty] | BLENDEROXYGENAIR | Blender, Oxygen/Air | SECHRIST
NO | YES |  |  |  |  | 013-02960 | Sechrist Industries Inc | 3500HL |  |  | SW-NICU | MHHS-Southwest |  | Blender, Oxygen/Air |  |  | 013-02960 | Southwest | MHHS-Southwest | SW-NICU | NICU | 12/1/18 |  |  |  | OXYGEN-AIR PROPORTIONERS | Blender, Oxygen/Air | BLENDEROXYGENAIR-SECHRIST-3500HL | BLENDEROXYGENAIR | 3500HL |  |  |  | SECHRIST | Blender, Oxygen/Air |  | BLENDEROXYGENAIR-SECHRIST-3500HL |  | 3/13/15 |  | BOA-A | Covered PM Repair - Biomedical | MHHS-Southwest | [8 empty] | BLENDEROXYGENAIR | Blender, Oxygen/Air | SECHRIST
NO | YES |  |  |  |  | 013-02849 | Sechrist Industries Inc | 3500HL |  |  | SW-NICU | MHHS-Southwest |  | Blender, Oxygen/Air |  |  | 013-02849 | Southwest | MHHS-Southwest | SW-NICU | Clean equipment in nicu | 12/1/18 |  |  |  | OXYGEN-AIR PROPORTIONERS | Blender, Oxygen/Air | BLENDEROXYGENAIR-SECHRIST-3500HL | BLENDEROXYGENAIR | 3500HL |  |  |  | SECHRIST | Blender, Oxygen/Air |  | BLENDEROXYGENAIR-SECHRIST-3500HL |  | 3/13/15 |  | BOA-A | Covered PM Repair - Biomedical | MHHS-Southwest | [8 empty] | BLENDEROXYGENAIR | Blender, Oxygen/Air | SECHRIST
NO | YES |  |  |  |  | 013-02837 | Sechrist Industries Inc | 3500HL |  |  | SW-NICU | MHHS-Southwest |  | Blender, Oxygen/Air |  |  | 013-02837 | Southwest | MHHS-Southwest | SW-NICU | Clean equipment in nicu | 12/1/18 |  |  |  | OXYGEN-AIR PROPORTIONERS | Blender, Oxygen/Air | BLENDEROXYGENAIR-SECHRIST-3500HL | BLENDEROXYGENAIR | 3500HL |  |  |  | SECHRIST | Blender, Oxygen/Air |  | BLENDEROXYGENAIR-SECHRIST-3500HL |  | 3/13/15 |  | BOA-A | Covered PM Repair - Biomedical | MHHS-Southwest | [8 empty] | BLENDEROXYGENAIR | Blender, Oxygen/Air | SECHRIST
NO | YES |  |  |  |  | 099-13240 | Sechrist Industries Inc | 3500HL |  |  | SW-NICU | MHHS-Southwest |  | Blender, Oxygen/Air |  |  | 099-13240 | Southwest | MHHS-Southwest | SW-NICU | NICU | 11/1/19 |  |  |  | OXYGEN-AIR PROPORTIONERS | Blender, Oxygen/Air | BLENDEROXYGENAIR-SECHRIST-3500HL | BLENDEROXYGENAIR | 3500HL |  |  |  | SECHRIST | Blender, Oxygen/Air |  | BLENDEROXYGENAIR-SECHRIST-3500HL |  | 3/13/15 |  | BOA-A | Covered PM Repair - Biomedical | MHHS-Southwest | [8 empty] | BLENDEROXYGENAIR | Blender, Oxygen/Air | SECHRIST
NO | YES |  |  |  |  | 013-04127 | Sechrist Industries Inc | 3500HL |  |  | SW-NICU | MHHS-Southwest |  | Blender, Oxygen/Air |  |  | 013-04127 | Southwest | MHHS-Southwest | SW-NICU | NICU | 12/1/18 |  |  |  | OXYGEN-AIR PROPORTIONERS | Blender, Oxygen/Air | BLENDEROXYGENAIR-SECHRIST-3500HL | BLENDEROXYGENAIR | 3500HL |  |  |  | SECHRIST | Blender, Oxygen/Air |  | BLENDEROXYGENAIR-SECHRIST-3500HL |  | 3/13/15 |  | BOA-A | Covered PM Repair - Biomedical | MHHS-Southwest | [8 empty] | BLENDEROXYGENAIR | Blender, Oxygen/Air | SECHRIST
NO | YES |  |  |  | 077-09579 | 077-09579 | Sechrist Industries Inc | 3500HL |  |  | TMC-Children's-ECMO (7Hp) | MHHS-TMC |  | Blender, Oxygen/Air |  | 077-09579 | 077-09579 | TMC | MHHS-TMC | TMC-Children's-ECMO (7Hp) |  | 9/6/19 |  |  |  | OXYGEN-AIR PROPORTIONERS | Blender, Oxygen/Air | BLENDEROXYGENAIR-SECHRIST-3500HL | BLENDEROXYGENAIR | 3500HL |  |  |  | SECHRIST | Blender, Oxygen/Air |  | BLENDEROXYGENAIR-SECHRIST-3500HL |  | 5/4/15 | Finished from Script 3/27/2020 12:11:52pm (Central) | BOA-A | Covered PM Repair - Biomedical | MHHS-TMC | [8 empty] | BLENDEROXYGENAIR | Blender, Oxygen/Air | SECHRIST
NO | YES |  |  |  | 077-06664 | 077-06664 | Sechrist Industries Inc | 3500HL |  |  | TMC-OR-CVOR (7Hvi) | MHHS-TMC |  | Blender, Oxygen/Air |  | 077-06664 | 077-06664 | TMC | MHHS-TMC | TMC-OR-CVOR (7Hvi) | Equipment storage | 8/1/19 |  | 8/1/20 |  | OXYGEN-AIR PROPORTIONERS | Blender, Oxygen/Air | BLENDEROXYGENAIR-SECHRIST-3500HL | BLENDEROXYGENAIR | 3500HL |  |  |  | SECHRIST | Blender, Oxygen/Air |  | BLENDEROXYGENAIR-SECHRIST-3500HL |  |  |  | BOA-A | Covered PM Repair - Biomedical | MHHS-TMC | [8 empty] | BLENDEROXYGENAIR | Blender, Oxygen/Air | SECHRIST
NO | YES |  |  |  | 069-25304 | 069-25304 | Sechrist Industries Inc | 3500HL |  |  | TMC-OR-CVOR (7Hvi) | MHHS-TMC |  | Blender, Oxygen/Air |  | 069-25304 | 069-25304 | TMC | MHHS-TMC | TMC-OR-CVOR (7Hvi) | Biomed shop | 9/1/19 |  | 9/1/20 |  | OXYGEN-AIR PROPORTIONERS | Blender, Oxygen/Air | BLENDEROXYGENAIR-SECHRIST-3500HL | BLENDEROXYGENAIR | 3500HL |  |  |  | SECHRIST | Blender, Oxygen/Air |  | BLENDEROXYGENAIR-SECHRIST-3500HL |  |  |  | BOA-A | Covered PM Repair - Biomedical | MHHS-TMC | [8 empty] | BLENDEROXYGENAIR | Blender, Oxygen/Air | SECHRIST
NO | YES |  |  |  | 069-27941 | 069-27941 | Sechrist Industries Inc | 3500HL |  |  | TMC-OR-CVOR (7Hvi) | MHHS-TMC |  | Blender, Oxygen/Air |  | 069-27941 | 069-27941 | TMC | MHHS-TMC | TMC-OR-CVOR (7Hvi) | CVOR (7HVI) | 6/1/19 |  | 6/1/20 |  | OXYGEN-AIR PROPORTIONERS | Blender, Oxygen/Air | BLENDEROXYGENAIR-SECHRIST-3500HL | BLENDEROXYGENAIR | 3500HL |  |  |  | SECHRIST | Blender, Oxygen/Air |  | BLENDEROXYGENAIR-SECHRIST-3500HL |  |  |  | BOA-A | Covered PM Repair - Biomedical | MHHS-TMC | [8 empty] | BLENDEROXYGENAIR | Blender, Oxygen/Air | SECHRIST
NO | YES |  |  |  | 069-28921 | 069-28921 | Sechrist Industries Inc | 3500HL |  |  | TMC-OR-Pedi OR (2R) | MHHS-TMC |  | Blender, Oxygen/Air |  | 069-28921 | 069-28921 | TMC | MHHS-TMC | TMC-OR-Pedi OR (2R) |  | 3/14/19 |  |  |  | OXYGEN-AIR PROPORTIONERS |  | BLENDEROXYGENAIR-SECHRIST-3500HL | BLENDEROXYGENAIR | 3500HL |  |  |  | SECHRIST | Blender, Oxygen/Air |  | BLENDEROXYGENAIR-SECHRIST-3500HL |  |  | Verified 3/30/2020 4:07pm (Central) |  | Covered PM Repair - Biomedical | MHHS-TMC
NO | YES | Asset Tag 069-20811 |  |  | 069-20811 | 069-20811 | Sechrist Industries Inc | 3500HL |  | H1799 | TMC-Respiratory-Pedi | MHHS-TMC |  | Blender, Oxygen/Air |  | 069-20811 | 069-20811 | (null) | MHHS-TMC | TMC-Respiratory-Pedi | (null) |  |  |  | (null) | OXYGEN-AIR PROPORTIONERS |  | BLENDEROXYGENAIR-SECHRIST-3500HL | BLENDEROXYGENAIR | 3500HL |  |  |  | SECHRIST | Blender, Oxygen/Air |  | BLENDEROXYGENAIR-SECHRIST-3500HL |  |  |  |  | Covered PM Repair - Biomedical | MHHS-TMC
NO | YES |  |  |  | 077-03094 | 077-03094 | Sechrist Industries Inc | 3500HL |  | H17866 | TMC-Respiratory-Pedi | MHHS-TMC |  | Blender, Oxygen/Air |  | 077-03094 | 077-03094 | TMC | MHHS-TMC | TMC-Respiratory-Pedi |  | 6/29/17 |  |  |  | OXYGEN-AIR PROPORTIONERS |  | BLENDEROXYGENAIR-SECHRIST-3500HL | BLENDEROXYGENAIR | 3500HL |  |  |  | SECHRIST | Blender, Oxygen/Air |  | BLENDEROXYGENAIR-SECHRIST-3500HL |  |  | Verified 3/30/2020 4:07pm (Central) |  | Covered PM Repair - Biomedical | MHHS-TMC
NO | YES |  |  |  | 077-04425 | 077-04425 | Sechrist Industries Inc | 3500HL |  | H1888 | TMC-Respiratory-Pedi | MHHS-TMC |  | Blender, Oxygen/Air |  | 077-04425 | 077-04425 | TMC | MHHS-TMC | TMC-Respiratory-Pedi |  | 9/1/19 |  |  |  | OXYGEN-AIR PROPORTIONERS |  | BLENDEROXYGENAIR-SECHRIST-3500HL | BLENDEROXYGENAIR | 3500HL |  |  |  | SECHRIST | Blender, Oxygen/Air |  | BLENDEROXYGENAIR-SECHRIST-3500HL |  |  |  |  | Covered PM Repair - Biomedical | MHHS-TMC
NO | YES |  |  |  | 077-04540 | 077-04540 | Sechrist Industries Inc | 3500HL |  | H17867 | TMC-Respiratory-Adult | MHHS-TMC |  | Blender, Oxygen/Air |  | 077-04540 | 077-04540 | TMC | MHHS-TMC | TMC-Respiratory-Adult | TMC - RESPIRATORY - ADULT | 7/1/17 |  |  |  | OXYGEN-AIR PROPORTIONERS |  | BLENDEROXYGENAIR-SECHRIST-3500HL | BLENDEROXYGENAIR | 3500HL |  |  |  | SECHRIST | Blender, Oxygen/Air |  | BLENDEROXYGENAIR-SECHRIST-3500HL |  |  |  |  | Covered PM Repair - Biomedical | MHHS-TMC
NO | YES |  |  |  | 077-04574 | 077-04574 | Sechrist Industries Inc | 3500HL |  | H1881 | TMC-Respiratory-Pedi | MHHS-TMC |  | Blender, Oxygen/Air |  | 077-04574 | 077-04574 | TMC | MHHS-TMC | TMC-Respiratory-Pedi |  | 6/23/17 |  |  |  | OXYGEN-AIR PROPORTIONERS |  | BLENDEROXYGENAIR-SECHRIST-3500HL | BLENDEROXYGENAIR | 3500HL |  |  |  | SECHRIST | Blender, Oxygen/Air |  | BLENDEROXYGENAIR-SECHRIST-3500HL |  |  | Verified 3/30/2020 4:07pm (Central) |  | Covered PM Repair - Biomedical | MHHS-TMC
YES | YES |  |  |  | 013-37972 | 013-37972 | Sechrist Industries Inc | 3500HL |  |  | SW - HVI - OR |  |  |  |  | 013-37972 | 013-37972 | Southwest | Memorial Hermann Heart | SW - HVI - OR | HVI OR Core | 11/1/19 |  | 11/1/20 | New Add
YES | YES | Serial Number Cnf |  |  | 077-04539 | 077-04539 | Sechrist Industries Inc | 3500HL |  | Cnf | Biomed shop |  |  |  |  | 077-04539 | 077-04539 | TMC | Memorial Hermann-Texas Medical Center | Biomed shop | Biomed shop
NO | NO | [5 empty] | Sechrist Industries Inc | 3500HL |  |  | GH - OR | MHHS-Greater Heights |  | Blender, Oxygen/Air |  |  |  | Central & Greater Heights |  | GH - OR | [5 empty] | OXYGEN-AIR PROPORTIONERS |  | BLENDEROXYGENAIR-SECHRIST-3500HL | BLENDEROXYGENAIR | 3500HL |  |  |  | SECHRIST | Blender, Oxygen/Air |  | BLENDEROXYGENAIR-SECHRIST-3500HL |  |  |  |  | Covered PM Repair - Biomedical | MHHS-Greater Heights
NO | NO |  |  |  | 041-16856 |  | Sechrist Industries Inc | 3500HL |  |  | MEMORIAL CITY - MOR | MHHS-Mem City |  | Blender, Oxygen/Air |  | 041-16856 |  | West & Memorial City |  | MEMORIAL CITY - MOR | [5 empty] | OXYGEN-AIR PROPORTIONERS |  | BLENDEROXYGENAIR-SECHRIST-3500HL | BLENDEROXYGENAIR | 3500HL |  |  |  | SECHRIST | Blender, Oxygen/Air |  | BLENDEROXYGENAIR-SECHRIST-3500HL |  |  |  |  | Covered PM Repair - Biomedical | MHHS-Mem City
NO | NO |  |  |  | 013-12655 |  | Sechrist Industries Inc | 3500HL |  |  | SW - HVI - OR | MHHS-Southwest |  | Blender, Oxygen/Air |  | 013-12655 |  | Southwest |  | SW - HVI - OR | [5 empty] | OXYGEN-AIR PROPORTIONERS |  | BLENDEROXYGENAIR-SECHRIST-3500HL | BLENDEROXYGENAIR | 3500HL |  |  |  | SECHRIST | Blender, Oxygen/Air |  | BLENDEROXYGENAIR-SECHRIST-3500HL |  |  |  |  | Covered PM Repair - Biomedical | MHHS-Southwest
NO | NO | [5 empty] | Sechrist Industries Inc | 3500HL |  | KKF04852 | SW - LABOR & DELIVERY | MHHS-Southwest |  | Blender, Oxygen/Air |  |  |  | Southwest |  | SW - LABOR & DELIVERY | [5 empty] | OXYGEN-AIR PROPORTIONERS |  | BLENDEROXYGENAIR-SECHRIST-3500HL | BLENDEROXYGENAIR | 3500HL |  |  |  | SECHRIST | Blender, Oxygen/Air |  | BLENDEROXYGENAIR-SECHRIST-3500HL |  |  |  |  | Covered PM Repair - Biomedical | MHHS-Southwest
NO | NO | [5 empty] | Sechrist Industries Inc | 3500HL |  | AHF01408 | SW - NICU | MHHS-Southwest |  | Blender, Oxygen/Air |  |  |  | Southwest |  | SW - NICU | [5 empty] | OXYGEN-AIR PROPORTIONERS |  | BLENDEROXYGENAIR-SECHRIST-3500HL | BLENDEROXYGENAIR | 3500HL |  |  |  | SECHRIST | Blender, Oxygen/Air |  | BLENDEROXYGENAIR-SECHRIST-3500HL |  |  |  |  | Covered PM Repair - Biomedical | MHHS-Southwest
NO | NO |  |  |  | 077-04534 |  | Sechrist Industries Inc | 3500HL |  | H17864 | TMC - CHILDRENS - NICU (7HP) | MHHS-TMC |  | Blender, Oxygen/Air |  | 077-04534 |  | TMC |  | TMC - CHILDRENS - NICU (7HP) | [5 empty] | OXYGEN-AIR PROPORTIONERS |  | BLENDEROXYGENAIR-SECHRIST-3500HL | BLENDEROXYGENAIR | 3500HL |  |  |  | SECHRIST | Blender, Oxygen/Air |  | BLENDEROXYGENAIR-SECHRIST-3500HL |  |  |  |  | Covered PM Repair - Biomedical | MHHS-TMC
NO | NO |  |  |  | 077-08179 |  | Sechrist Industries Inc | 3500HL |  |  | TMC - HVI - PERFUSION (7HVI) | MHHS-TMC |  | Blender, Oxygen/Air |  | 077-08179 |  | TMC |  | TMC - HVI - PERFUSION (7HVI) | [5 empty] | OXYGEN-AIR PROPORTIONERS |  | BLENDEROXYGENAIR-SECHRIST-3500HL | BLENDEROXYGENAIR | 3500HL |  |  |  | SECHRIST | Blender, Oxygen/Air |  | BLENDEROXYGENAIR-SECHRIST-3500HL |  |  |  |  | Covered PM Repair - Biomedical | MHHS-TMC
NO | NO | [5 empty] | Sechrist Industries Inc | 3500HL |  |  | TMC - OR - CVOR (7HVI) | MHHS-TMC |  | Blender, Oxygen/Air |  |  |  | TMC |  | TMC - OR - CVOR (7HVI) | [5 empty] | OXYGEN-AIR PROPORTIONERS |  | BLENDEROXYGENAIR-SECHRIST-3500HL | BLENDEROXYGENAIR | 3500HL |  |  |  | SECHRIST | Blender, Oxygen/Air |  | BLENDEROXYGENAIR-SECHRIST-3500HL |  |  |  |  | Covered PM Repair - Biomedical | MHHS-TMC
NO | NO | [5 empty] | Sechrist Industries Inc | 3500HL |  | H17870 | TMC - RESPIRATORY - ADULT | MHHS-TMC |  | Blender, Oxygen/Air |  |  |  | TMC |  | TMC - RESPIRATORY - ADULT | [5 empty] | OXYGEN-AIR PROPORTIONERS |  | BLENDEROXYGENAIR-SECHRIST-3500HL | BLENDEROXYGENAIR | 3500HL |  |  |  | SECHRIST | Blender, Oxygen/Air |  | BLENDEROXYGENAIR-SECHRIST-3500HL |  |  |  |  | Covered PM Repair - Biomedical | MHHS-TMC
NO | NO | [5 empty] | Sechrist Industries Inc | 3500HL |  |  | TMC - RESPIRATORY - PEDI | MHHS-TMC |  | Blender, Oxygen/Air |  |  |  | TMC |  | TMC - RESPIRATORY - PEDI | [5 empty] | OXYGEN-AIR PROPORTIONERS |  | BLENDEROXYGENAIR-SECHRIST-3500HL | BLENDEROXYGENAIR | 3500HL |  |  |  | SECHRIST | Blender, Oxygen/Air |  | BLENDEROXYGENAIR-SECHRIST-3500HL |  |  |  |  | Covered PM Repair - Biomedical | MHHS-TMC
NO | YES |  |  |  | 041-32149 | 041-32149 | Sechrist Industries Inc | 3600HR |  | 36H00057 | MEMORIAL CITY - WOUND CARE | MHHS-Mem City |  | Chamber, Hyperbaric |  | 041-32149 | 041-32149 | West | West | MEMORIAL CITY - WOUND CARE | HBOTD Treatment Room |  |  |  |  | CHAMBERS, HYPERBARIC |  | CHAMBERHYPERBARIC-Sechrist-3600HR | CHAMBERHYPERBARIC | 3600HR |  |  |  | Sechrist | Chamber, Hyperbaric |  | CHAMBERHYPERBARIC-Sechrist-3600HR |  |  |  |  | Covered PM Repair - Biomedical | MHHS-Mem City
NO | NO |  |  |  | 151-02409 |  | Sechrist Industries Inc | 3600HR |  | 36HS0244 | CY - WOUND CARE / OCCUPATIONAL HEALTH | MHHS-Cypress |  | Chamber, Hyperbaric |  | 151-02409 |  | Northwest & Cypress |  | CY - WOUND CARE / OCCUPATIONAL HEALTH | [5 empty] | CHAMBERS, HYPERBARIC |  | CHAMBERHYPERBARIC-Sechrist-3600HR | CHAMBERHYPERBARIC | 3600HR |  |  |  | Sechrist | Chamber, Hyperbaric |  | CHAMBERHYPERBARIC-Sechrist-3600HR |  |  |  |  | Covered PM Repair - Biomedical | MHHS-Cypress
NO | NO |  |  |  | 151-02410 |  | Sechrist Industries Inc | 3600HR |  | 36HS0245 | CY - WOUND CARE / OCCUPATIONAL HEALTH | MHHS-Cypress |  | Chamber, Hyperbaric |  | 151-02410 |  | Northwest & Cypress |  | CY - WOUND CARE / OCCUPATIONAL HEALTH | [5 empty] | CHAMBERS, HYPERBARIC |  | CHAMBERHYPERBARIC-Sechrist-3600HR | CHAMBERHYPERBARIC | 3600HR |  |  |  | Sechrist | Chamber, Hyperbaric |  | CHAMBERHYPERBARIC-Sechrist-3600HR |  |  |  |  | Covered PM Repair - Biomedical | MHHS-Cypress
NO | NO | [5 empty] | Sechrist Industries Inc | 3600HR |  | 36H00099 | SUGAR LAND - WOUND CARE | MHHS-Sugarland |  | Chamber, Hyperbaric |  |  |  | Sugar Land |  | SUGAR LAND - WOUND CARE | [5 empty] | CHAMBERS, HYPERBARIC |  | CHAMBERHYPERBARIC-Sechrist-3600HR | CHAMBERHYPERBARIC | 3600HR |  |  |  | Sechrist | Chamber, Hyperbaric |  | CHAMBERHYPERBARIC-Sechrist-3600HR |  |  |  |  | Covered PM Repair - Biomedical | MHHS-Sugarland
NO | NO | [5 empty] | Sechrist Industries Inc | 3600HR |  | 36H00097 | SUGAR LAND - WOUND CARE | MHHS-Sugarland |  | Chamber, Hyperbaric |  |  |  | Sugar Land |  | SUGAR LAND - WOUND CARE | [5 empty] | CHAMBERS, HYPERBARIC |  | CHAMBERHYPERBARIC-Sechrist-3600HR | CHAMBERHYPERBARIC | 3600HR |  |  |  | Sechrist | Chamber, Hyperbaric |  | CHAMBERHYPERBARIC-Sechrist-3600HR |  |  |  |  | Covered PM Repair - Biomedical | MHHS-Sugarland
NO | YES |  |  |  | 041-19802 | 041-19802 | Sechrist Industries Inc | 93/42/EEC |  |  | MEMORIAL CITY - Surgery | MHHS-Mem City |  |  |  | 041-19802 | 041-19802 | West | Memorial Hermann Memorial City Medical Center | MEMORIAL CITY - Surgery | Surgery Equipment Storage E2 300 |  |  |  |  | OXYGEN-AIR PROPORTIONERS |  | .needs class |  |  |  |  | .needs class | Sechrist | [7 empty] | Covered PM Repair - Biomedical | MHHS-Mem City
NO | YES |  |  |  | 041-19803 | 041-19803 | Sechrist Industries Inc | 93/42/EEC |  |  | MEMORIAL CITY - MOR | MHHS-Mem City |  |  |  | 041-19803 | 041-19803 | West | Memorial City - Memorial Hermann Hospital | MEMORIAL CITY - MOR | E2 300 Equipment Storage |  |  |  |  | OXYGEN-AIR PROPORTIONERS |  | .needs class |  |  |  |  | .needs class | Sechrist | [7 empty] | Covered PM Repair - Biomedical | MHHS-Mem City
NO | YES |  |  |  | 041-17208 | 041-17208 | Sechrist Industries Inc. | 3300H |  | 33H00212 | Hyperbarics |  |  |  |  | 041-17208 | 041-17208 | West | Memorial Hermann Memorial city medical center emergency center | Hyperbarics | HBOT
YES | YES |  |  |  | 041-33755 | 041-33755 | Sechrist Industries Inc. | 3300HR |  | 33H00189 | MEMORIAL CITY - WOUND CARE |  |  |  |  | 041-33755 | 041-33755 | West | Memorial Hermann Memorial City Medical Center | MEMORIAL CITY - WOUND CARE | W1 143 HBOT
NO | YES |  |  |  | 069-36645 | 069-36645 | Sechrist Industries Inc. |  |  |  | Tmc-or-cvor |  |  |  |  | 069-36645 | 069-36645 | TMC | Memorial Hermann-Texas Medical Center | Tmc-or-cvor | Or 1 |  |  | 3/1/21
YES | YES |  |  |  | 099-07080 | 099-07080 | Sechrist Industries Inc. |  |  |  | Memorial Hermann- Texas Medical Center-OR-PACU nurse station |  |  |  |  | 099-07080 | 099-07080 |  | TMC | Memorial Hermann- Texas Medical Center-OR-PACU nurse station | OR09 | 4/1/20 |  |  | No PM Sticker
YES | YES |  |  |  | 099-07361 | 099-07361 | Sechrist Industries Inc. | 3500 Low flow |  |  | TMC - OR - (2HP) |  |  |  |  | 099-07361 | 099-07361 | TMC | Memorial Hermann-Texas Medical Center | TMC - OR - (2HP) | Storage
NO | YES |  |  |  | 099-07427 | 099-07427 | Sechrist Industries Inc. | 3500 low flow |  |  | SE-OR |  |  |  |  | 099-07427 | 099-07427 | Southeast | MHHS-Southeast | SE-OR | Room 12
YES | YES |  |  |  | 029-13368 | 029-13368 | Sechrist Industries Inc. | 3500CP-G |  |  | OR |  |  |  |  | 029-13368 | 029-13368 | Woodlands | Herman memorial hospital Woodlands | OR | Equipment Storage |  |  | 3/1/20
YES | YES |  |  |  | 099-07341 | 099-07341 | Sechrist Industries Inc. | 3500CP-G |  |  | Biomed |  |  |  |  | 099-07341 | 099-07341 | TMC | Memorial Hermann Texas Medical Center | Biomed | Biomed shop
YES | YES |  |  |  | 099-07724 | 099-07724 | Sechrist Industries Inc. | 3500HL |  |  | TMC - OR - ANESTHESIA (2HP) |  |  |  |  | 099-07724 | 099-07724 | TMC | Memorial Hermann-Texas Medical Center | TMC - OR - ANESTHESIA (2HP) | TMC - BIOMED SHOP
YES | YES | Serial Number Cnf |  |  | 069-08291 | 069-08291 | Sechrist Industries Inc. | Air oxygen blender |  | CNF | TMC - HVI - PERFUSION (7HVI) |  |  |  |  | 069-08291 | 069-08291 | TMC |  | TMC - HVI - PERFUSION (7HVI) | Equipment room
YES | YES |  |  |  | 069-25306 | 069-25306 | Sechrist Industries Inc. | Air-oxygen mixer |  |  | TMC - OR - ANESTHESIA (CONTRACT EQUIP) |  |  |  |  | 069-25306 | 069-25306 | TMC | Memorial Hermann-Texas Medical Center | TMC - OR - ANESTHESIA (CONTRACT EQUIP) | OR 7
YES | YES | Serial Number 0 |  |  | 029-13369 | 029-13369 | Sechrist Industries Inc. | CP5 |  |  | OR |  |  |  |  | 029-13369 | 029-13369 | Woodlands | Herman memorial hospital Woodlands | OR | Equipment Storage | [6 empty] | HEARTLUNGBYPASSUNT-Sorin Group-CP5
YES | YES |  |  |  | 029-03912 | 029-03912 | Sechrist Industries Inc. | pO2 Controller |  |  | Surgical room |  |  |  |  | 029-03912 | 029-03912 | Woodlands | Memorial Hermann Hospital Woodlands | Surgical room | OR Room 18
YES | YES |  |  |  |  | 583-01142 | Sechrist Industries Inc. | PVH01 |  |  | Katy - Wound Care | [5 empty] | 583-01142 | Katy | Memorial Hermann Katy Hospital | Katy - Wound Care | Katy - Wound Care | 3/1/16
NO | YES |  |  |  | 099-00744 | 099-00744 | Sechrist Industries Inc. | PVH01 |  |  | Katy Rehab-Wound Care |  |  |  |  | 099-00744 | 099-00744 | Katy | MHHS-Others | Katy Rehab-Wound Care | Hyperbaric
YES | YES | Serial Number 3013 |  |  | 041-01237 | 041-01237 | Seecor Inc. | Temp tester |  |  | Biomed Dept |  |  |  |  | 041-01237 | 041-01237 | West | Memorial Hermann Memorial City Medical Center | Biomed Dept | Biomed Dept
YES | YES |  |  |  | 151-05073 | 151-05073 | Seiko Instr | DPU 414 |  |  | Occupational health |  |  |  |  | 151-05073 | 151-05073 | Northwest | Memorial Hermann Occupational Medicine Cypress (#180) | Occupational health | Occupational health room C1 705 | 2/1/20 |  |  | No pm sticker |  | Analyzer, Urine | ANALYZERURINE-Seiko Instr-DPU 414 | [12 empty] | AU-A | [9 empty] | Analyzer, Urine | ANALYZERURINE | Analyzer, Urine | Seiko Instr
NO | YES |  |  |  | 583-01320 | 583-01320 | Seiko Instruments USA Inc. | DPU-414 |  | 1005104A | MH MG-(KY)-OCC Health Center (Mp1) | MHHS-MG |  | Printer |  | 583-01320 | 583-01320 | Katy | MHHS-MG | MH MG-(KY)-OCC Health Center (Mp1) | Audiometer room | 1/1/19 |  |  | No pm required | PRINTERS | Printer | PRINTER-Seiko Instr-DPU-414 | PRINTER | DPU-414 |  |  |  | Seiko Instr | Printer |  | PRINTER-Seiko Instr-DPU-414 |  |  |  |  | Covered PM Repair - Biomedical | MHHS-MG | [8 empty] | PRINTER | Printer | Seiko Instr
NO | YES | Serial Number 1309757 |  |  | 151-04237 | 151-04237 | Seiler Instr | Seilerscope |  |  | MH MG-(PL)-Pearland Multi-Specialty (Mp 2) |  |  |  |  | 151-04237 | 151-04237 | Pearland | MHHS-MG | MH MG-(PL)-Pearland Multi-Specialty (Mp 2) | Timeshare | [5 empty] | Microscope, Laboratory | MICROSCOPELAB-Seiler Instr-Seilerscope | [12 empty] | ML-A | [9 empty] | Microscope, Laboratory | MICROSCOPELAB | Microscope, Laboratory | Seiler Instr
YES | YES |  |  |  | 013-18142 | 013-18142 | Seiler Instr | Seilerscope |  |  | MH MG - (SW) - SW MEDICAL PLAZA 4 (MP4) |  |  |  |  | 013-18142 | 013-18142 | Southwest | Memorial Hermann Medical Group Southwest (#350) | MH MG - (SW) - SW MEDICAL PLAZA 4 (MP4) | [6 empty] | Microscope, Laboratory | MICROSCOPELAB-Seiler Instr-Seilerscope | [12 empty] | ML-A | [9 empty] | Microscope, Laboratory | MICROSCOPELAB | Microscope, Laboratory | Seiler Instr
NO | YES |  |  |  | 151-02324 | 151-02324 | Seiler Instrument Co | ALPHA-AIR 6 |  |  | CY-OR | MHHS-Cypress |  | Microscope, Operating |  | 151-02324 | 151-02324 | Northwest | MHHS-Cypress | CY-OR |  | 6/1/19 | 6/1/20 |  |  | MICROSCOPES, LIGHT, OPERATING | Microscope, Operating | MICROSCOPEOPERATING-Seiler Instr-Alpha Air 6 | MICROSCOPEOPERATING | Alpha Air 6 |  |  |  | Seiler Instr | Microscope, Operating |  |  | MICROSCOPEOPERATING-Seiler Instr-Alpha Air 6 |  |  | MSO-A | Not Covered Vendor Only - Biomedical | MHHS-Cypress | [8 empty] | MICROSCOPEOPERATING | Microscope, Operating | Seiler Instr
NO | YES | Serial Number 1309757 |  |  | 929-01310 | 929-01310 | Seiler Instrument Co | SEILERSCOPE |  |  | MH MG-(PL)-Pearland Timeshare (Mp1) | MHHS-MG |  | Microscope, Laboratory |  | 929-01310 | 929-01310 | Pearland | MHHS-MG | MH MG-(PL)-Pearland Timeshare (Mp1) | Family practice | 8/1/17 |  |  |  | MICROSCOPES, LIGHT, LABORATORY | Microscope, Laboratory | MICROSCOPELAB-Seiler Instr-Seilerscope | MICROSCOPELAB | Seilerscope |  |  |  | Seiler Instr | Microscope, Laboratory |  | MICROSCOPELAB-Seiler Instr-Seilerscope |  | 11/6/20 |  | ML-A | Not Covered Vendor Only - Biomedical | MHHS-MG | [8 empty] | MICROSCOPELAB | Microscope, Laboratory | Seiler Instr
NO | YES | Asset Tag 041-18581 |  |  | 041-18581 | 041-18581 | Seimens healthcare | Magnetom 1.5t |  |  | MRI |  |  |  |  | 041-18581 | 041-18581 | West | Memorial Hermann Memorial City Medical Center | MRI | E4 213-214
YES | YES |  |  |  | 142-09270 | 142-09270 | Select Medical Sys | Aneroid |  |  | Physicians at Sugar Creek |  |  |  |  | 142-09270 | 142-09270 | Sugar Land | Physicians at Sugar Creek | Physicians at Sugar Creek | NW.9 | [6 empty] | SPHYGMOMANOMETERANER-Welch Allyn-ANEROID
YES | YES |  |  |  | 099-08468 | 099-08468 | Select Medical Sys | Sphygmomanometer |  |  | MH MG - (STX) - SOUTH TEXAS - ROSENBERG |  |  |  |  | 099-08468 | 099-08468 | South | Memorial Hermann Medical Group Rosenberg | MH MG - (STX) - SOUTH TEXAS - ROSENBERG | Exam 28
YES | YES |  |  |  | 151-04441 |  | Sencore Elect | SL753D |  | 6131245M | Biomed Dept |  |  |  |  | 151-04441 |  | West | Memorial Hermann - Memorial City | Biomed Dept | Biomed MH5411 Repair Shop
YES | YES |  |  |  | 005-11989 | 005-11989 | Sensaphone |  |  | 492013-46022 | SE - EMERGENCY CENTER |  |  |  |  | 005-11989 | 005-11989 | Southeast | Memorial Hermman South East | SE - EMERGENCY CENTER | Nurse Station | [5 empty] | Monitor, Cardiac, Fixed | MONITORCARDIACFIXED-Sensaphone-400 | [12 empty] | MCH-A | [9 empty] | Monitor, Cardiac, Fixed | MONITORCARDIACFIXED | Monitor, Cardiac, Fixed | Sensaphone
NO | NO |  |  |  | 069-34443 |  | SENSAPHONE |  |  | 382010-26304 | TMC - HERMANN - ADULT ER (1HP) | MHHS-TMC |  | Monitor, Cardiac, Fixed |  | 069-34443 |  | TMC |  | TMC - HERMANN - ADULT ER (1HP) | [5 empty] | ALARMS, REMOTE |  | MONITORCARDIACFIXED-Sensaphone-400 | MONITORCARDIACFIXED |  |  |  |  | Sensaphone | Monitor, Cardiac, Fixed |  | MONITORCARDIACFIXED-Sensaphone-400 |  |  |  |  | Covered PM Repair - Biomedical | MHHS-TMC
YES | YES |  |  |  | 009-34359 | 009-34359 | Sensilasev pad-i |  |  |  | Woundcare |  |  |  |  | 009-34359 | 009-34359 |  | Outpatient wound care | Woundcare |  | 3/1/20
YES | YES |  |  |  | 099-13815 | 099-13815 | SensorMedics | Air-Oxygen Blender |  | AHF01413 | SW - RESPIRATORY |  |  |  |  | 099-13815 | 099-13815 | Southwest | Memorial Hermann Southwest Hospital | SW - RESPIRATORY | NICU CLEAN EQUIP STORAGE
NO | YES |  |  |  | 069-21381 | 069-21381 | SensorMedics Corp |  |  | AGF02829 | PICU storage | MHHS-TMC |  | Blender, Oxygen/Air |  | 069-21381 | 069-21381 | TMC | TMC | PICU storage | Memorial Hermann- texas medical center | 9/1/19 |  |  | No PM Sticker | OXYGEN-AIR PROPORTIONERS |  | BLENDEROXYGENAIR-CareFusion-10273 | BLENDEROXYGENAIR |  |  |  |  | CareFusion | Blender, Oxygen/Air |  |  | BLENDEROXYGENAIR-CareFusion-10273 |  |  |  | Covered PM Repair - Biomedical | MHHS-TMC
NO | NO |  |  |  | 077-08272 |  | SensorMedics Corp |  |  | AHF01407 | TMC - CHILDRENS - NICU (7HP) | MHHS-TMC |  | Blender, Oxygen/Air |  | 077-08272 |  | TMC |  | TMC - CHILDRENS - NICU (7HP) | [5 empty] | OXYGEN-AIR PROPORTIONERS |  | BLENDEROXYGENAIR-CareFusion-10273 | BLENDEROXYGENAIR |  |  |  |  | CareFusion | Blender, Oxygen/Air |  |  | BLENDEROXYGENAIR-CareFusion-10273 |  |  |  | Covered PM Repair - Biomedical | MHHS-TMC
NO | NO |  |  |  | 029-10161 |  | SensorMedics Corp |  |  | AEF02711 | WOODLANDS - RESPIRATORY | MHHS-Woodlands |  | Blender, Oxygen/Air |  | 029-10161 |  | Woodlands |  | WOODLANDS - RESPIRATORY | [5 empty] | OXYGEN-AIR PROPORTIONERS |  | BLENDEROXYGENAIR-CareFusion-10273 | BLENDEROXYGENAIR |  |  |  |  | CareFusion | Blender, Oxygen/Air |  |  | BLENDEROXYGENAIR-CareFusion-10273 |  |  |  | Covered PM Repair - Biomedical | MHHS-Woodlands
NO | YES |  |  |  | 041-16477 | 041-16477 | SensorMedics Corp | 3100A |  | BBW01258 | Memorial City - Pediatrics Respiratory | MHHS-Mem City |  | Ventilator, Infant |  | 041-16477 | 041-16477 | West | Memorial City - Memorial Hermann Hospital | Memorial City - Pediatrics Respiratory | MH4:408 Respiratory Therapy/Storage |  |  |  |  | VENTILATORS |  | VENTILATORINFANT-SensorMedics-3100A | VENTILATORINFANT | 3100A |  |  |  | SensorMedics | Ventilator, Infant |  | VENTILATORINFANT-SensorMedics-3100A |  |  |  |  | Covered PM Repair - Biomedical | MHHS-Mem City
NO | YES |  |  |  | 041-17683 | 041-17683 | SensorMedics Corp | 3100A |  | BCW01015 | Memorial City - Pediatrics Respiratory | MHHS-Mem City |  | Ventilator, Infant |  | 041-17683 | 041-17683 | West | Memorial City - Memorial Hermann Hospital | Memorial City - Pediatrics Respiratory | MH4:408 Respiratory Therapy/Storage |  |  |  |  | VENTILATORS |  | VENTILATORINFANT-SensorMedics-3100A | VENTILATORINFANT | 3100A |  |  |  | SensorMedics | Ventilator, Infant |  | VENTILATORINFANT-SensorMedics-3100A |  |  |  |  | Covered PM Repair - Biomedical | MHHS-Mem City
NO | YES | [5 empty] | SensorMedics Corp | 3100A |  | TMA26865 | SW-Respiratory | MHHS-Southwest |  | Ventilator, Infant |  |  |  | Southwest | MHHS-Southwest | SW-Respiratory | NICU CLEAN EQUIP STORAGE | 6/1/19 |  | 12/1/19 |  | VENTILATORS | Ventilator, Infant | VENTILATORINFANT-SensorMedics-3100A | VENTILATORINFANT | 3100A |  |  |  | SensorMedics | Ventilator, Infant |  | VENTILATORINFANT-SensorMedics-3100A |  | 2/1/15 |  | VIN-SA | Covered PM Repair - Biomedical | MHHS-Southwest | [8 empty] | VENTILATORINFANT | Ventilator, Infant | SensorMedics
NO | YES |  |  |  | 077-07280 | 077-07280 | SensorMedics Corp | 3100A |  | AGW01209 | TMC-Respiratory-Pedi | MHHS-TMC |  | Ventilator, Infant |  | 077-07280 | 077-07280 | TMC | MHHS-TMC | TMC-Respiratory-Pedi |  | 12/13/19 |  |  |  | VENTILATORS |  | VENTILATORINFANT-SensorMedics-3100A | VENTILATORINFANT | 3100A |  |  |  | SensorMedics | Ventilator, Infant |  | VENTILATORINFANT-SensorMedics-3100A |  | 2/1/15 | Verified 3/30/2020 4:07pm (Central) |  | Covered PM Repair - Biomedical | MHHS-TMC
NO | YES |  |  |  | 077-08238 |  | SensorMedics Corp | 3100A |  | AGW01208 | PICU storage | MHHS-TMC |  | Ventilator, Infant |  | 077-08238 |  | TMC | TMC | PICU storage | Memorial Hermann- texas medical center | 2/1/20 |  | 2/1/20 |  | VENTILATORS |  | VENTILATORINFANT-SensorMedics-3100A | VENTILATORINFANT | 3100A |  |  |  | SensorMedics | Ventilator, Infant |  | VENTILATORINFANT-SensorMedics-3100A |  | 12/13/19 |  |  | Covered PM Repair - Radiology, Low End | MHHS-TMC
NO | YES |  |  |  | 077-08312 | 077-08312 | SensorMedics Corp | 3100A |  | AFW01053 | TMC-Respiratory-Pedi | MHHS-TMC |  | Ventilator, Infant |  | 077-08312 | 077-08312 | TMC | MHHS-TMC | TMC-Respiratory-Pedi |  | 3/18/19 |  |  |  | VENTILATORS |  | VENTILATORINFANT-SensorMedics-3100A | VENTILATORINFANT | 3100A |  |  |  | SensorMedics | Ventilator, Infant |  | VENTILATORINFANT-SensorMedics-3100A |  | 3/22/20 | Verified 3/30/2020 4:07pm (Central) |  | Not Covered Vendor Only - Biomedical | MHHS-TMC
NO | YES |  |  |  | 077-08964 | 077-08964 | SensorMedics Corp | 3100A |  | AGW01210 | TMC-Respiratory-Pedi | MHHS-TMC |  | Ventilator, Infant |  | 077-08964 | 077-08964 | TMC | MHHS-TMC | TMC-Respiratory-Pedi |  | 1/28/19 |  |  |  | VENTILATORS |  | VENTILATORINFANT-SensorMedics-3100A | VENTILATORINFANT | 3100A |  |  |  | SensorMedics | Ventilator, Infant |  | VENTILATORINFANT-SensorMedics-3100A |  | 12/13/19 | Verified 3/30/2020 4:07pm (Central) |  | Covered PM Repair - Radiology, Low End | MHHS-TMC
NO | YES |  |  |  | 029-32227 | 029-32227 | SensorMedics Corp | 3100A |  | BJW01256 | Woodlands-NICU | MHHS-Woodlands |  | Ventilator, Infant |  | 029-32227 | 029-32227 | Woodlands | MHHS-Woodlands | Woodlands-NICU | NICU 27 | 5/1/19 |  | 5/1/20 |  | VENTILATORS | Ventilator, Infant | VENTILATORINFANT-SensorMedics-3100A | VENTILATORINFANT | 3100A |  |  |  | SensorMedics | Ventilator, Infant |  | VENTILATORINFANT-SensorMedics-3100A |  | 2/1/15 |  | VIN-SA | Covered PM Repair - Biomedical | MHHS-Woodlands | [8 empty] | VENTILATORINFANT | Ventilator, Infant | SensorMedics
NO | YES |  |  |  |  | 029-03313 | SensorMedics Corp | 3100A |  | TMA31242 | Woodlands-Respiratory | MHHS-Woodlands |  | Ventilator, Infant |  |  | 029-03313 | Woodlands | MHHS-Woodlands | Woodlands-Respiratory | Respiratory | 6/1/19 |  | 2/1/21 |  | VENTILATORS | Ventilator, Infant | VENTILATORINFANT-SensorMedics-3100A | VENTILATORINFANT | 3100A |  |  |  | SensorMedics | Ventilator, Infant |  | VENTILATORINFANT-SensorMedics-3100A |  | 2/1/15 |  | VIN-SA | Covered PM Repair - Biomedical | MHHS-Woodlands | [8 empty] | VENTILATORINFANT | Ventilator, Infant | SensorMedics
NO | YES |  |  |  | 013-15610 | 013-15610 | SensorMedics Corp | 3100A |  | AHW01030 | SW-Respiratory |  |  |  |  | 013-15610 | 013-15610 | Southwest | MHHS-Southwest | SW-Respiratory | NICU CLEAN EQUIP STORAGE | 5/1/19 |  | 5/1/20
NO | YES |  |  |  | 041-10883 | 041-10883 | SensorMedics Corp | 3100A |  | AHW01810 | Memorial City - Pediatric Respiratory |  |  |  |  | 041-10883 | 041-10883 | West | Memorial City - Memorial Hermann Hospital | Memorial City - Pediatric Respiratory | MH4:408 Respiratory Therapy/Storage |  |  |  |  | VENTILATORS
NO | NO |  |  |  | 077-08242 |  | SensorMedics Corp | 3100A |  | AFW01056 | TMC - RESPIRATORY - PEDI | MHHS-TMC |  | Ventilator, Infant |  | 077-08242 |  | TMC |  | TMC - RESPIRATORY - PEDI | [5 empty] | VENTILATORS |  | VENTILATORINFANT-SensorMedics-3100A | VENTILATORINFANT | 3100A |  |  |  | SensorMedics | Ventilator, Infant |  | VENTILATORINFANT-SensorMedics-3100A |  |  |  |  | Covered PM Repair - Radiology, Low End | MHHS-TMC
NO | NO |  |  |  | 077-08840 |  | SensorMedics Corp | 3100A |  | AHW01067 | TMC - RESPIRATORY - PEDI | MHHS-TMC |  | Ventilator, Infant |  | 077-08840 |  | TMC |  | TMC - RESPIRATORY - PEDI | [5 empty] | VENTILATORS |  | VENTILATORINFANT-SensorMedics-3100A | VENTILATORINFANT | 3100A |  |  |  | SensorMedics | Ventilator, Infant |  | VENTILATORINFANT-SensorMedics-3100A |  |  |  |  | Covered PM Repair - Radiology, Low End | MHHS-TMC
NO | YES |  |  |  | 069-15942 | 069-15942 | SensorMedics Corp | 3100B |  | TMA22520 | TMC-Respiratory-Adult | MHHS-TMC |  | Ventilator |  | 069-15942 | 069-15942 | TMC | MHHS-TMC | TMC-Respiratory-Adult | TMC - RESPIRATORY - ADULT | 3/1/19 |  | 9/1/20 |  | VENTILATORS |  | VENTILATOR-SensorMedics-3100B | VENTILATOR | 3100B |  |  |  | SensorMedics | Ventilator |  | VENTILATOR-SensorMedics-3100B |  | 2/1/15 |  |  | Covered PM Repair - Biomedical | MHHS-TMC
NO | YES |  |  |  | 069-42382 | 069-42382 | SensorMedics Corp | 3100B |  | AHW01236 | TMC-Respiratory-Adult | MHHS-TMC |  | Ventilator |  | 069-42382 | 069-42382 | TMC | MHHS-TMC | TMC-Respiratory-Adult | RESPIRATORY - ADULT |  |  |  |  | VENTILATORS |  | VENTILATOR-SensorMedics-3100B | VENTILATOR | 3100B |  |  |  | SensorMedics | Ventilator |  | VENTILATOR-SensorMedics-3100B |  | 2/1/15 |  |  | Covered PM Repair - Biomedical | MHHS-TMC
NO | YES |  |  |  | 069-42793 | 069-42793 | SensorMedics Corp | 3100B |  | AHW01235 | PICU storage | MHHS-TMC |  | Ventilator |  | 069-42793 | 069-42793 | TMC | TMC | PICU storage | Memorial Hermann- texas medical center | 1/1/19 |  |  | No PM Sticker | VENTILATORS |  | VENTILATOR-SensorMedics-3100B | VENTILATOR | 3100B |  |  |  | SensorMedics | Ventilator |  | VENTILATOR-SensorMedics-3100B |  | 2/1/15 |  |  | Covered PM Repair - Biomedical | MHHS-TMC
NO | YES |  |  |  | 069-43823 | 069-43823 | SensorMedics Corp | 3100B |  | TMA32357 | TMC-Respiratory-Adult | MHHS-TMC |  | Ventilator |  | 069-43823 | 069-43823 | TMC | MHHS-TMC | TMC-Respiratory-Adult | TMC - RESPIRATORY - ADULT | 3/1/19 |  | 9/1/20 |  | VENTILATORS |  | VENTILATOR-SensorMedics-3100B | VENTILATOR | 3100B |  |  |  | SensorMedics | Ventilator |  | VENTILATOR-SensorMedics-3100B |  | 2/1/15 |  |  | Covered PM Repair - Biomedical | MHHS-TMC
NO | YES |  |  |  | 077-10041 | 077-10041 | SensorMedics Corp | 3100B |  | AHW01268 | TMC-Respiratory-Adult | MHHS-TMC |  | Ventilator |  | 077-10041 | 077-10041 | TMC | MHHS-TMC | TMC-Respiratory-Adult | TMC - RESPIRATORY - ADULT | 12/1/19 |  | 12/1/20 |  | VENTILATORS |  | VENTILATOR-SensorMedics-3100B | VENTILATOR | 3100B |  |  |  | SensorMedics | Ventilator |  | VENTILATOR-SensorMedics-3100B |  | 2/1/15 |  |  | Covered PM Repair - Biomedical | MHHS-TMC
NO | YES |  |  |  | 077-03247 | 077-03247 | SensorMedics Corp | 3100B |  | AFW01200 | TMC-Respiratory-Pedi | MHHS-TMC |  | Ventilator |  | 077-03247 | 077-03247 | TMC | MHHS-TMC | TMC-Respiratory-Pedi | TMC - RESPIRATORY - PEDI | 2/1/19 |  |  |  | VENTILATORS |  | VENTILATOR-SensorMedics-3100B | VENTILATOR | 3100B |  |  |  | SensorMedics | Ventilator |  | VENTILATOR-SensorMedics-3100B |  | 2/1/15 |  |  | Covered PM Repair - Biomedical | MHHS-TMC
NO | YES |  |  |  | 077-09368 | 077-09368 | SensorMedics Corp | 3100B |  | AHW01234 | PICU storage | MHHS-TMC |  | Ventilator |  | 077-09368 | 077-09368 | TMC | TMC | PICU storage | Memorial Hermann- texas medical center | 1/1/19 |  |  | No PM Sticker | VENTILATORS |  | VENTILATOR-SensorMedics-3100B | VENTILATOR | 3100B |  |  |  | SensorMedics | Ventilator |  | VENTILATOR-SensorMedics-3100B |  | 2/1/15 |  |  | Covered PM Repair - Biomedical | MHHS-TMC
NO | YES |  |  |  | 009-10743 |  | SensorMedics Corp | VMAX 20C |  | BAS01021 | MH MG - (SE) - PASADENA REFINING SYSTEM | MHHS-MG |  |  |  | 009-10743 |  | Southeast & Bay Area |  | MH MG - (SE) - PASADENA REFINING SYSTEM | [5 empty] | SPIROMETERS |  | .needs class | [5 empty] | SensorMedics | [7 empty] | Covered PM Repair - Biomedical | MHHS-MG
NO | NO |  |  |  | 077-08284 |  | Separation Technolgy Inc | CREAMATOCRIT PLUS |  | 1019CR04002 | TMC - CHILDRENS - PICU (9HP) | MHHS-TMC |  |  |  | 077-08284 |  | TMC |  | TMC - CHILDRENS - PICU (9HP) | [5 empty] | CENTRIFUGES |  | .needs class | [5 empty] | Separation Tech | [7 empty] | Covered PM Repair - Biomedical | MHHS-TMC
NO | YES |  |  |  |  | 013-18282 | Separation Technolgy Inc | CREAMATOCRIT PLUS (Slideprep Plus) |  | 0910SP06002 | SW-Laboratory-Microbiology | MHHS-Southwest |  |  |  |  | 013-18282 | Southwest | MHHS-Southwest | SW-Laboratory-Microbiology | Microbiology-Bubble |  |  |  |  | CENTRIFUGES |  | .needs class | [5 empty] | Separation Tech |  |  |  |  | 6/15/16 |  |  | Covered PM Repair - Biomedical | MHHS-Southwest
YES | YES |  |  |  | 099-13266 | 099-13266 | SFF | 6-12346 |  | BDKS10186 | Biomed |  |  |  |  | 099-13266 | 099-13266 | Southwest | Memorial Hermann Southwest Hospital | Biomed | Biomed shop |  |  |  | No PMs Sticker
NO | YES |  |  |  | 009-09875 | 009-09875 | Shafer Enterprises, LLC | COOL SHIRT |  |  | GH-OR | MHHS-Greater Heights |  |  |  | 009-09875 | 009-09875 | Central & Greater Heights | MHHS-Greater Heights | GH-OR | Storage room | 5/1/19 |  |  |  | WARMING/COOLING UNITS, PATIENT |  | .needs class | [5 empty] | Shafer Enter | [7 empty] | Covered PM Repair - Biomedical | MHHS-Greater Heights
NO | YES |  |  |  | 142-06984 | 142-06984 | Shafer Enterprises, LLC | COOL SHIRT |  |  | NE-OR | MHHS-Northeast |  |  |  | 142-06984 | 142-06984 | Katy | MHHS-Northeast | NE-OR |  | 1/1/19 | 1/1/20 |  |  | WARMING/COOLING UNITS, PATIENT |  | .needs class | [5 empty] | Shafer Enter | [7 empty] | Covered PM Repair - Biomedical | MHHS-Northeast
NO | YES |  |  |  | 029-12471 | 029-12471 | Shafer Enterprises, LLC | COOL SHIRT |  |  | Woodlands-OR | MHHS-Woodlands |  |  |  | 029-12471 | 029-12471 | Woodlands | MHHS-Woodlands | Woodlands-OR | OR | 5/1/18 |  |  |  | WARMING/COOLING UNITS, PATIENT |  | .needs class | [5 empty] | Shafer Enter | [7 empty] | Covered PM Repair - Biomedical | MHHS-Woodlands
NO | YES |  |  |  | 133-08121 | 133-08121 | Shafer Enterprises, LLC | COOL VEST |  |  | Katy-OR | MHHS-Katy |  | Thermia Unit, Hypo-Hyper |  | 133-08121 | 133-08121 | Katy | MHHS-Katy | Katy-OR | OR - Equipment | 1/1/20 | 1/1/21 |  |  | WARMING/COOLING UNITS, PATIENT | Thermia Unit, Hypo-Hyper | THERMIAUNITHYPOHYPER-Shafer Enter-CoolVest | THERMIAUNITHYPOHYPER | CoolVest |  |  |  | Shafer Enter | Thermia Unit, Hypo-Hyper |  |  | THERMIAUNITHYPOHYPER-Shafer Enter-CoolVest | 4/1/18 |  | TUHH-A | Covered PM Repair - Biomedical | MHHS-Katy | [8 empty] | THERMIAUNITHYPOHYPER | Thermia Unit, Hypo-Hyper | Shafer Enter
NO | YES |  |  |  | 133-07217 | 133-07217 | Shafer Enterprises, LLC | COOL Vest |  |  | Katy-OR | MHHS-Katy |  |  |  | 133-07217 | 133-07217 | Katy | MHHS-Katy | Katy-OR | OR - Equipment | 7/1/19 | 7/1/20 |  |  | WARMING/COOLING UNITS, PATIENT |  | .needs class | [5 empty] | Shafer Enter | [7 empty] | Covered PM Repair - Biomedical | MHHS-Katy
NO | YES |  |  |  | 041-11613 | 041-11613 | Shafer Enterprises, LLC | COOL VEST |  |  | MEMORIAL CITY MOR | MHHS-Mem City |  | Thermia Unit, Hypo-Hyper |  | 041-11613 | 041-11613 | West | Memorial Hermann Memorial City Medical Center | MEMORIAL CITY MOR | MEMORIAL CITY MOR |  |  |  |  | WARMING/COOLING UNITS, PATIENT |  | THERMIAUNITHYPOHYPER-Shafer Enter-CoolVest | THERMIAUNITHYPOHYPER | CoolVest |  |  |  | Shafer Enter | Thermia Unit, Hypo-Hyper |  |  | THERMIAUNITHYPOHYPER-Shafer Enter-CoolVest |  |  |  | Covered PM Repair - Biomedical | MHHS-Mem City
NO | YES |  |  |  | 041-18642 | 041-18642 | Shafer Enterprises, LLC | COOL VEST |  |  | MEMORIAL CITY - MOR | MHHS-Mem City |  | Thermia Unit, Hypo-Hyper |  | 041-18642 | 041-18642 | West | Memorial City - Memorial Hermann Hospital | MEMORIAL CITY - MOR | Equipment Storage |  |  |  | PM past due | WARMING/COOLING UNITS, PATIENT |  | THERMIAUNITHYPOHYPER-Shafer Enter-CoolVest | THERMIAUNITHYPOHYPER | CoolVest |  |  |  | Shafer Enter | Thermia Unit, Hypo-Hyper |  |  | THERMIAUNITHYPOHYPER-Shafer Enter-CoolVest |  |  |  | Covered PM Repair - Biomedical | MHHS-Mem City
NO | NO | [5 empty] | Shafer Enterprises, LLC | COOL VEST |  |  | GH - OR | MHHS-Greater Heights |  | Thermia Unit, Hypo-Hyper |  |  |  | Central & Greater Heights |  | GH - OR | [5 empty] | WARMING/COOLING UNITS, PATIENT |  | THERMIAUNITHYPOHYPER-Shafer Enter-CoolVest | THERMIAUNITHYPOHYPER | CoolVest |  |  |  | Shafer Enter | Thermia Unit, Hypo-Hyper |  |  | THERMIAUNITHYPOHYPER-Shafer Enter-CoolVest |  |  |  | Covered PM Repair - Biomedical | MHHS-Greater Heights
NO | NO | [5 empty] | Shafer Enterprises, LLC | COOL VEST |  |  | GH - OR | MHHS-Greater Heights |  | Thermia Unit, Hypo-Hyper |  |  |  | Central & Greater Heights |  | GH - OR | [5 empty] | WARMING/COOLING UNITS, PATIENT |  | THERMIAUNITHYPOHYPER-Shafer Enter-CoolVest | THERMIAUNITHYPOHYPER | CoolVest |  |  |  | Shafer Enter | Thermia Unit, Hypo-Hyper |  |  | THERMIAUNITHYPOHYPER-Shafer Enter-CoolVest |  |  |  | Covered PM Repair - Biomedical | MHHS-Greater Heights
NO | NO | [5 empty] | Shafer Enterprises, LLC | COOL VEST |  |  | GH - OR | MHHS-Greater Heights |  | Thermia Unit, Hypo-Hyper |  |  |  | Central & Greater Heights |  | GH - OR | [5 empty] | WARMING/COOLING UNITS, PATIENT |  | THERMIAUNITHYPOHYPER-Shafer Enter-CoolVest | THERMIAUNITHYPOHYPER | CoolVest |  |  |  | Shafer Enter | Thermia Unit, Hypo-Hyper |  |  | THERMIAUNITHYPOHYPER-Shafer Enter-CoolVest |  |  |  | Covered PM Repair - Biomedical | MHHS-Greater Heights
NO | NO | [5 empty] | Shafer Enterprises, LLC | COOL VEST |  |  | MEMORIAL CITY - LDR - OR | MHHS-Mem City |  | Thermia Unit, Hypo-Hyper |  |  |  | West & Memorial City |  | MEMORIAL CITY - LDR - OR | [5 empty] | WARMING/COOLING UNITS, PATIENT |  | THERMIAUNITHYPOHYPER-Shafer Enter-CoolVest | THERMIAUNITHYPOHYPER | CoolVest |  |  |  | Shafer Enter | Thermia Unit, Hypo-Hyper |  |  | THERMIAUNITHYPOHYPER-Shafer Enter-CoolVest |  |  |  | Covered PM Repair - Biomedical | MHHS-Mem City
NO | NO |  |  |  | 041-18332 |  | Shafer Enterprises, LLC | COOL VEST |  |  | MEMORIAL CITY - MOR | MHHS-Mem City |  | Thermia Unit, Hypo-Hyper |  | 041-18332 |  | West & Memorial City |  | MEMORIAL CITY - MOR | [5 empty] | WARMING/COOLING UNITS, PATIENT |  | THERMIAUNITHYPOHYPER-Shafer Enter-CoolVest | THERMIAUNITHYPOHYPER | CoolVest |  |  |  | Shafer Enter | Thermia Unit, Hypo-Hyper |  |  | THERMIAUNITHYPOHYPER-Shafer Enter-CoolVest |  |  |  | Covered PM Repair - Biomedical | MHHS-Mem City
NO | NO |  |  |  | 029-06571 |  | Shafer Enterprises, LLC | COOL VEST |  |  | WOODLANDS - OR | MHHS-Woodlands |  | Thermia Unit, Hypo-Hyper |  | 029-06571 |  | Woodlands |  | WOODLANDS - OR | [5 empty] | WARMING/COOLING UNITS, PATIENT |  | THERMIAUNITHYPOHYPER-Shafer Enter-CoolVest | THERMIAUNITHYPOHYPER | CoolVest |  |  |  | Shafer Enter | Thermia Unit, Hypo-Hyper |  |  | THERMIAUNITHYPOHYPER-Shafer Enter-CoolVest |  |  |  | Covered PM Repair - Biomedical | MHHS-Woodlands
NO | NO |  |  |  | 029-08100 |  | Shafer Enterprises, LLC | COOL VEST |  |  | WOODLANDS - OR | MHHS-Woodlands |  | Thermia Unit, Hypo-Hyper |  | 029-08100 |  | Woodlands |  | WOODLANDS - OR | [5 empty] | WARMING/COOLING UNITS, PATIENT |  | THERMIAUNITHYPOHYPER-Shafer Enter-CoolVest | THERMIAUNITHYPOHYPER | CoolVest |  |  |  | Shafer Enter | Thermia Unit, Hypo-Hyper |  |  | THERMIAUNITHYPOHYPER-Shafer Enter-CoolVest |  |  |  | Covered PM Repair - Biomedical | MHHS-Woodlands
YES | YES |  |  |  | E15069 | 099-13659 | Shandon Lipshaw |  |  |  | SW - LABORATORY - HISTOLOGY |  |  |  |  | E15069 | 099-13659 | Southwest | Memorial Hermann Diagnostic Laboratory - Southwest Medical Plaza 2 | SW - LABORATORY - HISTOLOGY | Lab
NO | NO | [5 empty] | Shandon Lipshaw |  |  |  | SW - LABORATORY - HISTOLOGY | MHHS-Southwest |  | Viewer, X-Ray Film |  |  |  | Southwest |  | SW - LABORATORY - HISTOLOGY | [5 empty] | WARMING UNITS, MULTIPURPOSE |  | VIEWERXRAYFILM-S S X-Ray Prod-222 | VIEWERXRAYFILM |  |  |  |  | S S X-Ray | Viewer, X-Ray Film |  |  | VIEWERXRAYFILM-S S X-Ray Prod-222 |  |  |  | Not Covered Vendor Only - Biomedical | MHHS-Southwest
NO | YES |  |  |  |  | 013-18287 | Shandon Lipshaw |  |  | L-013 | SW-Laboratory-Histology | MHHS-Southwest |  | Tissue Embedding Center |  |  | 013-18287 | Southwest | MHHS-Southwest | SW-Laboratory-Histology | Lab |  |  |  |  | BATHS, PARAFFIN, PHYSICAL THERAPY | Tissue Embedding Center | TISSUEEMBEDDINGCTR-ThermoFisherSci-224 | TISSUEEMBEDDINGCTR |  |  |  |  | ThermoFisherSci | Tissue Embedding Center |  |  | TISSUEEMBEDDINGCTR-ThermoFisherSci-224 | 3/1/14 |  |  | Covered PM Repair - Biomedical | MHHS-Southwest | [8 empty] | TISSUEEMBEDDINGCTR | Tissue Embedding Center | ThermoFisherSci
NO | NO |  |  |  | 029-08507 |  | Shandon Lipshaw | CYTOSPIN 3 |  | MA5444-06V | WOODLANDS - LABORATORY | MHHS-Woodlands |  | Centrifuge, General Purpose |  | 029-08507 |  | Woodlands |  | WOODLANDS - LABORATORY | [5 empty] | CENTRIFUGES |  | CENTRIFUGEGENPURP-Shandon Lipshaw-CYTOSPIN 3 | CENTRIFUGEGENPURP | CYTOSPIN 3 |  |  |  | Shandon Lipshaw | Centrifuge, General Purpose |  | CENTRIFUGEGENPURP-Shandon Lipshaw-CYTOSPIN 3 |  |  |  |  | Covered PM Repair - Biomedical | MHHS-Woodlands
NO | YES |  |  |  |  | 142-00113 | Shandon Lipshaw | CYTOSPIN 4 |  | CY35910605 | NE-Laboratory | MHHS-Northeast |  | Centrifuge, General Purpose |  |  | 142-00113 | Katy | MHHS-Northeast | NE-Laboratory | Pathology | 10/1/19 |  |  |  | CENTRIFUGES | Centrifuge, General Purpose | CENTRIFUGEGENPURP-Shandon Lipshaw-CYTOSPIN 4 | CENTRIFUGEGENPURP | CYTOSPIN 4 |  |  |  | Shandon Lipshaw | Centrifuge, General Purpose |  | CENTRIFUGEGENPURP-Shandon Lipshaw-CYTOSPIN 4 |  |  |  | CGP-A | Covered PM Repair - Biomedical | MHHS-Northeast | [7 empty] | Centrifuge, General Purpose | CENTRIFUGEGENPURP | Centrifuge, General Purpose | Shandon Lipshaw
NO | YES |  |  |  |  | 013-12629 | Shandon Lipshaw | CYTOSPIN 4 |  | CY31630511 | SW-Laboratory | MHHS-Southwest |  | Centrifuge, General Purpose |  |  | 013-12629 | Southwest | MHHS-Southwest | SW-Laboratory | Lab |  |  |  |  | CENTRIFUGES | Centrifuge, General Purpose | CENTRIFUGEGENPURP-Shandon Lipshaw-CYTOSPIN 4 | CENTRIFUGEGENPURP | CYTOSPIN 4 |  |  |  | Shandon Lipshaw | Centrifuge, General Purpose |  | CENTRIFUGEGENPURP-Shandon Lipshaw-CYTOSPIN 4 |  |  |  | CGP-A | Covered PM Repair - Biomedical | MHHS-Southwest | [7 empty] | Centrifuge, General Purpose | CENTRIFUGEGENPURP | Centrifuge, General Purpose | Shandon Lipshaw
NO | NO |  |  |  | 013-35875 |  | Shandon Lipshaw | CYTOSPIN 4 |  | cy8213 1204 | SW - LABORATORY - CYTOLOGY | MHHS-Southwest |  | Centrifuge, General Purpose |  | 013-35875 |  | Southwest |  | SW - LABORATORY - CYTOLOGY | [5 empty] | CENTRIFUGES |  | CENTRIFUGEGENPURP-Shandon Lipshaw-CYTOSPIN 4 | CENTRIFUGEGENPURP | CYTOSPIN 4 |  |  |  | Shandon Lipshaw | Centrifuge, General Purpose |  | CENTRIFUGEGENPURP-Shandon Lipshaw-CYTOSPIN 4 |  |  |  |  | Covered PM Repair - Biomedical | MHHS-Southwest
NO | NO |  |  |  | 013-36820 |  | Shandon Lipshaw | CYTOSPIN 4 |  | CY100241504 | SW - LABORATORY - CYTOLOGY | MHHS-Southwest |  | Centrifuge, General Purpose |  | 013-36820 |  | Southwest |  | SW - LABORATORY - CYTOLOGY | [5 empty] | CENTRIFUGES |  | CENTRIFUGEGENPURP-Shandon Lipshaw-CYTOSPIN 4 | CENTRIFUGEGENPURP | CYTOSPIN 4 |  |  |  | Shandon Lipshaw | Centrifuge, General Purpose |  | CENTRIFUGEGENPURP-Shandon Lipshaw-CYTOSPIN 4 |  |  |  |  | Covered PM Repair - Biomedical | MHHS-Southwest
NO | NO |  |  |  | 069-34639 |  | SHARP | AQUOS |  | NEED | TMC - OR - PEDI OR (2R) | MHHS-TMC |  | Monitor, Video |  | 069-34639 |  | TMC |  | TMC - OR - PEDI OR (2R) | [5 empty] | MONITORS, VIDEO |  | MONITORVIDEO-Weldex-Aquos | MONITORVIDEO | Aquos |  |  |  | Weldex | Monitor, Video |  |  | MONITORVIDEO-Weldex-Aquos |  |  |  | Covered PM Repair - Biomedical | MHHS-TMC
NO | NO |  |  |  | 069-34640 |  | SHARP | AQUOS |  | NEED | TMC - OR - PEDI OR (2R) | MHHS-TMC |  | Monitor, Video |  | 069-34640 |  | TMC |  | TMC - OR - PEDI OR (2R) | [5 empty] | MONITORS, VIDEO |  | MONITORVIDEO-Weldex-Aquos | MONITORVIDEO | Aquos |  |  |  | Weldex | Monitor, Video |  |  | MONITORVIDEO-Weldex-Aquos |  |  |  | Covered PM Repair - Biomedical | MHHS-TMC
NO | YES |  |  |  | 069-34615 | 069-34615 | SHARP | LL-T2020H |  | 3A000606 | TMC-OR-CVOR (7Hvi) | MHHS-TMC |  |  |  | 069-34615 | 069-34615 | TMC | MHHS-TMC | TMC-OR-CVOR (7Hvi) | TMC - OR - CVOR (7HVI) | 7/1/17 |  |  |  | MONITORS, VIDEO |  | .needs class | [5 empty] | SHARP |  |  |  |  | 10/1/19 |  |  | Covered PM Repair - Biomedical | MHHS-TMC
NO | NO |  |  |  | 069-34627 |  | SHARP | LL-T2020H |  | 3A000426 | TMC - OR - HERMANN (2HP) | MHHS-TMC |  |  |  | 069-34627 |  | TMC |  | TMC - OR - HERMANN (2HP) | [5 empty] | MONITORS, VIDEO |  | .needs class | [5 empty] | SHARP | [7 empty] | Covered PM Repair - Biomedical | MHHS-TMC
NO | NO |  |  |  | 074-05107 |  | SHARP | LL-T2020H |  | 3A000346 | TMC - OR - HERMANN (2HP) | MHHS-TMC |  |  |  | 074-05107 |  | TMC |  | TMC - OR - HERMANN (2HP) | [5 empty] | MONITORS, VIDEO |  | .needs class | [5 empty] | SHARP | [7 empty] | Covered PM Repair - Biomedical | MHHS-TMC
NO | YES |  |  |  | 133-00094 | 133-00094 | Sharplan Lasers Inc | 1041-CO2 |  | 12-005 | Katy-OR | MHHS-Katy |  |  |  | 133-00094 | 133-00094 | Katy | MHHS-Katy | Katy-OR | OR - Equipment | 10/1/19 | 4/1/20 |  |  | LASERS | Laser, CO2 | LASERCO2-Sharplan Lasers-1041 |  |  |  |  | LASERCO2-Sharplan Lasers-1041 | Sharplan Lasers |  |  |  |  | 7/19/14 |  | LC-SA | Covered PM Repair - Biomedical | MHHS-Katy | [8 empty] | LASERCO2 | Laser, CO2 | Sharplan Lasers
NO | NO |  |  |  | XXF00GA00566 |  | SHENZHEN MINDRAY | PRINCE-100C |  | XXF00GA00566 | KATY - PHYSICAL THERAPY | MHHS-Katy |  |  |  | XXF00GA00566 |  | Katy |  | KATY - PHYSICAL THERAPY | [5 empty] | OXIMETERS, PULSE |  | .needs class | [13 empty] | Not Covered Vendor Only - Biomedical | MHHS-Katy
NO | NO |  |  |  | 041-02041 |  | Sherwood-Davis & Geck Sub American Home Products C |  |  |  | MEMORIAL CITY - MOR | MHHS-Mem City |  | Light Source, Fiberoptic |  | 041-02041 |  | West & Memorial City |  | MEMORIAL CITY - MOR | [5 empty] | LIGHT SOURCES, FIBEROPTIC |  | LIGHTSOURCEFIBEROPT-Covidien-828401 | LIGHTSOURCEFIBEROPT |  |  |  |  | Covidien | Light Source, Fiberoptic |  |  | LIGHTSOURCEFIBEROPT-Covidien-828401 |  |  |  | Not Covered Vendor Only - Biomedical | MHHS-Mem City
NO | NO |  |  |  | PPK134 |  | SHI Cryogenics Group | CSW-71 |  |  | SW - RADIOLOGY | MHHS-Southwest |  |  |  | PPK134 |  | Southwest |  | SW - RADIOLOGY | [5 empty] | FREEZERS, LABORATORY, CRYOGENIC |  | .needs class | [13 empty] | Covered PM Repair - Respiratory/Steriliz | MHHS-Southwest
YES | YES |  |  |  | 041-13661 | 041-13661 | Shimadzu | Mobile DaRt Evolution |  | 210162S90205 | MEMORIAL CITY - MHT - JHC Recovery |  |  |  |  | 041-13661 | 041-13661 | West | Memorial Hermann Memorial City Medical Center | MEMORIAL CITY - MHT - JHC Recovery | MH11 Recovery RM 1
YES | YES |  |  |  | 099-14039 | 099-14039 | Shimadzu | MUX-100-XC |  | 0262Z16601 | Sw-NICU |  |  |  |  | 099-14039 | 099-14039 | Southwest | Memorial Hermann Southwest Hospital | Sw-NICU | Nicu hallway | 5/1/19 |  | 5/1/20
NO | YES |  |  |  | 041-12390 | 041-12390 | Shimadzu Medical Systems | MOBILE DART EVOLUTION |  | 0162S65503 | Memorial City - NICU | MHHS-Mem City |  | Radiographic Unit, Portable |  | 041-12390 | 041-12390 | West | Memorial City - Memorial Hermann Hospital | Memorial City - NICU | Hallway |  |  |  |  | RADIOGRAPHIC UNITS, MOBILE |  | RADIOGRAPHICUNITPORTABLE-Shimadzu-MobileDaRtEvolu | RADIOGRAPHICUNITPORTABLE | Mobile DaRt Evolution |  |  |  | Shimadzu | Radiographic Unit, Portable |  | RADIOGRAPHICUNITPORTABLE-Shimadzu-MobileDaRtEvolu |  |  |  |  | Covered PM Repair - Biomedical | MHHS-Mem City
NO | YES | [5 empty] | Shimadzu Medical Systems | MOBILE DART EVOLUTION |  | 410001B2800000016 | Woodlands-Radiology | MHHS-Woodlands |  | Radiographic Unit, Portable |  |  |  | Woodlands | MHHS-Woodlands | Woodlands-Radiology |  | 1/1/20 | 1/1/21 |  |  | RADIOGRAPHIC UNITS, MOBILE |  | RADIOGRAPHICUNITPORTABLE-Shimadzu-MobileDaRtEvolu | RADIOGRAPHICUNITPORTABLE | Mobile DaRt Evolution |  |  |  | Shimadzu | Radiographic Unit, Portable |  | RADIOGRAPHICUNITPORTABLE-Shimadzu-MobileDaRtEvolu |  |  |  |  | Not Covered Vendor Only - Biomedical | MHHS-Woodlands
NO | YES |  |  |  | 041-18826 | 041-18826 | Shimadzu Medical Systems | MOBILEART EVOLUTION |  | 41E09FD55015 | MEMORIAL CITY - RADIOLOGY - INPATIENT | MHHS-Mem City |  |  |  | 041-18826 | 041-18826 | West | MEMORIAL CITY - MEMORIAL HERMANN HOSPITAL | MEMORIAL CITY - RADIOLOGY - INPATIENT | [5 empty] | RADIOGRAPHIC UNITS, MOBILE |  | .needs class | [5 empty] | Shimadzu | [7 empty] | Covered PM Repair - Biomedical | MHHS-Mem City
NO | YES |  |  |  | 041-18827 |  | Shimadzu Medical Systems | MOBILEART EVOLUTION |  | 41E09FD55016 | MEMORIAL CITY - RADIOLOGY - INPATIENT | MHHS-Mem City |  |  |  | 041-18827 |  | West & Memorial City |  | MEMORIAL CITY - RADIOLOGY - INPATIENT |  | 10/24/19 |  |  |  | RADIOGRAPHIC UNITS, MOBILE |  | .needs class | [5 empty] | Shimadzu | [7 empty] | Covered PM Repair - Biomedical | MHHS-Mem City
NO | YES | [5 empty] | Shimadzu Medical Systems | MOBILEART EVOLUTION |  | 0162S90205 | MEMORIAL CITY - RADIOLOGY - INPATIENT | MHHS-Mem City | [5 empty] | West & Memorial City |  | MEMORIAL CITY - RADIOLOGY - INPATIENT |  | 8/7/19 |  |  |  | RADIOGRAPHIC UNITS, MOBILE |  | .needs class | [5 empty] | Shimadzu | [7 empty] | Covered PM Repair - Biomedical | MHHS-Mem City
NO | YES |  |  |  | 013-10368 | 013-10368 | Shimadzu Medical Systems | MUX-100H |  | 0262Z00210 | SW-OR | MHHS-Southwest |  | Radiographic Unit, Portable |  | 013-10368 | 013-10368 | Southwest | MHHS-Southwest | SW-OR | OR portable | 1/1/20 |  |  | Konica CS7 retrofit | RADIOGRAPHIC UNITS, MOBILE | Radiographic Unit, Portable | RADIOGRAPHICUNITPORTABLE-Shimadzu-MUX-100H | RADIOGRAPHICUNITPORTABLE | MUX-100H |  |  |  | Shimadzu | Radiographic Unit, Portable |  | RADIOGRAPHICUNITPORTABLE-Shimadzu-MUX-100H |  |  |  | RUP-A | Covered PM Repair - Biomedical | MHHS-Southwest | [8 empty] | RADIOGRAPHICUNITPORTABLE | Radiographic Unit, Portable | Shimadzu
NO | YES |  |  |  | 013-13520 |  | Shimadzu Medical Systems | MUX-100H |  | 0262Z16501 | SW - RADIOLOGY | MHHS-Southwest |  | Radiographic Unit, Portable |  | 013-13520 |  | Southwest |  | SW - RADIOLOGY |  | 5/7/19 |  |  |  | RADIOGRAPHIC UNITS, MOBILE |  | RADIOGRAPHICUNITPORTABLE-Shimadzu-MUX-100H | RADIOGRAPHICUNITPORTABLE | MUX-100H |  |  |  | Shimadzu | Radiographic Unit, Portable |  | RADIOGRAPHICUNITPORTABLE-Shimadzu-MUX-100H |  | 2/15/13 |  |  | Covered PM Repair - Biomedical | MHHS-Southwest
NO | YES |  |  |  | 013-18007 |  | Shimadzu Medical Systems | R/F ROOM |  | 0562R73401 | OPID - (SW) - SOUTHWEST - 433 (MP4) | MHHS-OPID |  | Radiographic Unit |  | 013-18007 |  | Southwest |  | OPID - (SW) - SOUTHWEST - 433 (MP4) |  | 2/25/19 |  |  |  | RADIOGRAPHIC/FLUOROSCOPIC SYSTEMS |  | RADIOGRAPHICUNIT-GE-RF Room | RADIOGRAPHICUNIT | RF Room |  |  |  | GE | Radiographic Unit |  |  | RADIOGRAPHICUNIT-GE-RF Room | 5/9/17 |  |  | Covered PM Repair - Biomedical | MHHS-OPID
NO | YES |  |  |  | R-069-TRAUMA1 |  | Shimadzu Medical Systems | RADSPEED |  | 0462R72008 | TMC - RADIOLOGY - HERMANN PAVILION | MHHS-TMC |  | Radiographic Unit |  | R-069-TRAUMA1 |  | TMC |  | TMC - RADIOLOGY - HERMANN PAVILION |  | 3/26/19 |  |  |  | RADIOGRAPHIC SYSTEMS |  | RADIOGRAPHICUNIT-Shimadzu-RADspeed | RADIOGRAPHICUNIT | RADspeed |  |  |  | Shimadzu | Radiographic Unit |  | RADIOGRAPHICUNIT-Shimadzu-RADspeed |  | 11/1/19 |  |  | Covered PM Repair - Biomedical | MHHS-TMC
NO | YES |  |  |  | R-069-TRAUMA4 |  | Shimadzu Medical Systems | RADSPEED |  | 0364M46309 | TMC - RADIOLOGY - HERMANN PAVILION | MHHS-TMC |  | Radiographic Unit |  | R-069-TRAUMA4 |  | TMC |  | TMC - RADIOLOGY - HERMANN PAVILION |  | 2/14/19 |  |  |  | RADIOGRAPHIC SYSTEMS |  | RADIOGRAPHICUNIT-Shimadzu-RADspeed | RADIOGRAPHICUNIT | RADspeed |  |  |  | Shimadzu | Radiographic Unit |  | RADIOGRAPHICUNIT-Shimadzu-RADspeed |  | 11/1/19 |  |  | Covered PM Repair - Biomedical | MHHS-TMC
NO | YES | [5 empty] | Shimadzu Medical Systems | RADSPEED |  | 0662R71304 | Woodlands-Radiology | MHHS-Woodlands |  | Radiographic Unit |  |  |  | Woodlands | MHHS-Woodlands | Woodlands-Radiology |  | 8/1/19 |  |  |  | RADIOGRAPHIC SYSTEMS | Radiographic Unit | RADIOGRAPHICUNIT-Shimadzu-RADspeed | RADIOGRAPHICUNIT | RADspeed |  |  |  | Shimadzu | Radiographic Unit |  | RADIOGRAPHICUNIT-Shimadzu-RADspeed |  | 11/1/19 |  | RU-A | Covered PM Repair - Biomedical | MHHS-Woodlands | [8 empty] | RADIOGRAPHICUNIT | Radiographic Unit | Shimadzu
NO | YES | [5 empty] | Shimadzu Medical Systems | RADSPEED |  | 0562R72106 | Woodlands-Terramont ER (Clinic) | MHHS-Woodlands |  | Radiographic Unit |  |  |  | Woodlands | MHHS-Woodlands | Woodlands-Terramont ER (Clinic) | X Ray 120 | 7/1/19 |  |  |  | RADIOGRAPHIC SYSTEMS | Radiographic Unit | RADIOGRAPHICUNIT-Shimadzu-RADspeed | RADIOGRAPHICUNIT | RADspeed |  |  |  | Shimadzu | Radiographic Unit |  | RADIOGRAPHICUNIT-Shimadzu-RADspeed |  | 11/1/19 |  | RU-A | Covered PM Repair - Biomedical | MHHS-Woodlands | [8 empty] | RADIOGRAPHICUNIT | Radiographic Unit | Shimadzu
YES | YES | Asset Tag 099-01945 |  |  | 099-01945 | 099-01945 | Shuttle Systems | 13.6.11.9 |  | MVP P 0419 0810 REV B | Shepherd Square Institute |  |  |  |  | 099-01945 | 099-01945 | Katy | Katy | Shepherd Square Institute | Shephard Square |  |  |  | No pm
YES | YES | Serial Number Cnf |  |  | 099-03831 | 099-03831 | Shuttle Systems | 2000-1 |  | CNF | SMR - (KY) - KATY (MP2) |  |  |  |  | 099-03831 | 099-03831 | Katy | Memorial Hermann Sports Medicine | SMR - (KY) - KATY (MP2) | Main | [5 empty] | System, Exerciser, Multi-Weight | SYSTEMEXERMULTIWEIGHT-Shuttle Systems-2000-1 | [22 empty] | System, Exerciser, Multi-Weight | SYSTEMEXERMULTIWEIGHT | System, Exerciser, Multi-Weight | Shuttle Systems
NO | NO |  |  |  | 000-03608 |  | Shuttle Systems Inc. | SHUTTLE 2000-1 |  | NO S/N | SMR - (SE) - ALVIN | MHHS-SMR |  |  |  | 000-03608 |  | Southeast & Bay Area |  | SMR - (SE) - ALVIN | [5 empty] | EXERCISERS |  | .needs class | [5 empty] | Shuttle Systems | [7 empty] | Covered PM Repair - Biomedical | MHHS-SMR
NO | NO |  |  |  | 000-03550 |  | Shuttle Systems Inc. | SHUTTLE MVP |  | 000-03550 | SMR - (KY) - IRONMAN KATY | MHHS-SMR |  |  |  | 000-03550 |  | Katy |  | SMR - (KY) - IRONMAN KATY | [5 empty] | EXERCISERS |  | .needs class | [5 empty] | Shuttle Systems | [7 empty] | Covered PM Repair - Biomedical | MHHS-SMR
NO | NO |  |  |  | 069-23249 |  | Shuttle Systems Inc. | SHUTTLE MVP |  | MVP11061258M | SMR - (TMC) - IRONMAN [MHMP-16FLR] | MHHS-SMR |  |  |  | 069-23249 |  | TMC |  | SMR - (TMC) - IRONMAN [MHMP-16FLR] | [5 empty] | EXERCISERS |  | .needs class | [5 empty] | Shuttle Systems | [7 empty] | Covered PM Repair - Biomedical | MHHS-SMR
YES | YES |  |  |  | 005-33966 | 005-33966 | Siemans heathcare | Pet scanner |  | 400-655077 | Radiology |  |  |  |  | 005-33966 | 005-33966 | Woodlands | Memorial Hermann The Woodlands Medical Center | Radiology | Mobile Pet scanner
YES | YES | [5 empty] | Siemens |  |  | 1860ivk | MEMORIAL CITY - CATH LAB | [6 empty] | West | Memorial herman heart and vascular - memorial city | MEMORIAL CITY - CATH LAB | Ct room 2 |  |  |  | No pm found
YES | YES |  |  |  | 041-34013 | 041-34013 | Siemens |  |  |  | MEMORIAL CITY - CATH LAB |  |  |  |  | 041-34013 | 041-34013 | West | Heart | MEMORIAL CITY - CATH LAB | E9 215.2 Control Room |  |  |  | Ni PM sticker
YES | YES |  |  |  | 041-34012 | 041-34012 | Siemens |  |  |  | MEMORIAL CITY - CATH LAB |  |  |  |  | 041-34012 | 041-34012 | West | Heart | MEMORIAL CITY - CATH LAB | E9 215.2 Control Room |  |  |  | No PM sticker found
NO | YES |  |  |  | 069-41313 | 069-41313 | Siemens |  |  |  | Day surgery 2R |  |  |  |  | 069-41313 | 069-41313 | TMC | Memorial Hermann-Texas Medical Center | Day surgery 2R | Hallway | 8/1/19 |  | 8/1/20
YES | YES |  |  |  | 133-05648 | 133-05648 | Siemens |  |  | HXUN005074 | KATY - OR |  |  |  |  | 133-05648 | 133-05648 | Katy | Memorial Hermann Katy Hospital | KATY - OR | Cystology Procedure Rm 5 |  | 2/1/20
YES | YES |  |  |  | 133-05649 | 133-05649 | Siemens |  |  | HXUN005084 | KATY - OR |  |  |  |  | 133-05649 | 133-05649 | Katy | Memorial Hermann Katy Hospital | KATY - OR | Cystology Procedure Rm 5 | 2/1/20
YES | YES |  |  |  | 041-33929 | 041-33929 | Siemens | Acuson 14L5 |  |  | Cath Lab |  |  |  |  | 041-33929 | 041-33929 | West | Heart | Cath Lab | OBS 18 |  |  |  | Parent ID: 041-11871 | Transducer
YES | YES |  |  |  | 041-33930 | 041-33930 | Siemens | Acuson 4C1 |  |  | Cath Lab |  |  |  |  | 041-33930 | 041-33930 | West | Heart | Cath Lab | OBS 18 |  |  |  | Parent ID: 041-11871
YES | YES |  |  |  | 041-33936 | 041-33936 | Siemens | Acuson 4C1 |  |  | MEMORIAL CITY - CATH LAB |  |  |  |  | 041-33936 | 041-33936 | West | Heart | MEMORIAL CITY - CATH LAB | Cath Lab Hallway |  |  |  | Parent ID: 041-17343
YES | YES |  |  |  | 041-33931 | 041-33931 | Siemens | Acuson 4V1 |  |  | Cath Lab |  |  |  |  | 041-33931 | 041-33931 | West | Heart | Cath Lab | OBS 18 |  |  |  | Parent ID: 041-11871
YES | YES |  |  |  | 099-03678 | 099-03678 | Siemens | Altea | [7 empty] | 099-03678 | 099-03678 | northeast | HM HUMBLE |  | MRI |  |  |  | 400-643819
YES | YES |  |  |  | 129-06238 | 129-06238 | Siemens | Clinitek Status |  |  | Peds |  |  |  |  | 129-06238 | 129-06238 | South | Memorial Hermann Medical Group Wharton | Peds | Lab | 9/1/17 | 9/1/16 |  |  |  | Analyzer, Urine | ANALYZERURINE-Siemens-Clinitek Status | [12 empty] | AU-A | [9 empty] | Analyzer, Urine | ANALYZERURINE | Analyzer, Urine | Siemens
YES | YES |  |  |  | 583-01657 | 583-01657 | Siemens | Clinitek Status |  |  | Memorial City-Employee Health |  |  |  |  | 583-01657 | 583-01657 | West | Memorial City- Memorial Hermann Hospital West Tower | Memorial City-Employee Health | Lab Area |  |  |  | No PM sticker
NO | YES |  |  |  | 029-32010 | 029-32010 | Siemens | Definition Edge |  |  | Woodlands-Radiology |  |  |  |  | 029-32010 | 029-32010 | woodlands | MHHS-Woodlands | Woodlands-Radiology | E1 683 | 11/1/19 | 12/1/20 |  | Fl 400-535605. Computer filthy
YES | YES |  |  |  | 009-10509 | 009-10509 | Siemens | Dimension EXL 200 |  |  | CC-Lab |  |  |  |  | 009-10509 | 009-10509 | Central | Memorial Hermann Urgent Care Greater Heights (#100) | CC-Lab | Lab | 2/1/20 |  |  |  |  | Analyzer, Chemistry | ANALYZERCHEMISTRY-SIEMENS-Dimension EXL 200 | [12 empty] | AC-A | [9 empty] | Analyzer, Chemistry | ANALYZERCHEMISTRY | Analyzer, Chemistry | SIEMENS
YES | YES |  |  |  |  | 009-06018 | Siemens | Dimension vista 500 |  | DV330132 | Main Lab | [5 empty] | 009-06018 | Central | Memorial Hermann Greater Heights Hospital | Main Lab | Chem lab |  |  |  | No pm sticker
YES | YES |  |  |  | 009-09008 | 009-09008 | Siemens | Dimension vista 500 |  | DV330158 | Lab |  |  |  |  | 009-09008 | 009-09008 | Central | Memorial Hermann Greater Heights Hospital | Lab | Chem lab
YES | YES |  |  |  | 009-10499 | 009-10499 | Siemens | Hematek |  |  | CC-Lab |  |  |  |  | 009-10499 | 009-10499 | Central | Memorial Hermann Urgent Care Greater Heights (#100) | CC-Lab | Lab | 2/1/20
YES | YES |  |  |  | 069-46496 | 069-46496 | Siemens | Magnetom Sola |  | AWP182759 | MRI |  |  |  |  | 069-46496 | 069-46496 | TMC | Memorial Hermann Hospital MRI | MRI | MRI 5 | [5 empty] | Imager, Magnetic Resonance (MRI) | IMAGEMAGNETRESONANCE(MRI)-Siemens-Magnetom Sola | [12 empty] | IMR-SA | [9 empty] | Imager, Magnetic Resonance (MRI) | IMAGEMAGNETRESONANCE(MRI) | Imager, Magnetic Resonance (MRI) | Siemens
YES | YES |  |  |  | 041-33935 | 041-33935 | Siemens | P4-2 |  |  | MEMORIAL CITY - CATH LAB |  |  |  |  | 041-33935 | 041-33935 | West | Heart | MEMORIAL CITY - CATH LAB | Cath Lab Hallway |  |  |  | Parent ID: 041-17792
YES | YES | Serial Number Cnf |  |  | 041-14754 | 041-14754 | Siemens | PSD16 |  | CNF | Memorial City - Pediatrics |  |  |  |  | 041-14754 | 041-14754 | West | Memorial City - Memorial Hermann Hospital | Memorial City - Pediatrics | MH4:403.2 AIDF |  |  |  | One time inspection
YES | YES | Serial Number Cnf |  |  | 041-14755 | 041-14755 | Siemens | PSD16 |  | CNF | Memorial City - Pediatrics |  |  |  |  | 041-14755 | 041-14755 | West | Memorial City - Memorial Hermann Hospital | Memorial City - Pediatrics | MH4:403.2 AIDF |  |  |  | One time inspection sticker
NO | YES |  |  |  | 099-03713 | 099-03713 | Siemens | Somatom Perspective |  |  | NE-Radiology |  |  |  |  | 099-03713 | 099-03713 | Humble | MHHS-Northeast | NE-Radiology | CT1 |  |  |  | No pm sticker found |  | Scanner, Computed Tomography | SCANCOMPUTTOMOGRAPHY-Siemens-Somatom Perspective | [12 empty] | SCT-SA | [9 empty] | Scanner, Computed Tomography | SCANCOMPUTTOMOGRAPHY | Scanner, Computed Tomography | SIEMENS
YES | YES |  |  |  | 041-34002 | 041-34002 | Siemens | Swift Link |  |  | MEMORIAL CITY - CATH LAB |  |  |  |  | 041-34002 | 041-34002 | West | Heart | MEMORIAL CITY - CATH LAB | EP 215.1 Cath Lab 1 |  |  |  | Parent ID: 041-20895
YES | YES |  |  |  | 041-34001 | 041-34001 | Siemens | VF10-5 |  |  | MEMORIAL CITY - CATH LAB |  |  |  |  | 041-34001 | 041-34001 | West | Heart | MEMORIAL CITY - CATH LAB | EP 215.1 Cath Lab 1 |  |  |  | Parent ID: 041-20895
YES | YES |  |  |  | 041-33934 | 041-33934 | Siemens | VF8-3 |  | BE90477 | MEMORIAL CITY - CATH LAB |  |  |  |  | 041-33934 | 041-33934 | West | Heart | MEMORIAL CITY - CATH LAB | Cath Lab Hallway |  |  |  | Parent ID: 041-17792 | Transducer
YES | YES |  |  |  | 029-11584 | 029-11584 | Siemens healthcare | Clinitek advantus |  | KPS13151837 | CCC in spring |  |  |  |  | 029-11584 | 029-11584 | ccc spring |  | CCC in spring | Lab | [5 empty] | Analyzer, Urine | ANALYZERURINE-Siemens-Clinitek Advantus | [12 empty] | AU-A | [10 empty] | ANALYZERURINE | Analyzer, Urine | Siemens
YES | YES |  |  |  | 041-10355 | 041-10355 | Siemens Healthineers |  |  | S6061 | MEMORIAL CITY - OUTPATIENT SURGERY |  |  |  |  | 041-10355 | 041-10355 | West | Memorial Hermann Memorial City Medical Center | MEMORIAL CITY - OUTPATIENT SURGERY | Memorial City - Day Surgery Room W1 300.82 OR14
YES | YES | [5 empty] | Siemens Healthineers |  |  |  | Radiology | [6 empty] | Woodlands | Memorial Hermann The Woodlands Medical Center - Imaging Center (#100) | Radiology | Mobile MRI
YES | YES | [5 empty] | Siemens Healthineers |  |  |  | Radiology | [6 empty] | Woodlands | Memorial Hermann The Woodlands Medical Center - Imaging Center (#100) | Radiology | Mobile MRI
YES | YES | [5 empty] | Siemens Healthineers |  |  |  | Radiology | [6 empty] | Woodlands | Memorial Hermann The Woodlands Medical Center - Imaging Center (#100) | Radiology | Mobile MRI
YES | YES | [5 empty] | Siemens Healthineers |  |  |  | Radiology | [6 empty] | Woodlands | Memorial Hermann The Woodlands Medical Center - Imaging Center (#100) | Radiology | Mobile MRI
NO | YES | Asset Tag 1982 |  |  |  |  | Siemens Healthineers |  |  |  | Radiology | [6 empty] | Woodlands | Memorial Hermann The Woodlands Medical Center - Imaging Center (#100) | Radiology | Mobile MRI
YES | YES | [5 empty] | Siemens Healthineers | 1.5T Foot/Ankle coil |  |  | Outpatient Imaging | [6 empty] | Katy | Memorial Hermann Katy Hospital | Outpatient Imaging | MRI |  |  |  | No pm sticker
YES | YES |  |  |  | 099-12413 | 099-12413 | Siemens Healthineers |  |  | SBE90504 | TWC |  |  |  |  | 099-12413 | 099-12413 | TMC | Memorial Hermann Heart | TWC | Cath Lab 4
YES | YES |  |  |  | 099-07292 | 099-07292 | Siemens Healthineers |  |  | S7078 | SE - ESOPHAGEAL DISEASE CENTER |  |  |  |  | 099-07292 | 099-07292 | Southeast | Memorial Hermann Southeast Hospital | SE - ESOPHAGEAL DISEASE CENTER | Procedure Room 4
YES | YES |  |  |  | 041-12351 | 041-12351 | Siemens Healthineers |  |  | HCW8001460 | MEMORIAL CITY - CATH LAB |  |  |  |  | 041-12351 | 041-12351 | West | Memorial Hermann - Memorial City | MEMORIAL CITY - CATH LAB | Interventional Radiology Room 1
YES | YES |  |  |  | 041-12382 | 041-12382 | Siemens Healthineers |  |  | 1SHXW4001767 | Memorial City-Cath Lab |  |  |  |  | 041-12382 | 041-12382 | West | Memorial Hermann Heart | Memorial City-Cath Lab | Vascular rm 2
YES | YES |  |  |  | 041-12381 | 041-12381 | Siemens Healthineers |  |  |  | Memorial City-Cath Lab |  |  |  |  | 041-12381 | 041-12381 | West | Memorial Hermann Heart | Memorial City-Cath Lab | Vascular rm 2
YES | YES | [5 empty] | Siemens Healthineers |  |  |  | HVI OR | [6 empty] | Southwest | Memorial Hermann Southwest Hospital | HVI OR | HVI OR
YES | YES |  |  |  | 099-00211 | 099-00211 | Siemens Healthineers |  |  |  | KATY - BIOMED |  |  |  |  | 099-00211 | 099-00211 | Katy | Memorial Hermann Katy Hospital | KATY - BIOMED | Biomed Office
YES | YES | [5 empty] | Siemens Healthineers |  |  |  | Sugarland radiology | [6 empty] | Sugar Land | Memorial Hermann Sugar Land Hospital | Sugarland radiology | MRI
YES | YES | [5 empty] | Siemens Healthineers | 10500086 Tim Coil Interface |  |  | SW -radiology | [6 empty] | Southwest | Memorial Hermann Southwest Hospital | SW -radiology | MRI
NO | YES |  |  |  | 069-35389 | 069-35389 | Siemens Healthineers |  |  |  | TWC |  |  |  |  | 069-35389 | 069-35389 | TMC | Memorial Hermann Heart | TWC | Cath Lab 4 | 5/1/19 |  | 5/1/20
YES | YES |  |  |  | 041-33912 | 041-33912 | Siemens Healthineers |  |  | SHXH5004366 | MEMORIAL CITY - CATH LAB |  |  |  |  | 041-33912 | 041-33912 | West | Memorial Hermann - Memorial City | MEMORIAL CITY - CATH LAB | Cath Lab 2 Nurses Viewing Station
YES | YES |  |  |  | 041-33911 | 041-33911 | Siemens Healthineers |  |  | HXH5004384 | MEMORIAL CITY - CATH LAB |  |  |  |  | 041-33911 | 041-33911 | West | Memorial Hermann - Memorial City | MEMORIAL CITY - CATH LAB | Cath Lab 2 Nurses Viewing Station
YES | YES |  |  |  | 099-12414 | 099-12414 | Siemens Healthineers |  |  |  | TWC |  |  |  |  | 099-12414 | 099-12414 | TMC | Memorial Hermann Heart | TWC | Cath Lab 4
YES | YES |  |  |  | 133-08317 | 133-08317 | Siemens Healthineers |  |  |  | KATY - CATH LAB |  |  |  |  | 133-08317 | 133-08317 | Katy | Memorial Hermann Katy Hospital | KATY - CATH LAB | Cath lab 1 | 2/1/20 | 2/1/20
YES | YES |  |  |  | 099-04795 | 099-04795 | Siemens Healthineers |  |  | DC1910194 | PEARLAND - LABORATORY - MAIN |  |  |  |  | 099-04795 | 099-04795 | Pearland | Memorial Hermann Pearland Hospital | PEARLAND - LABORATORY - MAIN | Speciman Processing
YES | YES | [5 empty] | Siemens Healthineers |  |  |  | Sugarland radiology | [6 empty] | Sugar Land | Memorial Hermann Sugar Land Hospital | Sugarland radiology | MRI
NO | YES | Serial Number 1095 |  |  |  |  | Siemens Healthineers |  |  |  | Radiology | [6 empty] | Sugar Land | Memorial Hermann Medical Group Sugar Land (#300) | Radiology | MRI
YES | YES |  |  |  | 005-33199 | 005-33199 | Siemens Healthineers | 10V4 |  |  | Sugar Land Endo |  |  |  |  | 005-33199 | 005-33199 | Sugar Land | Memorial Hermann Sugar Land Hospital | Sugar Land Endo | Echo |  |  |  | Damaged head, see pic. In cabinet.
YES | YES |  |  |  | 099-03593 | 099-03593 | Siemens Healthineers |  |  | 1707A3 | [5 empty] | 099-03593 | 099-03593 |  | 27700 NW Freeway, Herman Memorial |  | C1 223
YES | YES |  |  |  | 069-46908 | 069-46908 | Siemens Healthineers |  |  |  | TMC - SAROFIM 1 - ADULT ER |  |  |  |  | 069-46908 | 069-46908 | TMC | Memorial Hermann-Texas Medical Center | TMC - SAROFIM 1 - ADULT ER | TMC - SAROFIM 1 - ADULT T16 | 1/1/20 |  | 1/1/21
YES | YES |  |  |  | 099-09204 | 099-09204 | Siemens Healthineers |  |  | S1263 | OR |  |  |  |  | 099-09204 | 099-09204 | TMC | Memorial Hermann-Texas Medical Center | OR | OR 3 control room
YES | YES |  |  |  | 099-06819 | 099-06819 | Siemens Healthineers | 14L5 |  | S72597103 | MEMORIAL CITY - CATH LAB |  |  |  |  | 099-06819 | 099-06819 | West | Memorial Hermann Heart | MEMORIAL CITY - CATH LAB | Cath Lab 4
YES | YES |  |  |  | 069-28458 | 069-28458 | Siemens Healthineers | 14L5 SP |  |  | Radiology |  |  |  |  | 069-28458 | 069-28458 | TMC | Memorial Hermann-Texas Medical Center | Radiology | Angio 2
YES | YES |  |  |  | 133-05647 | 133-05647 | Siemens Healthineers |  |  | S3537 | KATY - OR |  |  |  |  | 133-05647 | 133-05647 | Katy | Memorial Hermann Katy Hospital | KATY - OR | Cystology Procedure Rm 5 | 2/1/20 | 2/1/20
YES | YES |  |  |  | 133-05645 | 133-05645 | Siemens Healthineers |  |  | S1337 | KATY - OR |  |  |  |  | 133-05645 | 133-05645 | Katy | Memorial Hermann Katy Hospital | KATY - OR | Cystology Procedure Rm 5 | 2/1/20
YES | YES | Serial Number 2631 |  |  |  |  | Siemens Healthineers | 3T foot ankle 16 PTX |  |  | Radiology | [6 empty] | Woodlands | Memorial Hermann The Woodlands Medical Center | Radiology | Siemens MRI
YES | YES |  |  |  | 069-28460 | 069-28460 | Siemens Healthineers | 4C1 |  |  | Radiology |  |  |  |  | 069-28460 | 069-28460 | TMC | Memorial Hermann-Texas Medical Center | Radiology | Angio 2
YES | YES | [5 empty] | Siemens Healthineers | 4Ch special purpose coil |  |  | Sugarland radiology | [6 empty] | Sugar Land | Memorial Hermann Sugar Land Hospital | Sugarland radiology | MRI
YES | YES | [5 empty] | Siemens Healthineers | 4ch Special purpose coil |  |  | Radiology | [6 empty] | West | Memorial Hermann Memorial City Medical Center | Radiology | MRI
NO | YES | [5 empty] | Siemens Healthineers | 4ch special purpose coil |  |  | Radiology | [6 empty] | West | Memorial Hermann Memorial City Medical Center | Radiology | MRI
YES | YES |  |  |  | 099-13609 | 099-13609 | Siemens Healthineers | 4V1c |  | S54743032 | HVI Cardiovascular Imaging |  |  |  |  | 099-13609 | 099-13609 | TMC | Memorial Hermann-Texas Medical Center | HVI Cardiovascular Imaging | Storage
YES | YES |  |  |  | 041-06193 | 041-06193 | Siemens Healthineers | 4V2 |  |  | MEMORIAL CITY - CATH LAB |  |  |  |  | 041-06193 | 041-06193 | West | Memorial Hermann Heart | MEMORIAL CITY - CATH LAB | Cath Lab 4
YES | YES |  |  |  | 099-12415 | 099-12415 | Siemens Healthineers |  |  | S41512018 | TWC |  |  |  |  | 099-12415 | 099-12415 | TMC | Memorial Hermann Heart | TWC | Cath Lab 4
YES | YES |  |  |  | 041-08804 | 041-08804 | Siemens Healthineers | 8L5 |  |  | MEMORIAL CITY - CATH LAB |  |  |  |  | 041-08804 | 041-08804 | West | Memorial Hermann Heart | MEMORIAL CITY - CATH LAB | Cath Lab 4
YES | YES |  |  |  | 069-28459 | 069-28459 | Siemens Healthineers | 9L |  |  | Radiology |  |  |  |  | 069-28459 | 069-28459 | TMC | Memorial Hermann-Texas Medical Center | Radiology | Angio 2
YES | YES |  |  |  | 005-33165 | 005-33165 | Siemens Healthineers | Acuson 4V1c (07695724) |  |  | Sugar Land Endo |  |  |  |  | 005-33165 | 005-33165 | Sugar Land | Memorial Hermann Sugar Land Hospital | Sugar Land Endo | Echo | 2/1/20
YES | YES |  |  |  | 069-28455 | 069-28455 | Siemens Healthineers | ACUSON S1000 |  |  | Radiology |  |  |  |  | 069-28455 | 069-28455 | TMC | Memorial Hermann-Texas Medical Center | Radiology | Angio 2 | 6/1/19 |  | 6/1/20
YES | YES |  |  |  | 069-27093 | 069-27093 | Siemens Healthineers | ACUSON SC2000 |  | S402685 | HVI Cardiovascular Imaging |  |  |  |  | 069-27093 | 069-27093 | TMC | Memorial Hermann-Texas Medical Center | HVI Cardiovascular Imaging | Storage
YES | YES |  |  |  | 005-06640 | 005-06640 | Siemens Healthineers | Advia Centaur |  | ROB20001013 | SE - LABORATORY |  |  |  |  | 005-06640 | 005-06640 | Southeast | Memorial Hermann South East | SE - LABORATORY | Lab
YES | YES |  |  |  | 029-07592 | 029-07592 | Siemens Healthineers | ADVIA Centaur CP |  | Rob20001320 | WOODLANDS - LABORATORY - BLOOD BANK |  |  |  |  | 029-07592 | 029-07592 | Woodlands | Memorial Hermann The Woodlands Medical Center | WOODLANDS - LABORATORY - BLOOD BANK | Lab | 3/1/20 |  |  | Sid. 400-360312 |  |  | Immuno analyzer
YES | YES |  |  |  | 029-06367 | 029-06367 | Siemens Healthineers | ADVIA Centaur CP |  | Rob20000959 | WOODLANDS - LABORATORY - BLOOD BANK |  |  |  |  | 029-06367 | 029-06367 | Woodlands | Memorial Hermann The Woodlands Medical Center | WOODLANDS - LABORATORY - BLOOD BANK | Lab | [6 empty] | Immuno Analyzer
YES | YES |  |  |  | 099-02113 | 099-02113 | Siemens Healthineers | Advia centaur cp immunoassay system |  | ROB20000891 | KATY - LABORATORY |  |  |  |  | 099-02113 | 099-02113 | Katy | Katy | KATY - LABORATORY | Lab | 2/1/20
YES | YES |  |  |  | 099-02114 | 099-02114 | Siemens Healthineers | Advia centaur cp immunoassay system |  | ROB20002253 | KATY - LABORATORY |  |  |  |  | 099-02114 | 099-02114 | Katy | Katy | KATY - LABORATORY | Lab
YES | YES |  |  |  | 013-35663 | 013-35663 | Siemens Healthineers | ADVIA Centaur XP |  | IRL31351215 | SW - LABORATORY - CHEMISTRY |  |  |  |  | 013-35663 | 013-35663 | Southwest | Memorial Hermann Southwest Hospital | SW - LABORATORY - CHEMISTRY | Core Lab |  |  |  | New Add
YES | YES |  |  |  | 013-35664 | 013-35664 | Siemens Healthineers | ADVIA Centaur XP |  | I RL 31353131 | SW - LABORATORY - CHEMISTRY |  |  |  |  | 013-35664 | 013-35664 | Southwest | Memorial Hermann Southwest Hospital | SW - LABORATORY - CHEMISTRY | Core Lab |  |  |  | New Add
YES | YES |  |  |  | 142-03028 | 142-03028 | Siemens Healthineers | AL01C |  |  | NE - RESPIRATORY |  |  |  |  | 142-03028 | 142-03028 | Katy | North East Hermann Memorial | NE - RESPIRATORY | MRI
YES | YES |  |  |  | 583-01641 | 583-01641 | Siemens Healthineers | Aptio |  |  | Laboratory |  |  |  |  | 583-01641 | 583-01641 | Southwest | Memorial Hermann Laboratory | Laboratory | Lab
YES | YES |  |  |  | 069-28422 | 069-28422 | Siemens Healthineers | Arcadis Varic |  | S12728 | Heart and vascular |  |  |  |  | 069-28422 | 069-28422 | TMC | Memorial Hermann-Texas Medical Center | Heart and vascular | Hallway | 2/1/20 |  | 2/1/21
YES | YES |  |  |  | 069-29669 | 069-29669 | Siemens Healthineers | Arcadis Varic |  | #7 | Radiology OR |  |  |  |  | 069-29669 | 069-29669 |  | Hermann Memorial TMC | Radiology OR | OR | 6/1/19 |  | 6/1/20
YES | YES |  |  |  | 099-03668 | 099-03668 | Siemens Healthineers | Aristos | [7 empty] | 099-03668 | 099-03668 |  | OPID |  | MH NE OPID |  |  |  | RAD ROOM
YES | YES |  |  |  | 069-41317 | 069-41317 | Siemens Healthineers | Artis Q |  |  | TMC-Radiology-Angio |  |  |  |  | 069-41317 | 069-41317 | TMC | Memorial Hermann-Texas Medical Center | TMC-Radiology-Angio | IR Radiology Angio 5
YES | YES |  |  |  | 099-14281 | 099-14281 | Siemens Healthineers | Artis Zee |  |  | TMC-Radiology-Nuc Med |  |  |  |  | 099-14281 | 099-14281 | TMC | Memorial Hermann-Texas Medical Center | TMC-Radiology-Nuc Med | Radiology Jones Multipurpose Room
YES | YES |  |  |  | 099-14284 | 099-14284 | Siemens Healthineers | Artis Zee |  |  | TMC-Radiology-Angio |  |  |  |  | 099-14284 | 099-14284 | TMC | Memorial Hermann-Texas Medical Center | TMC-Radiology-Angio | IR Radiology Angio 1
YES | YES |  |  |  | 099-14285 | 099-14285 | Siemens Healthineers | Artis Zee |  |  | TMC-Radiology-Angio |  |  |  |  | 099-14285 | 099-14285 | TMC | Memorial Hermann-Texas Medical Center | TMC-Radiology-Angio | IR Radiology Angio 2
YES | YES |  |  |  | 041-12350 | 041-12350 | Siemens Healthineers | Artis Zee |  |  | Memorial City-H |  |  |  |  | 041-12350 | 041-12350 | West | Memorial Hermann Heart | Memorial City-H | IR1
NO | YES |  |  |  | 041-12349 | 041-12349 | Siemens Healthineers | Artis Zee |  | 400-288516 | Memorial City-Cath Lab |  |  |  |  | 041-12349 | 041-12349 | West | Memorial Hermann Heart | Memorial City-Cath Lab | Vascular rm 2
YES | YES |  |  |  | 099-03594 | 099-03594 | Siemens Healthineers | Battery Charger |  | DY02501 | [5 empty] | 099-03594 | 099-03594 |  | 27700 NW Freeway, Herman Memorial |  | C1 223
YES | YES | [5 empty] | Siemens Healthineers | BM Body 12 |  |  | Outpatient Imaging | [6 empty] | Katy | Memorial Hermann Katy Hospital | Outpatient Imaging | MRI |  |  |  | No pm sticker
YES | YES | [5 empty] | Siemens Healthineers | BM Spine 24 |  |  | Outpatient Imaging | [6 empty] | Katy | Memorial Hermann Katy Hospital | Outpatient Imaging | MRI |  |  |  | No pm sticker
YES | YES | Asset Tag 30607 |  |  |  |  | Siemens Healthineers | Body 18 3T tim coil |  |  | Radiology | [6 empty] | Woodlands | Memorial Hermann The Woodlands Medical Center | Radiology | Siemens MRI
YES | YES | [5 empty] | Siemens Healthineers | Body 30 coil 3T |  |  | Radiology | [6 empty] | Woodlands | Memorial Hermann The Woodlands Medical Center | Radiology | Siemens MRI
NO | YES | Serial Number 1499 |  |  |  |  | Siemens Healthineers | Body 6 1.5 tim coil |  |  | SW -radiology | [6 empty] | Southwest | Memorial Hermann Southwest Hospital | SW -radiology | MRI
NO | YES | Serial Number 1499 |  |  |  |  | Siemens Healthineers | Body 6 1.5T tim coil |  |  | SW -radiology | [6 empty] | Southwest | Memorial Hermann Southwest Hospital | SW -radiology | MRI |  |  |  | No sticker
YES | YES | [5 empty] | Siemens Healthineers | Body Coil 6 1.5T |  |  | Radiology | [6 empty] | West | Memorial Hermann Memorial City Medical Center | Radiology | MRI
YES | YES | [5 empty] | Siemens Healthineers | Body mr coil 1.5T |  |  | Sugarland radiology | [6 empty] | Sugar Land | Memorial Hermann Sugar Land Hospital | Sugarland radiology | MRI
YES | YES | Serial Number Cnf |  |  | 142-09369 | 142-09369 | Siemens Healthineers | Clinitek Advantus |  | Cnf | SP CCC - (SL) - BLOOD BANK |  |  |  |  | 142-09369 | 142-09369 | Missouri City | Sugar Land | SP CCC - (SL) - BLOOD BANK |  |  |  |  | No pm |  | Analyzer, Urine | ANALYZERURINE-Siemens-Clinitek Advantus | [12 empty] | AU-A | [10 empty] | ANALYZERURINE | Analyzer, Urine | Siemens
NO | YES |  |  |  | 069-34724 | 069-34724 | Siemens Healthineers | Clinitek Advantus |  | S | TMC-Plaza-Cancer Center (Ste 2900) |  |  |  |  | 069-34724 | 069-34724 | TMC | MHHS-TMC | TMC-Plaza-Cancer Center (Ste 2900) | Research Lab
YES | YES | Serial Number Cnf |  |  | 013-35942 | 013-35942 | Siemens Healthineers | Clinitek Advantus |  | CNF | SW-Microbiology |  |  |  |  | 013-35942 | 013-35942 | Southwest | Memorial Hermann Southwest Hospital | SW-Microbiology | Microbiology |  |  |  | No Pm
NO | YES | Serial Number 257926 |  |  | 929-01114 | 929-01114 | Siemens Healthineers | Clinitek Status |  |  | MH MG - (STX) - SOUTH TEXAS - WHARTON |  |  |  |  | 929-01114 | 929-01114 | MH Med Grp | Primary Care | MH MG - (STX) - SOUTH TEXAS - WHARTON | Nurses Station | [5 empty] | Analyzer, Urine | ANALYZERURINE-Siemens-Clinitek Status | [12 empty] | AU-A | [10 empty] | ANALYZERURINE | Analyzer, Urine | Siemens
YES | YES |  |  |  | 000-04178 | 000-04178 | Siemens Healthineers | Clinitek Status |  | ST502139 | MH MG - (STX) - SOUTH TEXAS - WHARTON |  |  |  |  | 000-04178 | 000-04178 | MH Med Grp | Primary Care | MH MG - (STX) - SOUTH TEXAS - WHARTON | Nurses Station | [5 empty] | Analyzer, Urine | ANALYZERURINE-Siemens-Clinitek Status | [12 empty] | AU-A | [10 empty] | ANALYZERURINE | Analyzer, Urine | Siemens
YES | YES |  |  |  | 000-04343 | 000-04343 | Siemens Healthineers | Clinitek Status |  | Kp536181825 | ER |  |  |  |  | 000-04343 | 000-04343 | Katy | Memorial Hermann Convenient Care Center in Kingwood (Kingwood CCC) | ER | Lab | [5 empty] | Analyzer, Urine | ANALYZERURINE-Siemens-Clinitek Status | [12 empty] | AU-A | [10 empty] | ANALYZERURINE | Analyzer, Urine | Siemens
NO | YES |  |  |  | 029-11955 | 029-1195 | Siemens Healthineers | Clinitek Status |  |  | MH MG-(EDLS)-Imperial Oaks |  |  |  |  | 029-11955 | 029-1195 | Woodland | MHMG Imperial Oaks Suite 100 | MH MG-(EDLS)-Imperial Oaks | MHMG Imperial Oaks
YES | YES |  |  |  | 151-04234 | 151-04234 | Siemens Healthineers | Clinitek Status plus |  |  | MH MG - (PL) - PEARLAND MULTI-SPECIALTY (MP 2) |  |  |  |  | 151-04234 | 151-04234 | Pearland | Pearland | MH MG - (PL) - PEARLAND MULTI-SPECIALTY (MP 2) | Holding Lab | [5 empty] | Analyzer, Urine | ANALYZERURINE-Siemens-Clinitek Status Plus | [12 empty] | AU-A | [10 empty] | ANALYZERURINE | Analyzer, Urine | Siemens
YES | YES |  |  |  | 151-04339 | 151-04339 | Siemens Healthineers | Clinitek Status Plus |  |  | Primary care 100 |  |  |  |  | 151-04339 | 151-04339 | Pearland | Memorial Hermann Medical Group Central Pearland | Primary care 100 | Lab | 2/1/20 |  |  | No pm sticker |  | Analyzer, Urine | ANALYZERURINE-Siemens-Clinitek Status Plus | [12 empty] | AU-A | [10 empty] | ANALYZERURINE | Analyzer, Urine | Siemens
YES | YES |  |  |  | 099-02603 | 099-02603 | Siemens Healthineers | Clinitek Status Plus |  |  | Suite 400 |  |  |  |  | 099-02603 | 099-02603 | Katy | Memorial Hermann Medical Group Katy (#400) | Suite 400 | Work room | 2/1/20 |  |  |  |  | Analyzer, Urine | ANALYZERURINE-Siemens-Clinitek Status Plus | [12 empty] | AU-A | [10 empty] | ANALYZERURINE | Analyzer, Urine | Siemens
YES | YES |  |  |  | 099-02602 | 099-02602 | Siemens Healthineers | Clinitek Status Plus |  |  | Suite 400 |  |  |  |  | 099-02602 | 099-02602 | Katy | Memorial Hermann Medical Group Katy (#400) | Suite 400 | Work room | [5 empty] | Analyzer, Urine | ANALYZERURINE-Siemens-Clinitek Status Plus | [12 empty] | AU-A | [10 empty] | ANALYZERURINE | Analyzer, Urine | Siemens
YES | YES |  |  |  | 099-02656 | 099-02656 | Siemens Healthineers | Clinitek Status Plus |  |  | MH MG - (NE) - KINGWOOD CCC - TIMESHARE |  |  |  |  | 099-02656 | 099-02656 | Katy | Memorial Hermann Medical Group Kingwood (located in the CCC) - Level 2 (#500) | MH MG - (NE) - KINGWOOD CCC - TIMESHARE | Vaccine room | [5 empty] | Analyzer, Urine | ANALYZERURINE-Siemens-Clinitek Status Plus | [12 empty] | AU-A | [10 empty] | ANALYZERURINE | Analyzer, Urine | Siemens
YES | YES |  |  |  | 099-00806 | 099-00806 | Siemens Healthineers | Clinitek Status Plus |  |  | MH MG - (KY) - KATY UROLOGY (MP2) |  |  |  |  | 099-00806 | 099-00806 | Katy | Memorial Hermann Medical Group Katy Urology (#401) | MH MG - (KY) - KATY UROLOGY (MP2) | Flow Rate Room | [5 empty] | Analyzer, Urine | ANALYZERURINE-Siemens-Clinitek Status Plus | [12 empty] | AU-A | [10 empty] | ANALYZERURINE | Analyzer, Urine | Siemens
YES | YES | Serial Number Cnf |  |  | 099-00805 | 099-00805 | Siemens Healthineers | Clinitek Status Plus |  | CNF | MH MG - (KY) - KATY UROLOGY (MP2) |  |  |  |  | 099-00805 | 099-00805 | Katy | Memorial Hermann Medical Group Katy Urology (#401) | MH MG - (KY) - KATY UROLOGY (MP2) | Flow Rate Room | [5 empty] | Analyzer, Urine | ANALYZERURINE-Siemens-Clinitek Status Plus | [12 empty] | AU-A | [10 empty] | ANALYZERURINE | Analyzer, Urine | Siemens
YES | YES | Serial Number Cnf |  |  |  |  | Siemens Healthineers | Clinitek Status Plus |  | Cnf | MH MG - (NE) - SUMMER CREEK CCC | [6 empty] | Katy | Memorial Hermann Summer Creek Primary Care | MH MG - (NE) - SUMMER CREEK CCC | Nurses station |  |  |  | Out of asset tags, could not get serial |  | Analyzer, Urine | ANALYZERURINE-Siemens-Clinitek Status Plus | [12 empty] | AU-A | [10 empty] | ANALYZERURINE | Analyzer, Urine | Siemens
YES | YES |  |  |  | 142-09265 | 142-09265 | Siemens Healthineers | Clinitek Status Plus |  | (21) 032744 | Physicians at Sugar Creek |  |  |  |  | 142-09265 | 142-09265 | Sugar Land | Physicians at Sugar Creek | Physicians at Sugar Creek | [6 empty] | Analyzer, Urine | ANALYZERURINE-Siemens-Clinitek Status Plus | [12 empty] | AU-A | [10 empty] | ANALYZERURINE | Analyzer, Urine | Siemens
YES | YES |  |  |  | 142-09337 | 142-09337 | Siemens Healthineers | Clinitek Status Plus |  | (21) 032748 | MH MG - (SL) - PHYSICIANS AT SUGAR CREEK |  |  |  |  | 142-09337 | 142-09337 | Sugar Land | Memorial Hermann Surgery Center Sugar Land (#200) | MH MG - (SL) - PHYSICIANS AT SUGAR CREEK | Procedure room 3 | [5 empty] | Analyzer, Urine | ANALYZERURINE-Siemens-Clinitek Status Plus | [12 empty] | AU-A | [10 empty] | ANALYZERURINE | Analyzer, Urine | Siemens
YES | YES |  |  |  | 142-09342 | 142-09342 | Siemens Healthineers | Clinitek Status Plus |  | (21) 032736 | MH MG - (SL) - PHYSICIANS AT SUGAR CREEK |  |  |  |  | 142-09342 | 142-09342 | Sugar Land | Memorial Hermann Surgery Center Sugar Land (#200) | MH MG - (SL) - PHYSICIANS AT SUGAR CREEK | Xray room | [5 empty] | Analyzer, Urine | ANALYZERURINE-Siemens-Clinitek Status Plus | [12 empty] | AU-A | [10 empty] | ANALYZERURINE | Analyzer, Urine | Siemens
YES | YES |  |  |  | 142-09358 | 142-09358 | Siemens Healthineers | Clinitek Status Plus |  | (21)032743 | Green clinic |  |  |  |  | 142-09358 | 142-09358 | Sugar Land | Memorial Hermann Medical Group Sugar Land Multi-Specialty (#350) | Green clinic | Nurses station greengreen clinic | [5 empty] | Analyzer, Urine | ANALYZERURINE-Siemens-Clinitek Status Plus | [12 empty] | AU-A | [10 empty] | ANALYZERURINE | Analyzer, Urine | Siemens
YES | YES |  |  |  | 142-09367 | 142-09367 | Siemens Healthineers | Clinitek Status Plus |  | GTIN | MH MG - (SL) - PHYSICIANS AT SUGAR CREEK |  |  |  |  | 142-09367 | 142-09367 | Sugar Land |  | MH MG - (SL) - PHYSICIANS AT SUGAR CREEK |  |  |  |  | No pm |  | Analyzer, Urine | ANALYZERURINE-Siemens-Clinitek Status Plus | [12 empty] | AU-A | [10 empty] | ANALYZERURINE | Analyzer, Urine | Siemens
YES | YES |  |  |  | 142-09404 | 142-09404 | Siemens Healthineers | Clinitek Status Plus |  | (21) 303524 | MH MG - (SL) - PHYSICIANS AT SUGAR CREEK |  |  |  |  | 142-09404 | 142-09404 | Sugar Land | Physicians Center at Sugar Creek | MH MG - (SL) - PHYSICIANS AT SUGAR CREEK | Occ Med | [5 empty] | Analyzer, Urine | ANALYZERURINE-Siemens-Clinitek Status Plus | [12 empty] | AU-A | [10 empty] | ANALYZERURINE | Analyzer, Urine | Siemens
YES | YES |  |  |  | 000-04909 | 000-04909 | Siemens Healthineers | Clinitek Status Plus |  |  | MH MG - (WDLS) - TWL EXEC HEALTH (STE 301) |  |  |  |  | 000-04909 | 000-04909 | Woodlands | MHMG Suite 401 | MH MG - (WDLS) - TWL EXEC HEALTH (STE 301) | Workroom |  |  | 3/1/20 | No pm |  | Analyzer, Urine | ANALYZERURINE-Siemens-Clinitek Status Plus | [12 empty] | AU-A | [10 empty] | ANALYZERURINE | Analyzer, Urine | Siemens
YES | YES |  |  |  | 074-06117 | 074-06117 | Siemens Healthineers | Clinitek Status Plus |  |  | Family Practice |  |  |  |  | 074-06117 | 074-06117 | Woodlands | Memorial Hermann Medical Group The Woodlands Endocrinology (#302) | Family Practice | Hall | 3/1/20 |  |  | No pm |  | Analyzer, Urine | ANALYZERURINE-Siemens-Clinitek Status Plus | [12 empty] | AU-A | [10 empty] | ANALYZERURINE | Analyzer, Urine | Siemens
YES | YES |  |  |  | 074-06058 | 074-06058 | Siemens Healthineers | Clinitek Status Plus |  |  | Family practice |  |  |  |  | 074-06058 | 074-06058 | Woodlands | Memorial Hermann The Woodlands Medical Center | Family practice | Family practice | [5 empty] | Analyzer, Urine | ANALYZERURINE-Siemens-Clinitek Status Plus | [12 empty] | AU-A | [10 empty] | ANALYZERURINE | Analyzer, Urine | Siemens
NO | YES |  |  |  | 142-09224 | 142-09224 | Siemens Healthineers | Clinitek Status Plus |  |  | MH MG-(WDLS)-Ob/Gyn (Mp3) |  |  |  |  | 142-09224 | 142-09224 | Woodlands | MHHS-MG | MH MG-(WDLS)-Ob/Gyn (Mp3) | Lab Area |  |  |  | ?AuOne time Inspection?Au sticker |  | Analyzer, Urine | ANALYZERURINE-Siemens-Clinitek Status Plus | [12 empty] | AU-A | [10 empty] | ANALYZERURINE | Analyzer, Urine | Siemens
YES | YES |  |  |  | 142-09432 | 142-09432 | Siemens Healthineers | Clinitek Status Plus |  |  | OB/GYN MP3 |  |  |  |  | 142-09432 | 142-09432 | Woodlands | Memorial Hermann The Woodlands Medical Center | OB/GYN MP3 | OB/GYN MP3 | [5 empty] | Analyzer, Urine | ANALYZERURINE-Siemens-Clinitek Status Plus | [12 empty] | AU-A | [10 empty] | ANALYZERURINE | Analyzer, Urine | Siemens
YES | YES |  |  |  | 017-01405 | 017-01405 | Siemens Healthineers | Clinitek Status Plus |  |  | OB/GYN MP3 |  |  |  |  | 017-01405 | 017-01405 | Woodlands | Memorial Hermann The Woodlands Medical Center | OB/GYN MP3 | OB/GYN MP3 | [5 empty] | Analyzer, Urine | ANALYZERURINE-Siemens-Clinitek Status Plus | [12 empty] | AU-A | [10 empty] | ANALYZERURINE | Analyzer, Urine | Siemens
YES | YES |  |  |  | 017-01406 | 017-01406 | Siemens Healthineers | Clinitek Status Plus |  |  | OB/GYN MP3 |  |  |  |  | 017-01406 | 017-01406 | Woodlands | Memorial Hermann The Woodlands Medical Center | OB/GYN MP3 | OB/ GYN MP3 | [5 empty] | Analyzer, Urine | ANALYZERURINE-Siemens-Clinitek Status Plus | [12 empty] | AU-A | [10 empty] | ANALYZERURINE | Analyzer, Urine | Siemens
YES | YES |  |  |  | 029-13608 | 029-13608 | Siemens Healthineers | Clinitek Status Plus |  |  | Lab |  |  |  |  | 029-13608 | 029-13608 | Woodlands | Memorial Hermann urgent care 1100 B | Lab | Urgent Care 154 | [5 empty] | Analyzer, Urine | ANALYZERURINE-Siemens-Clinitek Status Plus | [12 empty] | AU-A | [10 empty] | ANALYZERURINE | Analyzer, Urine | Siemens
YES | YES |  |  |  | 099-09816 | 099-09816 | Siemens Healthineers | Clinitek Status Plus |  |  | TMC - Occupational therapy |  |  |  |  | 099-09816 | 099-09816 | TMC | Memorial Hermann-Texas Medical Center | TMC - Occupational therapy | TMC - Occupational therapy | [6 empty] | ANALYZERURINE-Siemens-Clinitek Status Plus
YES | YES | Serial Number Cnf |  |  | 099-02117 | 099-02117 | Siemens Healthineers | Cnf |  | Cnf | KATY - LABORATORY |  |  |  |  | 099-02117 | 099-02117 | Katy | Katy | KATY - LABORATORY | Lab | 2/1/20 | [5 empty] | .needs class
YES | YES | [5 empty] | Siemens Healthineers | Coil 10500085 |  |  | Sugarland radiology | [6 empty] | Sugar Land | Memorial Hermann Sugar Land Hospital | Sugarland radiology | MRI
YES | YES |  |  |  | 017-01318 | 017-01318 | Siemens Healthineers | DCA Vantage |  |  | MH MG - (SL) - PHYSICIANS AT SUGAR CREEK |  |  |  |  | 017-01318 | 017-01318 | Sugar Land | Physicians Center at Sugar Creek | MH MG - (SL) - PHYSICIANS AT SUGAR CREEK | Silver Pod
YES | YES |  |  |  | 000-04355 | 000-04355 | Siemens Healthineers | Dimension EXL 200 |  | DR271556 | ER lab |  |  |  |  | 000-04355 | 000-04355 | Katy | Memorial Hermann Convenient Care Center in Kingwood (Kingwood CCC) | ER lab | Nurses station | [6 empty] | ANALYZERCHEMISTRY-SIEMENS-Dimension EXL 200
YES | YES |  |  |  | 029-12163 | 029-12163 | Siemens Healthineers | Dimension EXL 200 |  |  | LAB |  |  |  |  | 029-12163 | 029-12163 | Woodlands | 24 Hour Emergency Room - Convenient Care Center in Spring | LAB | LAB | [6 empty] | ANALYZERCHEMISTRY-SIEMENS-Dimension EXL 200
NO | YES | Asset Tag 1109624 |  |  |  | 099-01119 | Siemens Healthineers | Dimension Vista 1500 |  | NSN | NE - LABORATORY | [5 empty] | 099-01119 |  |  | NE - LABORATORY |  |  |  |  | No pm
YES | YES |  |  |  | 013-35667 | 013-35667 | Siemens Healthineers | Dimension Vista 1500 |  | DV310454 | SW - LABORATORY - CHEMISTRY |  |  |  |  | 013-35667 | 013-35667 | Southwest | Memorial Hermann Southwest Hospital | SW - LABORATORY - CHEMISTRY | Core Lab |  |  |  | New Add
NO | YES |  |  |  | 013-35668 | 013-35668 | Siemens Healthineers | Dimension Vista 1500 |  | DV310448 | SW-Laboratory-Chemistry |  |  |  |  | 013-35668 | 013-35668 | Southwest | MHHS-Southwest | SW-Laboratory-Chemistry | Core Lab |  |  |  | New Add
YES | YES |  |  |  | 013-35665 | 013-35665 | Siemens Healthineers | Dimension Vista 1500 |  | DV311021 | SW - LABORATORY - CHEMISTRY |  |  |  |  | 013-35665 | 013-35665 | Southwest | Memorial Hermann Southwest Hospital | SW - LABORATORY - CHEMISTRY | Core Lab |  |  |  | New Add
YES | YES |  |  |  | 099-10989 | 099-10989 | Siemens Healthineers | Dimension Vista 1500 |  | DV350327 | SW - LABORATORY - CHEMISTRY |  |  |  |  | 099-10989 | 099-10989 | Southwest | Memorial Hermann Southwest Hospital | SW - LABORATORY - CHEMISTRY | Core Lab |  |  |  | New Add
YES | YES |  |  |  | 099-10990 | 099-10990 | Siemens Healthineers | Dimension Vista 1500 |  | DV370370 | SW - LABORATORY - CHEMISTRY |  |  |  |  | 099-10990 | 099-10990 | Southwest | Memorial Hermann Southwest Hospital | SW - LABORATORY - CHEMISTRY | Core Lab |  |  |  | New Add
YES | YES |  |  |  | 041-14209 | 041-14209 | Siemens Healthineers | Dimension Vista 1500 |  | DV311475 | MH MG - (MC) - COMPREHENSIVE HEART CARE |  |  |  |  | 041-14209 | 041-14209 | West | Memorial Hermann Medical Group Memorial City Cardiology (#400) | MH MG - (MC) - COMPREHENSIVE HEART CARE | Lab |  |  |  | Unable to locate p.m.
YES | YES |  |  |  | 041-14210 | 041-14210 | Siemens Healthineers | Dimension Vista 1500 |  | DV310450 | MH MG - (MC) - COMPREHENSIVE HEART CARE |  |  |  |  | 041-14210 | 041-14210 | West | Memorial Hermann Medical Group Memorial City Cardiology (#400) | MH MG - (MC) - COMPREHENSIVE HEART CARE | Lab |  |  |  | Unable to locate p.m.
YES | YES |  |  |  |  | 099-08871 | Siemens Healthineers | Dimension Vista 500 |  | DV330113 | SW - ER | [5 empty] | 099-08871 | Southwest | Memorial Hermann Southwest Hospital Emergency Center | SW - ER | ER - Lab |  |  |  | New Add
YES | YES |  |  |  | 005-06637 | 005-06637 | Siemens Healthineers | Dimension Vista 500 |  | DV330145 | Lab |  |  |  |  | 005-06637 | 005-06637 | Southeast | Memorial Hermann Southeast Hospital | Lab | W2 |  |  |  | Vista 1
YES | YES | [5 empty] | Siemens Healthineers | Flex 4 tim coil |  |  | SW -radiology | [6 empty] | Southwest | Memorial Hermann Southwest Hospital | SW -radiology | MRI |  |  |  | No sticker
YES | YES | Serial Number 7460 |  |  |  |  | Siemens Healthineers | Flex coil interface |  |  | Outpatient Imaging | [6 empty] | Katy | Memorial Hermann Katy Hospital | Outpatient Imaging | MRI |  |  |  | No pm
YES | YES | [5 empty] | Siemens Healthineers | Flex coil interface |  |  | SW -radiology | [6 empty] | Southwest | Memorial Hermann Southwest Hospital | SW -radiology | MRI |  |  |  | No sticker
YES | YES | [5 empty] | Siemens Healthineers | Flex coil interface 3T |  |  | Radiology | [6 empty] | Woodlands | Memorial Hermann The Woodlands Medical Center | Radiology | Siemens MRI
YES | YES | [5 empty] | Siemens Healthineers | Flex Coil large 4 tim |  |  | Radiology | [6 empty] | West | Memorial Hermann Memorial City Medical Center | Radiology | MRI |  |  |  | Flex interface SN. 2319
YES | YES | [5 empty] | Siemens Healthineers | Flex coil large 4mr |  |  | Outpatient Imaging | [6 empty] | Katy | Memorial Hermann Katy Hospital | Outpatient Imaging | MRI |  |  |  | No pm sticker
YES | YES | [5 empty] | Siemens Healthineers | Flex coil large coil |  |  | SW -radiology | [6 empty] | Southwest | Memorial Hermann Southwest Hospital | SW -radiology | MRI |  |  |  | No pm sticker
YES | YES | [5 empty] | Siemens Healthineers | Flex Coil small 4 tim |  |  | Radiology | [6 empty] | West | Memorial Hermann Memorial City Medical Center | Radiology | MRI |  |  |  | Flex interface. SN 6077
YES | YES | [5 empty] | Siemens Healthineers | Flex large 4 |  |  | Sugarland radiology | [6 empty] | Sugar Land | Memorial Hermann Sugar Land Hospital | Sugarland radiology | MRI
YES | YES | [5 empty] | Siemens Healthineers | Flex large 4 MT COIL 3T |  |  | Radiology | [6 empty] | Woodlands | Memorial Hermann The Woodlands Medical Center | Radiology | Siemens MRI
YES | YES | [5 empty] | Siemens Healthineers | Flex small 4 |  |  | Sugarland radiology | [6 empty] | Sugar Land | Memorial Hermann Sugar Land Hospital | Sugarland radiology | MRI
YES | YES | [5 empty] | Siemens Healthineers | Flex small 4 mr coil |  |  | Outpatient Imaging | [6 empty] | Katy | Memorial Hermann Katy Hospital | Outpatient Imaging | MRI |  |  |  | No pm sticker
YES | YES | Asset Tag 30607 |  |  |  |  | Siemens Healthineers | Flex small 4MR 3T coil |  |  | Radiology | [6 empty] | Woodlands | Memorial Hermann The Woodlands Medical Center | Radiology | Siemens MRI
YES | YES |  |  |  | 069-46836 | 069-46836 | Siemens Healthineers | FluoroSpot |  |  | Radiology |  |  |  |  | 069-46836 | 069-46836 | Central | Joint Center - Orthopedic and Spine Hospital | Radiology | X RAY
NO | YES |  |  |  | 099-14250 | 099-14250 | Siemens Healthineers | FluoroSpot |  |  | Heart and vascular |  |  |  |  | 099-14250 | 099-14250 | TMC | Memorial Hermann-Texas Medical Center | Heart and vascular | Special procedures to | 10/1/19 |  | 10/1/20
NO | YES | Serial Number 1190 |  |  | 929-00699 | 929-00699 | Siemens Healthineers | FluoroSpot Compact |  |  | GH-OR |  |  |  |  | 929-00699 | 929-00699 | Central | MHHS-Greater Heights | GH-OR | Hallway | 6/1/19 |  | 6/1/20
YES | YES | [5 empty] | Siemens Healthineers | Foot Ankle Coil |  |  | SW -radiology | [6 empty] | Southwest | Memorial Hermann Southwest Hospital | SW -radiology | MRI |  |  |  | No pm sticker. Has a base sn = 2201
YES | YES | [5 empty] | Siemens Healthineers | Hand wrist coil |  |  | SW -radiology | [6 empty] | Southwest | Memorial Hermann Southwest Hospital | SW -radiology | MRI |  |  |  | No pm sticker
YES | YES | [5 empty] | Siemens Healthineers | Hand/wrist 16 1.5T tim coil |  |  | Outpatient Imaging | [6 empty] | Katy | Memorial Hermann Katy Hospital | Outpatient Imaging | MRI |  |  |  | No pm sticker
YES | YES | [5 empty] | Siemens Healthineers | Hand/wrist 16 3T tim coil |  |  | Radiology | [6 empty] | Woodlands | Memorial Hermann The Woodlands Medical Center | Radiology | Siemens MRI
YES | YES | [5 empty] | Siemens Healthineers | Hand/wrist 16 tim coil |  |  | Sugarland radiology | [6 empty] | Sugar Land | Memorial Hermann Sugar Land Hospital | Sugarland radiology | MRI
YES | YES | [5 empty] | Siemens Healthineers | Head neck 16 1.5 tim coil |  |  | SW -radiology | [6 empty] | Southwest | Memorial Hermann Southwest Hospital | SW -radiology | MRI |  |  |  | No sticker
YES | YES | [5 empty] | Siemens Healthineers | Head neck 20 3T tim coil |  |  | Radiology | [6 empty] | Woodlands | Memorial Hermann The Woodlands Medical Center | Radiology | Siemens MRI
YES | YES | [5 empty] | Siemens Healthineers | Head/Neck 16 MR 1.5T |  |  | Radiology | [6 empty] | West | Memorial Hermann Memorial City Medical Center | Radiology | MRI
YES | YES | [5 empty] | Siemens Healthineers | Head/neck coil. 20 |  |  | Imaging department | [6 empty] | Katy | Memorial Hermann Katy Hospital | Imaging department | MRI |  |  |  | No pm sticker
YES | YES |  |  |  | 069-43726 | 069-43726 | Siemens Healthineers | Hematak |  |  | TMC - PLAZA - CANCER CENTER (STE 2900) |  |  |  |  | 069-43726 | 069-43726 | TMC | Memorial Hermann Cancer Center - Texas Medical Center (#2900) | TMC - PLAZA - CANCER CENTER (STE 2900) | Research Lab
YES | YES |  |  |  | 000-04347 | 000-04347 | Siemens Healthineers | Hematek 3000 |  |  | ER |  |  |  |  | 000-04347 | 000-04347 | Katy | Memorial Hermann Convenient Care Center in Kingwood (Kingwood CCC) | ER | Lab |  | 2/1/20
YES | YES |  |  |  | 099-08870 | 099-08870 | Siemens Healthineers | Hematek 3000 |  |  | SW - ER |  |  |  |  | 099-08870 | 099-08870 | Southwest | Memorial Hermann Southwest Hospital Emergency Center | SW - ER | ER - Lab |  |  |  | New Add
YES | YES |  |  |  | 013-35661 | 013-35661 | Siemens Healthineers | Immulite 2000 |  | N5436 | SW - LABORATORY - CHEMISTRY |  |  |  |  | 013-35661 | 013-35661 | Southwest | Memorial Hermann Southwest Hospital | SW - LABORATORY - CHEMISTRY | Core Lab |  |  |  | New Add - One Time Inspection Sticker
YES | YES | [5 empty] | Siemens Healthineers | Knee QED TX RX 15 ch |  |  | Radiology | [6 empty] | West | Memorial Hermann Memorial City Medical Center | Radiology | MRI
NO | YES | Asset Tag 133-10241 |  |  | 133-10241 | 133-10241 | Siemens Healthineers | Luminos dRF Max |  | 400-600703 | Katy-Radiology |  |  |  |  | 133-10241 | 133-10241 | Katy | Memorial Hermann Katy Hospital | Katy-Radiology | X-Ray 1 |  |  |  | No pm sticker
YES | YES | Asset Tag 133-31146 |  |  | 133-31146 | 133-31146 | Siemens Healthineers | Magmetom alteo 1.5 |  | 400-644026 | [5 empty] | 133-31146 | 133-31146
YES | YES |  |  |  | 005-11046 | 005-11046 | Siemens Healthineers | Magnetom Aera |  |  | MRI |  |  |  |  | 005-11046 | 005-11046 | Southeast | Memorial Hermann Southeast Hospital | MRI | W2:230.2 |  |  |  | Siemens ID # 400-500013 , No pm sticker found
YES | YES | Asset Tag 133-31146 |  |  | 133-31146 | 133-31146 | Siemens Healthineers | Magnetom Alteo |  | 400-644026 | [5 empty] | 133-31146 | 133-31146 | Katy | Imaging |  | Mri
YES | YES |  |  |  |  | 142-06041 | Siemens Healthineers | Magnetom Espree |  |  | WOODLANDS - OPID | [5 empty] | 142-06041 | Woodlands | Memorial Hermann The Woodlands Medical Center | WOODLANDS - OPID | Mobile MRI
YES | YES |  |  |  | 013-35832 | 013-35832 | Siemens Healthineers | MicroScan autoSCAN 4 |  |  | SW - Lab |  |  |  |  | 013-35832 | 013-35832 | Southwest | Memorial Hermann Southwest Hospital | SW - Lab | Microbiology |  |  |  | New Add
YES | YES |  |  |  | 142-06277 | 142-06277 | Siemens Healthineers | Mobilett Mira |  |  | NE - Pacu |  |  |  |  | 142-06277 | 142-06277 | Katy | Memorial Hermann Northeast Hospital | NE - Pacu | Pacu |  |  |  | Not working C pics
NO | YES |  |  |  | 069-40811 | 069-40811 | Siemens Healthineers | Mobilett Mira Max |  |  | Radiology |  |  |  |  | 069-40811 | 069-40811 | TMC | Memorial Hermann-Texas Medical Center | Radiology | Cullen pavilion stairway A | 10/1/19 |  | 10/1/20
YES | YES |  |  |  | 069-40813 | 069-40813 | Siemens Healthineers | Mobilett Mira Max |  | S1187 | TISI |  |  |  |  | 069-40813 | 069-40813 | TMC | Children?Aos Memorial Hermann | TISI | Hallway
YES | YES |  |  |  | 925-00608 | 925-00608 | Siemens Healthineers | Mobilett XP Digital |  | S1039 | Radiology |  |  |  |  | 925-00608 | 925-00608 | Central | Joint Center - Orthopedic and Spine Hospital | Radiology | Storage room | 3/1/20 |  | 3/1/21
YES | YES |  |  |  | 099-04797 | 099-04797 | Siemens Healthineers | OEM-A3541-02 |  |  | PEARLAND - LABORATORY - MAIN |  |  |  |  | 099-04797 | 099-04797 | Pearland | Memorial Hermann Pearland Hospital | PEARLAND - LABORATORY - MAIN | Speciman Processing
YES | YES |  |  |  | 133-05646 | 133-05646 | Siemens Healthineers | Opti Top 3345209 |  | S1210754 | KATY - OR |  |  |  |  | 133-05646 | 133-05646 | Katy | Memorial Hermann Katy Hospital | KATY - OR | Cystology Procedure Rm 5 |  | 2/1/20
YES | YES |  |  |  | 099-08613 | 099-08613 | Siemens Healthineers | P4-2 |  | S61714004 | Cathlab |  |  |  |  | 099-08613 | 099-08613 | Central | Memorial Hermann Cancer Center - Greater Heights (#150) | Cathlab | Cathlab
YES | YES | [5 empty] | Siemens Healthineers | Pedicatric 16 1.5T tim coil |  |  | Radiology | [6 empty] | West | Memorial Hermann Memorial City Medical Center | Radiology | MRI
YES | YES | [5 empty] | Siemens Healthineers | Peripheral angio coil |  |  | Radiology | [6 empty] | West | Memorial Hermann Memorial City Medical Center | Radiology | MRI
YES | YES |  |  |  | 099-13656 | 099-13656 | Siemens Healthineers | PFA-100 |  |  | SW - LABORATORY l |  |  |  |  | 099-13656 | 099-13656 | Southwest | Memorial Hermann Diagnostic Laboratory | SW - LABORATORY l | Lab
YES | YES |  |  |  | 1820CR | 1820CR | Siemens Healthineers | Pixium 3543 eZh |  | 1820CR | Katy-Radiology |  |  |  |  | 1820CR | 1820CR | Katy | Memorial Hermann Katy Hospital | Katy-Radiology | X-Ray 3 |  |  |  | No pm sticker
YES | YES | [5 empty] | Siemens Healthineers | Pixium FE 3543 |  |  | Katy-Radiology | [6 empty] | Katy | Memorial Hermann Katy Hospital | Katy-Radiology | X-Ray 1 |  |  |  | O pm sticker
YES | YES |  |  |  | S1508BA | S1508BA | Siemens Healthineers | Pixium FE 3543 |  | S1508BA | [5 empty] | S1508BA | S1508BA | Katy | Imaging
YES | YES |  |  |  | 041-14743 | 041-14743 | Siemens Healthineers | PSD16 |  | N/A | MEMORIAL CITY |  |  |  |  | 041-14743 | 041-14743 | West | Memorial Hermann Memorial City Medical Center | MEMORIAL CITY | MEMORIAL CITY MH7:403.2
YES | YES |  |  |  | 041-14746 | 041-14746 | Siemens Healthineers | PSD16 |  | N/A | MEMORIAL CITY |  |  |  |  | 041-14746 | 041-14746 | West | Memorial Hermann Memorial City Medical Center | MEMORIAL CITY | MEMORIAL CITY MH7:403.2
YES | YES | [5 empty] | Siemens Healthineers | Should shade 16 |  |  | Outpatient Imaging | [6 empty] | Katy | Memorial Hermann Katy Hospital | Outpatient Imaging | MRI |  |  |  | No pm sticker
YES | YES | [5 empty] | Siemens Healthineers | Shoulder Coil |  |  | Sugarland radiology | [6 empty] | Sugar Land | Memorial Hermann Sugar Land Hospital | Sugarland radiology | MRI
YES | YES | [5 empty] | Siemens Healthineers | Shoulder coil holder |  |  | Radiology | [6 empty] | Woodlands | Memorial Hermann The Woodlands Medical Center | Radiology | Siemens MRI
NO | YES | Serial Number 2627 |  |  |  |  | Siemens Healthineers | Shoulder Coil large |  |  | SW -radiology | [6 empty] | Southwest | Memorial Hermann Southwest Hospital | SW -radiology | MRI |  |  |  | No pm sticker
NO | YES | Asset Tag 1982 |  |  |  |  | Siemens Healthineers | Shoulder Coil large 16 |  |  | Radiology | [6 empty] | West | Memorial Hermann Memorial City Medical Center | Radiology | MRI |  |  |  | Shoulder base SN. 2305
YES | YES | [5 empty] | Siemens Healthineers | Shoulder Coil small |  |  | SW -radiology | [6 empty] | Southwest | Memorial Hermann Southwest Hospital | SW -radiology | MRI |  |  |  | No pm sticker
YES | YES | [5 empty] | Siemens Healthineers | Shoulder Coil small 16 |  |  | Sugarland radiology | [6 empty] | Sugar Land | Memorial Hermann Sugar Land Hospital | Sugarland radiology | MRI
YES | YES | [5 empty] | Siemens Healthineers | Shoulder Coil small 16 |  |  | Radiology | [6 empty] | West | Memorial Hermann Memorial City Medical Center | Radiology | MRI |  |  |  | Shoulder coil base Sn. 2305
NO | YES | [5 empty] | Siemens Healthineers | Shoulder coil stand |  |  | Sugarland radiology | [6 empty] | Sugar Land | Memorial Hermann Sugar Land Hospital | Sugarland radiology | MRI
YES | YES | [5 empty] | Siemens Healthineers | Shoulder large 16tim |  |  | Radiology | [6 empty] | Woodlands | Memorial Hermann The Woodlands Medical Center | Radiology | Siemens MRI
YES | YES | [5 empty] | Siemens Healthineers | Shoulder small tim |  |  | Radiology | [6 empty] | Woodlands | Memorial Hermann The Woodlands Medical Center | Radiology | Siemens MRI
YES | YES | [5 empty] | Siemens Healthineers | Shoulder stand |  |  | Outpatient Imaging | [6 empty] | Katy | Memorial Hermann Katy Hospital | Outpatient Imaging | MRI |  |  |  | No pm
YES | YES |  |  |  | 099-03383 | 099-03383 | Siemens Healthineers | Somaris/5 Syngo CT V28 |  | 400-520983 | [5 empty] | 099-03383 | 099-03383 | Woodlands | MH OPID |  | MH Woodlands OOID | 2/1/20 |  |  | Nee System Oct 2019
NO | YES |  |  |  | 005-10564 | 005-10564 | Siemens Healthineers | Somatom Definition AS |  |  | Imaging |  |  |  |  | 005-10564 | 005-10564 | Southeast | Memorial Hermann Southeast Hospital | Imaging | CT4 |  |  |  | No pm sticker | [23 empty] | 1/1/15
NO | YES |  |  |  | 099-14231 | 099-14231 | Siemens Healthineers | Somatom Definition AS |  |  | GH-Radiology |  |  |  |  | 099-14231 | 099-14231 | Central | MHHS-Greater Heights | GH-Radiology | CT1
YES | YES |  |  |  | 069-28445 | 069-28445 | Siemens Healthineers | Somatom Definition AS |  |  | TMC-ER-Rad-CT |  |  |  |  | 069-28445 | 069-28445 | TMC | Memorial Hermann-Texas Medical Center | TMC-ER-Rad-CT | Rad-CT | 12/1/18 |  | 4/1/20
NO | YES |  |  |  | 069-41329 | 069-41329 | Siemens Healthineers | Somatom Definition Edge |  |  | TMC-SP6-CT |  |  |  |  | 069-41329 | 069-41329 | TMC | Memorial Hermann-Texas Medical Center | TMC-SP6-CT | Sarofim - Radiology | 4/1/20
YES | YES |  |  |  | 069-46859 | 069-46859 | Siemens Healthineers | Somatom Force |  |  | TMC-ER-Rad-CT |  |  |  |  | 069-46859 | 069-46859 | TMC | Memorial Hermann-Texas Medical Center | TMC-ER-Rad-CT | Rad-Trauma
NO | YES |  |  |  | 142-03145 | 142-03145 | Siemens Healthineers | Somatom Sensation 16 | [7 empty] | 142-03145 | 142-03145 |  | HM POD1 |  | Ct conteol |  | 12/1/19 |  | FL 400-186720
NO | YES |  |  |  | 099-14280 | 099-14280 | Siemens Healthineers | Somatom Sensation 64 |  |  | TMC-Radiology-Nuc Med |  |  |  |  | 099-14280 | 099-14280 | TMC | Memorial Hermann-Texas Medical Center | TMC-Radiology-Nuc Med | Radiology Jones CT2
YES | YES |  |  |  | 005-06377 | 005-06377 | Siemens Healthineers | Sonoline G20 |  | SJB01035 | SE - ESOPHAGEAL DISEASE CENTER |  |  |  |  | 005-06377 | 005-06377 | Southeast | Memorial Hermann Southeast Hospital | SE - ESOPHAGEAL DISEASE CENTER | Procedure Room 4 | 2/1/20 |  | 2/1/21
NO | YES | Serial Number 1013 |  |  |  |  | Siemens Healthineers | Spine 24 1.5T tim coil |  |  | Radiology | [6 empty] | West | Memorial Hermann Memorial City Medical Center | Radiology | MRI
YES | YES | [5 empty] | Siemens Healthineers | Spine 24 coil |  |  | SW -radiology | [6 empty] | Southwest | Memorial Hermann Southwest Hospital | SW -radiology | MRI |  |  |  | No pm sticker
YES | YES |  |  |  |  | 2128 | Siemens Healthineers | Spine 24 tim coil |  |  | SW -radiology | [5 empty] | 2128 | Southwest | Memorial Hermann Southwest Hospital | SW -radiology | MRI |  |  |  | No pm sticker
YES | YES |  |  |  | 099-08612 | 099-08612 | Siemens Healthineers | SWIFTLINK |  |  | Cathlab |  |  |  |  | 099-08612 | 099-08612 | Central | Memorial Hermann Cancer Center - Greater Heights (#150) | Cathlab | Cathlab
YES | YES |  |  |  | 069-28456 | 069-28456 | Siemens Healthineers | SWIFTLINK |  |  | Radiology |  |  |  |  | 069-28456 | 069-28456 | TMC | Memorial Hermann-Texas Medical Center | Radiology | Angio 2
NO | YES |  |  |  | 069-45980 | 069-45980 | Siemens Healthineers | Symbia Evo Excel |  |  | TMC-Radiology-Nuc Med |  |  |  |  | 069-45980 | 069-45980 | TMC | Memorial Hermann-Texas Medical Center | TMC-Radiology-Nuc Med | Nuc Med EVO Room
NO | YES |  |  |  | 069-45984 | 069-45984 | Siemens Healthineers | Symbia Intevo |  |  | TMC-Radiology-Nuc Med |  |  |  |  | 069-45984 | 069-45984 | TMC | Memorial Hermann-Texas Medical Center | TMC-Radiology-Nuc Med | Nuc Med Intevo Room |  |  | 3/1/20
YES | YES |  |  |  | 099-10969 | 099-10969 | Siemens Healthineers | TE-V5MS |  |  | SW - HVI - OR |  |  |  |  | 099-10969 | 099-10969 | Southwest | Memorial Hermann Heart | SW - HVI - OR | CVOR - Anesthesia Workroom |  |  |  | New Add
YES | YES |  |  |  | 151-04829 | 151-04829 | Siemens Healthineers | Test | [7 empty] | 151-04829 | 151-04829 | Sugar Land | MH |  |  | 12/1/19 | 12/1/20
YES | YES | [5 empty] | Siemens Healthineers | TR RX CP Head coil 1.5T |  |  | Outpatient Imaging | [6 empty] | Katy | Memorial Hermann Katy Hospital | Outpatient Imaging | MRI |  |  |  | No pm sticker
YES | YES | [5 empty] | Siemens Healthineers | TX RX 15 Flex coil 3T |  |  | Radiology | [6 empty] | Woodlands | Memorial Hermann The Woodlands Medical Center | Radiology | Siemens MRI
YES | YES | [5 empty] | Siemens Healthineers | TX RX Knee 18 |  |  | Outpatient Imaging | [6 empty] | Katy | Memorial Hermann Katy Hospital | Outpatient Imaging | MRI |  |  |  | No pm sticker
YES | YES | [5 empty] | Siemens Healthineers | TXRX Knee15 coil |  |  | SW -radiology | [6 empty] | Southwest | Memorial Hermann Southwest Hospital | SW -radiology | MRI |  |  |  | No pm sticker
YES | YES |  |  |  | 099-10991 | 099-10991 | Siemens Healthineers | VersaCell X3 |  | X3C0415 10793839 | SW - LABORATORY - CHEMISTRY |  |  |  |  | 099-10991 | 099-10991 | Southwest | Memorial Hermann Southwest Hospital | SW - LABORATORY - CHEMISTRY | Core Lab |  |  |  | New Add
YES | YES |  |  |  | 009-34298 | 009-34298 | Siemens Healthineers | VF13-5 |  |  | SW - HVI - OR |  |  |  |  | 009-34298 | 009-34298 | Southwest | Memorial Hermann Southwest Hospital | SW - HVI - OR | Hvi or 2 |  |  |  | No pm required
YES | YES |  |  |  | 099-08611 | 099-08611 | Siemens Healthineers | VF8-3 |  | SBE90584 | Cathlab |  |  |  |  | 099-08611 | 099-08611 | Central | Memorial Hermann Cancer Center - Greater Heights (#150) | Cathlab | Cathlab
YES | YES |  |  |  | 069-46901 | 069-46901 | Siemens Healthineers | Ysio Max |  |  | TWC |  |  |  |  | 069-46901 | 069-46901 | TMC | Red Duke Trauma Institute (Texas Medical Center) | TWC | Trauma 07 | 1/1/20 |  | 1/1/21
YES | YES |  |  |  | 069-46898 | 069-46898 | Siemens Healthineers | Ysio Max |  |  | TMC-ER-Rad-CT |  |  |  |  | 069-46898 | 069-46898 | TMC | Memorial Hermann-Texas Medical Center | TMC-ER-Rad-CT | Rad-Trauma 10 | 1/1/20 |  | 4/1/20
YES | YES |  |  |  | 069-46899 | 069-46899 | Siemens Healthineers | Ysio Max |  |  | TMC-ER-Rad-CT |  |  |  |  | 069-46899 | 069-46899 | TMC | Memorial Hermann-Texas Medical Center | TMC-ER-Rad-CT | Rad-Trauma 09 | 1/1/20 |  | 4/1/20
YES | YES |  |  |  | 069-46900 | 069-46900 | Siemens Healthineers | Ysio Max |  |  | TMC-ER-Rad-CT |  |  |  |  | 069-46900 | 069-46900 | TMC | Memorial Hermann-Texas Medical Center | TMC-ER-Rad-CT | Rad-Trauma 08 | 1/1/20 |  | 4/1/20
YES | YES |  |  |  | 069-46902 | 069-46902 | Siemens Healthineers | Ysio Max |  |  | TMC-ER-Rad-CT |  |  |  |  | 069-46902 | 069-46902 | TMC | Memorial Hermann-Texas Medical Center | TMC-ER-Rad-CT | Rad-Trauma 06 | 1/1/20 |  | 4/1/20
YES | YES |  |  |  | 069-46903 | 069-46903 | Siemens Healthineers | Ysio Max |  |  | TMC-ER-Rad-CT |  |  |  |  | 069-46903 | 069-46903 | TMC | Memorial Hermann-Texas Medical Center | TMC-ER-Rad-CT | Rad-Trauma 05
YES | YES |  |  |  | 069-46904 | 069-46904 | Siemens Healthineers | Ysio Max |  |  | TMC-ER-Rad-CT |  |  |  |  | 069-46904 | 069-46904 | TMC | Memorial Hermann-Texas Medical Center | TMC-ER-Rad-CT | Rad-Trauma 04 | 1/1/20 |  | 4/1/20
YES | YES |  |  |  | 069-46906 | 069-46906 | Siemens Healthineers | Ysio Max |  |  | TMC-ER-Rad-CT |  |  |  |  | 069-46906 | 069-46906 | TMC | Memorial Hermann-Texas Medical Center | TMC-ER-Rad-CT | Rad-Trauma 18 | 1/1/20 |  | 4/1/20
YES | YES |  |  |  | 069-46907 | 069-46907 | Siemens Healthineers | Ysio Max |  |  | TMC-ER-Rad-CT |  |  |  |  | 069-46907 | 069-46907 | TMC | Memorial Hermann-Texas Medical Center | TMC-ER-Rad-CT | Rad-Trauma 17 | 1/1/20 |  | 4/1/20
YES | YES |  |  |  | 069-46909 | 069-46909 | Siemens Healthineers | Ysio Max |  |  | TMC-ER-Rad-CT |  |  |  |  | 069-46909 | 069-46909 | TMC | Memorial Hermann-Texas Medical Center | TMC-ER-Rad-CT | Rad-Trauma 15 | 1/1/20 |  | 4/1/20
YES | YES |  |  |  | 069-46905 | 069-46905 | Siemens Healthineers | Ysio Max |  |  | TMC-ER-Rad-CT |  |  |  |  | 069-46905 | 069-46905 | TMC | Memorial Hermann-Texas Medical Center | TMC-ER-Rad-CT | Rad-Trauma 03 | 4/1/20
YES | YES |  |  |  | 069-46897 | 069-46897 | Siemens Healthineers | Ysio Max |  |  | TMC-SP6-Rad |  |  |  |  | 069-46897 | 069-46897 | TMC | Memorial Hermann-Texas Medical Center | TMC-SP6-Rad | Sarofim - Radiology Rad Room | 1/1/20 |  | 4/1/20
YES | YES |  |  |  | 005-33187 | 005-33187 | Siemens Healthineers | Z6Ms |  | (21) 80201005 | Sugar Land Endo |  |  |  |  | 005-33187 | 005-33187 | Sugar Land | Memorial Hermann Sugar Land Hospital | Sugar Land Endo | Echo
YES | YES |  |  |  | 005-33200 | 005-33200 | Siemens Healthineers | Z6Ms |  | (21) 64980521 | Sugar Land Endo |  |  |  |  | 005-33200 | 005-33200 | Sugar Land | Memorial Hermann Sugar Land Hospital | Sugar Land Endo | Echo
NO | YES | Asset Tag R-069-TraumaCTIRS |  |  | R-069-TraumaCTIRS |  | Siemens Medical Solutions |  |  | LBJ28D0725 | TMC - RADIOLOGY - HERMANN PAVILION | MHHS-TMC |  |  |  | R-069-TraumaCTIRS |  | TMC |  | TMC - RADIOLOGY - HERMANN PAVILION | [5 empty] | X-RAY TUBES |  | .needs class |  |  |  |  | .needs class | [8 empty] | Covered PM Repair - Biomedical | MHHS-TMC
NO | YES | Asset Tag R-069-TraumaCTIRS |  |  | R-069-TraumaCTIRS |  | Siemens Medical Solutions |  |  | LBJ28D0725 | TMC - RADIOLOGY - HERMANN PAVILION | MHHS-TMC |  |  |  | R-069-TraumaCTIRS |  | TMC |  | TMC - RADIOLOGY - HERMANN PAVILION | [5 empty] | X-RAY TUBES |  | .needs class |  |  |  |  | .needs class | [8 empty] | Covered PM Repair - Biomedical | MHHS-TMC
NO | YES | Asset Tag R-069-TraumaCTIRS |  |  | R-069-TraumaCTIRS |  | Siemens Medical Solutions |  |  | LBJ28D0725 | TMC - RADIOLOGY - HERMANN PAVILION | MHHS-TMC |  |  |  | R-069-TraumaCTIRS |  | TMC |  | TMC - RADIOLOGY - HERMANN PAVILION | [5 empty] | X-RAY TUBES |  | .needs class |  |  |  |  | .needs class | [8 empty] | Covered PM Repair - Biomedical | MHHS-TMC
NO | YES |  |  |  | 009-09630 | 009-09630 | Siemens Medical Solutions | ACUSON X300 |  |  | GH-Cath Lab | MHHS-Greater Heights |  | Ultrasound, Diagnostic |  | 009-09630 | 009-09630 | Central | MHHS-Greater Heights | GH-Cath Lab | Cathlab | 12/1/19 |  | 12/1/20 |  | ULTRASONIC UNITS, DIAGNOSTIC | Ultrasound, Diagnostic | ULTRASOUNDDIAGNOSTIC-SIEMENS-ACUSON X300 | ULTRASOUNDDIAGNOSTIC | ACUSON X300 |  |  |  | SIEMENS | Ultrasound, Diagnostic |  |  | ULTRASOUNDDIAGNOSTIC-SIEMENS-ACUSON X300 | 5/2/14 |  | UD-A | Covered PM Repair - Biomedical | MHHS-Greater Heights | [8 empty] | ULTRASOUNDDIAGNOSTIC | Ultrasound, Diagnostic | SIEMENS
NO | YES |  |  |  | 041-17792 | 041-17792 | Siemens Medical Solutions | ACUSON X300 |  |  | MEMORIAL CITY - CATH LAB | MHHS-Mem City |  | Ultrasound, Diagnostic |  | 041-17792 | 041-17792 | West | Heart | MEMORIAL CITY - CATH LAB | Cath Lab Hallway |  |  |  |  | ULTRASONIC UNITS, DIAGNOSTIC |  | ULTRASOUNDDIAGNOSTIC-SIEMENS-ACUSON X300 | ULTRASOUNDDIAGNOSTIC | ACUSON X300 |  |  |  | SIEMENS | Ultrasound, Diagnostic |  |  | ULTRASOUNDDIAGNOSTIC-SIEMENS-ACUSON X300 |  |  |  | Covered PM Repair - Biomedical | MHHS-Mem City
NO | YES |  |  |  | 013-17446 | 013-17446 | Siemens Medical Solutions | ACUSON X300 |  |  | SW-HVI-OR | MHHS-Southwest |  | Ultrasound, Diagnostic |  | 013-17446 | 013-17446 | Southwest | MHHS-Southwest | SW-HVI-OR | CVI HVOR | 3/1/19 |  |  |  | ULTRASONIC UNITS, DIAGNOSTIC | Ultrasound, Diagnostic | ULTRASOUNDDIAGNOSTIC-SIEMENS-ACUSON X300 | ULTRASOUNDDIAGNOSTIC | ACUSON X300 |  |  |  | SIEMENS | Ultrasound, Diagnostic |  |  | ULTRASOUNDDIAGNOSTIC-SIEMENS-ACUSON X300 | 5/2/14 |  | UD-A | Covered PM Repair - Biomedical | MHHS-Southwest | [8 empty] | ULTRASOUNDDIAGNOSTIC | Ultrasound, Diagnostic | SIEMENS
NO | YES | Asset Tag 013-36684 |  |  | 013-36684 | 013-36684 | Siemens Medical Solutions | ACUSON X300 |  |  | SW-HVI-OR | MHHS-Southwest |  | Ultrasound, Diagnostic |  | 013-36684 | 013-36684 | Southwest | MHHS-Southwest | SW-HVI-OR | HVI CVOR Cardivascular | 3/1/19 |  | 3/1/20 |  | (null) | Ultrasound, Diagnostic | ULTRASOUNDDIAGNOSTIC-SIEMENS-ACUSON X300 | ULTRASOUNDDIAGNOSTIC | ACUSON X300 |  |  |  | SIEMENS | Ultrasound, Diagnostic | (null) |  | ULTRASOUNDDIAGNOSTIC-SIEMENS-ACUSON X300 | 12/13/16 |  | UD-A | Covered PM Repair - Biomedical | MHHS-Southwest | [8 empty] | ULTRASOUNDDIAGNOSTIC | Ultrasound, Diagnostic | SIEMENS
NO | YES |  |  |  | 013-17448 | 013-17448 | Siemens Medical Solutions | ACUSON X300 |  |  | SW-HVI-OR | MHHS-Southwest |  | Ultrasound, Diagnostic |  | 013-17448 | 013-17448 | Southwest | MHHS-Southwest | SW-HVI-OR | Hvicbor | 3/1/19 |  | 3/1/20 | Fl 315347 | ULTRASONIC UNITS, DIAGNOSTIC | Ultrasound, Diagnostic | ULTRASOUNDDIAGNOSTIC-SIEMENS-ACUSON X300 | ULTRASOUNDDIAGNOSTIC | ACUSON X300 |  |  |  | SIEMENS | Ultrasound, Diagnostic |  |  | ULTRASOUNDDIAGNOSTIC-SIEMENS-ACUSON X300 |  |  | UD-A | Covered PM Repair - Biomedical | MHHS-Southwest | [5 empty] | 2/1/20 |  |  | ULTRASOUNDDIAGNOSTIC | Ultrasound, Diagnostic | SIEMENS
NO | NO |  |  |  | R-069-CLUS1 |  | Siemens Medical Solutions | ACUSON X300 |  |  | TMC - CATH LAB - ADULT (2HVI) | MHHS-TMC |  | Ultrasound, Diagnostic |  | R-069-CLUS1 |  | TMC |  | TMC - CATH LAB - ADULT (2HVI) | [5 empty] | ULTRASONIC UNITS, DIAGNOSTIC |  | ULTRASOUNDDIAGNOSTIC-SIEMENS-ACUSON X300 | ULTRASOUNDDIAGNOSTIC | ACUSON X300 |  |  |  | SIEMENS | Ultrasound, Diagnostic |  |  | ULTRASOUNDDIAGNOSTIC-SIEMENS-ACUSON X300 |  |  |  | Covered PM Repair - Biomedical | MHHS-TMC
NO | YES |  |  |  | 151-02336 | 151-02336 | Siemens Medical Solutions | HEMATEK 3000 |  |  | CY-Laboratory | MHHS-Cypress |  | Stainer, Slide |  | 151-02336 | 151-02336 | Northwest | MHHS-Cypress | CY-Laboratory | Hematology | 1/1/20 | 6/1/20 |  |  | SLIDE STAINERS | Stainer, Slide | STAINERSLIDE-Siemens-Hematek 3000 | STAINERSLIDE | Hematek 3000 |  |  |  | Siemens | Stainer, Slide |  |  | STAINERSLIDE-Siemens-Hematek 3000 |  |  | SS-A | Covered PM Repair - Biomedical | MHHS-Cypress | [8 empty] | STAINERSLIDE | Stainer, Slide | Siemens
NO | YES |  |  |  | 009-33412 | 009-33412 | Siemens Medical Solutions | HEMATEK 3000 |  |  | GH - LABORATORY | MHHS-Greater Heights |  | Stainer, Slide |  | 009-33412 | 009-33412 | Central | Memorial Hermann Greater Heights Hospital | GH - LABORATORY | Lab processing storage |  |  |  | 1 time pm sticker. Broken stated from staff. | SLIDE STAINERS |  | STAINERSLIDE-Siemens-Hematek 3000 | STAINERSLIDE | Hematek 3000 |  |  |  | Siemens | Stainer, Slide |  |  | STAINERSLIDE-Siemens-Hematek 3000 |  |  |  | Covered PM Repair - Biomedical | MHHS-Greater Heights
NO | YES |  |  |  | 133-10302 | 133-10302 | Siemens Medical Solutions | HEMATEK 3000 |  |  | Katy-Laboratory | MHHS-Katy |  | Stainer, Slide |  | 133-10302 | 133-10302 | Katy | MHHS-Katy | Katy-Laboratory | Lab |  |  |  |  | SLIDE STAINERS | Stainer, Slide | STAINERSLIDE-Siemens-Hematek 3000 | STAINERSLIDE | Hematek 3000 |  |  |  | Siemens | Stainer, Slide |  |  | STAINERSLIDE-Siemens-Hematek 3000 | 11/1/19 |  | SS-A | Covered PM Repair - Biomedical | MHHS-Katy | [8 empty] | STAINERSLIDE | Stainer, Slide | Siemens
NO | YES |  |  |  | 041-32481 | 041-32481 | Siemens Medical Solutions | HEMATEK 3000 |  |  | MEMORIAL CITY - Lab | MHHS-Mem City |  | Stainer, Slide |  | 041-32481 | 041-32481 | West | MEMORIAL CITY - MEMORIAL HERMANN HOSPITAL | MEMORIAL CITY - Lab | Lab |  |  |  | NO PM STICKER | SLIDE STAINERS |  | STAINERSLIDE-Siemens-Hematek 3000 | STAINERSLIDE | Hematek 3000 |  |  |  | Siemens | Stainer, Slide |  |  | STAINERSLIDE-Siemens-Hematek 3000 |  |  |  | Covered PM Repair - Biomedical | MHHS-Mem City
NO | YES |  |  |  | 145-01315 | 145-01315 | Siemens Medical Solutions | HEMATEK 3000 |  |  | Pearland-Laboratory-Main | MHHS-Pearland Hospital |  | Stainer, Slide |  | 145-01315 | 145-01315 | Pearland | MHHS-Pearland Hospital | Pearland-Laboratory-Main | Lab | 1/1/20 | 7/1/20 |  |  | SLIDE STAINERS | Stainer, Slide | STAINERSLIDE-Siemens-Hematek 3000 | STAINERSLIDE | Hematek 3000 |  |  |  | Siemens | Stainer, Slide |  |  | STAINERSLIDE-Siemens-Hematek 3000 |  |  | SS-A | Covered PM Repair - Biomedical | MHHS-Pearland Hospital | [8 empty] | STAINERSLIDE | Stainer, Slide | Siemens
NO | YES |  |  |  | 000-03861 | 000-03861 | Siemens Medical Solutions | HEMATEK 3000 |  |  | KT CCC-(KY)-Emergency Room | MHHS-South Katy CCC |  | Stainer, Slide |  | 000-03861 | 000-03861 | Katy | MHHS-Others | KT CCC-(KY)-Emergency Room | Lab | 3/1/19 | 3/1/20 |  |  | SLIDE STAINERS | Stainer, Slide | STAINERSLIDE-Siemens-Hematek 3000 | STAINERSLIDE | Hematek 3000 |  |  |  | Siemens | Stainer, Slide |  |  | STAINERSLIDE-Siemens-Hematek 3000 |  |  | SS-A | Covered PM Repair - Biomedical | MHHS-South Katy CCC | [8 empty] | STAINERSLIDE | Stainer, Slide | Siemens
NO | YES |  |  |  | 005-11954 | 005-11954 | Siemens Medical Solutions | HEMATEK 3000 |  |  | SE-Laboratory | MHHS-Southeast |  | Stainer, Slide |  | 005-11954 | 005-11954 | Southeast | MHHS-Southeast | SE-Laboratory | Lab | 10/1/17 |  |  |  | SLIDE STAINERS |  | STAINERSLIDE-Siemens-Hematek 3000 | STAINERSLIDE | Hematek 3000 |  |  |  | Siemens | Stainer, Slide |  |  | STAINERSLIDE-Siemens-Hematek 3000 | 1/1/19 |  |  | Covered PM Repair - Biomedical | MHHS-Southeast
NO | YES |  |  |  | 129-06178 | 129-06178 | Siemens Medical Solutions | HEMATEK 3000 |  |  | Sugar Land-Laboratory | MHHS-Sienna Plantation CCC |  | Stainer, Slide |  | 129-06178 | 129-06178 | Sugar Land | MHHS-Sugarland | Sugar Land-Laboratory | Lab | 2/1/17 |  |  |  | SLIDE STAINERS | Stainer, Slide | STAINERSLIDE-Siemens-Hematek 3000 | STAINERSLIDE | Hematek 3000 |  |  |  | Siemens | Stainer, Slide |  |  | STAINERSLIDE-Siemens-Hematek 3000 |  |  | SS-A | Covered PM Repair - Biomedical | MHHS-Sienna Plantation CCC | [8 empty] | STAINERSLIDE | Stainer, Slide | Siemens
NO | YES |  |  |  | 029-32396 | 029-32396 | Siemens Medical Solutions | HEMATEK 3000 |  |  | Woodlands-Laboratory | MHHS-Woodlands |  | Stainer, Slide |  | 029-32396 | 029-32396 | Woodlands | MHHS-Woodlands | Woodlands-Laboratory | Lab | 12/1/19 |  |  |  | SLIDE STAINERS | Stainer, Slide | STAINERSLIDE-Siemens-Hematek 3000 | STAINERSLIDE | Hematek 3000 |  |  |  | Siemens | Stainer, Slide |  |  | STAINERSLIDE-Siemens-Hematek 3000 |  |  | SS-A | Covered PM Repair - Biomedical | MHHS-Woodlands | [8 empty] | STAINERSLIDE | Stainer, Slide | Siemens
NO | NO |  |  |  | 142-08003 |  | Siemens Medical Solutions | HEMATEK 3000 |  |  | NE - LABORATORY | MHHS-Northeast |  | Stainer, Slide |  | 142-08003 |  | Katy |  | NE - LABORATORY | [5 empty] | SLIDE STAINERS |  | STAINERSLIDE-Siemens-Hematek 3000 | STAINERSLIDE | Hematek 3000 |  |  |  | Siemens | Stainer, Slide |  |  | STAINERSLIDE-Siemens-Hematek 3000 |  |  |  | Covered PM Repair - Biomedical | MHHS-Northeast
NO | NO |  |  |  | 013-36410 |  | Siemens Medical Solutions | HEMATEK 3000 |  |  | SW - LABORATORY - HEMATOLOGY | MHHS-Southwest |  | Stainer, Slide |  | 013-36410 |  | Southwest |  | SW - LABORATORY - HEMATOLOGY | [5 empty] | SLIDE STAINERS |  | STAINERSLIDE-Siemens-Hematek 3000 | STAINERSLIDE | Hematek 3000 |  |  |  | Siemens | Stainer, Slide |  |  | STAINERSLIDE-Siemens-Hematek 3000 |  |  |  | Covered PM Repair - Biomedical | MHHS-Southwest
NO | NO |  |  |  | 129-06038 |  | Siemens Medical Solutions | HEMATEK 3000 |  |  | SUGAR LAND - LABORATORY | MHHS-Sugarland |  | Stainer, Slide |  | 129-06038 |  | Sugar Land |  | SUGAR LAND - LABORATORY | [5 empty] | SLIDE STAINERS |  | STAINERSLIDE-Siemens-Hematek 3000 | STAINERSLIDE | Hematek 3000 |  |  |  | Siemens | Stainer, Slide |  |  | STAINERSLIDE-Siemens-Hematek 3000 |  |  |  | Covered PM Repair - Biomedical | MHHS-Sugarland
NO | NO |  |  |  | 129-07691 |  | Siemens Medical Solutions | HEMATEK 3000 |  |  | SP CCC - (SL) - LABORATORY | MHHS-Sienna Plantation CCC |  | Stainer, Slide |  | 129-07691 |  | Sugar Land |  | SP CCC - (SL) - LABORATORY | [5 empty] | SLIDE STAINERS |  | STAINERSLIDE-Siemens-Hematek 3000 | STAINERSLIDE | Hematek 3000 |  |  |  | Siemens | Stainer, Slide |  |  | STAINERSLIDE-Siemens-Hematek 3000 |  |  |  | Covered PM Repair - Biomedical | MHHS-Sienna Plantation CCC
NO | NO |  |  |  | 241-02637 |  | Siemens Medical Solutions | HEMATEK 3000 |  |  | TIRR - LABORATORY | MHHS-TIRR |  | Stainer, Slide |  | 241-02637 |  | TMC |  | TIRR - LABORATORY | [5 empty] | SLIDE STAINERS |  | STAINERSLIDE-Siemens-Hematek 3000 | STAINERSLIDE | Hematek 3000 |  |  |  | Siemens | Stainer, Slide |  |  | STAINERSLIDE-Siemens-Hematek 3000 |  |  |  | Covered PM Repair - Biomedical | MHHS-TIRR
NO | YES |  |  |  | R-929-RF1 |  | Siemens Medical Solutions | LUMINOS AGILE MAX |  |  | MHOSH - RADIOLOGY | MHHS Orthopedic & Spine |  | Radiographic Unit, Radio/Fluoro |  | R-929-RF1 |  | Central & Greater Heights |  | MHOSH - RADIOLOGY |  | 8/2/19 |  |  |  | RADIOGRAPHIC/FLUOROSCOPIC SYSTEMS |  | RADIOGRAPHICUNITRADFLUORO-SIEMENS-LuminosAgileMax | RADIOGRAPHICUNITRADFLUORO | Luminos Agile Max |  |  |  | SIEMENS | Radiographic Unit, Radio/Fluoro |  |  | RADIOGRAPHICUNITRADFLUORO-SIEMENS-LuminosAgileMax | 5/25/18 |  |  | Covered PM Repair - Biomedical | MHHS Orthopedic & Spine
NO | NO | [5 empty] | Siemens Medical Solutions | LUMINOS AGILE MAX |  |  | TMC - GI/ENDO - ADULT (1J) | MHHS-TMC |  | Radiographic Unit, Radio/Fluoro |  |  |  | TMC |  | TMC - GI/ENDO - ADULT (1J) | [5 empty] | RADIOGRAPHIC/FLUOROSCOPIC SYSTEMS |  | RADIOGRAPHICUNITRADFLUORO-SIEMENS-LuminosAgileMax | RADIOGRAPHICUNITRADFLUORO | Luminos Agile Max |  |  |  | SIEMENS | Radiographic Unit, Radio/Fluoro |  |  | RADIOGRAPHICUNITRADFLUORO-SIEMENS-LuminosAgileMax |  |  |  | Not Covered Vendor Only - Biomedical | MHHS-TMC
NO | NO |  |  |  | R-069-GILAB |  | Siemens Medical Solutions | LUMINOS AGILE MAX |  |  | TMC - GI/ENDO - ADULT (1J) | MHHS-TMC |  | Radiographic Unit, Radio/Fluoro |  | R-069-GILAB |  | TMC |  | TMC - GI/ENDO - ADULT (1J) | [5 empty] | RADIOGRAPHIC/FLUOROSCOPIC SYSTEMS |  | RADIOGRAPHICUNITRADFLUORO-SIEMENS-LuminosAgileMax | RADIOGRAPHICUNITRADFLUORO | Luminos Agile Max |  |  |  | SIEMENS | Radiographic Unit, Radio/Fluoro |  |  | RADIOGRAPHICUNITRADFLUORO-SIEMENS-LuminosAgileMax |  |  |  | Not Covered Vendor Only - Biomedical | MHHS-TMC
NO | YES |  |  |  | 069-45947 | 069-45947 | Siemens Medical Solutions | LUMINOUS AGILE MAX 10762472 |  |  | TMC - RADIOLOGY - CHILDRENS HOSPITAL | MHHS-TMC |  |  |  | 069-45947 | 069-45947 | TMC |  | TMC - RADIOLOGY - CHILDRENS HOSPITAL | [5 empty] | RADIOGRAPHIC/FLUOROSCOPIC SYSTEMS |  | .needs class | [10 empty] | 8/1/12 | Finished from Script 3/27/2020 12:11:52pm (Central) |  | Covered PM Repair - Biomedical | MHHS-TMC
NO | YES |  |  |  | 151-01744 | 151-01744 | Siemens Medical Solutions | MULTIX FUSION |  |  | CY - IMAGING | MHHS-Cypress |  | Radiographic Unit |  | 151-01744 | 151-01744 | Northwest & Cypress | 27800 NW freeway, Herman Memorial | CY - IMAGING | M1 123 | 3/1/18 | 3/1/19 |  |  | RADIOGRAPHIC SYSTEMS | Radiographic Unit | RADIOGRAPHICUNIT-SIEMENS-Multix Fusion | RADIOGRAPHICUNIT | Multix Fusion |  |  |  | SIEMENS | Radiographic Unit |  |  | RADIOGRAPHICUNIT-SIEMENS-Multix Fusion |  |  | RU-A | Not Covered Vendor Only - Lab Ana/Anes | MHHS-Cypress | [8 empty] | RADIOGRAPHICUNIT | Radiographic Unit | SIEMENS
NO | YES | Asset Tag 041-19935 |  |  | 041-19935 | 041-19935 | Siemens Medical Solutions | SOMATOM SCOPE |  | 400-507418 | OPID - (CY) - CYPRESS - 427 (MP1) | MHHS-OPID |  | Scanner, Computed Tomography |  | 041-19935 | 041-19935 | Northwest & Cypress | Memorial Hermann cypres sports 27700 | OPID - (CY) - CYPRESS - 427 (MP1) | C1:225 |  | 2/1/20 |  |  | SCANNING SYSTEMS, COMPUTED TOMOGRAPHY | Scanner, Computed Tomography | SCANCOMPUTTOMOGRAPHY-Siemens-Somatom Scope | SCANCOMPUTTOMOGRAPHY | Somatom Scope |  |  |  | SIEMENS | Scanner, Computed Tomography |  |  | SCANCOMPUTTOMOGRAPHY-Siemens-Somatom Scope | 7/31/18 |  | SCT-SA | Covered PM Repair - Respiratory/Steriliz | MHHS-OPID | [5 empty] | 1/1/16 |  |  | SCANCOMPUTTOMOGRAPHY | Scanner, Computed Tomography | SIEMENS
NO | YES |  |  |  | 929-00863 |  | Siemens Medical Solutions | SOMATOM SCOPE |  |  | OPID - (WDLS) - WOODLANDS - 430 (MP3) | MHHS-OPID |  | Scanner, Computed Tomography |  | 929-00863 |  | Woodlands |  | OPID - (WDLS) - WOODLANDS - 430 (MP3) |  | 10/21/19 |  |  |  | SCANNING SYSTEMS, COMPUTED TOMOGRAPHY |  | SCANCOMPUTTOMOGRAPHY-Siemens-Somatom Scope | SCANCOMPUTTOMOGRAPHY | Somatom Scope |  |  |  | SIEMENS | Scanner, Computed Tomography |  |  | SCANCOMPUTTOMOGRAPHY-Siemens-Somatom Scope |  |  |  | Covered PM Repair - Biomedical | MHHS-OPID
NO | YES |  |  |  | 041-20519 | 041-20519 | Siemens Medical Solutions | SYNGO X WORKPLACE |  |  | MEMORIAL CITY - CATH LAB | MHHS-Mem City |  |  |  | 041-20519 | 041-20519 | West | Heart | MEMORIAL CITY - CATH LAB | E9 215.2 Control Room |  |  |  |  | WORKSTATIONS |  | .needs class | [13 empty] | Covered PM Repair - Biomedical | MHHS-Mem City
NO | YES |  |  |  | R-069-OR36WS2 |  | Siemens Medical Solutions | SYNGO X WORKPLACE |  |  | TMC - RADIOLOGY - HERMANN PAVILION | MHHS-TMC |  |  |  | R-069-OR36WS2 |  | TMC |  | TMC - RADIOLOGY - HERMANN PAVILION |  | 10/17/19 |  |  |  | WORKSTATIONS |  | .needs class | [10 empty] | 6/1/18 |  |  | Covered PM Repair - Biomedical | MHHS-TMC
NO | YES |  |  |  | R-069-TraumaCTWS |  | Siemens Medical Solutions | SYNGO X WORKPLACE |  |  | TMC - RADIOLOGY - HERMANN PAVILION | MHHS-TMC |  |  |  | R-069-TraumaCTWS |  | TMC |  | TMC - RADIOLOGY - HERMANN PAVILION |  | 7/22/19 |  |  |  | WORKSTATIONS |  | .needs class | [10 empty] | 6/1/18 |  |  | Covered PM Repair - Biomedical | MHHS-TMC
NO | YES |  |  |  | R-069-TraumaCTWS2 |  | Siemens Medical Solutions | SYNGO X WORKPLACE |  | CZ3705CXJF | TMC - RADIOLOGY - HERMANN PAVILION | MHHS-TMC |  |  |  | R-069-TraumaCTWS2 |  | TMC |  | TMC - RADIOLOGY - HERMANN PAVILION |  | 7/22/19 |  |  |  | WORKSTATIONS |  | .needs class | [10 empty] | 6/1/18 |  |  | Covered PM Repair - Biomedical | MHHS-TMC
NO | YES |  |  |  | R-069-ANGIO1WS |  | Siemens Medical Solutions | SYNGO X WORKPLACE |  | 400-354077 | TMC - RADIOLOGY - IR/ANGIO | MHHS-TMC |  |  |  | R-069-ANGIO1WS |  | TMC |  | TMC - RADIOLOGY - IR/ANGIO |  | 5/31/19 |  |  |  | WORKSTATIONS |  | .needs class | [10 empty] | 6/1/18 |  |  | Covered PM Repair - Biomedical | MHHS-TMC
NO | YES |  |  |  | R-069-ANGIO5WS |  | Siemens Medical Solutions | SYNGO X WORKPLACE |  |  | TMC - RADIOLOGY - IR/ANGIO | MHHS-TMC |  |  |  | R-069-ANGIO5WS |  | TMC |  | TMC - RADIOLOGY - IR/ANGIO |  | 9/26/19 |  |  |  | WORKSTATIONS |  | .needs class | [10 empty] | 6/1/18 |  |  | Covered PM Repair - Biomedical | MHHS-TMC
NO | YES |  |  |  | R-069-NMNETWS |  | Siemens Medical Solutions | SYNGO X WORKPLACE |  | 2UA825ZC3H | TMC - RADIOLOGY - NUC MED | MHHS-TMC |  |  |  | R-069-NMNETWS |  | TMC |  | TMC - RADIOLOGY - NUC MED |  | 9/3/19 |  |  |  | WORKSTATIONS |  | .needs class | [10 empty] | 6/1/18 |  |  | Covered PM Repair - Biomedical | MHHS-TMC
NO | NO |  |  |  | 041-20400 |  | Siemens Medical Solutions | SYNGO X WORKPLACE |  | 400-523164 | MEMORIAL CITY - CATH LAB | MHHS-Mem City |  |  |  | 041-20400 |  | West & Memorial City |  | MEMORIAL CITY - CATH LAB | [5 empty] | WORKSTATIONS |  | .needs class | [13 empty] | Covered PM Repair - Biomedical | MHHS-Mem City
NO | NO |  |  |  | 029-32374 |  | Siemens Medical Solutions | SYNGO X WORKPLACE |  |  | WOODLANDS - CATH LAB | MHHS-Woodlands |  |  |  | 029-32374 |  | Woodlands |  | WOODLANDS - CATH LAB | [5 empty] | WORKSTATIONS |  | .needs class | [13 empty] | Covered PM Repair - Biomedical | MHHS-Woodlands
YES | YES | [5 empty] | Siemens medical solutions diagnostics |  |  | ROB20000868 | MEMORIAL CITY - LABORATORY | [6 empty] | West |  | MEMORIAL CITY - LABORATORY | Lab
YES | YES | Serial Number Cnf |  |  |  | 041-14212 | Siemens medical solutions diagnostics |  |  | Cnf | MEMORIAL CITY - LABORATORY | [5 empty] | 041-14212 | West |  | MEMORIAL CITY - LABORATORY | Lab
NO | YES |  |  |  |  | 041-17343 | SIEMENS MEDICAL SOLUTIONS DIAGNOSTICS | ACUSON S1000 |  |  | MEMORIAL CITY - CATH LAB | MHHS-Mem City |  | Ultrasound, Diagnostic |  |  | 041-17343 | West | Heart | MEMORIAL CITY - CATH LAB | Cath Lab Hallway |  |  |  |  | ULTRASONIC UNITS, DIAGNOSTIC |  | ULTRASOUNDDIAGNOSTIC-SIEMENS-ACUSON S1000 | ULTRASOUNDDIAGNOSTIC | ACUSON S1000 |  |  |  | SIEMENS | Ultrasound, Diagnostic |  |  | ULTRASOUNDDIAGNOSTIC-SIEMENS-ACUSON S1000 |  |  |  | Covered PM Repair - Biomedical | MHHS-Mem City
NO | YES |  |  |  | R-069-28455 |  | SIEMENS MEDICAL SOLUTIONS DIAGNOSTICS | ACUSON S1000 |  |  | TMC - RADIOLOGY - IR/ANGIO | MHHS-TMC |  | Ultrasound, Diagnostic |  | R-069-28455 |  | TMC |  | TMC - RADIOLOGY - IR/ANGIO |  | 6/19/19 |  |  |  | ULTRASONIC UNITS, DIAGNOSTIC |  | ULTRASOUNDDIAGNOSTIC-SIEMENS-ACUSON S1000 | ULTRASOUNDDIAGNOSTIC | ACUSON S1000 |  |  |  | SIEMENS | Ultrasound, Diagnostic |  |  | ULTRASOUNDDIAGNOSTIC-SIEMENS-ACUSON S1000 |  |  |  | Covered PM Repair - Biomedical | MHHS-TMC
NO | YES |  |  |  | 151-01909 | 151-01909 | SIEMENS MEDICAL SOLUTIONS DIAGNOSTICS | ADVIA CENTAUR CP |  | ROB30005009 | CY - LABORATORY | MHHS-Cypress |  | Analyzer, Immunochemistry |  | 151-01909 | 151-01909 | Northwest | Cypress | CY - LABORATORY | Chemistry | 3/1/19 | 3/1/20 |  |  | ANALYZERS, LABORATORY, IMMUNOASSAY | Analyzer, Immunochemistry | ANALYZERIMMUNOCHEMISTRY-Siemens-ADVIA Centaur CP | ANALYZERIMMUNOCHEMISTRY | ADVIA Centaur CP |  |  |  | Siemens | Analyzer, Immunochemistry |  |  | ANALYZERIMMUNOCHEMISTRY-Siemens-ADVIA Centaur CP | 10/30/17 |  | AI-A | Covered PM Repair - Biomedical | MHHS-Cypress | [8 empty] | ANALYZERIMMUNOCHEMISTRY | Analyzer, Immunochemistry | Siemens
NO | YES |  |  |  | 151-01910 | 151-01910 | SIEMENS MEDICAL SOLUTIONS DIAGNOSTICS | ADVIA CENTAUR CP |  | ROB30002413 | CY - LABORATORY | MHHS-Cypress |  | Analyzer, Immunochemistry |  | 151-01910 | 151-01910 | Northwest | Cypress | CY - LABORATORY | Chemistry | 3/1/19 | 3/1/20 |  |  | ANALYZERS, LABORATORY, IMMUNOASSAY | Analyzer, Immunochemistry | ANALYZERIMMUNOCHEMISTRY-Siemens-ADVIA Centaur CP | ANALYZERIMMUNOCHEMISTRY | ADVIA Centaur CP |  |  |  | Siemens | Analyzer, Immunochemistry |  |  | ANALYZERIMMUNOCHEMISTRY-Siemens-ADVIA Centaur CP | 10/30/17 |  | AI-A | Covered PM Repair - Biomedical | MHHS-Cypress | [8 empty] | ANALYZERIMMUNOCHEMISTRY | Analyzer, Immunochemistry | Siemens
NO | YES |  |  |  |  | 009-08279 | SIEMENS MEDICAL SOLUTIONS DIAGNOSTICS | ADVIA CENTAUR CP |  | ROB20002252 | GH - LABORATORY | MHHS-Greater Heights |  | Analyzer, Immunochemistry |  |  | 009-08279 | Central | GH - LABORATORY | GH - LABORATORY | GH - LABORATORY |  |  |  |  | ANALYZERS, LABORATORY, IMMUNOASSAY |  | ANALYZERIMMUNOCHEMISTRY-Siemens-ADVIA Centaur CP | ANALYZERIMMUNOCHEMISTRY | ADVIA Centaur CP |  |  |  | Siemens | Analyzer, Immunochemistry |  |  | ANALYZERIMMUNOCHEMISTRY-Siemens-ADVIA Centaur CP |  |  |  | Covered PM Repair - Biomedical | MHHS-Greater Heights
NO | YES |  |  |  |  | 099-03159 | SIEMENS MEDICAL SOLUTIONS DIAGNOSTICS | ADVIA CENTAUR CP |  | rob20000652 | NE-Laboratory | MHHS-Northeast |  | Analyzer, Immunochemistry |  |  | 099-03159 | Katy | MHHS-Northeast | NE-Laboratory | Lab | 9/1/13 |  |  |  | ANALYZERS, LABORATORY, IMMUNOASSAY | Analyzer, Immunochemistry | ANALYZERIMMUNOCHEMISTRY-Siemens-ADVIA Centaur CP | ANALYZERIMMUNOCHEMISTRY | ADVIA Centaur CP |  |  |  | Siemens | Analyzer, Immunochemistry |  |  | ANALYZERIMMUNOCHEMISTRY-Siemens-ADVIA Centaur CP | 10/30/17 |  | AI-A | Covered PM Repair - Biomedical | MHHS-Northeast | [8 empty] | ANALYZERIMMUNOCHEMISTRY | Analyzer, Immunochemistry | Siemens
NO | YES |  |  |  |  | 099-03160 | SIEMENS MEDICAL SOLUTIONS DIAGNOSTICS | ADVIA CENTAUR CP |  | ROB20002096 | NE-Laboratory | MHHS-Northeast |  | Analyzer, Immunochemistry |  |  | 099-03160 | Katy | MHHS-Northeast | NE-Laboratory | Lab | 9/1/13 |  |  |  | ANALYZERS, LABORATORY, IMMUNOASSAY | Analyzer, Immunochemistry | ANALYZERIMMUNOCHEMISTRY-Siemens-ADVIA Centaur CP | ANALYZERIMMUNOCHEMISTRY | ADVIA Centaur CP |  |  |  | Siemens | Analyzer, Immunochemistry |  |  | ANALYZERIMMUNOCHEMISTRY-Siemens-ADVIA Centaur CP | 10/30/17 |  | AI-A | Covered PM Repair - Biomedical | MHHS-Northeast | [8 empty] | ANALYZERIMMUNOCHEMISTRY | Analyzer, Immunochemistry | Siemens
NO | YES |  |  |  | 145-01294 | 145-01294 | SIEMENS MEDICAL SOLUTIONS DIAGNOSTICS | ADVIA CENTAUR CP |  | ROB20001313 | Pearland-Laboratory-Main | MHHS-Pearland Hospital |  | Analyzer, Immunochemistry |  | 145-01294 | 145-01294 | Pearland | MHHS-Pearland Hospital | Pearland-Laboratory-Main | Speciman Processing |  |  |  |  | ANALYZERS, LABORATORY, IMMUNOASSAY | Analyzer, Immunochemistry | ANALYZERIMMUNOCHEMISTRY-Siemens-ADVIA Centaur CP | ANALYZERIMMUNOCHEMISTRY | ADVIA Centaur CP |  |  |  | Siemens | Analyzer, Immunochemistry |  |  | ANALYZERIMMUNOCHEMISTRY-Siemens-ADVIA Centaur CP | 10/30/17 |  | AI-A | Covered PM Repair - Biomedical | MHHS-Pearland Hospital | [8 empty] | ANALYZERIMMUNOCHEMISTRY | Analyzer, Immunochemistry | Siemens
NO | YES |  |  |  | 005-06639 | 005-06639 | SIEMENS MEDICAL SOLUTIONS DIAGNOSTICS | ADVIA CENTAUR CP |  | rob20001417 | SE-Laboratory | MHHS-Southeast |  | Analyzer, Immunochemistry |  | 005-06639 | 005-06639 | Southeast | MHHS-Southeast | SE-Laboratory |  | 11/1/10 |  |  |  | ANALYZERS, LABORATORY, IMMUNOASSAY |  | ANALYZERIMMUNOCHEMISTRY-Siemens-ADVIA Centaur CP | ANALYZERIMMUNOCHEMISTRY | ADVIA Centaur CP |  |  |  | Siemens | Analyzer, Immunochemistry |  |  | ANALYZERIMMUNOCHEMISTRY-Siemens-ADVIA Centaur CP | 10/30/17 |  |  | Covered PM Repair - Biomedical | MHHS-Southeast
NO | YES |  |  |  |  | 129-04145 | SIEMENS MEDICAL SOLUTIONS DIAGNOSTICS | ADVIA CENTAUR CP |  | ROB20000903 | Sugar Land-Laboratory | MHHS-Sugarland |  | Analyzer, Immunochemistry |  |  | 129-04145 | Sugar Land | MHHS-Sugarland | Sugar Land-Laboratory | Lab | 9/1/14 |  |  |  | ANALYZERS, LABORATORY, IMMUNOASSAY | Analyzer, Immunochemistry | ANALYZERIMMUNOCHEMISTRY-Siemens-ADVIA Centaur CP | ANALYZERIMMUNOCHEMISTRY | ADVIA Centaur CP |  |  |  | Siemens | Analyzer, Immunochemistry |  |  | ANALYZERIMMUNOCHEMISTRY-Siemens-ADVIA Centaur CP | 10/30/17 |  | AI-A | Covered PM Repair - Biomedical | MHHS-Sugarland | [8 empty] | ANALYZERIMMUNOCHEMISTRY | Analyzer, Immunochemistry | Siemens
NO | YES |  |  |  | 129-04811 | 129-04811 | SIEMENS MEDICAL SOLUTIONS DIAGNOSTICS | ADVIA CENTAUR CP |  | ROB20002249 | Sugar Land-Laboratory | MHHS-Sugarland |  | Analyzer, Immunochemistry |  | 129-04811 | 129-04811 | Sugar Land | MHHS-Sugarland | Sugar Land-Laboratory | Lab | 3/1/14 |  |  |  | ANALYZERS, LABORATORY, IMMUNOASSAY | Analyzer, Immunochemistry | ANALYZERIMMUNOCHEMISTRY-Siemens-ADVIA Centaur CP | ANALYZERIMMUNOCHEMISTRY | ADVIA Centaur CP |  |  |  | Siemens | Analyzer, Immunochemistry |  |  | ANALYZERIMMUNOCHEMISTRY-Siemens-ADVIA Centaur CP | 10/30/17 |  | AI-A | Covered PM Repair - Biomedical | MHHS-Sugarland | [8 empty] | ANALYZERIMMUNOCHEMISTRY | Analyzer, Immunochemistry | Siemens
YES | YES |  |  |  | 009-06017 | 009-06017 | SIEMENS MEDICAL SOLUTIONS DIAGNOSTICS | ADVIA CENTAUR CP |  |  | GH - LABORATORY |  |  |  |  | 009-06017 | 009-06017 | Central | GH - LABORATORY | GH - LABORATORY | GH - LABORATORY
NO | YES |  |  |  | 017-01101 | 017-01101 | SIEMENS MEDICAL SOLUTIONS DIAGNOSTICS | CLINITEK STATUS PLUS |  |  | MH MG-(PL)-Central Pearland | MHHS-MG |  | Analyzer, Urine |  | 017-01101 | 017-01101 | Pearland | MHHS-MG | MH MG-(PL)-Central Pearland | Lab 1 | 2/1/19 |  |  |  | ANALYZERS, LABORATORY, URINE | Analyzer, Urine | ANALYZERURINE-Siemens-Clinitek Status Plus | ANALYZERURINE | Clinitek Status Plus |  |  |  | Siemens | Analyzer, Urine |  |  | ANALYZERURINE-Siemens-Clinitek Status Plus | 6/1/01 |  | AU-A | Covered PM Repair - Biomedical | MHHS-MG | [8 empty] | ANALYZERURINE | Analyzer, Urine | Siemens
NO | YES |  |  |  | 017-01116 | 017-01116 | SIEMENS MEDICAL SOLUTIONS DIAGNOSTICS | CLINITEK STATUS PLUS |  |  | MH MG-(PL)-Central Pearland | MHHS-MG |  | Analyzer, Urine |  | 017-01116 | 017-01116 | Pearland | MHHS-MG | MH MG-(PL)-Central Pearland | Lab | 2/1/19 |  |  |  | ANALYZERS, LABORATORY, URINE | Analyzer, Urine | ANALYZERURINE-Siemens-Clinitek Status Plus | ANALYZERURINE | Clinitek Status Plus |  |  |  | Siemens | Analyzer, Urine |  |  | ANALYZERURINE-Siemens-Clinitek Status Plus |  |  | AU-A | Covered PM Repair - Biomedical | MHHS-MG | [8 empty] | ANALYZERURINE | Analyzer, Urine | Siemens
NO | YES |  |  |  | 017-01045 |  | SIEMENS MEDICAL SOLUTIONS DIAGNOSTICS | CLINITEK STATUS PLUS |  |  | MH MG - (MC) - PHILLIPS 66 | MHHS-MG |  | Analyzer, Urine |  | 017-01045 |  | West & Memorial City |  | MH MG - (MC) - PHILLIPS 66 | [5 empty] | ANALYZERS, LABORATORY, URINE |  | ANALYZERURINE-Siemens-Clinitek Status Plus | ANALYZERURINE | Clinitek Status Plus |  |  |  | Siemens | Analyzer, Urine |  |  | ANALYZERURINE-Siemens-Clinitek Status Plus | 06/03/2005 |  |  | Covered PM Repair - Respiratory/Steriliz | MHHS-MG
NO | YES |  |  |  | 929-01415 | 929-01415 | SIEMENS MEDICAL SOLUTIONS DIAGNOSTICS | CLINITEK STATUS PLUS |  |  | MH MG-(CY)-Cypress Multi Specialty | MHHS-MG |  | Analyzer, Urine |  | 929-01415 | 929-01415 | Northwest | MHHS-MG | MH MG-(CY)-Cypress Multi Specialty | Multispecialty |  |  |  |  | ANALYZERS, LABORATORY, URINE | Analyzer, Urine | ANALYZERURINE-Siemens-Clinitek Status Plus | ANALYZERURINE | Clinitek Status Plus |  |  |  | Siemens | Analyzer, Urine |  |  | ANALYZERURINE-Siemens-Clinitek Status Plus | 12/10/10 |  | AU-A | Covered PM Repair - Radiology, Low End | MHHS-MG | [8 empty] | ANALYZERURINE | Analyzer, Urine | Siemens
NO | YES |  |  |  | 151-02450 | 151-02450 | SIEMENS MEDICAL SOLUTIONS DIAGNOSTICS | CLINITEK STATUS PLUS |  | NSN | MH MG - (CY) - OCCUPATIONAL MEDICINE [MP1-STE180] | MHHS-MG |  | Analyzer, Urine |  | 151-02450 | 151-02450 | Northwest | MHHS-MG | MH MG - (CY) - OCCUPATIONAL MEDICINE [MP1-STE180] | Occupational health room C1 704 |  | 2/1/20 |  | No pm required sticker. | ANALYZERS, LABORATORY, URINE | Analyzer, Urine | ANALYZERURINE-Siemens-Clinitek Status Plus | ANALYZERURINE | Clinitek Status Plus |  |  |  | Siemens | Analyzer, Urine |  |  | ANALYZERURINE-Siemens-Clinitek Status Plus | 8/30/16 |  | AU-A | Covered PM Repair - Radiology, Low End | MHHS-MG | [8 empty] | ANALYZERURINE | Analyzer, Urine | Siemens
NO | YES |  |  |  | 009-10239 | 009-10239 | SIEMENS MEDICAL SOLUTIONS DIAGNOSTICS | CLINITEK STATUS PLUS |  |  | MH MG-(GH)-GH Urology [Mp1-Ste500] | MHHS-MG |  | Analyzer, Urine |  | 009-10239 | 009-10239 | Central | MHHS-MG | MH MG-(GH)-GH Urology [Mp1-Ste500] |  | 12/1/16 |  |  |  | ANALYZERS, LABORATORY, URINE | Analyzer, Urine | ANALYZERURINE-Siemens-Clinitek Status Plus | ANALYZERURINE | Clinitek Status Plus |  |  |  | Siemens | Analyzer, Urine |  |  | ANALYZERURINE-Siemens-Clinitek Status Plus | 6/20/20 |  | AU-A | Not Covered Vendor Only - Rad, Low End | MHHS-MG | [8 empty] | ANALYZERURINE | Analyzer, Urine | Siemens
NO | YES |  |  |  | 929-01159 | 929-01159 | SIEMENS MEDICAL SOLUTIONS DIAGNOSTICS | CLINITEK STATUS PLUS |  | NSN | MH MG-(GH)-Urgent Care-Washington Ave | MHHS-MG |  | Analyzer, Urine |  | 929-01159 | 929-01159 | Central | MHHS-MG | MH MG-(GH)-Urgent Care-Washington Ave | Lab | 7/1/17 |  |  | One time safety | ANALYZERS, LABORATORY, URINE | Analyzer, Urine | ANALYZERURINE-Siemens-Clinitek Status Plus | ANALYZERURINE | Clinitek Status Plus |  |  |  | Siemens | Analyzer, Urine |  |  | ANALYZERURINE-Siemens-Clinitek Status Plus | 4/22/15 |  | AU-A | Covered PM Repair - Radiology, Low End | MHHS-MG | [8 empty] | ANALYZERURINE | Analyzer, Urine | Siemens
NO | YES |  |  |  | 000-05122 | 000-05122 | SIEMENS MEDICAL SOLUTIONS DIAGNOSTICS | CLINITEK STATUS PLUS |  |  | MH MG-(KY)-Katy Sports Medicine | MHHS-MG |  | Analyzer, Urine |  | 000-05122 | 000-05122 | Katy | MHHS-MG | MH MG-(KY)-Katy Sports Medicine | Nurses station | 10/1/19 |  |  | No pm required | ANALYZERS, LABORATORY, URINE | Analyzer, Urine | ANALYZERURINE-Siemens-Clinitek Status Plus | ANALYZERURINE | Clinitek Status Plus |  |  |  | Siemens | Analyzer, Urine |  |  | ANALYZERURINE-Siemens-Clinitek Status Plus |  |  | AU-A | Covered PM Repair - Radiology, Low End | MHHS-MG | [8 empty] | ANALYZERURINE | Analyzer, Urine | Siemens
NO | YES |  |  |  | 143-01737 | 143-01737 | SIEMENS MEDICAL SOLUTIONS DIAGNOSTICS | CLINITEK STATUS PLUS |  |  | MH MG-(KY)-OB/GYN | MHHS-MG |  | Analyzer, Urine |  | 143-01737 | 143-01737 | Katy | MHHS-MG | MH MG-(KY)-OB/GYN | Lab |  |  |  |  | ANALYZERS, LABORATORY, URINE | Analyzer, Urine | ANALYZERURINE-Siemens-Clinitek Status Plus | ANALYZERURINE | Clinitek Status Plus |  |  |  | Siemens | Analyzer, Urine |  |  | ANALYZERURINE-Siemens-Clinitek Status Plus |  |  | AU-A | Covered PM Repair - Radiology, Low End | MHHS-MG | [8 empty] | ANALYZERURINE | Analyzer, Urine | Siemens
NO | YES |  |  |  | 143-01738 | 143-01738 | SIEMENS MEDICAL SOLUTIONS DIAGNOSTICS | CLINITEK STATUS PLUS |  |  | MH MG-(KY)-OB/GYN | MHHS-MG |  | Analyzer, Urine |  | 143-01738 | 143-01738 | Katy | MHHS-MG | MH MG-(KY)-OB/GYN | LAB |  |  |  |  | ANALYZERS, LABORATORY, URINE | Analyzer, Urine | ANALYZERURINE-Siemens-Clinitek Status Plus | ANALYZERURINE | Clinitek Status Plus |  |  |  | Siemens | Analyzer, Urine |  |  | ANALYZERURINE-Siemens-Clinitek Status Plus | 11/17/16 |  | AU-A | Covered PM Repair - Biomedical | MHHS-MG | [8 empty] | ANALYZERURINE | Analyzer, Urine | Siemens
NO | YES |  |  |  | 583-00936 | 583-00936 | SIEMENS MEDICAL SOLUTIONS DIAGNOSTICS | CLINITEK STATUS PLUS |  |  | Katy-Med/Surg 5th Floor | MHHS-MG |  | Analyzer, Urine |  | 583-00936 | 583-00936 | Katy | MHHS-Katy | Katy-Med/Surg 5th Floor | Occupational Medicine | 1/1/19 | 1/1/20 |  |  | ANALYZERS, LABORATORY, URINE | Analyzer, Urine | ANALYZERURINE-Siemens-Clinitek Status Plus | ANALYZERURINE | Clinitek Status Plus |  |  |  | Siemens | Analyzer, Urine |  |  | ANALYZERURINE-Siemens-Clinitek Status Plus |  |  | AU-A | Covered PM Repair - Biomedical | MHHS-MG | [8 empty] | ANALYZERURINE | Analyzer, Urine | Siemens
NO | YES |  |  |  | 583-01373 | 583-01373 | SIEMENS MEDICAL SOLUTIONS DIAGNOSTICS | CLINITEK STATUS PLUS |  |  | MH MG-(KY)-Urgent Care-Fulshear | MHHS-MG |  | Analyzer, Urine |  | 583-01373 | 583-01373 | Katy | MHHS-MG | MH MG-(KY)-Urgent Care-Fulshear | Lab | 1/1/19 |  |  | One time safety | ANALYZERS, LABORATORY, URINE | Analyzer, Urine | ANALYZERURINE-Siemens-Clinitek Status Plus | ANALYZERURINE | Clinitek Status Plus |  |  |  | Siemens | Analyzer, Urine |  |  | ANALYZERURINE-Siemens-Clinitek Status Plus | 7/1/05 |  | AU-A | Covered PM Repair - Biomedical | MHHS-MG | [8 empty] | ANALYZERURINE | Analyzer, Urine | Siemens
NO | YES |  |  |  |  | 009-33070 | SIEMENS MEDICAL SOLUTIONS DIAGNOSTICS | CLINITEK STATUS PLUS |  | ST384106 | MH MG - (NE) - ATASCOCITA PEDIATRICS | MHHS-MG |  | Analyzer, Urine |  |  | 009-33070 | Katy | MHMG-Suite 202 | MH MG - (NE) - ATASCOCITA PEDIATRICS | [5 empty] | ANALYZERS, LABORATORY, URINE |  | ANALYZERURINE-Siemens-Clinitek Status Plus | ANALYZERURINE | Clinitek Status Plus |  |  |  | Siemens | Analyzer, Urine |  |  | ANALYZERURINE-Siemens-Clinitek Status Plus |  |  |  | Covered PM Repair - Radiology, Low End | MHHS-MG
NO | YES |  |  |  | 142-07493 | 142-07493 | SIEMENS MEDICAL SOLUTIONS DIAGNOSTICS | CLINITEK STATUS PLUS |  |  | MH MG-(NE)-Kingwood Ob/Gyn | MHHS-MG |  | Analyzer, Urine |  | 142-07493 | 142-07493 | Katy | MHHS-MG | MH MG-(NE)-Kingwood Ob/Gyn |  | 2/1/19 | 2/1/20 |  |  | ANALYZERS, LABORATORY, URINE | Analyzer, Urine | ANALYZERURINE-Siemens-Clinitek Status Plus | ANALYZERURINE | Clinitek Status Plus |  |  |  | Siemens | Analyzer, Urine |  |  | ANALYZERURINE-Siemens-Clinitek Status Plus |  |  | AU-A | Covered PM Repair - Biomedical | MHHS-MG | [8 empty] | ANALYZERURINE | Analyzer, Urine | Siemens
NO | YES |  |  |  | 929-01230 | 929-01230 | SIEMENS MEDICAL SOLUTIONS DIAGNOSTICS | CLINITEK STATUS PLUS |  |  | MH MG-(NE)-Kingwood Ob/Gyn | MHHS-MG |  | Analyzer, Urine |  | 929-01230 | 929-01230 | Katy | MHHS-MG | MH MG-(NE)-Kingwood Ob/Gyn |  | 2/1/19 | 2/1/20 |  |  | ANALYZERS, LABORATORY, URINE | Analyzer, Urine | ANALYZERURINE-Siemens-Clinitek Status Plus | ANALYZERURINE | Clinitek Status Plus |  |  |  | Siemens | Analyzer, Urine |  |  | ANALYZERURINE-Siemens-Clinitek Status Plus |  |  | AU-A | Covered PM Repair - Biomedical | MHHS-MG | [8 empty] | ANALYZERURINE | Analyzer, Urine | Siemens
NO | YES | [5 empty] | SIEMENS MEDICAL SOLUTIONS DIAGNOSTICS | CLINITEK STATUS PLUS |  |  | MH MG-(NE)-Summer Creek CCC | MHHS-MG |  | Analyzer, Urine |  |  |  | Katy | MHHS-MG | MH MG-(NE)-Summer Creek CCC | Nurses station |  |  |  | Out of asset tags | ANALYZERS, LABORATORY, URINE | Analyzer, Urine | ANALYZERURINE-Siemens-Clinitek Status Plus | ANALYZERURINE | Clinitek Status Plus |  |  |  | Siemens | Analyzer, Urine |  |  | ANALYZERURINE-Siemens-Clinitek Status Plus | 3/2/00 |  | AU-A | Not Covered Vendor Only - Biomedical | MHHS-MG | [8 empty] | ANALYZERURINE | Analyzer, Urine | Siemens
NO | YES |  |  |  | 005-10526 | 005-10526 | SIEMENS MEDICAL SOLUTIONS DIAGNOSTICS | CLINITEK STATUS PLUS |  |  | MH MG - (SE) - URGENT CARE - FRIENDSWOOD | MHHS-MG |  | Analyzer, Urine |  | 005-10526 | 005-10526 | Southeast | Memorial Hermann Urgent Care Friendswood (#112) | MH MG - (SE) - URGENT CARE - FRIENDSWOOD |  | 2/1/19 |  |  |  | ANALYZERS, LABORATORY, URINE | Analyzer, Urine | ANALYZERURINE-Siemens-Clinitek Status Plus | ANALYZERURINE | Clinitek Status Plus |  |  |  | Siemens | Analyzer, Urine |  |  | ANALYZERURINE-Siemens-Clinitek Status Plus |  |  | AU-A | Covered PM Repair - Biomedical | MHHS-MG | [8 empty] | ANALYZERURINE | Analyzer, Urine | Siemens
NO | YES |  |  |  | 129-07726 | 129-07726 | SIEMENS MEDICAL SOLUTIONS DIAGNOSTICS | CLINITEK STATUS PLUS |  |  | MH MG-(SL)-Sugar Land Multi-Specialty (Mp1) | MHHS-MG |  | Analyzer, Urine |  | 129-07726 | 129-07726 | Sugar Land | MHHS-MG | MH MG-(SL)-Sugar Land Multi-Specialty (Mp1) | Work room | 2/1/18 |  |  |  | ANALYZERS, LABORATORY, URINE | Analyzer, Urine | ANALYZERURINE-Siemens-Clinitek Status Plus | ANALYZERURINE | Clinitek Status Plus |  |  |  | Siemens | Analyzer, Urine |  |  | ANALYZERURINE-Siemens-Clinitek Status Plus | 8/8/99 |  | AU-A | Covered PM Repair - Biomedical | MHHS-MG | [8 empty] | ANALYZERURINE | Analyzer, Urine | Siemens
NO | YES |  |  |  | 129-06415 | 129-06415 | SIEMENS MEDICAL SOLUTIONS DIAGNOSTICS | CLINITEK STATUS PLUS |  |  | MH MG-(SL)-Sugar Land Multi-Specialty (Mp1) | MHHS-MG |  | Analyzer, Urine |  | 129-06415 | 129-06415 | Sugar Land | MHHS-MG | MH MG-(SL)-Sugar Land Multi-Specialty (Mp1) | Work Room 2 | 11/1/15 |  |  |  | ANALYZERS, LABORATORY, URINE | Analyzer, Urine | ANALYZERURINE-Siemens-Clinitek Status Plus | ANALYZERURINE | Clinitek Status Plus |  |  |  | Siemens | Analyzer, Urine |  |  | ANALYZERURINE-Siemens-Clinitek Status Plus |  |  | AU-A | Covered PM Repair - Biomedical | MHHS-MG | [8 empty] | ANALYZERURINE | Analyzer, Urine | Siemens
NO | YES |  |  |  |  | 129-04994 | SIEMENS MEDICAL SOLUTIONS DIAGNOSTICS | CLINITEK STATUS PLUS |  | 1381x10041000022 | MH MG-(STX)-South Texas-Rosenberg | MHHS-MG |  | Analyzer, Urine |  |  | 129-04994 | South | MHHS-MG | MH MG-(STX)-South Texas-Rosenberg | Work Room |  |  |  | No pm sticker | ANALYZERS, LABORATORY, URINE | Analyzer, Urine | ANALYZERURINE-Siemens-Clinitek Status Plus | ANALYZERURINE | Clinitek Status Plus |  |  |  | Siemens | Analyzer, Urine |  |  | ANALYZERURINE-Siemens-Clinitek Status Plus |  |  | AU-A | Covered PM Repair - Biomedical | MHHS-MG | [8 empty] | ANALYZERURINE | Analyzer, Urine | Siemens
NO | YES |  |  |  |  | 013-35454 | SIEMENS MEDICAL SOLUTIONS DIAGNOSTICS | CLINITEK STATUS PLUS |  | 1381X1004100022 | MH MG-(STX)-South Texas-Rosenberg | MHHS-MG |  | Analyzer, Urine |  |  | 013-35454 | South | MHHS-MG | MH MG-(STX)-South Texas-Rosenberg | Work Room |  |  |  | No pm sticker | ANALYZERS, LABORATORY, URINE | Analyzer, Urine | ANALYZERURINE-Siemens-Clinitek Status Plus | ANALYZERURINE | Clinitek Status Plus |  |  |  | Siemens | Analyzer, Urine |  |  | ANALYZERURINE-Siemens-Clinitek Status Plus | 6/8/16 |  | AU-A | Covered PM Repair - Biomedical | MHHS-MG | [8 empty] | ANALYZERURINE | Analyzer, Urine | Siemens
NO | YES | [5 empty] | SIEMENS MEDICAL SOLUTIONS DIAGNOSTICS | CLINITEK STATUS PLUS |  |  | MH MG-(STX)-South Texas-Wharton | MHHS-MG |  | Analyzer, Urine |  |  |  | South | MHHS-MG | MH MG-(STX)-South Texas-Wharton | Exam 1 |  |  |  |  | ANALYZERS, LABORATORY, URINE | Analyzer, Urine | ANALYZERURINE-Siemens-Clinitek Status Plus | ANALYZERURINE | Clinitek Status Plus |  |  |  | Siemens | Analyzer, Urine |  |  | ANALYZERURINE-Siemens-Clinitek Status Plus |  |  | AU-A | Covered PM Repair - Biomedical | MHHS-MG | [8 empty] | ANALYZERURINE | Analyzer, Urine | Siemens
NO | YES | Serial Number 257926 |  |  | 929-01164 | 929-01164 | SIEMENS MEDICAL SOLUTIONS DIAGNOSTICS | CLINITEK STATUS PLUS |  |  | MH MG-(STX)-South Texas-Wharton | MHHS-MG |  | Analyzer, Urine |  | 929-01164 | 929-01164 | South | MHHS-MG | MH MG-(STX)-South Texas-Wharton | Exam 12 |  |  |  |  | ANALYZERS, LABORATORY, URINE | Analyzer, Urine | ANALYZERURINE-Siemens-Clinitek Status Plus | ANALYZERURINE | Clinitek Status Plus |  |  |  | Siemens | Analyzer, Urine |  |  | ANALYZERURINE-Siemens-Clinitek Status Plus |  |  | AU-A | Covered PM Repair - Biomedical | MHHS-MG | [8 empty] | ANALYZERURINE | Analyzer, Urine | Siemens
NO | YES |  |  |  | 929-01600 | 929-01600 | SIEMENS MEDICAL SOLUTIONS DIAGNOSTICS | CLINITEK STATUS PLUS |  |  | MH MG-(TMC)-Urgent Care-West University | MHHS-MG |  | Analyzer, Urine |  | 929-01600 | 929-01600 | TMC | MHHS-MG | MH MG-(TMC)-Urgent Care-West University | Lab |  |  |  | No pm required | ANALYZERS, LABORATORY, URINE | Analyzer, Urine | ANALYZERURINE-Siemens-Clinitek Status Plus | ANALYZERURINE | Clinitek Status Plus |  |  |  | Siemens | Analyzer, Urine |  |  | ANALYZERURINE-Siemens-Clinitek Status Plus |  |  | AU-A | Covered PM Repair - Biomedical | MHHS-MG | [8 empty] | ANALYZERURINE | Analyzer, Urine | Siemens
NO | YES |  |  |  | 029-11307 | 029-11307 | SIEMENS MEDICAL SOLUTIONS DIAGNOSTICS | CLINITEK STATUS PLUS |  |  | MH MG-(WDLS)-Urgent Care-Spring | MHHS-MG |  | Analyzer, Urine |  | 029-11307 | 029-11307 | Woodlands | MHHS-MG | MH MG-(WDLS)-Urgent Care-Spring | Urgent care 1 | 4/1/19 |  | 11/1/19 |  | ANALYZERS, LABORATORY, URINE | Analyzer, Urine | ANALYZERURINE-Siemens-Clinitek Status Plus | ANALYZERURINE | Clinitek Status Plus |  |  |  | Siemens | Analyzer, Urine |  |  | ANALYZERURINE-Siemens-Clinitek Status Plus |  |  | AU-A | Covered PM Repair - Biomedical | MHHS-MG | [8 empty] | ANALYZERURINE | Analyzer, Urine | Siemens
NO | YES |  |  |  | 000-05036 | 000-05036 | SIEMENS MEDICAL SOLUTIONS DIAGNOSTICS | CLINITEK STATUS PLUS |  | A36854 | KT CCC-(KY)-Emergency Room | MHHS-South Katy CCC |  | Analyzer, Urine |  | 000-05036 | 000-05036 | Katy | MHHS-Others | KT CCC-(KY)-Emergency Room | Lab | 5/1/19 | 2/1/20 |  |  | ANALYZERS, LABORATORY, URINE | Analyzer, Urine | ANALYZERURINE-Siemens-Clinitek Status Plus | ANALYZERURINE | Clinitek Status Plus |  |  |  | Siemens | Analyzer, Urine |  |  | ANALYZERURINE-Siemens-Clinitek Status Plus |  |  | AU-A | Covered PM Repair - Radiology, Low End | MHHS-South Katy CCC | [8 empty] | ANALYZERURINE | Analyzer, Urine | Siemens
YES | YES |  |  |  | 929-01113 | 929-01113 | SIEMENS MEDICAL SOLUTIONS DIAGNOSTICS | CLINITEK STATUS PLUS |  | ST336389 | MH MG - (STX) - SOUTH TEXAS - WHARTON |  |  |  |  | 929-01113 | 929-01113 | South | Peds 1 | MH MG - (STX) - SOUTH TEXAS - WHARTON | Exam 1 | [5 empty] | Analyzer, Urine | ANALYZERURINE-Siemens-Clinitek Status Plus | [12 empty] | AU-A | [10 empty] | ANALYZERURINE | Analyzer, Urine | Siemens
NO | NO |  |  |  | 133-10036 |  | SIEMENS MEDICAL SOLUTIONS DIAGNOSTICS | CLINITEK STATUS PLUS |  |  | MH MG - (MC) - URGENT CARE - TOWN & COUNTRY | MHHS-MG |  | Analyzer, Urine |  | 133-10036 |  | West & Memorial City |  | MH MG - (MC) - URGENT CARE - TOWN & COUNTRY | [5 empty] | ANALYZERS, LABORATORY, URINE |  | ANALYZERURINE-Siemens-Clinitek Status Plus | ANALYZERURINE | Clinitek Status Plus |  |  |  | Siemens | Analyzer, Urine |  |  | ANALYZERURINE-Siemens-Clinitek Status Plus |  |  |  | Covered PM Repair - Respiratory/Steriliz | MHHS-MG
NO | NO |  |  |  | 151-01894 |  | SIEMENS MEDICAL SOLUTIONS DIAGNOSTICS | CLINITEK STATUS PLUS |  |  | MH MG - (CY) - GOODMAN WALLER | MHHS-MG |  | Analyzer, Urine |  | 151-01894 |  | Northwest & Cypress |  | MH MG - (CY) - GOODMAN WALLER | [5 empty] | ANALYZERS, LABORATORY, URINE |  | ANALYZERURINE-Siemens-Clinitek Status Plus | ANALYZERURINE | Clinitek Status Plus |  |  |  | Siemens | Analyzer, Urine |  |  | ANALYZERURINE-Siemens-Clinitek Status Plus |  |  |  | Covered PM Repair - Radiology, Low End | MHHS-MG
NO | NO |  |  |  | 151-02449 |  | SIEMENS MEDICAL SOLUTIONS DIAGNOSTICS | CLINITEK STATUS PLUS |  | NEED | MH MG - (CY) - OCCUPATIONAL MEDICINE [MP1-STE180] | MHHS-MG |  | Analyzer, Urine |  | 151-02449 |  | Northwest & Cypress |  | MH MG - (CY) - OCCUPATIONAL MEDICINE [MP1-STE180] | [5 empty] | ANALYZERS, LABORATORY, URINE |  | ANALYZERURINE-Siemens-Clinitek Status Plus | ANALYZERURINE | Clinitek Status Plus |  |  |  | Siemens | Analyzer, Urine |  |  | ANALYZERURINE-Siemens-Clinitek Status Plus |  |  |  | Covered PM Repair - Radiology, Low End | MHHS-MG
NO | NO |  |  |  | 005-10758 |  | SIEMENS MEDICAL SOLUTIONS DIAGNOSTICS | CLINITEK STATUS PLUS |  |  | MH MG - (SE) - ALVIN | MHHS-MG |  | Analyzer, Urine |  | 005-10758 |  | Southeast & Bay Area |  | MH MG - (SE) - ALVIN | [5 empty] | ANALYZERS, LABORATORY, URINE |  | ANALYZERURINE-Siemens-Clinitek Status Plus | ANALYZERURINE | Clinitek Status Plus |  |  |  | Siemens | Analyzer, Urine |  |  | ANALYZERURINE-Siemens-Clinitek Status Plus |  |  |  | Covered PM Repair - Radiology, High End | MHHS-MG
NO | NO |  |  |  | 005-10804 |  | SIEMENS MEDICAL SOLUTIONS DIAGNOSTICS | CLINITEK STATUS PLUS |  |  | MH MG - (SE) - CLEAR LAKE (WEBSTER) | MHHS-MG |  | Analyzer, Urine |  | 005-10804 |  | Southeast & Bay Area |  | MH MG - (SE) - CLEAR LAKE (WEBSTER) | [5 empty] | ANALYZERS, LABORATORY, URINE |  | ANALYZERURINE-Siemens-Clinitek Status Plus | ANALYZERURINE | Clinitek Status Plus |  |  |  | Siemens | Analyzer, Urine |  |  | ANALYZERURINE-Siemens-Clinitek Status Plus |  |  |  | Covered PM Repair - Biomedical | MHHS-MG
NO | NO |  |  |  | 000-04064 |  | SIEMENS MEDICAL SOLUTIONS DIAGNOSTICS | CLINITEK STATUS PLUS |  |  | MH MG - (SE) - LC CCC | MHHS-MG |  | Analyzer, Urine |  | 000-04064 |  | Southeast & Bay Area |  | MH MG - (SE) - LC CCC | [5 empty] | ANALYZERS, LABORATORY, URINE |  | ANALYZERURINE-Siemens-Clinitek Status Plus | ANALYZERURINE | Clinitek Status Plus |  |  |  | Siemens | Analyzer, Urine |  |  | ANALYZERURINE-Siemens-Clinitek Status Plus |  |  |  | Covered PM Repair - Biomedical | MHHS-MG
NO | NO |  |  |  | 005-33809 |  | SIEMENS MEDICAL SOLUTIONS DIAGNOSTICS | CLINITEK STATUS PLUS |  | (21) 291483 | MH MG - (SE) - LC CCC - OCC MED | MHHS-MG |  | Analyzer, Urine |  | 005-33809 |  | Southeast & Bay Area |  | MH MG - (SE) - LC CCC - OCC MED | [5 empty] | ANALYZERS, LABORATORY, URINE |  | ANALYZERURINE-Siemens-Clinitek Status Plus | ANALYZERURINE | Clinitek Status Plus |  |  |  | Siemens | Analyzer, Urine |  |  | ANALYZERURINE-Siemens-Clinitek Status Plus |  |  |  | Covered PM Repair - Biomedical | MHHS-MG
NO | NO |  |  |  | 000-02655 |  | SIEMENS MEDICAL SOLUTIONS DIAGNOSTICS | CLINITEK STATUS PLUS |  |  | MH MG - (SE) - UROLOGY ASSOCIATES - SOUTHEAST | MHHS-MG |  | Analyzer, Urine |  | 000-02655 |  | Southeast & Bay Area |  | MH MG - (SE) - UROLOGY ASSOCIATES - SOUTHEAST | [5 empty] | ANALYZERS, LABORATORY, URINE |  | ANALYZERURINE-Siemens-Clinitek Status Plus | ANALYZERURINE | Clinitek Status Plus |  |  |  | Siemens | Analyzer, Urine |  |  | ANALYZERURINE-Siemens-Clinitek Status Plus |  |  |  | Covered PM Repair - Biomedical | MHHS-MG
NO | NO |  |  |  | 000-03811 |  | SIEMENS MEDICAL SOLUTIONS DIAGNOSTICS | CLINITEK STATUS PLUS |  |  | MH MG - (SE) - UROLOGY ASSOCIATES - SOUTHEAST | MHHS-MG |  | Analyzer, Urine |  | 000-03811 |  | Southeast & Bay Area |  | MH MG - (SE) - UROLOGY ASSOCIATES - SOUTHEAST | [5 empty] | ANALYZERS, LABORATORY, URINE |  | ANALYZERURINE-Siemens-Clinitek Status Plus | ANALYZERURINE | Clinitek Status Plus |  |  |  | Siemens | Analyzer, Urine |  |  | ANALYZERURINE-Siemens-Clinitek Status Plus |  |  |  | Covered PM Repair - Biomedical | MHHS-MG
NO | NO |  |  |  | 017-01062 |  | SIEMENS MEDICAL SOLUTIONS DIAGNOSTICS | CLINITEK STATUS PLUS |  |  | MH MG - (SE) - UROLOGY ASSOCIATES - SOUTHEAST | MHHS-MG |  | Analyzer, Urine |  | 017-01062 |  | Southeast & Bay Area |  | MH MG - (SE) - UROLOGY ASSOCIATES - SOUTHEAST | [5 empty] | ANALYZERS, LABORATORY, URINE |  | ANALYZERURINE-Siemens-Clinitek Status Plus | ANALYZERURINE | Clinitek Status Plus |  |  |  | Siemens | Analyzer, Urine |  |  | ANALYZERURINE-Siemens-Clinitek Status Plus |  |  |  | Covered PM Repair - Biomedical | MHHS-MG
NO | NO |  |  |  | 041-20525 |  | SIEMENS MEDICAL SOLUTIONS DIAGNOSTICS | CLINITEK STATUS PLUS |  |  | MH MG - (SL) - SUGAR LAND PEDIATRICS | MHHS-MG |  | Analyzer, Urine |  | 041-20525 |  | Sugar Land |  | MH MG - (SL) - SUGAR LAND PEDIATRICS | [5 empty] | ANALYZERS, LABORATORY, URINE |  | ANALYZERURINE-Siemens-Clinitek Status Plus | ANALYZERURINE | Clinitek Status Plus |  |  |  | Siemens | Analyzer, Urine |  |  | ANALYZERURINE-Siemens-Clinitek Status Plus |  |  |  | Covered PM Repair - Biomedical | MHHS-MG
NO | NO |  |  |  | 143-01689 |  | SIEMENS MEDICAL SOLUTIONS DIAGNOSTICS | CLINITEK STATUS PLUS |  |  | MH MG - (SL) - SUGAR LAND PEDIATRICS | MHHS-MG |  | Analyzer, Urine |  | 143-01689 |  | Sugar Land |  | MH MG - (SL) - SUGAR LAND PEDIATRICS | [5 empty] | ANALYZERS, LABORATORY, URINE |  | ANALYZERURINE-Siemens-Clinitek Status Plus | ANALYZERURINE | Clinitek Status Plus |  |  |  | Siemens | Analyzer, Urine |  |  | ANALYZERURINE-Siemens-Clinitek Status Plus |  |  |  | Covered PM Repair - Biomedical | MHHS-MG
NO | NO |  |  |  | 143-01690 |  | SIEMENS MEDICAL SOLUTIONS DIAGNOSTICS | CLINITEK STATUS PLUS |  | 19D00004386 | MH MG - (SL) - SUGAR LAND PEDIATRICS | MHHS-MG |  | Analyzer, Urine |  | 143-01690 |  | Sugar Land |  | MH MG - (SL) - SUGAR LAND PEDIATRICS | [5 empty] | ANALYZERS, LABORATORY, URINE |  | ANALYZERURINE-Siemens-Clinitek Status Plus | ANALYZERURINE | Clinitek Status Plus |  |  |  | Siemens | Analyzer, Urine |  |  | ANALYZERURINE-Siemens-Clinitek Status Plus |  |  |  | Covered PM Repair - Biomedical | MHHS-MG
NO | NO |  |  |  | 929-01103 |  | SIEMENS MEDICAL SOLUTIONS DIAGNOSTICS | CLINITEK STATUS PLUS |  |  | MH MG - (SL) - SWEETWATER | MHHS-MG |  | Analyzer, Urine |  | 929-01103 |  | Sugar Land |  | MH MG - (SL) - SWEETWATER | [5 empty] | ANALYZERS, LABORATORY, URINE |  | ANALYZERURINE-Siemens-Clinitek Status Plus | ANALYZERURINE | Clinitek Status Plus |  |  |  | Siemens | Analyzer, Urine |  |  | ANALYZERURINE-Siemens-Clinitek Status Plus |  |  |  | Covered PM Repair - Biomedical | MHHS-MG
NO | NO |  |  |  | 029-11647 |  | SIEMENS MEDICAL SOLUTIONS DIAGNOSTICS | CLINITEK STATUS PLUS |  | NEED | MH MG - (WDLS) - SPRING CCC | MHHS-MG |  | Analyzer, Urine |  | 029-11647 |  | Woodlands |  | MH MG - (WDLS) - SPRING CCC | [5 empty] | ANALYZERS, LABORATORY, URINE |  | ANALYZERURINE-Siemens-Clinitek Status Plus | ANALYZERURINE | Clinitek Status Plus |  |  |  | Siemens | Analyzer, Urine |  |  | ANALYZERURINE-Siemens-Clinitek Status Plus |  |  |  | Covered PM Repair - Biomedical | MHHS-MG
NO | NO |  |  |  | 069-39932 |  | SIEMENS MEDICAL SOLUTIONS DIAGNOSTICS | CLINITEK STATUS PLUS |  |  | TMC - LABORATORY - CHEMISTRY (1R) | MHHS-TMC |  | Analyzer, Urine |  | 069-39932 |  | TMC |  | TMC - LABORATORY - CHEMISTRY (1R) | [5 empty] | ANALYZERS, LABORATORY, URINE |  | ANALYZERURINE-Siemens-Clinitek Status Plus | ANALYZERURINE | Clinitek Status Plus |  |  |  | Siemens | Analyzer, Urine |  |  | ANALYZERURINE-Siemens-Clinitek Status Plus |  |  |  | Covered PM Repair - Biomedical | MHHS-TMC
NO | YES |  |  |  | 029-32015 | 029-32015 | SIEMENS MEDICAL SOLUTIONS DIAGNOSTICS | SKYRA 3.0T MRI |  |  | Woodlands-Radiology | MHHS-Woodlands |  |  |  | 029-32015 | 029-32015 | Woodlands | MHHS-Woodlands | Woodlands-Radiology | E1 212 | 10/1/19 | 12/1/20 |  | FL400-569306. Computer is filthy | SCANNING SYSTEMS, MAGNETIC RESONANCE IMAGING |  | .needs class | [13 empty] | Covered PM Repair - Biomedical | MHHS-Woodlands
NO | YES | Asset Tag R-069-TraumaCTIRS |  |  | R-069-TraumaCTIRS |  | Siemens Medical Systems Inc | 10890636, IRSMX4D |  | LBJ28D0725 | TMC - RADIOLOGY - HERMANN PAVILION | MHHS-TMC |  |  |  | R-069-TraumaCTIRS |  | TMC |  | TMC - RADIOLOGY - HERMANN PAVILION |  | 3/22/18 |  |  |  | IMAGE STORAGE DEVICES, SERVER |  | .needs class |  |  |  |  | .needs class | [8 empty] | Covered PM Repair - Biomedical | MHHS-TMC
NO | NO |  |  |  | 069-18292 |  | Siemens Medical Systems Inc | 6GF6220-2CE00 17"LCD MONITOR |  | HXT7002166 | TMC - OR - CVOR (7HVI) | MHHS-TMC |  |  |  | 069-18292 |  | TMC |  | TMC - OR - CVOR (7HVI) | [5 empty] | MONITORS, VIDEO |  | .needs class |  |  |  |  | .needs class | [8 empty] | Covered PM Repair - Biomedical | MHHS-TMC
NO | YES |  |  |  |  | 099-12431 | Siemens Medical Systems Inc | 6GF6221-2CA12 18.1 LCD MONITOR |  | hxw2005161 | TMC-OR-CVOR (7Hvi) | MHHS-TMC |  |  |  |  | 099-12431 | TMC | MHHS-TMC | TMC-OR-CVOR (7Hvi) | [5 empty] | MONITORS, VIDEO |  | .needs class |  |  |  |  | .needs class | [8 empty] | Covered PM Repair - Biomedical | MHHS-TMC
NO | NO |  |  |  | 069-18296 |  | Siemens Medical Systems Inc | 6GF6221-2CA12 18.1 LCD MONITOR |  | HXT6002855 | TMC - OR - CVOR (7HVI) | MHHS-TMC |  |  |  | 069-18296 |  | TMC |  | TMC - OR - CVOR (7HVI) | [5 empty] | MONITORS, VIDEO |  | .needs class |  |  |  |  | .needs class | [8 empty] | Covered PM Repair - Biomedical | MHHS-TMC
NO | YES |  |  |  |  | 041-11871 | Siemens Medical Systems Inc | ACUSON S2000 |  |  | MEMORIAL CITY - CATH LAB | MHHS-Mem City |  | Ultrasound, Diagnostic |  |  | 041-11871 | West | Heart | MEMORIAL CITY - CATH LAB | Cath Lab OBS 18 |  |  |  |  | ULTRASONIC UNITS, DIAGNOSTIC |  | ULTRASOUNDDIAGNOSTIC-Siemens-ACUSON S2000 | ULTRASOUNDDIAGNOSTIC | ACUSON S2000 |  |  |  | SIEMENS | Ultrasound, Diagnostic |  |  | ULTRASOUNDDIAGNOSTIC-Siemens-ACUSON S2000 |  |  |  | Covered PM Repair - Biomedical | MHHS-Mem City
NO | YES |  |  |  | 013-13489 |  | Siemens Medical Systems Inc | ACUSON S2000 |  |  | SW - RADIOLOGY | MHHS-Southwest |  | Ultrasound, Diagnostic |  | 013-13489 |  | Southwest |  | SW - RADIOLOGY |  | 12/17/18 |  |  |  | ULTRASONIC UNITS, DIAGNOSTIC |  | ULTRASOUNDDIAGNOSTIC-Siemens-ACUSON S2000 | ULTRASOUNDDIAGNOSTIC | ACUSON S2000 |  |  |  | SIEMENS | Ultrasound, Diagnostic |  |  | ULTRASOUNDDIAGNOSTIC-Siemens-ACUSON S2000 | 5/1/15 |  |  | Covered PM Repair - Biomedical | MHHS-Southwest
NO | NO | [5 empty] | Siemens Medical Systems Inc | ACUSON S2000 |  |  | MEMORIAL CITY - LABOR & DELIVERY | MHHS-Mem City |  | Ultrasound, Diagnostic |  |  |  | West & Memorial City |  | MEMORIAL CITY - LABOR & DELIVERY | [5 empty] | ULTRASONIC UNITS, DIAGNOSTIC |  | ULTRASOUNDDIAGNOSTIC-Siemens-ACUSON S2000 | ULTRASOUNDDIAGNOSTIC | ACUSON S2000 |  |  |  | SIEMENS | Ultrasound, Diagnostic |  |  | ULTRASOUNDDIAGNOSTIC-Siemens-ACUSON S2000 |  |  |  | Covered PM Repair - Biomedical | MHHS-Mem City
NO | NO |  |  |  | 013-13485 |  | Siemens Medical Systems Inc | ACUSON S2000 |  |  | SW - OR | MHHS-Southwest |  | Ultrasound, Diagnostic |  | 013-13485 |  | Southwest |  | SW - OR | [5 empty] | ULTRASONIC UNITS, DIAGNOSTIC |  | ULTRASOUNDDIAGNOSTIC-Siemens-ACUSON S2000 | ULTRASOUNDDIAGNOSTIC | ACUSON S2000 |  |  |  | SIEMENS | Ultrasound, Diagnostic |  |  | ULTRASOUNDDIAGNOSTIC-Siemens-ACUSON S2000 |  |  |  | Covered PM Repair - Biomedical | MHHS-Southwest
NO | YES |  |  |  | 129-06712 | 129-06712 | Siemens Medical Systems Inc | ACUSON SC2000 |  |  | Sugar Land-Endoscopy | MHHS-Sugarland |  | Ultrasound, Diagnostic |  | 129-06712 | 129-06712 | Sugar Land | MHHS-Sugarland | Sugar Land-Endoscopy | Echo | 12/1/19 |  |  |  | ULTRASONIC UNITS, DIAGNOSTIC | Ultrasound, Diagnostic | ULTRASOUNDDIAGNOSTIC-Siemens-ACUSON SC2000 | ULTRASOUNDDIAGNOSTIC | ACUSON SC2000 |  |  |  | SIEMENS | Ultrasound, Diagnostic |  |  | ULTRASOUNDDIAGNOSTIC-Siemens-ACUSON SC2000 |  |  | UD-A | Covered PM Repair - Respiratory/Steriliz | MHHS-Sugarland | [8 empty] | ULTRASOUNDDIAGNOSTIC | Ultrasound, Diagnostic | SIEMENS
NO | NO |  |  |  | 013-19681 |  | Siemens Medical Systems Inc | ACUSON SC2000 |  |  | SW - HVI - NONINVASIVE CARDIOLOGY | MHHS-Southwest |  | Ultrasound, Diagnostic |  | 013-19681 |  | Southwest |  | SW - HVI - NONINVASIVE CARDIOLOGY | [5 empty] | ULTRASONIC UNITS, DIAGNOSTIC |  | ULTRASOUNDDIAGNOSTIC-Siemens-ACUSON SC2000 | ULTRASOUNDDIAGNOSTIC | ACUSON SC2000 |  |  |  | SIEMENS | Ultrasound, Diagnostic |  |  | ULTRASOUNDDIAGNOSTIC-Siemens-ACUSON SC2000 |  |  |  | Covered PM Repair - Biomedical | MHHS-Southwest
NO | NO |  |  |  | 129-06835 |  | Siemens Medical Systems Inc | ACUSON SC2000 |  |  | SUGAR LAND - NON INVASIVE CARDIOLOGY | MHHS-Sugarland |  | Ultrasound, Diagnostic |  | 129-06835 |  | Sugar Land |  | SUGAR LAND - NON INVASIVE CARDIOLOGY | [5 empty] | ULTRASONIC UNITS, DIAGNOSTIC |  | ULTRASOUNDDIAGNOSTIC-Siemens-ACUSON SC2000 | ULTRASOUNDDIAGNOSTIC | ACUSON SC2000 |  |  |  | SIEMENS | Ultrasound, Diagnostic |  |  | ULTRASOUNDDIAGNOSTIC-Siemens-ACUSON SC2000 |  |  |  | Covered PM Repair - Biomedical | MHHS-Sugarland
NO | NO |  |  |  | R-069-ECHO14 |  | Siemens Medical Systems Inc | ACUSON SC2000 |  |  | TMC - CATH LAB - ADULT (2HVI) | MHHS-TMC |  | Ultrasound, Diagnostic |  | R-069-ECHO14 |  | TMC |  | TMC - CATH LAB - ADULT (2HVI) | [5 empty] | ULTRASONIC UNITS, DIAGNOSTIC |  | ULTRASOUNDDIAGNOSTIC-Siemens-ACUSON SC2000 | ULTRASOUNDDIAGNOSTIC | ACUSON SC2000 |  |  |  | SIEMENS | Ultrasound, Diagnostic |  |  | ULTRASOUNDDIAGNOSTIC-Siemens-ACUSON SC2000 |  |  |  | Covered PM Repair - Biomedical | MHHS-TMC
NO | NO |  |  |  | R-069-ECHO19 |  | Siemens Medical Systems Inc | ACUSON SC2000 |  |  | TMC - CATH LAB - PEDI (GHP) | MHHS-TMC |  | Ultrasound, Diagnostic |  | R-069-ECHO19 |  | TMC |  | TMC - CATH LAB - PEDI (GHP) | [5 empty] | ULTRASONIC UNITS, DIAGNOSTIC |  | ULTRASOUNDDIAGNOSTIC-Siemens-ACUSON SC2000 | ULTRASOUNDDIAGNOSTIC | ACUSON SC2000 |  |  |  | SIEMENS | Ultrasound, Diagnostic |  |  | ULTRASOUNDDIAGNOSTIC-Siemens-ACUSON SC2000 |  |  |  | Covered PM Repair - Biomedical | MHHS-TMC
NO | YES |  |  |  | 009-03884 | 009-03884 | Siemens Medical Systems Inc | ACUSON X150 |  | HAA0481 | GH-OR | MHHS-Greater Heights |  | Ultrasound, Diagnostic |  | 009-03884 | 009-03884 | Central & Greater Heights | MHHS-Greater Heights | GH-OR | Storage room | 5/1/19 |  | 5/1/20 |  | ULTRASONIC UNITS, DIAGNOSTIC | Ultrasound, Diagnostic | ULTRASOUNDDIAGNOSTIC-SIEMENS-ACUSON X150 | ULTRASOUNDDIAGNOSTIC | ACUSON X150 |  |  |  | SIEMENS | Ultrasound, Diagnostic |  |  | ULTRASOUNDDIAGNOSTIC-SIEMENS-ACUSON X150 | 12/14/16 |  | UD-A | Covered PM Repair - Biomedical | MHHS-Greater Heights | [8 empty] | ULTRASOUNDDIAGNOSTIC | Ultrasound, Diagnostic | SIEMENS
NO | YES |  |  |  | 133-08315 | 133-08315 | Siemens Medical Systems Inc | ACUSON X700 |  |  | Katy-Cath Lab | MHHS-Katy |  | Ultrasound, Diagnostic |  | 133-08315 | 133-08315 | Katy | MHHS-Katy | Katy-Cath Lab | Cath lab 1 | 2/1/19 | 2/1/20 |  |  | ULTRASONIC UNITS, DIAGNOSTIC | Ultrasound, Diagnostic | ULTRASOUNDDIAGNOSTIC-SIEMENS-ACUSON X700 | ULTRASOUNDDIAGNOSTIC | ACUSON X700 |  |  |  | SIEMENS | Ultrasound, Diagnostic |  |  | ULTRASOUNDDIAGNOSTIC-SIEMENS-ACUSON X700 |  |  | UD-A | Covered PM Repair - Biomedical | MHHS-Katy | [8 empty] | ULTRASOUNDDIAGNOSTIC | Ultrasound, Diagnostic | SIEMENS
NO | YES |  |  |  | 041-20895 | 041-20895 | Siemens Medical Systems Inc | ACUSON X700 |  |  | MEMORIAL CITY - CATH LAB | MHHS-Mem City |  | Ultrasound, Diagnostic |  | 041-20895 | 041-20895 | West | Heart | MEMORIAL CITY - CATH LAB | EP 215.1 Cath Lab 1 |  |  |  |  | ULTRASONIC UNITS, DIAGNOSTIC |  | ULTRASOUNDDIAGNOSTIC-SIEMENS-ACUSON X700 | ULTRASOUNDDIAGNOSTIC | ACUSON X700 |  |  |  | SIEMENS | Ultrasound, Diagnostic |  |  | ULTRASOUNDDIAGNOSTIC-SIEMENS-ACUSON X700 |  |  |  | Covered PM Repair - Biomedical | MHHS-Mem City
NO | YES |  |  |  | 013-36609 | 013-36609 | Siemens Medical Systems Inc | ACUSON X700 |  |  | SW-Cath Lab | MHHS-Southwest |  | Ultrasound, Diagnostic |  | 013-36609 | 013-36609 | Southwest | MHHS-Southwest | SW-Cath Lab |  | 5/1/20 |  | 5/1/21 |  | ULTRASONIC UNITS, DIAGNOSTIC | Ultrasound, Diagnostic | ULTRASOUNDDIAGNOSTIC-SIEMENS-ACUSON X700 | ULTRASOUNDDIAGNOSTIC | ACUSON X700 |  |  |  | SIEMENS | Ultrasound, Diagnostic |  |  | ULTRASOUNDDIAGNOSTIC-SIEMENS-ACUSON X700 | 4/4/18 |  | UD-A | Covered PM Repair - Biomedical | MHHS-Southwest | [5 empty] | 4/1/04 |  |  | ULTRASOUNDDIAGNOSTIC | Ultrasound, Diagnostic | SIEMENS
NO | YES |  |  |  | 069-29637 | 069-29637 | Siemens Medical Systems Inc | ADVIA CENTAUR XP |  | IRL93830913 | TMC-Hermann-COU (1R) | MHHS-TMC |  | Analyzer, Immunochemistry |  | 069-29637 | 069-29637 | TMC | MHHS-TMC | TMC-Hermann-COU (1R) | Chemistry | 12/1/14 |  |  |  | ANALYZERS, LABORATORY, IMMUNOASSAY |  | ANALYZERIMMUNOCHEMISTRY-Siemens-ADVIA Centaur XP | ANALYZERIMMUNOCHEMISTRY | ADVIA Centaur XP |  |  |  | Siemens | Analyzer, Immunochemistry |  |  | ANALYZERIMMUNOCHEMISTRY-Siemens-ADVIA Centaur XP | 10/30/17 |  |  | Covered PM Repair - Biomedical | MHHS-TMC
NO | YES |  |  |  | 069-34379 | 069-34379 | Siemens Medical Systems Inc | ADVIA CENTAUR XP |  | IRL12201015 | TMC-Laboratory-Chemistry (1R) | MHHS-TMC |  | Analyzer, Immunochemistry |  | 069-34379 | 069-34379 | TMC | MHHS-TMC | TMC-Laboratory-Chemistry (1R) | Chemistry | 12/1/14 |  |  | PM Not Required | ANALYZERS, LABORATORY, IMMUNOASSAY |  | ANALYZERIMMUNOCHEMISTRY-Siemens-ADVIA Centaur XP | ANALYZERIMMUNOCHEMISTRY | ADVIA Centaur XP |  |  |  | Siemens | Analyzer, Immunochemistry |  |  | ANALYZERIMMUNOCHEMISTRY-Siemens-ADVIA Centaur XP | 10/30/17 |  |  | Covered PM Repair - Biomedical | MHHS-TMC
NO | YES |  |  |  |  | 041-11572 | Siemens Medical Systems Inc | ARCADIS AVANTIC |  | 400-318358 | MEMORIAL CITY - Orthopedics Surgery | MHHS-Mem City |  | C-Arm, Portable |  |  | 041-11572 | West | Memorial City - Memorial Hermann Hospital | MEMORIAL CITY - Orthopedics Surgery | 500.1 OR 1 |  |  |  | PM past due | RADIOGRAPHIC/FLUOROSCOPIC UNITS, MOBILE |  | CARMPORTABLE-Siemens-Arcadis Avantic | CARMPORTABLE | Arcadis Avantic |  |  |  | SIEMENS | C-Arm, Portable |  |  | CARMPORTABLE-Siemens-Arcadis Avantic |  |  |  | Covered PM Repair - Respiratory/Steriliz | MHHS-Mem City
NO | YES |  |  |  | R-069-CA1 |  | Siemens Medical Systems Inc | ARCADIS AVANTIC |  |  | TMC - RADIOLOGY - CHILDRENS HOSPITAL (OLD) | MHHS-TMC |  | C-Arm, Portable |  | R-069-CA1 |  | TMC |  | TMC - RADIOLOGY - CHILDRENS HOSPITAL (OLD) |  | 3/21/19 |  |  |  | RADIOGRAPHIC/FLUOROSCOPIC UNITS, MOBILE |  | CARMPORTABLE-Siemens-Arcadis Avantic | CARMPORTABLE | Arcadis Avantic |  |  |  | SIEMENS | C-Arm, Portable |  |  | CARMPORTABLE-Siemens-Arcadis Avantic | 1/1/01 |  |  | Covered PM Repair - Respiratory/Steriliz | MHHS-TMC
NO | YES |  |  |  | R-069-CA2 |  | Siemens Medical Systems Inc | ARCADIS VARIC |  |  | TMC - RADIOLOGY - CHILDRENS HOSPITAL | MHHS-TMC |  | C-Arm, Portable |  | R-069-CA2 |  | TMC |  | TMC - RADIOLOGY - CHILDRENS HOSPITAL |  | 2/14/19 |  |  |  | RADIOGRAPHIC/FLUOROSCOPIC UNITS, MOBILE |  | CARMPORTABLE-Siemens-Arcadis Varic | CARMPORTABLE | Arcadis Varic |  |  |  | SIEMENS | C-Arm, Portable |  |  | CARMPORTABLE-Siemens-Arcadis Varic | 10/1/13 |  |  | Covered PM Repair - Respiratory/Steriliz | MHHS-TMC
NO | YES |  |  |  | R-069-CA7 |  | Siemens Medical Systems Inc | ARCADIS VARIC |  |  | TMC - RADIOLOGY - CHILDRENS HOSPITAL (OLD) | MHHS-TMC |  | C-Arm, Portable |  | R-069-CA7 |  | TMC |  | TMC - RADIOLOGY - CHILDRENS HOSPITAL (OLD) |  | 6/13/19 |  |  |  | RADIOGRAPHIC/FLUOROSCOPIC UNITS, MOBILE |  | CARMPORTABLE-Siemens-Arcadis Varic | CARMPORTABLE | Arcadis Varic |  |  |  | SIEMENS | C-Arm, Portable |  |  | CARMPORTABLE-Siemens-Arcadis Varic |  |  |  | Covered PM Repair - Respiratory/Steriliz | MHHS-TMC
NO | NO |  |  |  | 041-13671 |  | Siemens Medical Systems Inc | ARCADIS VARIC |  |  | MEMORIAL CITY - OUTPATIENT SURGERY RECOVERY | MHHS-Mem City |  | C-Arm, Portable |  | 041-13671 |  | West & Memorial City |  | MEMORIAL CITY - OUTPATIENT SURGERY RECOVERY | [5 empty] | RADIOGRAPHIC/FLUOROSCOPIC UNITS, MOBILE |  | CARMPORTABLE-Siemens-Arcadis Varic | CARMPORTABLE | Arcadis Varic |  |  |  | SIEMENS | C-Arm, Portable |  |  | CARMPORTABLE-Siemens-Arcadis Varic |  |  |  | Covered PM Repair - Biomedical | MHHS-Mem City
NO | NO |  |  |  | 000-03895 |  | Siemens Medical Systems Inc | ARCADIS VARIC |  |  | MH MG - (MC) - BARIATRIC SURGERY GALLERIA | MHHS-MG |  | C-Arm, Portable |  | 000-03895 |  | West & Memorial City |  | MH MG - (MC) - BARIATRIC SURGERY GALLERIA | [5 empty] | RADIOGRAPHIC/FLUOROSCOPIC UNITS, MOBILE |  | CARMPORTABLE-Siemens-Arcadis Varic | CARMPORTABLE | Arcadis Varic |  |  |  | SIEMENS | C-Arm, Portable |  |  | CARMPORTABLE-Siemens-Arcadis Varic |  |  |  | Covered PM Repair - Biomedical | MHHS-MG
NO | NO |  |  |  | 069-18243 |  | Siemens Medical Systems Inc | ARCADIS VARIC |  |  | MH MG - (TMC) - VANGUARD UROLOGY (STE 2300) | MHHS-MG |  | C-Arm, Portable |  | 069-18243 |  | TMC |  | MH MG - (TMC) - VANGUARD UROLOGY (STE 2300) | [5 empty] | RADIOGRAPHIC/FLUOROSCOPIC UNITS, MOBILE |  | CARMPORTABLE-Siemens-Arcadis Varic | CARMPORTABLE | Arcadis Varic |  |  |  | SIEMENS | C-Arm, Portable |  |  | CARMPORTABLE-Siemens-Arcadis Varic |  |  |  | Covered PM Repair - Biomedical | MHHS-MG
NO | YES |  |  |  | 041-20518 | 041-20518 | Siemens Medical Systems Inc | ARTIS Q |  |  | Memorial City-H | MHHS-Mem City |  | Cath Lab/Interventional Radiology/Angiography |  | 041-20518 | 041-20518 | West | Memorial Hermann Heart | Memorial City-H | Nuro IR 1 | 1/1/19 |  |  |  | RADIOGRAPHIC/FLUOROSCOPIC SYSTEMS, CARDIOVASCULAR |  | CATHIRANG-SIEMENS-Artis Q | CATHIRANG | Artis Q |  |  |  | SIEMENS | Cath Lab/Interventional Radiology/Angiography |  |  | CATHIRANG-SIEMENS-Artis Q |  |  |  | Covered PM Repair - Respiratory/Steriliz | MHHS-Mem City
NO | YES |  |  |  | R-069-ANGIO5 |  | Siemens Medical Systems Inc | ARTIS Q |  |  | TMC - RADIOLOGY - IR/ANGIO | MHHS-TMC |  | Cath Lab/Interventional Radiology/Angiography |  | R-069-ANGIO5 |  | TMC |  | TMC - RADIOLOGY - IR/ANGIO |  | 12/13/18 |  |  |  | RADIOGRAPHIC/FLUOROSCOPIC SYSTEMS, CARDIOVASCULAR |  | CATHIRANG-SIEMENS-Artis Q | CATHIRANG | Artis Q |  |  |  | SIEMENS | Cath Lab/Interventional Radiology/Angiography |  |  | CATHIRANG-SIEMENS-Artis Q |  |  |  | Covered PM Repair - Respiratory/Steriliz | MHHS-TMC
NO | YES |  |  |  | 029-32373 | 029-32373 | Siemens Medical Systems Inc | ARTIS Q |  |  | Woodlands-Cath Lab | MHHS-Woodlands |  | Cath Lab/Interventional Radiology/Angiography |  | 029-32373 | 029-32373 | Woodlands | MHHS-Woodlands | Woodlands-Cath Lab | OR 6 | 9/1/19 | 9/1/20 |  |  | RADIOGRAPHIC/FLUOROSCOPIC SYSTEMS, CARDIOVASCULAR | Cath Lab/Interventional Radiology/Angiography | CATHIRANG-SIEMENS-Artis Q | CATHIRANG | Artis Q |  |  |  | SIEMENS | Cath Lab/Interventional Radiology/Angiography |  |  | CATHIRANG-SIEMENS-Artis Q |  |  |  | Covered PM Repair - Respiratory/Steriliz | MHHS-Woodlands | [8 empty] | CATHIRANG | Cath Lab/Interventional Radiology/Angiography | SIEMENS
NO | YES | [5 empty] | Siemens Medical Systems Inc | ARTIS ZEE |  |  | NE-Cath Lab | MHHS-Northeast |  | Cath Lab/Interventional Radiology/Angiography |  |  |  | Katy | MHHS-Northeast | NE-Cath Lab |  | 10/1/19 | 1/1/11 |  | FL 400-318033 | RADIOGRAPHIC/FLUOROSCOPIC SYSTEMS, CARDIOVASCULAR | Cath Lab/Interventional Radiology/Angiography | CATHIRANG-Siemens-Artis Zee | CATHIRANG | Artis Zee |  |  |  | SIEMENS | Cath Lab/Interventional Radiology/Angiography |  |  | CATHIRANG-Siemens-Artis Zee | 10/1/17 |  |  | Covered PM Repair - Biomedical | MHHS-Northeast | [8 empty] | CATHIRANG | Cath Lab/Interventional Radiology/Angiography | SIEMENS
NO | YES |  |  |  | 013-35023 | 013-35023 | Siemens Medical Systems Inc | ARTIS ZEE |  | 400-432457 | SW-Cath Lab | MHHS-Southwest |  | Cath Lab/Interventional Radiology/Angiography |  | 013-35023 | 013-35023 | Southwest | MHHS-Southwest | SW-Cath Lab | EP4 | 10/1/19 |  |  | FL 432457 | RADIOGRAPHIC/FLUOROSCOPIC SYSTEMS, CARDIOVASCULAR | Cath Lab/Interventional Radiology/Angiography | CATHIRANG-Siemens-Artis Zee | CATHIRANG | Artis Zee |  |  |  | SIEMENS | Cath Lab/Interventional Radiology/Angiography |  |  | CATHIRANG-Siemens-Artis Zee | 10/1/17 |  |  | Covered PM Repair - Biomedical | MHHS-Southwest | [8 empty] | CATHIRANG | Cath Lab/Interventional Radiology/Angiography | SIEMENS
NO | YES |  |  |  | R-069-OR36 |  | Siemens Medical Systems Inc | ARTIS ZEE |  | 400-353512 | TMC - RADIOLOGY - HERMANN PAVILION | MHHS-TMC |  | Cath Lab/Interventional Radiology/Angiography |  | R-069-OR36 |  | TMC |  | TMC - RADIOLOGY - HERMANN PAVILION |  | 10/17/19 |  |  |  | RADIOGRAPHIC/FLUOROSCOPIC SYSTEMS, CARDIOVASCULAR |  | CATHIRANG-Siemens-Artis Zee | CATHIRANG | Artis Zee |  |  |  | SIEMENS | Cath Lab/Interventional Radiology/Angiography |  |  | CATHIRANG-Siemens-Artis Zee |  |  |  | Covered PM Repair - Respiratory/Steriliz | MHHS-TMC
NO | YES |  |  |  | R-069-ANGIO1 |  | Siemens Medical Systems Inc | ARTIS ZEE |  |  | TMC - RADIOLOGY - IR/ANGIO | MHHS-TMC |  | Cath Lab/Interventional Radiology/Angiography |  | R-069-ANGIO1 |  | TMC |  | TMC - RADIOLOGY - IR/ANGIO |  | 11/21/19 |  |  |  | RADIOGRAPHIC/FLUOROSCOPIC SYSTEMS, CARDIOVASCULAR |  | CATHIRANG-Siemens-Artis Zee | CATHIRANG | Artis Zee |  |  |  | SIEMENS | Cath Lab/Interventional Radiology/Angiography |  |  | CATHIRANG-Siemens-Artis Zee |  |  |  | Covered PM Repair - Respiratory/Steriliz | MHHS-TMC
NO | YES |  |  |  | R-069-ANGIO2 |  | Siemens Medical Systems Inc | ARTIS ZEE |  | 400-347192 | TMC - RADIOLOGY - IR/ANGIO | MHHS-TMC |  | Cath Lab/Interventional Radiology/Angiography |  | R-069-ANGIO2 |  | TMC |  | TMC - RADIOLOGY - IR/ANGIO |  | 10/25/19 |  |  |  | RADIOGRAPHIC/FLUOROSCOPIC SYSTEMS, CARDIOVASCULAR |  | CATHIRANG-Siemens-Artis Zee | CATHIRANG | Artis Zee |  |  |  | SIEMENS | Cath Lab/Interventional Radiology/Angiography |  |  | CATHIRANG-Siemens-Artis Zee | 1/1/01 |  |  | Covered PM Repair - Biomedical | MHHS-TMC
NO | NO | [5 empty] | Siemens Medical Systems Inc | ARTIS ZEE |  |  | NE - CATH LAB | MHHS-Northeast |  | Cath Lab/Interventional Radiology/Angiography |  |  |  | Katy |  | NE - CATH LAB | [5 empty] | RADIOGRAPHIC/FLUOROSCOPIC SYSTEMS, CARDIOVASCULAR |  | CATHIRANG-Siemens-Artis Zee | CATHIRANG | Artis Zee |  |  |  | SIEMENS | Cath Lab/Interventional Radiology/Angiography |  |  | CATHIRANG-Siemens-Artis Zee |  |  |  | Covered PM Repair - Biomedical | MHHS-Northeast
NO | YES |  |  |  | R-069-RFMP |  | Siemens Medical Systems Inc | ARTIS ZEE MULTI-PURPOSE |  |  | TMC - RADIOLOGY - JONES PAVILION | MHHS-TMC |  |  |  | R-069-RFMP |  | TMC |  | TMC - RADIOLOGY - JONES PAVILION |  | 2/6/19 |  |  |  | RADIOGRAPHIC/FLUOROSCOPIC SYSTEMS |  | CATHIRANG-Siemens-Artis Zee |  |  |  |  | CATHIRANG-Siemens-Artis Zee | [5 empty] | 10/1/17 |  |  | Covered PM Repair - Biomedical | MHHS-TMC
NO | YES |  |  |  | 029-32260 | 029-32260 | Siemens Medical Systems Inc | ARTIS ZEE MULTI-PURPOSE |  |  | Woodlands-Radiology | MHHS-Woodlands |  |  |  | 029-32260 | 029-32260 | Woodlands | MHHS-Woodlands | Woodlands-Radiology |  | 1/1/19 | 1/1/20 |  | FL 400-594551 | RADIOGRAPHIC/FLUOROSCOPIC SYSTEMS | Cath Lab/Interventional Radiology/Angiography | CATHIRANG-Siemens-Artis Zee |  |  |  |  | CATHIRANG-Siemens-Artis Zee | [5 empty] | 10/1/17 |  |  | Covered PM Repair - Biomedical | MHHS-Woodlands | [8 empty] | CATHIRANG | Cath Lab/Interventional Radiology/Angiography | SIEMENS
NO | YES |  |  |  | R-142-03164 |  | Siemens Medical Systems Inc | AXIOM ARISTOS FX PLUS |  | 400-124995 | OPID - (NE) - NORTHEAST - 437 (MP1) | MHHS-OPID |  |  |  | R-142-03164 |  | Katy |  | OPID - (NE) - NORTHEAST - 437 (MP1) |  | 4/22/19 |  |  |  | RADIOGRAPHIC SYSTEMS |  | RADIOGRAPHICUNITDIGITAL-SIEMENS-Axiom Aristos TX |  |  |  |  | RADIOGRAPHICUNITDIGITAL-SIEMENS-Axiom Aristos TX | [5 empty] | 11/1/20 |  |  | Not Covered Vendor Only - Biomedical | MHHS-OPID
NO | YES |  |  |  | 013-38133 | 013-38133 | Siemens Medical Systems Inc | AXIOM ARTIXS DTA |  | 400-196811 | SW-Radiology | MHHS-Southwest |  |  |  | 013-38133 | 013-38133 | Southwest | MHHS-Southwest | SW-Radiology | Room1 |  |  | 2/1/20 |  | RADIOGRAPHIC/FLUOROSCOPIC SYSTEMS, CARDIOVASCULAR | Cath Lab/Interventional Radiology/Angiography | CATHIRANG-Siemens-Axiom Artis |  |  |  |  | CATHIRANG-Siemens-Axiom Artis | [5 empty] | 11/1/20 |  |  | Not Covered Vendor Only - Biomedical | MHHS-Southwest | [5 empty] | 2/1/20 |  |  | CATHIRANG | Cath Lab/Interventional Radiology/Angiography | SIEMENS
NO | YES |  |  |  | R-069-HVIOR6 |  | Siemens Medical Systems Inc | AXIOM ARTIXS DTA |  | 400-175784 | TMC - RADIOLOGY - HVI PAVILION | MHHS-TMC |  |  |  | R-069-HVIOR6 |  | TMC |  | TMC - RADIOLOGY - HVI PAVILION |  | 5/18/19 |  |  |  | RADIOGRAPHIC/FLUOROSCOPIC SYSTEMS, CARDIOVASCULAR |  | CATHIRANG-Siemens-Axiom Artis |  |  |  |  | CATHIRANG-Siemens-Axiom Artis | [5 empty] | 11/1/20 |  |  | Not Covered Vendor Only - Biomedical | MHHS-TMC
NO | YES |  |  |  | 583-00573 |  | Siemens Medical Systems Inc | AXIOM MULTIX MT |  |  | OPID - (KY) - SOUTH KATY CCC - 446 | MHHS-OPID |  |  |  | 583-00573 |  | Katy |  | OPID - (KY) - SOUTH KATY CCC - 446 |  | 7/10/19 |  |  |  | RADIOGRAPHIC SYSTEMS, DIGITAL |  | RADIOGRAPHICUNIT-Siemens-Axiom Aristos Multix |  |  |  |  | RADIOGRAPHICUNIT-Siemens-Axiom Aristos Multix | [5 empty] | 11/1/20 |  |  | Not Covered Vendor Only - Biomedical | MHHS-OPID
NO | YES |  |  |  | X-929-RF1 | X-929-RF1 | Siemens Medical Systems Inc | AXIOM SIRESKOP SD |  |  | MHOSH-Radiology | MHHS Orthopedic & Spine |  | Radiographic Unit, Radio/Fluoro |  | X-929-RF1 | X-929-RF1 | Central & Greater Heights | MHHS-Orthopedic & Spine | MHOSH-Radiology |  | 6/3/19 |  |  |  | RADIOGRAPHIC/FLUOROSCOPIC SYSTEMS | Radiographic Unit, Radio/Fluoro | RADIOGRAPHICUNITRADFLUORO-Siemens-AxiomSireskopSD | RADIOGRAPHICUNITRADFLUORO | Axiom Sireskop SD |  |  |  | SIEMENS | Radiographic Unit, Radio/Fluoro |  |  | RADIOGRAPHICUNITRADFLUORO-Siemens-AxiomSireskopSD | 11/1/20 | MHOSH Inventory Dec 2019 into 2020 - Copy.xls - Newly Verified | RURF-SA | Not Covered Vendor Only - Biomedical | MHHS Orthopedic & Spine | [8 empty] | RADIOGRAPHICUNITRADFLUORO | Radiographic Unit, Radio/Fluoro | SIEMENS
NO | YES | Asset Tag 041-08970 |  |  | 041-08970 | 041-08970 | Siemens Medical Systems Inc | BIOGRAPH HORIZON 3R 10532746 |  |  | (null) | MHHS-OPID |  |  |  | 041-08970 | 041-08970 | (null) | MHHS-OPID | (null) | (null) |  |  |  | (null) | SCANNING SYSTEMS, GAMMA CAMERA, SINGLE PHOTON EMIS |  | .needs class | [10 empty] | 11/1/20 | (null) |  | Not Covered Vendor Only - Biomedical | MHHS-OPID
NO | YES | Serial Number TBD |  |  | NEW MOBILE PET/CT |  | Siemens Medical Systems Inc | BIOGRAPH HORIZON 3R 10532746 |  | TBD | OPID - MOBILE ADMIN - 459 | MHHS-OPID |  |  |  | NEW MOBILE PET/CT |  | Central & Greater Heights |  | OPID - MOBILE ADMIN - 459 | [5 empty] | SCANNING SYSTEMS, GAMMA CAMERA, SINGLE PHOTON EMIS |  | .needs class | [10 empty] | 11/1/20 |  |  | Not Covered Vendor Only - Biomedical | MHHS-OPID
NO | YES | [5 empty] | Siemens Medical Systems Inc | CELSIUS |  | 400-207739 | SW - RADIOLOGY | MHHS-Southwest | [5 empty] | Southwest |  | SW - RADIOLOGY |  | 7/27/15 |  |  |  | WORKSTATIONS |  | .needs class | [10 empty] | 1/1/12 |  |  | Covered PM Repair - Biomedical | MHHS-Southwest
NO | YES |  |  |  | 151-02337 | 151-02337 | Siemens Medical Systems Inc | CLINITEK ADVANTUS |  | KPS89091545 | CY-Laboratory | MHHS-Cypress |  | Analyzer, Urine |  | 151-02337 | 151-02337 | Northwest | MHHS-Cypress | CY-Laboratory | Hematology | 12/1/19 | 12/1/20 |  |  | ANALYZERS, LABORATORY, URINE | Analyzer, Urine | ANALYZERURINE-Siemens-Clinitek Advantus | ANALYZERURINE | Clinitek Advantus |  |  |  | Siemens | Analyzer, Urine |  |  | ANALYZERURINE-Siemens-Clinitek Advantus |  |  | AU-A | Covered PM Repair - Biomedical | MHHS-Cypress | [8 empty] | ANALYZERURINE | Analyzer, Urine | Siemens
NO | YES |  |  |  | 009-05250 | 009-05250 | Siemens Medical Systems Inc | CLINITEK ADVANTUS |  | A20567 | GH - LABORATORY | MHHS-Greater Heights |  | Analyzer, Urine |  | 009-05250 | 009-05250 | Central | Memorial Hermann Greater Heights Hospital | GH - LABORATORY | Micro boiology |  |  |  | No upds | ANALYZERS, LABORATORY, URINE |  | ANALYZERURINE-Siemens-Clinitek Advantus | ANALYZERURINE | Clinitek Advantus |  |  |  | Siemens | Analyzer, Urine |  |  | ANALYZERURINE-Siemens-Clinitek Advantus |  |  |  | Covered PM Repair - Biomedical | MHHS-Greater Heights
NO | YES |  |  |  |  | 099-02115 | Siemens Medical Systems Inc | CLINITEK ADVANTUS |  | KPS46251104 | Katy-Laboratory | MHHS-Katy |  | Analyzer, Urine |  |  | 099-02115 | Katy | MHHS-Katy | Katy-Laboratory | Lab | 8/1/12 |  |  |  | ANALYZERS, LABORATORY, URINE | Analyzer, Urine | ANALYZERURINE-Siemens-Clinitek Advantus | ANALYZERURINE | Clinitek Advantus |  |  |  | Siemens | Analyzer, Urine |  |  | ANALYZERURINE-Siemens-Clinitek Advantus | 11/24/16 |  | AU-A | Covered PM Repair - Biomedical | MHHS-Katy | [8 empty] | ANALYZERURINE | Analyzer, Urine | Siemens
NO | YES |  |  |  | 041-34034 | 041-34034 | Siemens Medical Systems Inc | CLINITEK ADVANTUS |  | KPS30951740 | Clinical Laboratory | MHHS-Mem City |  | Analyzer, Urine |  | 041-34034 | 041-34034 | West | Memorial Hermann Memorial City Medical Center | Clinical Laboratory | Work Station #1 (Right) Inside Door |  |  |  |  | ANALYZERS, LABORATORY, URINE |  | ANALYZERURINE-Siemens-Clinitek Advantus | ANALYZERURINE | Clinitek Advantus |  |  |  | Siemens | Analyzer, Urine |  |  | ANALYZERURINE-Siemens-Clinitek Advantus |  |  |  | Covered PM Repair - Biomedical | MHHS-Mem City
NO | YES |  |  |  | 925-00938 | 925-00938 | Siemens Medical Systems Inc | CLINITEK ADVANTUS |  | KPS 83211510 | MHOSH-Laboratory | MHHS Orthopedic & Spine |  | Analyzer, Urine |  | 925-00938 | 925-00938 | Central & Greater Heights | MHHS-Orthopedic & Spine | MHOSH-Laboratory |  | 3/13/19 |  |  |  | ANALYZERS, LABORATORY, URINE | Analyzer, Urine | ANALYZERURINE-Siemens-Clinitek Advantus | ANALYZERURINE | Clinitek Advantus |  |  |  | Siemens | Analyzer, Urine |  |  | ANALYZERURINE-Siemens-Clinitek Advantus | 8/6/15 | MHOSH Inventory Dec 2019 into 2020 - Copy.xls - Newly Verified | AU-A | Covered PM Repair - Radiology, High End | MHHS Orthopedic & Spine | [8 empty] | ANALYZERURINE | Analyzer, Urine | Siemens
NO | YES |  |  |  |  | 099-01445 | Siemens Medical Systems Inc | CLINITEK ADVANTUS |  | KPS59141235 | NE-Laboratory | MHHS-Northeast |  | Analyzer, Urine |  |  | 099-01445 | Katy | MHHS-Northeast | NE-Laboratory | Laboratory | 11/1/13 |  |  | ES olny | ANALYZERS, LABORATORY, URINE | Analyzer, Urine | ANALYZERURINE-Siemens-Clinitek Advantus | ANALYZERURINE | Clinitek Advantus |  |  |  | Siemens | Analyzer, Urine |  |  | ANALYZERURINE-Siemens-Clinitek Advantus | 12/27/19 |  | AU-A | Covered PM Repair - Biomedical | MHHS-Northeast | [8 empty] | ANALYZERURINE | Analyzer, Urine | Siemens
NO | YES |  |  |  | 145-00295 | 145-00295 | Siemens Medical Systems Inc | CLINITEK ADVANTUS |  | KPS70251343 | Pearland-Laboratory-Main | MHHS-Pearland Hospital |  | Analyzer, Urine |  | 145-00295 | 145-00295 | Pearland | MHHS-Pearland Hospital | Pearland-Laboratory-Main | Lab | 3/1/16 |  |  | One time safety | ANALYZERS, LABORATORY, URINE | Analyzer, Urine | ANALYZERURINE-Siemens-Clinitek Advantus | ANALYZERURINE | Clinitek Advantus |  |  |  | Siemens | Analyzer, Urine |  |  | ANALYZERURINE-Siemens-Clinitek Advantus | 10/30/14 |  | AU-A | Covered PM Repair - Biomedical | MHHS-Pearland Hospital | [8 empty] | ANALYZERURINE | Analyzer, Urine | Siemens
NO | YES |  |  |  |  | 142-06143 | Siemens Medical Systems Inc | CLINITEK ADVANTUS |  | KWL29841004 | SC CCC-(NE)-Laboratory | MHHS-Summer Creek CCC |  | Analyzer, Urine |  |  | 142-06143 | Katy | MHHS-Others | SC CCC-(NE)-Laboratory | Lab | 6/1/14 |  |  | One time safety | ANALYZERS, LABORATORY, URINE | Analyzer, Urine | ANALYZERURINE-Siemens-Clinitek Advantus | ANALYZERURINE | Clinitek Advantus |  |  |  | Siemens | Analyzer, Urine |  |  | ANALYZERURINE-Siemens-Clinitek Advantus |  |  | AU-A | Covered PM Repair - Biomedical | MHHS-Summer Creek CCC | [8 empty] | ANALYZERURINE | Analyzer, Urine | Siemens
NO | YES |  |  |  | 129-05875 | 129-05875 | Siemens Medical Systems Inc | CLINITEK ADVANTUS |  | NSN | Sugar Land-Laboratory | MHHS-Sugarland |  | Analyzer, Urine |  | 129-05875 | 129-05875 | Sugar Land | MHHS-Sugarland | Sugar Land-Laboratory | Laboratory | 2/1/15 |  |  |  | ANALYZERS, LABORATORY, URINE | Analyzer, Urine | ANALYZERURINE-Siemens-Clinitek Advantus | ANALYZERURINE | Clinitek Advantus |  |  |  | Siemens | Analyzer, Urine |  |  | ANALYZERURINE-Siemens-Clinitek Advantus |  |  | AU-A | Covered PM Repair - Radiology, Low End | MHHS-Sugarland | [8 empty] | ANALYZERURINE | Analyzer, Urine | Siemens
NO | YES |  |  |  | 029-10139 | 029-10139 | Siemens Medical Systems Inc | CLINITEK ADVANTUS |  | KPS4906201 | Woodlands-Terramont ER (Clinic) | MHHS-Woodlands |  | Analyzer, Urine |  | 029-10139 | 029-10139 | Woodlands | MHHS-Woodlands | Woodlands-Terramont ER (Clinic) | Lab | 7/1/17 |  |  | ?AuNo PM required?Au sticker | ANALYZERS, LABORATORY, URINE | Analyzer, Urine | ANALYZERURINE-Siemens-Clinitek Advantus | ANALYZERURINE | Clinitek Advantus |  |  |  | Siemens | Analyzer, Urine |  |  | ANALYZERURINE-Siemens-Clinitek Advantus | 8/14/15 |  | AU-A | Covered PM Repair - Radiology, Low End | MHHS-Woodlands | [8 empty] | ANALYZERURINE | Analyzer, Urine | Siemens
NO | NO |  |  |  | 069-41879 |  | Siemens Medical Systems Inc | CLINITEK ADVANTUS |  | 197G1000CD1 | MH MG - (TMC) - FANNIN PEDIATRICS (STE 2110) | MHHS-MG |  | Analyzer, Urine |  | 069-41879 |  | TMC |  | MH MG - (TMC) - FANNIN PEDIATRICS (STE 2110) | [5 empty] | ANALYZERS, LABORATORY, URINE |  | ANALYZERURINE-Siemens-Clinitek Advantus | ANALYZERURINE | Clinitek Advantus |  |  |  | Siemens | Analyzer, Urine |  |  | ANALYZERURINE-Siemens-Clinitek Advantus |  |  |  | Covered PM Repair - Biomedical | MHHS-MG
NO | NO |  |  |  | 005-11024 |  | Siemens Medical Systems Inc | CLINITEK ADVANTUS |  | NEED | PEARLAND - LABORATORY - MAIN | MHHS-Pearland Hospital |  | Analyzer, Urine |  | 005-11024 |  | Pearland |  | PEARLAND - LABORATORY - MAIN | [5 empty] | ANALYZERS, LABORATORY, URINE |  | ANALYZERURINE-Siemens-Clinitek Advantus | ANALYZERURINE | Clinitek Advantus |  |  |  | Siemens | Analyzer, Urine |  |  | ANALYZERURINE-Siemens-Clinitek Advantus |  |  |  | Covered PM Repair - Biomedical | MHHS-Pearland Hospital
NO | NO |  |  |  | 129-06100 |  | Siemens Medical Systems Inc | CLINITEK ADVANTUS |  | KPS-8A68A503 | SP CCC - (SL) - LABORATORY | MHHS-Sienna Plantation CCC |  | Analyzer, Urine |  | 129-06100 |  | Sugar Land |  | SP CCC - (SL) - LABORATORY | [5 empty] | ANALYZERS, LABORATORY, URINE |  | ANALYZERURINE-Siemens-Clinitek Advantus | ANALYZERURINE | Clinitek Advantus |  |  |  | Siemens | Analyzer, Urine |  |  | ANALYZERURINE-Siemens-Clinitek Advantus |  |  |  | Covered PM Repair - Biomedical | MHHS-Sienna Plantation CCC
NO | NO |  |  |  | 069-38585 |  | Siemens Medical Systems Inc | CLINITEK ADVANTUS |  | KPS 65141311 | TMC - LABORATORY - CHEMISTRY (1R) | MHHS-TMC |  | Analyzer, Urine |  | 069-38585 |  | TMC |  | TMC - LABORATORY - CHEMISTRY (1R) | [5 empty] | ANALYZERS, LABORATORY, URINE |  | ANALYZERURINE-Siemens-Clinitek Advantus | ANALYZERURINE | Clinitek Advantus |  |  |  | Siemens | Analyzer, Urine |  |  | ANALYZERURINE-Siemens-Clinitek Advantus |  |  |  | Covered PM Repair - Biomedical | MHHS-TMC
NO | NO |  |  |  | 069-43333 |  | Siemens Medical Systems Inc | CLINITEK ADVANTUS |  |  | TMC - LABORATORY - CHEMISTRY (1R) | MHHS-TMC |  | Analyzer, Urine |  | 069-43333 |  | TMC |  | TMC - LABORATORY - CHEMISTRY (1R) | [5 empty] | ANALYZERS, LABORATORY, URINE |  | ANALYZERURINE-Siemens-Clinitek Advantus | ANALYZERURINE | Clinitek Advantus |  |  |  | Siemens | Analyzer, Urine |  |  | ANALYZERURINE-Siemens-Clinitek Advantus |  |  |  | Covered PM Repair - Biomedical | MHHS-TMC
NO | NO |  |  |  | 069-35987 |  | Siemens Medical Systems Inc | CLINITEK ADVANTUS |  | 13B1X1004000004 | TMC - LABORATORY - EMERGENCY ROOM (1HP) | MHHS-TMC |  | Analyzer, Urine |  | 069-35987 |  | TMC |  | TMC - LABORATORY - EMERGENCY ROOM (1HP) | [5 empty] | ANALYZERS, LABORATORY, URINE |  | ANALYZERURINE-Siemens-Clinitek Advantus | ANALYZERURINE | Clinitek Advantus |  |  |  | Siemens | Analyzer, Urine |  |  | ANALYZERURINE-Siemens-Clinitek Advantus |  |  |  | Covered PM Repair - Radiology, High End | MHHS-TMC
NO | NO |  |  |  | 069-43065 |  | Siemens Medical Systems Inc | CLINITEK ADVANTUS |  | KPS75951424 | TMC - LABORATORY - EMERGENCY ROOM (1HP) | MHHS-TMC |  | Analyzer, Urine |  | 069-43065 |  | TMC |  | TMC - LABORATORY - EMERGENCY ROOM (1HP) | [5 empty] | ANALYZERS, LABORATORY, URINE |  | ANALYZERURINE-Siemens-Clinitek Advantus | ANALYZERURINE | Clinitek Advantus |  |  |  | Siemens | Analyzer, Urine |  |  | ANALYZERURINE-Siemens-Clinitek Advantus |  |  |  | Covered PM Repair - Lab Analyzers/Anesth | MHHS-TMC
NO | YES |  |  |  | 129-07804 | 129-07804 | Siemens Medical Systems Inc | CLINITEK STATUS |  |  | MH MG - (SL) - SWEETWATER | MHHS-Diagnostic Labs |  | Analyzer, Urine |  | 129-07804 | 129-07804 | Sugar Land | Memorial Hermann Medical Group Sweetwater (#B) | MH MG - (SL) - SWEETWATER | Lab | 4/1/18 | 4/1/19 |  |  | ANALYZERS, LABORATORY, URINE | Analyzer, Urine | ANALYZERURINE-Siemens-Clinitek Status | ANALYZERURINE | Clinitek Status |  |  |  | Siemens | Analyzer, Urine |  |  | ANALYZERURINE-Siemens-Clinitek Status | 10/22/19 |  | AU-A | Covered PM Repair - Biomedical | MHHS-Diagnostic Labs | [8 empty] | ANALYZERURINE | Analyzer, Urine | Siemens
NO | YES |  |  |  | 000-04315 | 000-04315 | Siemens Medical Systems Inc | CLINITEK STATUS |  |  | MH MG-(GH)-Urgent Care-Greater Heights | MHHS-MG |  | Analyzer, Urine |  | 000-04315 | 000-04315 | Central | MHHS-MG | MH MG-(GH)-Urgent Care-Greater Heights | Lab |  |  |  | No pm required | ANALYZERS, LABORATORY, URINE | Analyzer, Urine | ANALYZERURINE-Siemens-Clinitek Status | ANALYZERURINE | Clinitek Status |  |  |  | Siemens | Analyzer, Urine |  |  | ANALYZERURINE-Siemens-Clinitek Status | 2/15/17 |  | AU-A | Covered PM Repair - Biomedical | MHHS-MG | [8 empty] | ANALYZERURINE | Analyzer, Urine | Siemens
NO | NO | [5 empty] | Siemens Medical Systems Inc | CLINITEK STATUS |  |  | GH - ER | MHHS-Greater Heights |  | Analyzer, Urine |  |  |  | Central & Greater Heights |  | GH - ER | [5 empty] | ANALYZERS, LABORATORY, URINE |  | ANALYZERURINE-Siemens-Clinitek Status | ANALYZERURINE | Clinitek Status |  |  |  | Siemens | Analyzer, Urine |  |  | ANALYZERURINE-Siemens-Clinitek Status |  |  |  | Covered PM Repair - Biomedical | MHHS-Greater Heights
NO | NO |  |  |  | 069-34099 |  | Siemens Medical Systems Inc | CLINITEK STATUS |  | NEED | MH MG - (TMC) - VANGUARD UROLOGY (STE 2300) | MHHS-MG |  | Analyzer, Urine |  | 069-34099 |  | TMC |  | MH MG - (TMC) - VANGUARD UROLOGY (STE 2300) | [5 empty] | ANALYZERS, LABORATORY, URINE |  | ANALYZERURINE-Siemens-Clinitek Status | ANALYZERURINE | Clinitek Status |  |  |  | Siemens | Analyzer, Urine |  |  | ANALYZERURINE-Siemens-Clinitek Status |  |  |  | Covered PM Repair - Biomedical | MHHS-MG
NO | NO | [5 empty] | Siemens Medical Systems Inc | CLINITEK STATUS |  |  | SW - LABORATORY - ER STAT LAB | MHHS-Southwest |  | Analyzer, Urine |  |  |  | Southwest |  | SW - LABORATORY - ER STAT LAB | [5 empty] | ANALYZERS, LABORATORY, URINE |  | ANALYZERURINE-Siemens-Clinitek Status | ANALYZERURINE | Clinitek Status |  |  |  | Siemens | Analyzer, Urine |  |  | ANALYZERURINE-Siemens-Clinitek Status |  |  |  | Covered PM Repair - Biomedical | MHHS-Southwest
NO | YES |  |  |  | 925-01210 | 925-01210 | Siemens Medical Systems Inc | DCA VANTAGE |  | S043943 | MH MG-(SW)-Bellaire Center | MHHS-MG |  | Analyzer, Hematology |  | 925-01210 | 925-01210 | Southwest | MHHS-MG | MH MG-(SW)-Bellaire Center | Exam 9 | 4/1/17 |  |  |  | ANALYZERS, LABORATORY, HEMATOLOGY | Analyzer, Hematology | ANALYZERHEMATOLOGY-Siemens-DCA Vantage | ANALYZERHEMATOLOGY | DCA Vantage |  |  |  | Siemens | Analyzer, Hematology |  |  | ANALYZERHEMATOLOGY-Siemens-DCA Vantage | 9/17/20 |  | AH-A | Not Covered Vendor Only - Biomedical | MHHS-MG | [8 empty] | ANALYZERHEMATOLOGY | Analyzer, Hematology | Siemens
NO | YES | [5 empty] | Siemens Medical Systems Inc | DCA VANTAGE |  | S044065 | MHOSH-Laboratory | MHHS Orthopedic & Spine |  | Analyzer, Hematology |  |  |  | Central & Greater Heights | MHHS-Orthopedic & Spine | MHOSH-Laboratory | [5 empty] | ANALYZERS, LABORATORY, HEMATOLOGY | Analyzer, Hematology | ANALYZERHEMATOLOGY-Siemens-DCA Vantage | ANALYZERHEMATOLOGY | DCA Vantage |  |  |  | Siemens | Analyzer, Hematology |  |  | ANALYZERHEMATOLOGY-Siemens-DCA Vantage | 9/17/20 | MHOSH Inventory Dec 2019 into 2020 - Copy.xls - Newly Verified | AH-A | Not Covered Vendor Only - Biomedical | MHHS Orthopedic & Spine | [8 empty] | ANALYZERHEMATOLOGY | Analyzer, Hematology | Siemens
NO | YES |  |  |  | 129-06095 | 129-06095 | Siemens Medical Systems Inc | DIMENSION EXL |  | DE271854 | SP CCC - (SL) - LABORATORY | MHHS-Sienna Plantation CCC |  | Analyzer, Chemistry |  | 129-06095 | 129-06095 | Sugar Land |  | SP CCC - (SL) - LABORATORY |  | 2/1/17 | 2/1/18 |  |  | ANALYZERS, LABORATORY, CLINICAL CHEMISTRY | Analyzer, Chemistry | ANALYZERCHEMISTRY-Siemens-DIMENSION EXL | ANALYZERCHEMISTRY | DIMENSION EXL |  |  |  | Siemens | Analyzer, Chemistry |  |  | ANALYZERCHEMISTRY-Siemens-DIMENSION EXL |  |  | AC-A | Covered PM Repair - Biomedical | MHHS-Sienna Plantation CCC | [8 empty] | ANALYZERCHEMISTRY | Analyzer, Chemistry | Siemens
NO | YES |  |  |  | 069-28954 | 069-28954 | Siemens Medical Systems Inc | DIMENSION EXL |  |  | TMC-Laboratory-Anatomic Pathology (2R) | MHHS-TMC |  | Analyzer, Chemistry |  | 069-28954 | 069-28954 | TMC | MHHS-TMC | TMC-Laboratory-Anatomic Pathology (2R) | S3 200.2 | 2/1/14 |  |  |  | ANALYZERS, LABORATORY, CLINICAL CHEMISTRY |  | ANALYZERCHEMISTRY-Siemens-DIMENSION EXL | ANALYZERCHEMISTRY | DIMENSION EXL |  |  |  | Siemens | Analyzer, Chemistry |  |  | ANALYZERCHEMISTRY-Siemens-DIMENSION EXL | 12/1/19 |  |  | Covered PM Repair - Biomedical | MHHS-TMC
NO | YES |  |  |  | 029-12146 | 029-12146 | Siemens Medical Systems Inc | DIMENSION EXL |  | DR27048 | Woodlands-Terramont ER (Clinic) | MHHS-Woodlands |  | Analyzer, Chemistry |  | 029-12146 | 029-12146 | Woodlands | MHHS-Woodlands | Woodlands-Terramont ER (Clinic) | Lab | 10/1/17 |  |  |  | ANALYZERS, LABORATORY, CLINICAL CHEMISTRY | Analyzer, Chemistry | ANALYZERCHEMISTRY-Siemens-DIMENSION EXL | ANALYZERCHEMISTRY | DIMENSION EXL |  |  |  | Siemens | Analyzer, Chemistry |  |  | ANALYZERCHEMISTRY-Siemens-DIMENSION EXL |  |  | AC-A | Covered PM Repair Labor Only - Biomedica | MHHS-Woodlands | [8 empty] | ANALYZERCHEMISTRY | Analyzer, Chemistry | Siemens
NO | NO |  |  |  | 069-29798 |  | Siemens Medical Systems Inc | DIMENSION EXL |  |  | TMC - LABORATORY - EMERGENCY ROOM (1HP) | MHHS-TMC |  | Analyzer, Chemistry |  | 069-29798 |  | TMC |  | TMC - LABORATORY - EMERGENCY ROOM (1HP) | [5 empty] | ANALYZERS, LABORATORY, CLINICAL CHEMISTRY |  | ANALYZERCHEMISTRY-Siemens-DIMENSION EXL | ANALYZERCHEMISTRY | DIMENSION EXL |  |  |  | Siemens | Analyzer, Chemistry |  |  | ANALYZERCHEMISTRY-Siemens-DIMENSION EXL |  |  |  | Covered PM Repair - Biomedical | MHHS-TMC
NO | NO |  |  |  | 069-35759 |  | Siemens Medical Systems Inc | DIMENSION EXL |  |  | TMC - LABORATORY - HVI LAB (7HVI) | MHHS-TMC |  | Analyzer, Chemistry |  | 069-35759 |  | TMC |  | TMC - LABORATORY - HVI LAB (7HVI) | [5 empty] | ANALYZERS, LABORATORY, CLINICAL CHEMISTRY |  | ANALYZERCHEMISTRY-Siemens-DIMENSION EXL | ANALYZERCHEMISTRY | DIMENSION EXL |  |  |  | Siemens | Analyzer, Chemistry |  |  | ANALYZERCHEMISTRY-Siemens-DIMENSION EXL |  |  |  | Covered PM Repair - Biomedical | MHHS-TMC
NO | NO | [5 empty] | Siemens Medical Systems Inc | DIMENSION EXL |  |  | TMC - LABORATORY - HVI LAB (7HVI) | MHHS-TMC |  | Analyzer, Chemistry |  |  |  | TMC |  | TMC - LABORATORY - HVI LAB (7HVI) | [5 empty] | ANALYZERS, LABORATORY, CLINICAL CHEMISTRY |  | ANALYZERCHEMISTRY-Siemens-DIMENSION EXL | ANALYZERCHEMISTRY | DIMENSION EXL |  |  |  | Siemens | Analyzer, Chemistry |  |  | ANALYZERCHEMISTRY-Siemens-DIMENSION EXL |  |  |  | Covered PM Repair - Biomedical | MHHS-TMC
NO | YES | Asset Tag 1109624 |  |  |  |  | Siemens Medical Systems Inc | DIMENSION VISTA 1500 |  | B01090200437R0 | NE-Laboratory | MHHS-Northeast |  | Analyzer, Immunochemistry |  |  |  | Katy | MHHS-Northeast | NE-Laboratory | Labatory | 4/1/15 | 4/1/16 |  |  | ANALYZERS, LABORATORY, CLINICAL CHEMISTRY | Analyzer, Immunochemistry | ANALYZERIMMUNOCHEMISTRY-Siemens-DimensionVista1500 | ANALYZERIMMUNOCHEMISTRY | Dimension Vista 1500 |  |  |  | Siemens | Analyzer, Immunochemistry |  |  | ANALYZERIMMUNOCHEMISTRY-Siemens-DimensionVista1500 |  |  | AI-A | Covered PM Repair - Biomedical | MHHS-Northeast | [8 empty] | ANALYZERIMMUNOCHEMISTRY | Analyzer, Immunochemistry | Siemens
NO | YES |  |  |  |  | 099-01118 | Siemens Medical Systems Inc | DIMENSION VISTA 1500 |  | B01081200396R0 | NE-Laboratory | MHHS-Northeast |  | Analyzer, Immunochemistry |  |  | 099-01118 | Katy | MHHS-Northeast | NE-Laboratory |  | 5/1/15 | 5/1/20 |  |  | ANALYZERS, LABORATORY, CLINICAL CHEMISTRY | Analyzer, Immunochemistry | ANALYZERIMMUNOCHEMISTRY-Siemens-DimensionVista1500 | ANALYZERIMMUNOCHEMISTRY | Dimension Vista 1500 |  |  |  | Siemens | Analyzer, Immunochemistry |  |  | ANALYZERIMMUNOCHEMISTRY-Siemens-DimensionVista1500 |  |  | AI-A | Covered PM Repair - Biomedical | MHHS-Northeast | [8 empty] | ANALYZERIMMUNOCHEMISTRY | Analyzer, Immunochemistry | Siemens
NO | YES |  |  |  | 145-00284 | 145-00284 | Siemens Medical Systems Inc | DIMENSION VISTA 1500 |  | DV330963 | Pearland-Laboratory-Main | MHHS-Pearland Hospital |  | Analyzer, Immunochemistry |  | 145-00284 | 145-00284 | Pearland | MHHS-Pearland Hospital | Pearland-Laboratory-Main | Speciman Processing | 8/1/14 |  |  |  | ANALYZERS, LABORATORY, CLINICAL CHEMISTRY | Analyzer, Immunochemistry | ANALYZERIMMUNOCHEMISTRY-Siemens-DimensionVista1500 | ANALYZERIMMUNOCHEMISTRY | Dimension Vista 1500 |  |  |  | Siemens | Analyzer, Immunochemistry |  |  | ANALYZERIMMUNOCHEMISTRY-Siemens-DimensionVista1500 |  |  | AI-A | Covered PM Repair - Biomedical | MHHS-Pearland Hospital | [8 empty] | ANALYZERIMMUNOCHEMISTRY | Analyzer, Immunochemistry | Siemens
NO | YES |  |  |  | 069-29635 | 069-29635 | Siemens Medical Systems Inc | DIMENSION VISTA 1500 |  | NSN | TMC-Laboratory-Chemistry (1R) | MHHS-TMC |  | Analyzer, Immunochemistry |  | 069-29635 | 069-29635 | TMC | MHHS-TMC | TMC-Laboratory-Chemistry (1R) | Lab | 12/1/14 |  |  |  | ANALYZERS, LABORATORY, CLINICAL CHEMISTRY |  | ANALYZERIMMUNOCHEMISTRY-Siemens-DimensionVista1500 | ANALYZERIMMUNOCHEMISTRY | Dimension Vista 1500 |  |  |  | Siemens | Analyzer, Immunochemistry |  |  | ANALYZERIMMUNOCHEMISTRY-Siemens-DimensionVista1500 |  |  |  | Covered PM Repair - Biomedical | MHHS-TMC
NO | YES |  |  |  | 069-29636 | 069-29636 | Siemens Medical Systems Inc | DIMENSION VISTA 1500 |  | DV310484 | TMC-Laboratory-Chemistry (1R) | MHHS-TMC |  | Analyzer, Immunochemistry |  | 069-29636 | 069-29636 | TMC | MHHS-TMC | TMC-Laboratory-Chemistry (1R) | Lab |  |  |  |  | ANALYZERS, LABORATORY, CLINICAL CHEMISTRY |  | ANALYZERIMMUNOCHEMISTRY-Siemens-DimensionVista1500 | ANALYZERIMMUNOCHEMISTRY | Dimension Vista 1500 |  |  |  | Siemens | Analyzer, Immunochemistry |  |  | ANALYZERIMMUNOCHEMISTRY-Siemens-DimensionVista1500 |  |  |  | Covered PM Repair - Biomedical | MHHS-TMC
NO | YES |  |  |  | 029-06057 | 029-06057 | Siemens Medical Systems Inc | DIMENSION VISTA 1500 |  | B01090200441R0 | Woodlands-Laboratory-Blood Bank | MHHS-Woodlands |  | Analyzer, Immunochemistry |  | 029-06057 | 029-06057 | Woodlands | MHHS-Woodlands | Woodlands-Laboratory-Blood Bank | Lab | 11/1/11 |  |  |  | ANALYZERS, LABORATORY, CLINICAL CHEMISTRY | Analyzer, Immunochemistry | ANALYZERIMMUNOCHEMISTRY-Siemens-DimensionVista1500 | ANALYZERIMMUNOCHEMISTRY | Dimension Vista 1500 |  |  |  | Siemens | Analyzer, Immunochemistry |  |  | ANALYZERIMMUNOCHEMISTRY-Siemens-DimensionVista1500 |  |  | AI-A | Covered PM Repair - Biomedical | MHHS-Woodlands | [8 empty] | ANALYZERIMMUNOCHEMISTRY | Analyzer, Immunochemistry | Siemens
NO | YES |  |  |  | 029-06058 | 029-06058 | Siemens Medical Systems Inc | DIMENSION VISTA 1500 |  | B01090100430R0 | Woodlands-Laboratory-Blood Bank | MHHS-Woodlands |  | Analyzer, Immunochemistry |  | 029-06058 | 029-06058 | Woodlands | MHHS-Woodlands | Woodlands-Laboratory-Blood Bank | Lab | 11/1/11 |  |  |  | ANALYZERS, LABORATORY, CLINICAL CHEMISTRY | Analyzer, Immunochemistry | ANALYZERIMMUNOCHEMISTRY-Siemens-DimensionVista1500 | ANALYZERIMMUNOCHEMISTRY | Dimension Vista 1500 |  |  |  | Siemens | Analyzer, Immunochemistry |  |  | ANALYZERIMMUNOCHEMISTRY-Siemens-DimensionVista1500 |  |  | AI-A | Covered PM Repair - Biomedical | MHHS-Woodlands | [8 empty] | ANALYZERIMMUNOCHEMISTRY | Analyzer, Immunochemistry | Siemens
NO | YES |  |  |  | 151-02343 | 151-02343 | Siemens Medical Systems Inc | DIMENSION VISTA 500 |  | DV331260 | CY-Laboratory | MHHS-Cypress |  | Analyzer, Immunochemistry |  | 151-02343 | 151-02343 | Northwest | MHHS-Cypress | CY-Laboratory | Chemistry | 2/1/16 | 7/1/20 |  |  | ANALYZERS, LABORATORY, CLINICAL CHEMISTRY | Analyzer, Immunochemistry | ANALYZERIMMUNOCHEMISTRY-Siemens-DimensionVista500 | ANALYZERIMMUNOCHEMISTRY | Dimension Vista 500 |  |  |  | Siemens | Analyzer, Immunochemistry |  |  | ANALYZERIMMUNOCHEMISTRY-Siemens-DimensionVista500 | 10/26/23 |  | AI-A | Not Covered Vendor Only - Biomedical | MHHS-Cypress | [8 empty] | ANALYZERIMMUNOCHEMISTRY | Analyzer, Immunochemistry | Siemens
NO | YES |  |  |  | 151-02344 | 151-02344 | Siemens Medical Systems Inc | DIMENSION VISTA 500 |  | DV370174 | CY-Laboratory | MHHS-Cypress |  | Analyzer, Immunochemistry |  | 151-02344 | 151-02344 | Northwest | MHHS-Cypress | CY-Laboratory | Chemistry | 7/1/19 | 7/1/20 |  |  | ANALYZERS, LABORATORY, CLINICAL CHEMISTRY | Analyzer, Immunochemistry | ANALYZERIMMUNOCHEMISTRY-Siemens-DimensionVista500 | ANALYZERIMMUNOCHEMISTRY | Dimension Vista 500 |  |  |  | Siemens | Analyzer, Immunochemistry |  |  | ANALYZERIMMUNOCHEMISTRY-Siemens-DimensionVista500 | 10/26/23 |  | AI-A | Not Covered Vendor Only - Biomedical | MHHS-Cypress | [8 empty] | ANALYZERIMMUNOCHEMISTRY | Analyzer, Immunochemistry | Siemens
NO | YES |  |  |  | 133-07119 | 133-07119 | Siemens Medical Systems Inc | DIMENSION VISTA 500 |  | DV330133 | Katy-Laboratory | MHHS-Katy |  | Analyzer, Immunochemistry |  | 133-07119 | 133-07119 | Katy | MHHS-Katy | Katy-Laboratory | Lab | 2/1/20 |  |  |  | ANALYZERS, LABORATORY, CLINICAL CHEMISTRY | Analyzer, Immunochemistry | ANALYZERIMMUNOCHEMISTRY-Siemens-DimensionVista500 | ANALYZERIMMUNOCHEMISTRY | Dimension Vista 500 |  |  |  | Siemens | Analyzer, Immunochemistry |  |  | ANALYZERIMMUNOCHEMISTRY-Siemens-DimensionVista500 | 10/26/23 |  | AI-A | Not Covered Vendor Only - Biomedical | MHHS-Katy | [8 empty] | ANALYZERIMMUNOCHEMISTRY | Analyzer, Immunochemistry | Siemens
NO | YES |  |  |  | 133-07135 | 133-07135 | Siemens Medical Systems Inc | DIMENSION VISTA 500 |  | DV330147 | Katy-Laboratory | MHHS-Katy |  | Analyzer, Immunochemistry |  | 133-07135 | 133-07135 | Katy | MHHS-Katy | Katy-Laboratory | Lab |  |  |  |  | ANALYZERS, LABORATORY, CLINICAL CHEMISTRY | Analyzer, Immunochemistry | ANALYZERIMMUNOCHEMISTRY-Siemens-DimensionVista500 | ANALYZERIMMUNOCHEMISTRY | Dimension Vista 500 |  |  |  | Siemens | Analyzer, Immunochemistry |  |  | ANALYZERIMMUNOCHEMISTRY-Siemens-DimensionVista500 | 10/26/23 |  | AI-A | Not Covered Vendor Only - Biomedical | MHHS-Katy | [8 empty] | ANALYZERIMMUNOCHEMISTRY | Analyzer, Immunochemistry | Siemens
NO | YES |  |  |  | 029-08598 | 029-08598 | Siemens Medical Systems Inc | DIMENSION VISTA 500 |  | DV330712 | Pearland-Laboratory-Main | MHHS-Pearland Hospital |  | Analyzer, Immunochemistry |  | 029-08598 | 029-08598 | Pearland | MHHS-Pearland Hospital | Pearland-Laboratory-Main | Lab | 2/1/15 |  |  |  | ANALYZERS, LABORATORY, CLINICAL CHEMISTRY | Analyzer, Immunochemistry | ANALYZERIMMUNOCHEMISTRY-Siemens-DimensionVista500 | ANALYZERIMMUNOCHEMISTRY | Dimension Vista 500 |  |  |  | Siemens | Analyzer, Immunochemistry |  |  | ANALYZERIMMUNOCHEMISTRY-Siemens-DimensionVista500 | 10/26/23 |  | AI-A | Not Covered Vendor Only - Biomedical | MHHS-Pearland Hospital | [8 empty] | ANALYZERIMMUNOCHEMISTRY | Analyzer, Immunochemistry | Siemens
NO | YES |  |  |  |  | 099-01908 | Siemens Medical Systems Inc | DIMENSION VISTA 500 |  | DV330781 | SC CCC-(NE)-Laboratory | MHHS-Summer Creek CCC |  | Analyzer, Immunochemistry |  |  | 099-01908 | Katy | MHHS-Others | SC CCC-(NE)-Laboratory |  | 1/1/15 | 1/1/16 |  |  | ANALYZERS, LABORATORY, CLINICAL CHEMISTRY | Analyzer, Immunochemistry | ANALYZERIMMUNOCHEMISTRY-Siemens-DimensionVista500 | ANALYZERIMMUNOCHEMISTRY | Dimension Vista 500 |  |  |  | Siemens | Analyzer, Immunochemistry |  |  | ANALYZERIMMUNOCHEMISTRY-Siemens-DimensionVista500 | 10/26/23 |  | AI-A | Not Covered Vendor Only - Biomedical | MHHS-Summer Creek CCC | [8 empty] | ANALYZERIMMUNOCHEMISTRY | Analyzer, Immunochemistry | Siemens
NO | YES |  |  |  | 583-01257 | 583-01257 | Siemens Medical Systems Inc | DIMENSION VISTA 500 |  | DW331193 | KT CCC-(KY)-Emergency Room | MHHS-South Katy CCC |  | Analyzer, Immunochemistry |  | 583-01257 | 583-01257 | Katy | MHHS-Others | KT CCC-(KY)-Emergency Room | Lab |  |  |  |  | ANALYZERS, LABORATORY, CLINICAL CHEMISTRY | Analyzer, Immunochemistry | ANALYZERIMMUNOCHEMISTRY-Siemens-DimensionVista500 | ANALYZERIMMUNOCHEMISTRY | Dimension Vista 500 |  |  |  | Siemens | Analyzer, Immunochemistry |  |  | ANALYZERIMMUNOCHEMISTRY-Siemens-DimensionVista500 | 10/26/23 |  | AI-A | Not Covered Vendor Only - Biomedical | MHHS-South Katy CCC | [8 empty] | ANALYZERIMMUNOCHEMISTRY | Analyzer, Immunochemistry | Siemens
NO | YES |  |  |  | 005-06638 | 005-06638 | Siemens Medical Systems Inc | DIMENSION VISTA 500 |  | DV 330152 | SE-Laboratory | MHHS-Southeast |  | Analyzer, Immunochemistry |  | 005-06638 | 005-06638 | Southeast | MHHS-Southeast | SE-Laboratory | Lab | 11/1/10 |  |  | Vista 2 | ANALYZERS, LABORATORY, CLINICAL CHEMISTRY |  | ANALYZERIMMUNOCHEMISTRY-Siemens-DimensionVista500 | ANALYZERIMMUNOCHEMISTRY | Dimension Vista 500 |  |  |  | Siemens | Analyzer, Immunochemistry |  |  | ANALYZERIMMUNOCHEMISTRY-Siemens-DimensionVista500 | 7/2/15 |  |  | Covered PM Repair - Biomedical | MHHS-Southeast
NO | YES |  |  |  |  | 129-04144 | Siemens Medical Systems Inc | DIMENSION VISTA 500 |  | DV330105 | Sugar Land-Laboratory | MHHS-Sugarland |  | Analyzer, Immunochemistry |  |  | 129-04144 | Sugar Land | MHHS-Sugarland | Sugar Land-Laboratory | Lavatory | 11/1/11 |  | 2/1/20 |  | ANALYZERS, LABORATORY, CLINICAL CHEMISTRY | Analyzer, Immunochemistry | ANALYZERIMMUNOCHEMISTRY-Siemens-DimensionVista500 | ANALYZERIMMUNOCHEMISTRY | Dimension Vista 500 |  |  |  | Siemens | Analyzer, Immunochemistry |  |  | ANALYZERIMMUNOCHEMISTRY-Siemens-DimensionVista500 | 10/26/23 |  | AI-A | Not Covered Vendor Only - Biomedical | MHHS-Sugarland | [8 empty] | ANALYZERIMMUNOCHEMISTRY | Analyzer, Immunochemistry | Siemens
NO | YES |  |  |  |  | 129-04143 | Siemens Medical Systems Inc | DIMENSION VISTA 500 |  | DV330129 | Sugar Land-Laboratory | MHHS-Sugarland |  | Analyzer, Immunochemistry |  |  | 129-04143 | Sugar Land | MHHS-Sugarland | Sugar Land-Laboratory | Laboratory | 11/1/11 |  | 12/1/20 |  | ANALYZERS, LABORATORY, CLINICAL CHEMISTRY | Analyzer, Immunochemistry | ANALYZERIMMUNOCHEMISTRY-Siemens-DimensionVista500 | ANALYZERIMMUNOCHEMISTRY | Dimension Vista 500 |  |  |  | Siemens | Analyzer, Immunochemistry |  |  | ANALYZERIMMUNOCHEMISTRY-Siemens-DimensionVista500 | 10/26/23 |  | AI-A | Not Covered Vendor Only - Biomedical | MHHS-Sugarland | [8 empty] | ANALYZERIMMUNOCHEMISTRY | Analyzer, Immunochemistry | Siemens
NO | YES |  |  |  | 241-01729 |  | Siemens Medical Systems Inc | DIMENSION VISTA 500 |  | DV330639 | TIRR-Laboratory | MHHS-TIRR |  | Analyzer, Immunochemistry |  | 241-01729 |  | TMC | MHHS-Others | TIRR-Laboratory | Lab | 10/1/17 |  |  |  | ANALYZERS, LABORATORY, CLINICAL CHEMISTRY | Analyzer, Immunochemistry | ANALYZERIMMUNOCHEMISTRY-Siemens-DimensionVista500 | ANALYZERIMMUNOCHEMISTRY | Dimension Vista 500 |  |  |  | Siemens | Analyzer, Immunochemistry |  |  | ANALYZERIMMUNOCHEMISTRY-Siemens-DimensionVista500 | 3/4/22 |  | AI-A | Not Covered Vendor Only - Biomedical | MHHS-TIRR | [8 empty] | ANALYZERIMMUNOCHEMISTRY | Analyzer, Immunochemistry | Siemens
NO | YES |  |  |  | 069-39652 | 069-39652 | Siemens Medical Systems Inc | DIMENSION VISTA 500 |  | DV330623 | TMC-Hermann-COU (1R) | MHHS-TMC |  | Analyzer, Immunochemistry |  | 069-39652 | 069-39652 | TMC | MHHS-TMC | TMC-Hermann-COU (1R) | Chemistry | 12/1/14 |  |  |  | ANALYZERS, LABORATORY, CLINICAL CHEMISTRY |  | ANALYZERIMMUNOCHEMISTRY-Siemens-DimensionVista500 | ANALYZERIMMUNOCHEMISTRY | Dimension Vista 500 |  |  |  | Siemens | Analyzer, Immunochemistry |  |  | ANALYZERIMMUNOCHEMISTRY-Siemens-DimensionVista500 |  |  |  | Covered PM Repair - Biomedical | MHHS-TMC
NO | YES |  |  |  | 013-38795 |  | Siemens Medical Systems Inc | IES TOWER |  |  | SW - RADIOLOGY | MHHS-Southwest |  |  |  | 013-38795 |  | Southwest |  | SW - RADIOLOGY |  | 10/7/18 |  |  |  | WORKSTATIONS |  | .needs class | [13 empty] | Not Covered Vendor Only - Rad, Low End | MHHS-Southwest
NO | YES |  |  |  | R-069-HVIOR6WS |  | Siemens Medical Systems Inc | LEONARDO |  |  | TMC - RADIOLOGY - HVI PAVILION | MHHS-TMC |  | Radiographic Unit, Radio/Fluoro |  | R-069-HVIOR6WS |  | TMC |  | TMC - RADIOLOGY - HVI PAVILION |  | 8/25/18 |  |  |  | IMAGE STORAGE DEVICES, WORKSTATION |  | RADIOGRAPHICUNITRADFLUORO-Siemens-Leonardo | RADIOGRAPHICUNITRADFLUORO | Leonardo |  |  |  | SIEMENS | Radiographic Unit, Radio/Fluoro |  |  | RADIOGRAPHICUNITRADFLUORO-Siemens-Leonardo | 8/31/17 |  |  | Covered PM Repair - Biomedical | MHHS-TMC
NO | YES |  |  |  | R-069-ANGIO2LEO |  | Siemens Medical Systems Inc | LEONARDO |  | 400-347193 | TMC - RADIOLOGY - IR/ANGIO | MHHS-TMC |  | Radiographic Unit, Radio/Fluoro |  | R-069-ANGIO2LEO |  | TMC |  | TMC - RADIOLOGY - IR/ANGIO |  | 8/16/19 |  |  |  | IMAGE STORAGE DEVICES, WORKSTATION |  | RADIOGRAPHICUNITRADFLUORO-Siemens-Leonardo | RADIOGRAPHICUNITRADFLUORO | Leonardo |  |  |  | SIEMENS | Radiographic Unit, Radio/Fluoro |  |  | RADIOGRAPHICUNITRADFLUORO-Siemens-Leonardo |  |  |  | Covered PM Repair - Biomedical | MHHS-TMC
NO | YES | Serial Number 8639 |  |  | R-069-JONESCT2WS |  | Siemens Medical Systems Inc | LEONARDO |  |  | TMC - RADIOLOGY - JONES PAVILION | MHHS-TMC |  | Radiographic Unit, Radio/Fluoro |  | R-069-JONESCT2WS |  | TMC |  | TMC - RADIOLOGY - JONES PAVILION |  | 4/17/19 |  |  |  | IMAGE STORAGE DEVICES, WORKSTATION |  | RADIOGRAPHICUNITRADFLUORO-Siemens-Leonardo | RADIOGRAPHICUNITRADFLUORO | Leonardo |  |  |  | SIEMENS | Radiographic Unit, Radio/Fluoro |  |  | RADIOGRAPHICUNITRADFLUORO-Siemens-Leonardo |  |  |  | Covered PM Repair - Biomedical | MHHS-TMC
NO | NO | [5 empty] | Siemens Medical Systems Inc | LEONARDO |  | S6107 | MEMORIAL CITY - CATH LAB | MHHS-Mem City |  | Radiographic Unit, Radio/Fluoro |  |  |  | West & Memorial City |  | MEMORIAL CITY - CATH LAB | [5 empty] | IMAGE STORAGE DEVICES, WORKSTATION |  | RADIOGRAPHICUNITRADFLUORO-Siemens-Leonardo | RADIOGRAPHICUNITRADFLUORO | Leonardo |  |  |  | SIEMENS | Radiographic Unit, Radio/Fluoro |  |  | RADIOGRAPHICUNITRADFLUORO-Siemens-Leonardo |  |  |  | Covered PM Repair - Biomedical | MHHS-Mem City
NO | YES |  |  |  | 041-19934 | 041-19934 | Siemens Medical Systems Inc | LUMINOS AGILE |  |  | OPID - (CY) - CYPRESS - 427 (MP1) | MHHS-OPID |  |  |  | 041-19934 | 041-19934 | Northwest & Cypress | Memorial Hermann sports med | OPID - (CY) - CYPRESS - 427 (MP1) | C1:221 | 4/1/19 | 4/1/21 |  |  | RADIOGRAPHIC/FLUOROSCOPIC SYSTEMS |  | .needs class | [13 empty] | Covered PM Repair - Biomedical | MHHS-OPID | [5 empty] | 2/1/20
NO | YES |  |  |  | 151-01743 | 151-01743 | Siemens Medical Systems Inc | LUMINOS AGILE Max |  |  | CY - IMAGING | MHHS-Cypress |  |  |  | 151-01743 | 151-01743 | Northwest & Cypress | MH Cypress | CY - IMAGING | M1 125, RF Room 2 | 4/1/19 | 4/1/20 |  |  | RADIOGRAPHIC/FLUOROSCOPIC SYSTEMS |  | .needs class | [10 empty] | 1/1/13 |  |  | Covered PM Repair - Biomedical | MHHS-Cypress | [5 empty] | 10/1/16
NO | YES |  |  |  | 133-31033 | 133-31033 | Siemens Medical Systems Inc | LUMINOS AGILE Max |  | 400-594549 | Katy-Radiology | MHHS-Katy |  |  |  | 133-31033 | 133-31033 | Katy | MHHS-Katy | Katy-Radiology | Katy (x-ray3) |  |  |  | Rad | RADIOGRAPHIC/FLUOROSCOPIC SYSTEMS |  | .needs class | [13 empty] | Covered PM Repair - Biomedical | MHHS-Katy
NO | YES | Asset Tag 133-10241 |  |  | 133-10241 | 133-10241 | Siemens Medical Systems Inc | LUMINOS DRF MAX |  |  | Katy-Radiology | MHHS-Katy |  |  |  | 133-10241 | 133-10241 | Katy | MHHS-Katy | Katy-Radiology | Imaging Dept |  |  |  | SID 400-600703 | RADIOGRAPHIC/FLUOROSCOPIC SYSTEMS |  | .needs class | [10 empty] | 7/13/20 |  |  | Covered PM Repair - Biomedical | MHHS-Katy
NO | YES |  |  |  | R-929-MR1 | R-929-MR1 | Siemens Medical Systems Inc | MAGNETOM |  |  | MHOSH-Radiology | MHHS Orthopedic & Spine |  |  |  | R-929-MR1 | R-929-MR1 | Central & Greater Heights | MHHS-Orthopedic & Spine | MHOSH-Radiology |  | 11/18/19 |  |  |  | SCANNING SYSTEMS, MAGNETIC RESONANCE IMAGING |  | .needs class | [11 empty] | MHOSH Inventory Dec 2019 into 2020 - Copy.xls - Newly Verified |  | Covered PM Repair - Biomedical | MHHS Orthopedic & Spine
NO | YES | [5 empty] | Siemens Medical Systems Inc | MAGNETOM |  | 400-184744 | NE - RADIOLOGY | MHHS-Northeast | [5 empty] | Katy |  | NE - RADIOLOGY |  | 4/10/19 |  |  |  | SCANNING SYSTEMS, MAGNETIC RESONANCE IMAGING |  | .needs class | [10 empty] | 5/5/17 |  |  | Covered PM Repair - Biomedical | MHHS-Northeast
NO | YES |  |  |  | 069-29569 | 069-29569 | Siemens Medical Systems Inc | MAGNETOM |  |  | OPID - (TMC) - UPPER KIRBY - 467 | MHHS-OPID |  |  |  | 069-29569 | 069-29569 | TMC | Upper Kirby Outpatient Imaging | OPID - (TMC) - UPPER KIRBY - 467 | MRI | 8/1/19 |  |  |  | SCANNING SYSTEMS, MAGNETIC RESONANCE IMAGING |  | .needs class | [10 empty] | 10/31/20 |  |  | Not Covered Vendor Only - Biomedical | MHHS-OPID
NO | YES |  |  |  | 142-03138 |  | Siemens Medical Systems Inc | MAGNETOM |  | 67444 -(Give to Philips) 30765 | OPID - MOBILE ADMIN - 459 | MHHS-OPID |  |  |  | 142-03138 |  | Central & Greater Heights |  | OPID - MOBILE ADMIN - 459 |  | 12/26/19 |  |  |  | SCANNING SYSTEMS, MAGNETIC RESONANCE IMAGING |  | .needs class | [13 empty] | Covered PM Repair - Biomedical | MHHS-OPID
NO | YES |  |  |  | 009-34364 | 009-34364 | Siemens Medical Systems Inc | MAGNETOM AERA |  |  | GH-Radiology | MHHS-Greater Heights |  | Imager, Magnetic Resonance (MRI) |  | 009-34364 | 009-34364 | Central | MHHS-Greater Heights | GH-Radiology | MRI | 6/1/19 |  |  |  | SCANNING SYSTEMS, MAGNETIC RESONANCE IMAGING | Imager, Magnetic Resonance (MRI) | IMAGEMAGNETRESONANCE(MRI)-Siemens-Magnetom Aera | IMAGEMAGNETRESONANCE(MRI) | Magnetom Aera |  |  |  | SIEMENS | Imager, Magnetic Resonance (MRI) |  |  | IMAGEMAGNETRESONANCE(MRI)-Siemens-Magnetom Aera |  |  | IMR-SA | Covered PM Repair - Biomedical | MHHS-Greater Heights | [8 empty] | IMAGEMAGNETRESONANCE(MRI) | Imager, Magnetic Resonance (MRI) | SIEMENS
NO | YES | Asset Tag 041-18581 |  |  | 041-18581 | 041-18581 | Siemens Medical Systems Inc | MAGNETOM AERA |  | 400-462751 | MEMORIAL CITY - MRI | MHHS-Mem City |  | Imager, Magnetic Resonance (MRI) |  | 041-18581 | 041-18581 | West | Memorial City West | MEMORIAL CITY - MRI | West Inpatient MRI-Siemens | 9/1/19 |  |  |  | SCANNING SYSTEMS, MAGNETIC RESONANCE IMAGING |  | IMAGEMAGNETRESONANCE(MRI)-Siemens-Magnetom Aera | IMAGEMAGNETRESONANCE(MRI) | Magnetom Aera |  |  |  | SIEMENS | Imager, Magnetic Resonance (MRI) |  |  | IMAGEMAGNETRESONANCE(MRI)-Siemens-Magnetom Aera |  |  |  | Covered PM Repair - Biomedical | MHHS-Mem City
NO | YES |  |  |  | R-005-MR |  | Siemens Medical Systems Inc | MAGNETOM AERA |  | 400-500013 | SE - RADIOLOGY | MHHS-Southeast |  | Imager, Magnetic Resonance (MRI) |  | R-005-MR |  | Southeast & Bay Area |  | SE - RADIOLOGY |  | 5/7/19 |  |  |  | SCANNING SYSTEMS, MAGNETIC RESONANCE IMAGING |  | IMAGEMAGNETRESONANCE(MRI)-Siemens-Magnetom Aera | IMAGEMAGNETRESONANCE(MRI) | Magnetom Aera |  |  |  | SIEMENS | Imager, Magnetic Resonance (MRI) |  |  | IMAGEMAGNETRESONANCE(MRI)-Siemens-Magnetom Aera |  |  |  | Covered PM Repair - Biomedical | MHHS-Southeast
NO | YES |  |  |  | 013-36424 | 013-36424 | Siemens Medical Systems Inc | MAGNETOM AERA |  | 400-500025 | SW-Radiology | MHHS-Southwest |  | Imager, Magnetic Resonance (MRI) |  | 013-36424 | 013-36424 | Southwest | MHHS-Southwest | SW-Radiology | MRI |  |  |  | No pm sticker | SCANNING SYSTEMS, MAGNETIC RESONANCE IMAGING | Imager, Magnetic Resonance (MRI) | IMAGEMAGNETRESONANCE(MRI)-Siemens-Magnetom Aera | IMAGEMAGNETRESONANCE(MRI) | Magnetom Aera |  |  |  | SIEMENS | Imager, Magnetic Resonance (MRI) |  |  | IMAGEMAGNETRESONANCE(MRI)-Siemens-Magnetom Aera |  |  | IMR-SA | Covered PM Repair - Biomedical | MHHS-Southwest | [8 empty] | IMAGEMAGNETRESONANCE(MRI) | Imager, Magnetic Resonance (MRI) | SIEMENS
NO | YES |  |  |  | 129-05850 | 129-05850 | Siemens Medical Systems Inc | MAGNETOM AERA |  | 400-477470 | SUGAR LAND - RADIOLOGY | MHHS-Sugarland |  | Imager, Magnetic Resonance (MRI) |  | 129-05850 | 129-05850 | Sugar Land | Memorial Hermann Sugar Land | SUGAR LAND - RADIOLOGY | Sugar Land West Tower MRI | 11/1/19 |  |  |  | SCANNING SYSTEMS, MAGNETIC RESONANCE IMAGING | Imager, Magnetic Resonance (MRI) | IMAGEMAGNETRESONANCE(MRI)-Siemens-Magnetom Aera | IMAGEMAGNETRESONANCE(MRI) | Magnetom Aera |  |  |  | SIEMENS | Imager, Magnetic Resonance (MRI) |  |  | IMAGEMAGNETRESONANCE(MRI)-Siemens-Magnetom Aera |  |  | IMR-SA | Covered PM Repair - Biomedical | MHHS-Sugarland | [5 empty] | 1/1/15 |  |  | IMAGEMAGNETRESONANCE(MRI) | Imager, Magnetic Resonance (MRI) | SIEMENS
NO | YES |  |  |  | R-069-MR5 |  | Siemens Medical Systems Inc | MAGNETOM SOLA |  |  | TMC - RADIOLOGY - MRI | MHHS-TMC |  | Imager, Magnetic Resonance (MRI) |  | R-069-MR5 |  | TMC |  | TMC - RADIOLOGY - MRI | [5 empty] | SCANNING SYSTEMS, MAGNETIC RESONANCE IMAGING |  | IMAGEMAGNETRESONANCE(MRI)-Siemens-Magnetom Sola | IMAGEMAGNETRESONANCE(MRI) | Magnetom Sola |  |  |  | Siemens | Imager, Magnetic Resonance (MRI) |  |  | IMAGEMAGNETRESONANCE(MRI)-Siemens-Magnetom Sola | 11/3/20 |  |  | Not Covered Vendor Only - Biomedical | MHHS-TMC
NO | YES |  |  |  | 151-01750 | 151-01750 | Siemens Medical Systems Inc | MOBILETT MIRA MAX PORTABLE X-RAY UNIT |  |  | CY - IMAGING | MHHS-Cypress |  |  |  | 151-01750 | 151-01750 | Northwest & Cypress | 27800 NW Freeway ER, Herman Medical | CY - IMAGING | 3rd Floor ICU | 6/1/19 | 6/1/20 |  |  | RADIOGRAPHIC UNITS, MOBILE | Radiographic Unit, Portable | RADIOGRAPHICUNITPORTABLE-Siemens-MobilettMiraMax |  |  |  |  | RADIOGRAPHICUNITPORTABLE-Siemens-MobilettMiraMax | [7 empty] | RUP-A | Covered PM Repair - Biomedical | MHHS-Cypress | [8 empty] | RADIOGRAPHICUNITPORTABLE | Radiographic Unit, Portable | Siemens
NO | YES |  |  |  | 151-01817 | 151-01817 | Siemens Medical Systems Inc | MOBILETT MIRA MAX PORTABLE X-RAY UNIT |  |  | CY - IMAGING | MHHS-Cypress |  |  |  | 151-01817 | 151-01817 | Northwest & Cypress | 27800 NW Freeway Herman Medical | CY - IMAGING | 4th Floor | 3/1/19 | 3/1/20 |  |  | RADIOGRAPHIC UNITS, MOBILE | Radiographic Unit, Portable | RADIOGRAPHICUNITPORTABLE-Siemens-MobilettMiraMax |  |  |  |  | RADIOGRAPHICUNITPORTABLE-Siemens-MobilettMiraMax | [5 empty] | 8/1/15 |  | RUP-A | Covered PM Repair - Biomedical | MHHS-Cypress | [8 empty] | RADIOGRAPHICUNITPORTABLE | Radiographic Unit, Portable | Siemens
NO | YES | Serial Number 1499 |  |  | 151-02283 | 151-02283 | Siemens Medical Systems Inc | MOBILETT MIRA MAX PORTABLE X-RAY UNIT |  |  | CY - IMAGING | MHHS-Cypress |  |  |  | 151-02283 | 151-02283 | Northwest & Cypress | 27800 NW Freeway ER | CY - IMAGING |  | 6/1/19 | 6/1/20 |  |  | RADIOGRAPHIC UNITS, MOBILE | Radiographic Unit, Portable | RADIOGRAPHICUNITPORTABLE-Siemens-MobilettMiraMax |  |  |  |  | RADIOGRAPHICUNITPORTABLE-Siemens-MobilettMiraMax | [5 empty] | 4/1/16 |  | RUP-A | Covered PM Repair - Biomedical | MHHS-Cypress | [8 empty] | RADIOGRAPHICUNITPORTABLE | Radiographic Unit, Portable | Siemens
NO | YES | Serial Number 1171 |  |  | 009-09170 |  | Siemens Medical Systems Inc | MOBILETT MIRA MAX PORTABLE X-RAY UNIT |  |  | GH - RADIOLOGY | MHHS-Greater Heights |  |  |  | 009-09170 |  | Central & Greater Heights |  | GH - RADIOLOGY |  | 12/10/19 |  |  |  | RADIOGRAPHIC UNITS, MOBILE |  | RADIOGRAPHICUNITPORTABLE-Siemens-MobilettMiraMax |  |  |  |  | RADIOGRAPHICUNITPORTABLE-Siemens-MobilettMiraMax | [5 empty] | 8/1/17 |  |  | Covered PM Repair - Biomedical | MHHS-Greater Heights
NO | YES | Serial Number 1095 |  |  | 133-08586 |  | Siemens Medical Systems Inc | MOBILETT MIRA MAX PORTABLE X-RAY UNIT |  |  | KATY - RADIOLOGY | MHHS-Katy |  |  |  | 133-08586 |  | Katy |  | KATY - RADIOLOGY |  | 4/23/19 |  |  |  | RADIOGRAPHIC UNITS, MOBILE |  | RADIOGRAPHICUNITPORTABLE-Siemens-MobilettMiraMax |  |  |  |  | RADIOGRAPHICUNITPORTABLE-Siemens-MobilettMiraMax | [8 empty] | Covered PM Repair - Biomedical | MHHS-Katy
NO | YES | Serial Number 1190 |  |  | R-929-PD3 | R-929-PD3 | Siemens Medical Systems Inc | MOBILETT MIRA MAX PORTABLE X-RAY UNIT |  |  | MHOSH-Radiology | MHHS Orthopedic & Spine |  |  |  | R-929-PD3 | R-929-PD3 | Central & Greater Heights | MHHS-Orthopedic & Spine | MHOSH-Radiology |  | 6/5/19 |  |  |  | RADIOGRAPHIC UNITS, MOBILE | Radiographic Unit, Portable | RADIOGRAPHICUNITPORTABLE-Siemens-MobilettMiraMax |  |  |  |  | RADIOGRAPHICUNITPORTABLE-Siemens-MobilettMiraMax | [6 empty] | MHOSH Inventory Dec 2019 into 2020 - Copy.xls - Newly Verified | RUP-A | Covered PM Repair - Biomedical | MHHS Orthopedic & Spine | [8 empty] | RADIOGRAPHICUNITPORTABLE | Radiographic Unit, Portable | Siemens
NO | YES |  |  |  | 583-00526 | 583-00526 | Siemens Medical Systems Inc | MOBILETT MIRA MAX PORTABLE X-RAY UNIT |  |  | KT CCC-(KY)-Emergency Room | MHHS-OPID |  |  |  | 583-00526 | 583-00526 | Katy | MHHS-Others | KT CCC-(KY)-Emergency Room | Hall | 4/1/19 | 4/1/20 |  |  | RADIOGRAPHIC UNITS, MOBILE | Radiographic Unit, Portable | RADIOGRAPHICUNITPORTABLE-Siemens-MobilettMiraMax |  |  |  |  | RADIOGRAPHICUNITPORTABLE-Siemens-MobilettMiraMax | [7 empty] | RUP-A | Covered PM Repair - Biomedical | MHHS-OPID | [8 empty] | RADIOGRAPHICUNITPORTABLE | Radiographic Unit, Portable | Siemens
NO | YES |  |  |  | 013-35008 |  | Siemens Medical Systems Inc | MOBILETT MIRA MAX PORTABLE X-RAY UNIT |  |  | SW - RADIOLOGY | MHHS-Southwest |  |  |  | 013-35008 |  | Southwest |  | SW - RADIOLOGY |  | 9/3/19 |  |  |  | RADIOGRAPHIC UNITS, MOBILE |  | RADIOGRAPHICUNITPORTABLE-Siemens-MobilettMiraMax |  |  |  |  | RADIOGRAPHICUNITPORTABLE-Siemens-MobilettMiraMax | [5 empty] | 8/1/17 |  |  | Covered PM Repair - Biomedical | MHHS-Southwest
NO | YES |  |  |  | 013-36593 | 013-36593 | Siemens Medical Systems Inc | MOBILETT MIRA MAX PORTABLE X-RAY UNIT |  |  | Stress Lab | MHHS-Southwest |  |  |  | 013-36593 | 013-36593 | Southwest | Memorial Hermann Southwest Hospital | Stress Lab | Stress Lab | 8/1/19 |  |  |  | RADIOGRAPHIC UNITS, MOBILE | Radiographic Unit, Portable | RADIOGRAPHICUNITPORTABLE-Siemens-MobilettMiraMax |  |  |  |  | RADIOGRAPHICUNITPORTABLE-Siemens-MobilettMiraMax | [7 empty] | RUP-A | Covered PM Repair - Biomedical | MHHS-Southwest | [8 empty] | RADIOGRAPHICUNITPORTABLE | Radiographic Unit, Portable | Siemens
NO | YES |  |  |  | R-069-PD17 |  | Siemens Medical Systems Inc | MOBILETT MIRA MAX PORTABLE X-RAY UNIT |  |  | TMC - RADIOLOGY - CHILDRENS HOSPITAL | MHHS-TMC |  |  |  | R-069-PD17 |  | TMC |  | TMC - RADIOLOGY - CHILDRENS HOSPITAL |  | 3/12/19 |  |  |  | RADIOGRAPHIC UNITS, MOBILE |  | RADIOGRAPHICUNITPORTABLE-Siemens-MobilettMiraMax |  |  |  |  | RADIOGRAPHICUNITPORTABLE-Siemens-MobilettMiraMax | [8 empty] | Covered PM Repair - Biomedical | MHHS-TMC
NO | YES |  |  |  | R-069-PD13 |  | Siemens Medical Systems Inc | MOBILETT MIRA MAX PORTABLE X-RAY UNIT |  |  | TMC - RADIOLOGY - HERMANN PAVILION | MHHS-TMC |  |  |  | R-069-PD13 |  | TMC |  | TMC - RADIOLOGY - HERMANN PAVILION |  | 9/4/19 |  |  |  | RADIOGRAPHIC UNITS, MOBILE |  | RADIOGRAPHICUNITPORTABLE-Siemens-MobilettMiraMax |  |  |  |  | RADIOGRAPHICUNITPORTABLE-Siemens-MobilettMiraMax | [5 empty] | 9/1/17 |  |  | Covered PM Repair - Biomedical | MHHS-TMC
NO | YES |  |  |  | R-069-PD3 |  | Siemens Medical Systems Inc | MOBILETT MIRA MAX PORTABLE X-RAY UNIT |  |  | TMC - RADIOLOGY - HERMANN PAVILION | MHHS-TMC |  |  |  | R-069-PD3 |  | TMC |  | TMC - RADIOLOGY - HERMANN PAVILION |  | 5/17/19 |  |  |  | RADIOGRAPHIC UNITS, MOBILE |  | RADIOGRAPHICUNITPORTABLE-Siemens-MobilettMiraMax |  |  |  |  | RADIOGRAPHICUNITPORTABLE-Siemens-MobilettMiraMax | [5 empty] | 9/1/17 |  |  | Covered PM Repair - Biomedical | MHHS-TMC
NO | YES |  |  |  | R-069-PD8 |  | Siemens Medical Systems Inc | MOBILETT MIRA MAX PORTABLE X-RAY UNIT |  |  | TMC - RADIOLOGY - HERMANN PAVILION | MHHS-TMC |  |  |  | R-069-PD8 |  | TMC |  | TMC - RADIOLOGY - HERMANN PAVILION |  | 7/10/19 |  |  |  | RADIOGRAPHIC UNITS, MOBILE |  | RADIOGRAPHICUNITPORTABLE-Siemens-MobilettMiraMax |  |  |  |  | RADIOGRAPHICUNITPORTABLE-Siemens-MobilettMiraMax | [5 empty] | 8/1/17 |  |  | Covered PM Repair - Biomedical | MHHS-TMC
NO | YES |  |  |  | R-069-PD9 |  | Siemens Medical Systems Inc | MOBILETT MIRA MAX PORTABLE X-RAY UNIT |  |  | TMC - RADIOLOGY - HERMANN PAVILION | MHHS-TMC |  |  |  | R-069-PD9 |  | TMC |  | TMC - RADIOLOGY - HERMANN PAVILION |  | 8/5/19 |  |  |  | RADIOGRAPHIC UNITS, MOBILE |  | RADIOGRAPHICUNITPORTABLE-Siemens-MobilettMiraMax |  |  |  |  | RADIOGRAPHICUNITPORTABLE-Siemens-MobilettMiraMax | [5 empty] | 8/1/17 |  |  | Covered PM Repair - Biomedical | MHHS-TMC
NO | NO |  |  |  | 151-01749 |  | Siemens Medical Systems Inc | MOBILETT MIRA MAX PORTABLE X-RAY UNIT |  |  | CY - IMAGING | MHHS-Cypress |  |  |  | 151-01749 |  | Northwest & Cypress |  | CY - IMAGING | [5 empty] | RADIOGRAPHIC UNITS, MOBILE |  | RADIOGRAPHICUNITPORTABLE-Siemens-MobilettMiraMax |  |  |  |  | RADIOGRAPHICUNITPORTABLE-Siemens-MobilettMiraMax | [8 empty] | Covered PM Repair - Biomedical | MHHS-Cypress
NO | YES |  |  |  | R-929-PD2 | R-929-PD2 | Siemens Medical Systems Inc | MOBILETT XP |  |  | MHOSH-Radiology | MHHS Orthopedic & Spine |  | Radiographic Unit, Portable |  | R-929-PD2 | R-929-PD2 | Central & Greater Heights | MHHS-Orthopedic & Spine | MHOSH-Radiology |  | 12/11/18 |  |  |  | RADIOGRAPHIC UNITS, MOBILE | Radiographic Unit, Portable | RADIOGRAPHICUNITPORTABLE-Siemens-Mobilett Xp | RADIOGRAPHICUNITPORTABLE | Mobilett Xp |  |  |  | SIEMENS | Radiographic Unit, Portable |  |  | RADIOGRAPHICUNITPORTABLE-Siemens-Mobilett Xp | 1/30/20 | MHOSH Inventory Dec 2019 into 2020 - Copy.xls - Newly Verified | RUP-A | Covered PM Repair - Biomedical | MHHS Orthopedic & Spine | [8 empty] | RADIOGRAPHICUNITPORTABLE | Radiographic Unit, Portable | SIEMENS
NO | YES | [5 empty] | Siemens Medical Systems Inc | PSD08 |  |  | OPID - (PL) - PEARLAND - 406 (MP1) | MHHS-OPID | [5 empty] | Pearland |  | OPID - (PL) - PEARLAND - 406 (MP1) |  | 6/4/12 |  |  |  | POWER SUPPLIES |  | .needs class | [13 empty] | Covered PM Repair - Biomedical | MHHS-OPID
NO | YES | [5 empty] | Siemens Medical Systems Inc | PSD08 |  | 101a0647000402 | OPID - (PL) - PEARLAND - 406 (MP1) | MHHS-OPID | [5 empty] | Pearland |  | OPID - (PL) - PEARLAND - 406 (MP1) |  | 6/4/12 |  |  |  | POWER SUPPLIES |  | .needs class | [13 empty] | Covered PM Repair - Biomedical | MHHS-OPID
NO | NO |  |  |  | R-069-PECHO7 |  | Siemens Medical Systems Inc | SEQUOIA C512 |  |  | TMC - CHILDRENS - PROCEDURE SUITE (GHP) | MHHS-TMC |  |  |  | R-069-PECHO7 |  | TMC |  | TMC - CHILDRENS - PROCEDURE SUITE (GHP) | [5 empty] | ULTRASONIC UNITS, DIAGNOSTIC |  | .needs class | [13 empty] | Covered PM Repair - Biomedical | MHHS-TMC
NO | YES |  |  |  | 013-36425 | 013-36425 | Siemens Medical Systems Inc | SOMATOM DEFINITION |  | 400-513288 | SW-Radiology | MHHS-Southwest |  | Ultrasound, Diagnostic |  | 013-36425 | 013-36425 | Southwest | MHHS-Southwest | SW-Radiology |  | 11/1/19 |  |  |  | SCANNING SYSTEMS, COMPUTED TOMOGRAPHY |  | ULTRASOUNDDIAGNOSTIC-Siemens-Somatom Definition | ULTRASOUNDDIAGNOSTIC | Somatom Definition |  |  |  | SIEMENS | Ultrasound, Diagnostic |  |  | ULTRASOUNDDIAGNOSTIC-Siemens-Somatom Definition |  |  |  | Covered PM Repair - Radiology, Low End | MHHS-Southwest
NO | YES |  |  |  | R-069-ERCT |  | Siemens Medical Systems Inc | SOMATOM DEFINITION |  | 400-347189 | TMC - RADIOLOGY - HERMANN PAVILION | MHHS-TMC |  | Ultrasound, Diagnostic |  | R-069-ERCT |  | TMC |  | TMC - RADIOLOGY - HERMANN PAVILION |  | 12/18/19 |  |  |  | SCANNING SYSTEMS, COMPUTED TOMOGRAPHY |  | ULTRASOUNDDIAGNOSTIC-Siemens-Somatom Definition | ULTRASOUNDDIAGNOSTIC | Somatom Definition |  |  |  | SIEMENS | Ultrasound, Diagnostic |  |  | ULTRASOUNDDIAGNOSTIC-Siemens-Somatom Definition | 8/15/16 |  |  | Not Covered Vendor Only - Rad, Low End | MHHS-TMC
NO | YES |  |  |  | 041-18652 | 041-18652 | Siemens Medical Systems Inc | SOMATOM DEFINITION AS - CT 20 SLICE |  | 400-487217 | MEMORIAL CITY - ER | MHHS-Mem City |  |  |  | 041-18652 | 041-18652 | West | MHMC-ER | MEMORIAL CITY - ER | ER CT | 8/1/19 |  |  |  | SCANNING SYSTEMS, COMPUTED TOMOGRAPHY |  | .needs class | [13 empty] | Covered PM Repair - Radiology, High End | MHHS-Mem City
NO | NO |  |  |  | 151-01745 |  | Siemens Medical Systems Inc | SOMATOM DEFINITION AS - CT 20 SLICE |  |  | CY - IMAGING | MHHS-Cypress |  |  |  | 151-01745 |  | Northwest & Cypress |  | CY - IMAGING | [5 empty] | SCANNING SYSTEMS, COMPUTED TOMOGRAPHY |  | .needs class | [13 empty] | Covered PM Repair - Radiology, Low End | MHHS-Cypress
NO | YES |  |  |  | 013-38793 | 013-38793 | Siemens Medical Systems Inc | SOMATOM DRIVE |  |  | SW-Radiology | MHHS-Southwest |  | Scanner, Computed Tomography |  | 013-38793 | 013-38793 | Southwest | MHHS-Southwest | SW-Radiology | CT 2 |  |  |  | Site # 400- 578444 | SCANNING SYSTEMS, COMPUTED TOMOGRAPHY | Scanner, Computed Tomography | SCANCOMPUTTOMOGRAPHY-SIEMENS-SOMATOM Drive | SCANCOMPUTTOMOGRAPHY | SOMATOM Drive |  |  |  | SIEMENS | Scanner, Computed Tomography |  |  | SCANCOMPUTTOMOGRAPHY-SIEMENS-SOMATOM Drive |  |  | SCT-SA | Covered PM Repair - Biomedical | MHHS-Southwest | [5 empty] | 1/1/18 |  |  | SCANCOMPUTTOMOGRAPHY | Scanner, Computed Tomography | SIEMENS
NO | YES |  |  |  | R-583-00574 |  | Siemens Medical Systems Inc | SOMATOM EMOTION 16 |  |  | OPID - (KY) - SOUTH KATY CCC - 446 | MHHS-OPID |  | Scanner, Computed Tomography |  | R-583-00574 |  | Katy |  | OPID - (KY) - SOUTH KATY CCC - 446 |  | 11/6/19 |  |  |  | SCANNING SYSTEMS, COMPUTED TOMOGRAPHY |  | SCANCOMPUTTOMOGRAPHY-Siemens-Somatom Emotion 16 | SCANCOMPUTTOMOGRAPHY | Somatom Emotion 16 |  |  |  | SIEMENS | Scanner, Computed Tomography |  |  | SCANCOMPUTTOMOGRAPHY-Siemens-Somatom Emotion 16 |  |  |  | Covered PM Repair - Radiology, Low End | MHHS-OPID
NO | YES |  |  |  | R-069-PEDICT |  | Siemens Medical Systems Inc | SOMATOM FORCE |  | 400-636709 | TMC - RADIOLOGY - HERMANN PAVILION | MHHS-TMC |  | Scanner, Computed Tomography |  | R-069-PEDICT |  | TMC |  | TMC - RADIOLOGY - HERMANN PAVILION |  | 11/20/19 |  |  |  | SCANNING SYSTEMS, COMPUTED TOMOGRAPHY |  | SCANCOMPUTTOMOGRAPHY-SIEMENS-Somatom Force | SCANCOMPUTTOMOGRAPHY | Somatom Force |  |  |  | SIEMENS | Scanner, Computed Tomography |  |  | SCANCOMPUTTOMOGRAPHY-SIEMENS-Somatom Force | 3/19/16 |  |  | Covered PM Repair - Radiology, Low End | MHHS-TMC
NO | YES |  |  |  | 009-33661 | 009-33661 | Siemens Medical Systems Inc | SOMATOM PERSPECTIVE CT SCANNING SYSTEM |  | CTRL SN 15574 | GH-Radiology | MHHS-Greater Heights |  |  |  | 009-33661 | 009-33661 | Central | MHHS-Greater Heights | GH-Radiology | CT2 | 12/1/19 |  |  | Has an additional workstation | SCANNING SYSTEMS, COMPUTED TOMOGRAPHY |  | .needs class | [13 empty] | Covered PM Repair - Radiology, Low End | MHHS-Greater Heights
NO | YES |  |  |  | R-929-CT1 | R-929-CT1 | Siemens Medical Systems Inc | SOMATOM PERSPECTIVE CT SCANNING SYSTEM |  |  | MHOSH-Radiology | MHHS Orthopedic & Spine |  |  |  | R-929-CT1 | R-929-CT1 | Central & Greater Heights | MHHS-Orthopedic & Spine | MHOSH-Radiology |  | 10/18/19 |  |  |  | SCANNING SYSTEMS, COMPUTED TOMOGRAPHY |  | .needs class | [11 empty] | MHOSH Inventory Dec 2019 into 2020 - Copy.xls - Newly Verified |  | Covered PM Repair - Biomedical | MHHS Orthopedic & Spine
NO | YES |  |  |  | 133-08389 | 133-08389 | Siemens Medical Systems Inc | SOMATOM SENSATION 64 |  |  | Katy-CT | MHHS-Katy |  | Scanner, Computed Tomography |  | 133-08389 | 133-08389 | Katy | MHHS-Katy | Katy-CT | Katy (ER) | 10/1/19 |  |  | Emergency Dept | SCANNING SYSTEMS, COMPUTED TOMOGRAPHY | Scanner, Computed Tomography | SCANCOMPUTTOMOGRAPHY-SIEMENS-Somatom Sensation 64 | SCANCOMPUTTOMOGRAPHY | Somatom Sensation 64 |  |  |  | SIEMENS | Scanner, Computed Tomography |  |  | SCANCOMPUTTOMOGRAPHY-SIEMENS-Somatom Sensation 64 |  |  | SCT-SA | Covered PM Repair - Biomedical | MHHS-Katy | [8 empty] | SCANCOMPUTTOMOGRAPHY | Scanner, Computed Tomography | SIEMENS
NO | NO |  |  |  | R-005-06377 |  | Siemens Medical Systems Inc | SONOLINE G20 |  |  | SE - ESOPHAGEAL DISEASE CENTER | MHHS-Southeast |  | Ultrasound, Diagnostic |  | R-005-06377 |  | Southeast & Bay Area |  | SE - ESOPHAGEAL DISEASE CENTER | [5 empty] | ULTRASONIC UNITS, DIAGNOSTIC |  | ULTRASOUNDDIAGNOSTIC-Siemens-Sonoline G20 | ULTRASOUNDDIAGNOSTIC | Sonoline G20 |  |  |  | SIEMENS | Ultrasound, Diagnostic |  |  | ULTRASOUNDDIAGNOSTIC-Siemens-Sonoline G20 |  |  |  | Covered PM Repair - Biomedical | MHHS-Southeast
NO | YES |  |  |  | PPK106 |  | Siemens Medical Systems Inc | SYNGO DYNAMICS |  | 400-305134 | NE - RADIOLOGY | MHHS-Northeast |  |  |  | PPK106 |  | Katy |  | NE - RADIOLOGY | [5 empty] | IMAGE STORAGE DEVICES |  | .needs class | [13 empty] | Covered PM Repair - Biomedical | MHHS-Northeast
NO | YES |  |  |  | X-PPK147 |  | Siemens Medical Systems Inc | SYNGO DYNAMICS |  |  | TMC - RADIOLOGY - HERMANN PAVILION | MHHS-TMC |  |  |  | X-PPK147 |  | TMC |  | TMC - RADIOLOGY - HERMANN PAVILION | [5 empty] | IMAGE STORAGE DEVICES |  | .needs class | [10 empty] | 11/2/16 |  |  | Covered PM Repair - Biomedical | MHHS-TMC
NO | YES | Serial Number 8639 |  |  | PPK146 |  | Siemens Medical Systems Inc | SYNGO DYNAMICS |  |  | TMC - RADIOLOGY - JONES PAVILION | MHHS-TMC |  |  |  | PPK146 |  | TMC |  | TMC - RADIOLOGY - JONES PAVILION |  | 5/2/16 |  |  |  | IMAGE STORAGE DEVICES |  | .needs class | [13 empty] | Rounds - Fixed | MHHS-TMC
NO | YES |  |  |  | 069-45871 |  | Siemens Medical Systems Inc | SYNGO MULTIMODALITY WORKPLACE |  |  | OPID - (TMC) - UPPER KIRBY - 467 | MHHS-OPID |  |  |  | 069-45871 |  | TMC |  | OPID - (TMC) - UPPER KIRBY - 467 |  | 2/21/19 |  |  |  | WORKSTATIONS |  | .needs class | [10 empty] | 6/1/18 |  |  | Covered PM Repair - Biomedical | MHHS-OPID
NO | YES |  |  |  | R-069-HVIOR5WS |  | Siemens Medical Systems Inc | SYNGO MULTIMODALITY WORKPLACE |  |  | TMC - RADIOLOGY - HVI PAVILION | MHHS-TMC |  |  |  | R-069-HVIOR5WS |  | TMC |  | TMC - RADIOLOGY - HVI PAVILION |  | 7/17/19 |  |  |  | WORKSTATIONS |  | .needs class | [13 empty] | Covered PM Repair - Biomedical | MHHS-TMC
NO | YES |  |  |  | 029-32343 |  | Siemens Medical Systems Inc | SYNGO MULTIMODALITY WORKPLACE |  | CS3840DL06 | WOODLANDS - RADIOLOGY | MHHS-Woodlands |  |  |  | 029-32343 |  | Woodlands |  | WOODLANDS - RADIOLOGY |  | 4/29/19 |  |  |  | WORKSTATIONS |  | .needs class | [10 empty] | 6/1/18 |  |  | Covered PM Repair - Biomedical | MHHS-Woodlands
NO | YES |  |  |  | 133-05641 | 133-05641 | Siemens Medical Systems Inc | UROSKOP ACCESS |  |  | Katy-OR | MHHS-Katy |  | Radiographic Unit, Radio/Fluoro |  | 133-05641 | 133-05641 | Katy | MHHS-Katy | Katy-OR |  | 1/1/19 |  |  |  | RADIOGRAPHIC/FLUOROSCOPIC SYSTEMS, UROLOGIC | Radiographic Unit, Radio/Fluoro | RADIOGRAPHICUNITRADFLUORO-SIEMENS-Uroskop Access | RADIOGRAPHICUNITRADFLUORO | Uroskop Access |  |  |  | SIEMENS | Radiographic Unit, Radio/Fluoro |  |  | RADIOGRAPHICUNITRADFLUORO-SIEMENS-Uroskop Access | 4/1/18 |  | RURF-SA | Not Covered Vendor Only - Biomedical | MHHS-Katy | [5 empty] | 2/1/06 |  |  | RADIOGRAPHICUNITRADFLUORO | Radiographic Unit, Radio/Fluoro | SIEMENS
NO | YES |  |  |  | 041-10351 | 041-10351 | Siemens Medical Systems Inc | UROSKOP ACCESS |  |  | MEMORIAL CITY - OUTPATIENT SURGERY | MHHS-Mem City |  | Radiographic Unit, Radio/Fluoro |  | 041-10351 | 041-10351 | West | Memorial Hermann Memorial City Medical Center | MEMORIAL CITY - OUTPATIENT SURGERY | Memorial City - Day Surgery W1 300.86 Cysto OR 11 |  |  |  |  | RADIOGRAPHIC/FLUOROSCOPIC SYSTEMS, UROLOGIC |  | RADIOGRAPHICUNITRADFLUORO-SIEMENS-Uroskop Access | RADIOGRAPHICUNITRADFLUORO | Uroskop Access |  |  |  | SIEMENS | Radiographic Unit, Radio/Fluoro |  |  | RADIOGRAPHICUNITRADFLUORO-SIEMENS-Uroskop Access |  |  |  | Not Covered Vendor Only - Biomedical | MHHS-Mem City
NO | YES | [5 empty] | Siemens Medical Systems Inc | UROSKOP ACCESS |  |  | NE-OR | MHHS-Northeast |  | Radiographic Unit, Radio/Fluoro |  |  |  | Katy | MHHS-Northeast | NE-OR |  | 10/1/10 | 10/1/11 |  |  | RADIOGRAPHIC/FLUOROSCOPIC SYSTEMS, UROLOGIC | Radiographic Unit, Radio/Fluoro | RADIOGRAPHICUNITRADFLUORO-SIEMENS-Uroskop Access | RADIOGRAPHICUNITRADFLUORO | Uroskop Access |  |  |  | SIEMENS | Radiographic Unit, Radio/Fluoro |  |  | RADIOGRAPHICUNITRADFLUORO-SIEMENS-Uroskop Access | 4/1/18 |  | RURF-SA | Not Covered Vendor Only - Biomedical | MHHS-Northeast | [8 empty] | RADIOGRAPHICUNITRADFLUORO | Radiographic Unit, Radio/Fluoro | SIEMENS
NO | NO |  |  |  | 013-08678 |  | Siemens Medical Systems Inc | UROSKOP ACCESS |  | S01053 | SW - OR | MHHS-Southwest |  | Radiographic Unit, Radio/Fluoro |  | 013-08678 |  | Southwest |  | SW - OR | [5 empty] | RADIOGRAPHIC/FLUOROSCOPIC SYSTEMS, UROLOGIC |  | RADIOGRAPHICUNITRADFLUORO-SIEMENS-Uroskop Access | RADIOGRAPHICUNITRADFLUORO | Uroskop Access |  |  |  | SIEMENS | Radiographic Unit, Radio/Fluoro |  |  | RADIOGRAPHICUNITRADFLUORO-SIEMENS-Uroskop Access |  |  |  | Not Covered Vendor Only - Biomedical | MHHS-Southwest
NO | YES |  |  |  | 013-36605 | 013-36605 | Siemens Medical Systems Inc | UROSKOP OMNIA MAX |  |  | SW-OR | MHHS-Southwest |  |  |  | 013-36605 | 013-36605 | Southwest | MHHS-Southwest | SW-OR |  | 4/1/19 |  | 2/1/20 |  | RADIOGRAPHIC/FLUOROSCOPIC SYSTEMS, UROLOGIC |  | .needs class | [10 empty] | 4/1/18 |  |  | Not Covered Vendor Only - Biomedical | MHHS-Southwest | [5 empty] | 12/1/17
NO | YES | Serial Number 3930 |  |  | 069-18390 | 069-18390 | Siemens Medical Systems Inc | VERTEX |  |  | TMC-Outpatient-Imaging | MHHS-OPID |  |  |  | 069-18390 | 069-18390 | TMC | Memorial Hermann-Texas Medical Center Outpatient | TMC-Outpatient-Imaging | Outpatient MH Imaging Center - Chest Room | 12/1/18 |  |  |  | RADIOGRAPHIC SYSTEMS |  | .needs class | [10 empty] | 7/15/18 |  |  | Covered PM Repair - Biomedical | MHHS-OPID
NO | YES |  |  |  | 133-31037 | 133-31037 | Siemens Medical Systems Inc | YSIO |  | 400-594550 | Katy-Radiology | MHHS-Katy |  | Radiographic Unit, Radio/Fluoro |  | 133-31037 | 133-31037 | Katy | MHHS-Katy | Katy-Radiology | Katy (x-ray2) |  |  |  | Site ID: 400-594550 | RADIOGRAPHIC SYSTEMS, DIGITAL |  | RADIOGRAPHICUNIT-SIEMENS-Ysio | RADIOGRAPHICUNIT | Ysio |  |  |  | SIEMENS | Radiographic Unit, Radio/Fluoro |  |  | RADIOGRAPHICUNIT-SIEMENS-Ysio | 7/19/19 |  |  | Not Covered Vendor Only - Resp/Ster | MHHS-Katy
NO | YES |  |  |  | 041-19933 | 041-19933 | Siemens Medical Systems Inc | YSIO |  |  | OPID - (CY) - CYPRESS - 427 (MP1) | MHHS-OPID |  | Radiographic Unit, Radio/Fluoro |  | 041-19933 | 041-19933 | Northwest & Cypress | 27700 NW Freeway, Herman Memorial | OPID - (CY) - CYPRESS - 427 (MP1) | C1 223 Radiographic Room | 1/1/17 | 1/1/19 |  |  | RADIOGRAPHIC SYSTEMS, DIGITAL |  | RADIOGRAPHICUNIT-SIEMENS-Ysio | RADIOGRAPHICUNIT | Ysio |  |  |  | SIEMENS | Radiographic Unit, Radio/Fluoro |  |  | RADIOGRAPHICUNIT-SIEMENS-Ysio | 4/3/17 |  |  | Covered PM Repair - Biomedical | MHHS-OPID
NO | NO |  |  |  | R-069-TRAUMA10 |  | Siemens Medical Systems Inc | YSIO |  | 10698/27481 | TMC - SAROFIM 1 - ADULT ER | MHHS-TMC |  | Radiographic Unit, Radio/Fluoro |  | R-069-TRAUMA10 |  | TMC |  | TMC - SAROFIM 1 - ADULT ER | [5 empty] | RADIOGRAPHIC SYSTEMS, DIGITAL |  | RADIOGRAPHICUNIT-SIEMENS-Ysio | RADIOGRAPHICUNIT | Ysio |  |  |  | SIEMENS | Radiographic Unit, Radio/Fluoro |  |  | RADIOGRAPHICUNIT-SIEMENS-Ysio |  |  |  | Not Covered Vendor Only - Biomedical | MHHS-TMC
NO | NO |  |  |  | R-069-TRAUMA15 |  | Siemens Medical Systems Inc | YSIO |  |  | TMC - SAROFIM 1 - ADULT ER | MHHS-TMC |  | Radiographic Unit, Radio/Fluoro |  | R-069-TRAUMA15 |  | TMC |  | TMC - SAROFIM 1 - ADULT ER | [5 empty] | RADIOGRAPHIC SYSTEMS, DIGITAL |  | RADIOGRAPHICUNIT-SIEMENS-Ysio | RADIOGRAPHICUNIT | Ysio |  |  |  | SIEMENS | Radiographic Unit, Radio/Fluoro |  |  | RADIOGRAPHICUNIT-SIEMENS-Ysio |  |  |  | Not Covered Vendor Only - Biomedical | MHHS-TMC
NO | NO |  |  |  | R-069-TRAUMA16 |  | Siemens Medical Systems Inc | YSIO |  | 400-588465 | TMC - SAROFIM 1 - ADULT ER | MHHS-TMC |  | Radiographic Unit, Radio/Fluoro |  | R-069-TRAUMA16 |  | TMC |  | TMC - SAROFIM 1 - ADULT ER | [5 empty] | RADIOGRAPHIC SYSTEMS, DIGITAL |  | RADIOGRAPHICUNIT-SIEMENS-Ysio | RADIOGRAPHICUNIT | Ysio |  |  |  | SIEMENS | Radiographic Unit, Radio/Fluoro |  |  | RADIOGRAPHICUNIT-SIEMENS-Ysio |  |  |  | Not Covered Vendor Only - Biomedical | MHHS-TMC
NO | NO |  |  |  | R-069-TRAUMA17 |  | Siemens Medical Systems Inc | YSIO |  | 400-578458 | TMC - SAROFIM 1 - ADULT ER | MHHS-TMC |  | Radiographic Unit, Radio/Fluoro |  | R-069-TRAUMA17 |  | TMC |  | TMC - SAROFIM 1 - ADULT ER | [5 empty] | RADIOGRAPHIC SYSTEMS, DIGITAL |  | RADIOGRAPHICUNIT-SIEMENS-Ysio | RADIOGRAPHICUNIT | Ysio |  |  |  | SIEMENS | Radiographic Unit, Radio/Fluoro |  |  | RADIOGRAPHICUNIT-SIEMENS-Ysio |  |  |  | Not Covered Vendor Only - Biomedical | MHHS-TMC
NO | NO |  |  |  | R-069-TRAUMA18 |  | Siemens Medical Systems Inc | YSIO |  | 400-578460 | TMC - SAROFIM 1 - ADULT ER | MHHS-TMC |  | Radiographic Unit, Radio/Fluoro |  | R-069-TRAUMA18 |  | TMC |  | TMC - SAROFIM 1 - ADULT ER | [5 empty] | RADIOGRAPHIC SYSTEMS, DIGITAL |  | RADIOGRAPHICUNIT-SIEMENS-Ysio | RADIOGRAPHICUNIT | Ysio |  |  |  | SIEMENS | Radiographic Unit, Radio/Fluoro |  |  | RADIOGRAPHICUNIT-SIEMENS-Ysio |  |  |  | Not Covered Vendor Only - Biomedical | MHHS-TMC
NO | NO |  |  |  | R-069-TRAUMA3 |  | Siemens Medical Systems Inc | YSIO |  | 400-578462 | TMC - SAROFIM 1 - ADULT ER | MHHS-TMC |  | Radiographic Unit, Radio/Fluoro |  | R-069-TRAUMA3 |  | TMC |  | TMC - SAROFIM 1 - ADULT ER | [5 empty] | RADIOGRAPHIC SYSTEMS, DIGITAL |  | RADIOGRAPHICUNIT-SIEMENS-Ysio | RADIOGRAPHICUNIT | Ysio |  |  |  | SIEMENS | Radiographic Unit, Radio/Fluoro |  |  | RADIOGRAPHICUNIT-SIEMENS-Ysio |  |  |  | Not Covered Vendor Only - Resp/Ster | MHHS-TMC
NO | NO |  |  |  | R-069-TRAUMA5 |  | Siemens Medical Systems Inc | YSIO |  | 10681/27474 | TMC - SAROFIM 1 - ADULT ER | MHHS-TMC |  | Radiographic Unit, Radio/Fluoro |  | R-069-TRAUMA5 |  | TMC |  | TMC - SAROFIM 1 - ADULT ER | [5 empty] | RADIOGRAPHIC SYSTEMS, DIGITAL |  | RADIOGRAPHICUNIT-SIEMENS-Ysio | RADIOGRAPHICUNIT | Ysio |  |  |  | SIEMENS | Radiographic Unit, Radio/Fluoro |  |  | RADIOGRAPHICUNIT-SIEMENS-Ysio |  |  |  | Not Covered Vendor Only - Resp/Ster | MHHS-TMC
NO | NO |  |  |  | R-069-TRAUMA6 |  | Siemens Medical Systems Inc | YSIO |  | 400-578461 | TMC - SAROFIM 1 - ADULT ER | MHHS-TMC |  | Radiographic Unit, Radio/Fluoro |  | R-069-TRAUMA6 |  | TMC |  | TMC - SAROFIM 1 - ADULT ER | [5 empty] | RADIOGRAPHIC SYSTEMS, DIGITAL |  | RADIOGRAPHICUNIT-SIEMENS-Ysio | RADIOGRAPHICUNIT | Ysio |  |  |  | SIEMENS | Radiographic Unit, Radio/Fluoro |  |  | RADIOGRAPHICUNIT-SIEMENS-Ysio |  |  |  | Covered PM Repair - Respiratory/Steriliz | MHHS-TMC
NO | NO |  |  |  | R-069-TRAUMA7 |  | Siemens Medical Systems Inc | YSIO |  |  | TMC - SAROFIM 1 - ADULT ER | MHHS-TMC |  | Radiographic Unit, Radio/Fluoro |  | R-069-TRAUMA7 |  | TMC |  | TMC - SAROFIM 1 - ADULT ER | [5 empty] | RADIOGRAPHIC SYSTEMS, DIGITAL |  | RADIOGRAPHICUNIT-SIEMENS-Ysio | RADIOGRAPHICUNIT | Ysio |  |  |  | SIEMENS | Radiographic Unit, Radio/Fluoro |  |  | RADIOGRAPHICUNIT-SIEMENS-Ysio |  |  |  | Covered PM Repair - Respiratory/Steriliz | MHHS-TMC
NO | NO |  |  |  | R-069-TRAUMA8 |  | Siemens Medical Systems Inc | YSIO |  |  | TMC - SAROFIM 1 - ADULT ER | MHHS-TMC |  | Radiographic Unit, Radio/Fluoro |  | R-069-TRAUMA8 |  | TMC |  | TMC - SAROFIM 1 - ADULT ER | [5 empty] | RADIOGRAPHIC SYSTEMS, DIGITAL |  | RADIOGRAPHICUNIT-SIEMENS-Ysio | RADIOGRAPHICUNIT | Ysio |  |  |  | SIEMENS | Radiographic Unit, Radio/Fluoro |  |  | RADIOGRAPHICUNIT-SIEMENS-Ysio |  |  |  | Not Covered Vendor Only - Resp/Ster | MHHS-TMC
NO | NO |  |  |  | R-069-TRAUMA9 |  | Siemens Medical Systems Inc | YSIO |  |  | TMC - SAROFIM 1 - ADULT ER | MHHS-TMC |  | Radiographic Unit, Radio/Fluoro |  | R-069-TRAUMA9 |  | TMC |  | TMC - SAROFIM 1 - ADULT ER | [5 empty] | RADIOGRAPHIC SYSTEMS, DIGITAL |  | RADIOGRAPHICUNIT-SIEMENS-Ysio | RADIOGRAPHICUNIT | Ysio |  |  |  | SIEMENS | Radiographic Unit, Radio/Fluoro |  |  | RADIOGRAPHICUNIT-SIEMENS-Ysio |  |  |  | Not Covered Vendor Only - Biomedical | MHHS-TMC
NO | NO |  |  |  | R-069-TRAUMAORTHO |  | Siemens Medical Systems Inc | YSIO |  |  | TMC - SAROFIM 1 - ADULT ER | MHHS-TMC |  | Radiographic Unit, Radio/Fluoro |  | R-069-TRAUMAORTHO |  | TMC |  | TMC - SAROFIM 1 - ADULT ER | [5 empty] | RADIOGRAPHIC SYSTEMS, DIGITAL |  | RADIOGRAPHICUNIT-SIEMENS-Ysio | RADIOGRAPHICUNIT | Ysio |  |  |  | SIEMENS | Radiographic Unit, Radio/Fluoro |  |  | RADIOGRAPHICUNIT-SIEMENS-Ysio |  |  |  | Not Covered Vendor Only - Biomedical | MHHS-TMC
NO | NO |  |  |  | R-069-TRAUMASTICU |  | Siemens Medical Systems Inc | YSIO |  | 10678/27467 | TMC - SAROFIM 1 - ADULT ER | MHHS-TMC |  | Radiographic Unit, Radio/Fluoro |  | R-069-TRAUMASTICU |  | TMC |  | TMC - SAROFIM 1 - ADULT ER | [5 empty] | RADIOGRAPHIC SYSTEMS, DIGITAL |  | RADIOGRAPHICUNIT-SIEMENS-Ysio | RADIOGRAPHICUNIT | Ysio |  |  |  | SIEMENS | Radiographic Unit, Radio/Fluoro |  |  | RADIOGRAPHICUNIT-SIEMENS-Ysio |  |  |  | Not Covered Vendor Only - Resp/Ster | MHHS-TMC
NO | NO |  |  |  | 151-02180 |  | Siemens Medical Systems Inc Nuclear Medicine Group | SYMBIA E |  | 400-527598 | CY - IMAGING | MHHS-Cypress |  | Camera, Spect |  | 151-02180 |  | Northwest & Cypress |  | CY - IMAGING | [5 empty] | CAMERAS, GAMMA |  | CAMERASPECT-Siemens-Symbia E | CAMERASPECT | Symbia E |  |  |  | SIEMENS | Camera, Spect |  |  | CAMERASPECT-Siemens-Symbia E |  |  |  | Covered PM Repair - Biomedical | MHHS-Cypress
NO | NO |  |  |  | R-069-HVINM1 |  | Siemens Medical Systems Inc Nuclear Medicine Group | SYMBIA E |  |  | TMC - HVI - CARDIOLOGY (3HVI) | MHHS-TMC |  | Camera, Spect |  | R-069-HVINM1 |  | TMC |  | TMC - HVI - CARDIOLOGY (3HVI) | [5 empty] | CAMERAS, GAMMA |  | CAMERASPECT-Siemens-Symbia E | CAMERASPECT | Symbia E |  |  |  | SIEMENS | Camera, Spect |  |  | CAMERASPECT-Siemens-Symbia E |  |  |  | Covered PM Repair - Biomedical | MHHS-TMC
NO | YES |  |  |  | 013-35761 | 013-35761 | Sierra Scientific Instruments | A120 |  | MSM-IL0672 | SW-Preop | MHHS-Southwest |  | System, Anorectal Manometry |  | 013-35761 | 013-35761 | Southwest | MHHS-Southwest | SW-Preop | GI Lab |  |  |  |  | ANALYZERS, PHYSIOLOGIC, BODY COMPOSITION | System, Anorectal Manometry | SYSTEMANORECTALMANOMETRY-Given Imaging Inc-A120 | SYSTEMANORECTALMANOMETRY | A120 |  |  |  | Given Imaging Inc | System, Anorectal Manometry |  |  | SYSTEMANORECTALMANOMETRY-Given Imaging Inc-A120 | 7/22/15 |  |  | Covered PM Repair - Biomedical | MHHS-Southwest | [8 empty] | SYSTEMANORECTALMANOMETRY | System, Anorectal Manometry | Given Imaging Inc
NO | YES |  |  |  |  | 099-07546 | Sierra Scientific Instruments | A300 |  | MSD 1035 | SE-Esophageal Disease Center | MHHS-Southeast |  | System, Anorectal Manometry |  |  | 099-07546 | Southeast | MHHS-Southeast | SE-Esophageal Disease Center |  | 1/1/19 |  |  |  | ANALYZERS, PHYSIOLOGIC, BODY COMPOSITION |  | SYSTEMANORECTALMANOMETRY-Given Imaging Inc-A300 | SYSTEMANORECTALMANOMETRY | A300 |  |  |  | Given Imaging Inc | System, Anorectal Manometry |  |  | SYSTEMANORECTALMANOMETRY-Given Imaging Inc-A300 |  |  |  | Covered PM Repair - Biomedical | MHHS-Southeast
NO | YES |  |  |  | 013-35760 | 013-35760 | Sierra Scientific Instruments | A300 |  | MSD1051 | SW-Preop | MHHS-Southwest |  | System, Anorectal Manometry |  | 013-35760 | 013-35760 | Southwest | MHHS-Southwest | SW-Preop | GI Lab |  |  |  |  | ANALYZERS, PHYSIOLOGIC, BODY COMPOSITION | System, Anorectal Manometry | SYSTEMANORECTALMANOMETRY-Given Imaging Inc-A300 | SYSTEMANORECTALMANOMETRY | A300 |  |  |  | Given Imaging Inc | System, Anorectal Manometry |  |  | SYSTEMANORECTALMANOMETRY-Given Imaging Inc-A300 |  |  |  | Covered PM Repair - Biomedical | MHHS-Southwest | [8 empty] | SYSTEMANORECTALMANOMETRY | System, Anorectal Manometry | Given Imaging Inc
NO | NO |  |  |  | 069-46215 |  | Sierra Scientific Instruments | A300 |  | MSDIL0677 | TMC - PLAZA - ERTAN DDC (STE 1400) | MHHS-TMC |  | System, Anorectal Manometry |  | 069-46215 |  | TMC |  | TMC - PLAZA - ERTAN DDC (STE 1400) | [5 empty] | ANALYZERS, PHYSIOLOGIC, BODY COMPOSITION |  | SYSTEMANORECTALMANOMETRY-Given Imaging Inc-A300 | SYSTEMANORECTALMANOMETRY | A300 |  |  |  | Given Imaging Inc | System, Anorectal Manometry |  |  | SYSTEMANORECTALMANOMETRY-Given Imaging Inc-A300 |  |  |  | Covered PM Repair - Biomedical | MHHS-TMC
NO | NO | [5 empty] | Sierra Scientific Instruments | A300 |  | MSD-IL0076 | TMC - PLAZA - ERTAN DDC (STE 1400) | MHHS-TMC |  | System, Anorectal Manometry |  |  |  | TMC |  | TMC - PLAZA - ERTAN DDC (STE 1400) | [5 empty] | ANALYZERS, PHYSIOLOGIC, BODY COMPOSITION |  | SYSTEMANORECTALMANOMETRY-Given Imaging Inc-A300 | SYSTEMANORECTALMANOMETRY | A300 |  |  |  | Given Imaging Inc | System, Anorectal Manometry |  |  | SYSTEMANORECTALMANOMETRY-Given Imaging Inc-A300 |  |  |  | Not Covered Vendor Only - Biomedical | MHHS-TMC
NO | NO | [5 empty] | Sierra Scientific Instruments | A300 |  | MSZ-IL0150 | TMC - PLAZA - ERTAN DDC (STE 1400) | MHHS-TMC |  | System, Anorectal Manometry |  |  |  | TMC |  | TMC - PLAZA - ERTAN DDC (STE 1400) | [5 empty] | ANALYZERS, PHYSIOLOGIC, BODY COMPOSITION |  | SYSTEMANORECTALMANOMETRY-Given Imaging Inc-A300 | SYSTEMANORECTALMANOMETRY | A300 |  |  |  | Given Imaging Inc | System, Anorectal Manometry |  |  | SYSTEMANORECTALMANOMETRY-Given Imaging Inc-A300 |  |  |  | Covered PM Repair - Biomedical | MHHS-TMC
NO | YES |  |  |  | 005-10598 | 005-10598 | Sierra Scientific Instruments | MANOSCAN 360 |  | MSMIL1940 | SE-Esophageal Disease Center | MHHS-Southeast |  | Peristaltic Motility Analyzer |  | 005-10598 | 005-10598 | Southeast | MHHS-Southeast | SE-Esophageal Disease Center |  | 1/1/19 |  |  |  | ANALYZERS, PHYSIOLOGIC, BODY COMPOSITION |  | ANAPERI-Given Imaging Inc-ManoScan 360 | ANAPERI | ManoScan 360 |  |  |  | Given Imaging Inc | Peristaltic Motility Analyzer |  |  | ANAPERI-Given Imaging Inc-ManoScan 360 | 11/15/16 |  |  | Covered PM Repair - Biomedical | MHHS-Southeast
NO | NO |  |  |  | 077-07686 |  | Sierra Scientific Instruments | MANOSCAN 360 |  |  | TMC - GI/ENDO - PEDI (GHP) | MHHS-TMC |  | Peristaltic Motility Analyzer |  | 077-07686 |  | TMC |  | TMC - GI/ENDO - PEDI (GHP) | [5 empty] | ANALYZERS, PHYSIOLOGIC, BODY COMPOSITION |  | ANAPERI-Given Imaging Inc-ManoScan 360 | ANAPERI | ManoScan 360 |  |  |  | Given Imaging Inc | Peristaltic Motility Analyzer |  |  | ANAPERI-Given Imaging Inc-ManoScan 360 |  |  |  | Covered PM Repair - Biomedical | MHHS-TMC
YES | YES |  |  |  | 129-06524 | 129-06524 | SII | DPU-414 |  |  | MH MG - (SL) - SUGAR LAND MULTI-SPECIALTY (MP1) |  |  |  |  | 129-06524 | 129-06524 | Sugar Land | Memorial Hermann Medical Group Sugar Land Multi-Specialty (#350) | MH MG - (SL) - SUGAR LAND MULTI-SPECIALTY (MP1) | Procedure room
NO | NO | [5 empty] | Silicon Graphic | F181 |  | 38000677YA | MEMORIAL CITY - TELEMETRY | MHHS-Mem City | [5 empty] | West & Memorial City |  | MEMORIAL CITY - TELEMETRY | [5 empty] | MONITORS, VIDEO |  | .needs class | [13 empty] | Covered PM Repair - Biomedical | MHHS-Mem City
YES | YES |  |  |  | 133-08177 | 133-08177 | SimCube | SC-5 |  |  | KATY - OR |  |  |  |  | 133-08177 | 133-08177 | Katy | Katy | KATY - OR | Bio med shop
YES | YES |  |  |  | 041-10995 |  | SIMS Graseby Ltd. | HLTA-40 |  |  | Biomed Dept |  |  |  |  | 041-10995 |  | West | Memorial Hermann - Memorial City | Biomed Dept | Biomed Dept
NO | NO |  |  |  | 069-43749 |  | SINGER |  |  | N808308195 | TMC - REHAB - THERAPY GYM (JG) | MHHS-TMC |  |  |  | 069-43749 |  | TMC |  | TMC - REHAB - THERAPY GYM (JG) | [5 empty] | NON-CLINICAL EQUIPMENT |  | .needs class |  |  |  |  | .needs class | [8 empty] | Covered PM Repair - Biomedical | MHHS-TMC
NO | NO |  |  |  | 241-02822 |  | SINICVISION TECHNOLOGY CO., LTD. | SV-86 |  | 86XWE2330XXE19E0755 | TIRR - KIRBY GLENN | MHHS-TIRR |  |  |  | 241-02822 |  | TMC |  | TIRR - KIRBY GLENN | [5 empty] | COMPUTERS |  | .needs class | [13 empty] | No Coverage Specified | MHHS-TIRR
NO | NO |  |  |  | 241-02826 |  | SINICVISION TECHNOLOGY CO., LTD. | SV-86 |  | 86XWE2330XXE19E0766 | TIRR - KIRBY GLENN | MHHS-TIRR |  |  |  | 241-02826 |  | TMC |  | TIRR - KIRBY GLENN | [5 empty] | COMPUTERS |  | .needs class | [13 empty] | Covered PM Repair - Biomedical | MHHS-TIRR
YES | YES |  |  |  | 142-03570 | 142-03570 | SiniSite | C60x/5.2 |  | 03HFFN | [5 empty] | 142-03570 | 142-03570 | North East | MH NE |  | OR |  |  |  | Probe |  |  | TRANSDUCERULTRASOUND-SonoSite-C60X/5-2 Mhz
NO | NO |  |  |  | 041-19269 |  | Site | PREVUE |  | DYZ1Q014 | MEMORIAL CITY - ER | MHHS-Mem City |  |  |  | 041-19269 |  | West & Memorial City |  | MEMORIAL CITY - ER | [5 empty] | ULTRASONIC UNITS, DIAGNOSTIC |  | .needs class | [13 empty] | Not Covered Vendor Only - Biomedical | MHHS-Mem City
YES | YES |  |  |  | 099-11774 | 099-11774 | Skf | Zla |  | ZLA-142221 | 8j transitional care |  |  |  |  | 099-11774 | 099-11774 |  | Memorial Hermann-tmc | 8j transitional care | Hallway | 3/1/20 |  |  | No PM Sticker
NO | YES |  |  |  | 069-44015 | 069-44015 | SKYTRON |  |  | 061819-D09 | TMC-Sarofim 1-Adult ER | MHHS-TMC |  |  |  | 069-44015 | 069-44015 | TMC | MHHS-TMC | TMC-Sarofim 1-Adult ER | [5 empty] | WARMING UNITS, MULTIPURPOSE |  | .needs class | [5 empty] | Skytron |  |  |  |  | 4/4/17 | Finished from Script 3/27/2020 12:11:52pm (Central) |  | Covered PM Repair - Biomedical | MHHS-TMC
YES | YES |  |  |  | 005-13007 | 005-13007 | Skytron |  |  |  | MEMORIAL CITY - LABOR |  |  |  |  | 005-13007 | 005-13007 | West | Memorial City | MEMORIAL CITY - LABOR | 3M16
NO | NO |  |  |  | 069-47745 |  | SKYTRON |  |  | V16375 | TMC - SAROFIM 2 - OR | MHHS-TMC |  |  |  | 069-47745 |  | TMC |  | TMC - SAROFIM 2 - OR | [5 empty] | SMOKE EVACUATION SYSTEMS, SURGICAL |  | .needs class | [5 empty] | Skytron | [7 empty] | Covered PM Repair - Biomedical | MHHS-TMC
NO | NO |  |  |  | 069-47672 |  | SKYTRON |  |  | V17359 | TMC - SAROFIM 3 - OR | MHHS-TMC |  |  |  | 069-47672 |  | TMC |  | TMC - SAROFIM 3 - OR | [5 empty] | SMOKE EVACUATION SYSTEMS, SURGICAL |  | .needs class | [5 empty] | Skytron | [7 empty] | Covered PM Repair - Biomedical | MHHS-TMC
NO | NO |  |  |  | 069-47679 |  | SKYTRON |  |  | V16381 | TMC - SAROFIM 3 - OR | MHHS-TMC |  |  |  | 069-47679 |  | TMC |  | TMC - SAROFIM 3 - OR | [5 empty] | SMOKE EVACUATION SYSTEMS, SURGICAL |  | .needs class | [5 empty] | Skytron | [7 empty] | Covered PM Repair - Biomedical | MHHS-TMC
NO | NO |  |  |  | 069-47723 |  | SKYTRON |  |  | V16378 | TMC - SAROFIM 3 - OR | MHHS-TMC |  |  |  | 069-47723 |  | TMC |  | TMC - SAROFIM 3 - OR | [5 empty] | SMOKE EVACUATION SYSTEMS, SURGICAL |  | .needs class | [5 empty] | Skytron | [7 empty] | Covered PM Repair - Biomedical | MHHS-TMC
NO | NO |  |  |  | 069-44016 |  | SKYTRON |  |  | 061719-D10 | TMC - SAROFIM 1 - ADULT ER | MHHS-TMC |  |  |  | 069-44016 |  | TMC |  | TMC - SAROFIM 1 - ADULT ER | [5 empty] | WARMING UNITS, MULTIPURPOSE |  | .needs class | [5 empty] | Skytron | [7 empty] | Covered PM Repair - Biomedical | MHHS-TMC
NO | NO |  |  |  | 069-47007 |  | SKYTRON |  |  | 061919-DO5 | TMC - SAROFIM 1 - ADULT ER | MHHS-TMC |  |  |  | 069-47007 |  | TMC |  | TMC - SAROFIM 1 - ADULT ER | [5 empty] | WARMING UNITS, MULTIPURPOSE |  | .needs class | [5 empty] | Skytron | [7 empty] | Covered PM Repair - Biomedical | MHHS-TMC
YES | YES |  |  |  | 005-33156 | 005-33156 | Skytron | 03-379-00-1/2F |  | 1402-348-00-1/2F | Sugar Land OR |  |  |  |  | 005-33156 | 005-33156 | Sugar Land | Memorial Hermann Sugar Land Hospital | Sugar Land OR | OR 7
YES | YES |  |  |  | 005-33194 | 005-33194 | Skytron | 03-717-03-0 / PM48 |  | 1511-715-03-0-0698 | Sugar Land Endo |  |  |  |  | 005-33194 | 005-33194 | Sugar Land | Memorial Hermann Sugar Land Hospital | Sugar Land Endo | Procedure Room 2
YES | YES |  |  |  | 099-09868 | 099-09868 | Skytron | 13-717-03-0 |  | 1904T715-03-9-0336 | TMC - OR - HERMANN (2HP) |  |  |  |  | 099-09868 | 099-09868 | TMC | Memorial Hermann-Texas Medical Center | TMC - OR - HERMANN (2HP) | OR 36
YES | YES |  |  |  | 099-07177 | 099-07177 | Skytron | 13-717-03-0 |  | 1903T555-03-3-0509 | TMC - OR - ANESTHESIA (CONTRACT EQUIP) |  |  |  |  | 099-07177 | 099-07177 | TMC | Memorial Hermann-Texas Medical Center | TMC - OR - ANESTHESIA (CONTRACT EQUIP) | OR 7
YES | YES |  |  |  | 099-09218 | 099-09218 | Skytron | 13371003/23FL |  |  | TMC - SAROFIM 3 - OR |  |  |  |  | 099-09218 | 099-09218 | TMC | Memorial Hermann-Texas Medical Center | TMC - SAROFIM 3 - OR | OR3
YES | YES |  |  |  | 099-09206 | 099-09206 | Skytron | 13372003/32F |  | 1904T5550230728 | OR |  |  |  |  | 099-09206 | 099-09206 | TMC | Memorial Hermann-Texas Medical Center | OR | OR 41
YES | YES |  |  |  | 099-09208 | 099-09208 | Skytron | 13372003/32F |  | 1903T5550230699 | OR |  |  |  |  | 099-09208 | 099-09208 | TMC | Memorial Hermann-Texas Medical Center | OR | OR 41
YES | YES |  |  |  | 099-09209 | 099-09209 | Skytron | 13372003/32F |  |  | OR |  |  |  |  | 099-09209 | 099-09209 | TMC | Memorial Hermann-Texas Medical Center | OR | OR 41
YES | YES |  |  |  | 099-09210 | 099-09210 | Skytron | 13372003/32F |  | 1904T5550230726 | OR |  |  |  |  | 099-09210 | 099-09210 | TMC | Memorial Hermann-Texas Medical Center | OR | OR 41
YES | YES |  |  |  | 099-07208 | 099-07208 | Skytron | 13372003/32F |  | 1903T5550230704 | TMC - SAROFIM 3 - OR |  |  |  |  | 099-07208 | 099-07208 | TMC | Memorial Hermann-Texas Medical Center | TMC - SAROFIM 3 - OR | OR3
YES | YES |  |  |  | 041-34225 | 041-34225 | Skytron | 3503 EZ Slid |  | SUT-20199-0422 | MEMORIAL CITY - Outpatient |  |  |  |  | 041-34225 | 041-34225 | West | Memorial Hermann Memorial City Medical Center | MEMORIAL CITY - Outpatient | MEMORIAL CITY - OUTPATIENT
NO | YES |  |  |  | 041-18338 | 041-18338 | SKYTRON | 3602 ULTRASLIDE |  | SUC-20146-0425 | MEMORIAL CITY - MOR | MHHS-Mem City |  |  |  | 041-18338 | 041-18338 | West | Memorial Hermann Memorial City Medical Center | MEMORIAL CITY - MOR | MEMORIAL CITY - MOR |  |  |  |  | TABLES, OPERATING |  | TABLESURGICALELECT-Skytron-Ultraslide 3602 |  |  |  |  | TABLESURGICALELECT-Skytron-Ultraslide 3602 | Skytron | [7 empty] | Covered PM Repair - Biomedical | MHHS-Mem City
NO | YES |  |  |  | 041-18339 | 041-18339 | SKYTRON | 3602 ULTRASLIDE |  | SUC-20146-0423 | MEMORIAL CITY MOR | MHHS-Mem City |  |  |  | 041-18339 | 041-18339 | West | Memorial Hermann Memorial City Medical Center | MEMORIAL CITY MOR | MEMORIAL CITY MOR |  |  |  |  | TABLES, OPERATING |  | TABLESURGICALELECT-Skytron-Ultraslide 3602 |  |  |  |  | TABLESURGICALELECT-Skytron-Ultraslide 3602 | Skytron | [7 empty] | Covered PM Repair - Biomedical | MHHS-Mem City
NO | YES |  |  |  | 142-06893 | 142-06893 | SKYTRON | 3602 ULTRASLIDE |  | SUC-20165-1097 | NE-OR | MHHS-Northeast |  |  |  | 142-06893 | 142-06893 | Katy | MHHS-Northeast | NE-OR | OR 2 | 9/1/19 | 9/1/20 |  |  | TABLES, OPERATING | Table, Surgical, Electric | TABLESURGICALELECT-Skytron-Ultraslide 3602 |  |  |  |  | TABLESURGICALELECT-Skytron-Ultraslide 3602 | Skytron |  |  |  |  | 3/15/18 |  | TSE-A | Covered PM Repair - Biomedical | MHHS-Northeast | [8 empty] | TABLESURGICALELECT | Table, Surgical, Electric | Skytron
NO | YES |  |  |  | 069-41461 | 069-41461 | SKYTRON | 3602 ULTRASLIDE |  | SUC-20164-1065 | TMC-OR-Anesthesia (Contract Equip) | MHHS-TMC |  |  |  | 069-41461 | 069-41461 | TMC | MHHS-TMC | TMC-OR-Anesthesia (Contract Equip) | OR 9 | 2/1/19 |  | 8/1/20 |  | TABLES, OPERATING |  | TABLESURGICALELECT-Skytron-Ultraslide 3602 |  |  |  |  | TABLESURGICALELECT-Skytron-Ultraslide 3602 | Skytron | [7 empty] | Covered PM Repair - Biomedical | MHHS-TMC
NO | YES |  |  |  | 069-42127 | 069-42127 | SKYTRON | 3602 ULTRASLIDE |  | SUC-20164-1502 | TMC-OR-CVOR (7Hvi) | MHHS-TMC |  |  |  | 069-42127 | 069-42127 | TMC | MHHS-TMC | TMC-OR-CVOR (7Hvi) | OR 4 | 3/1/20 |  | 3/1/21 |  | TABLES, OPERATING | Table, Surgical, Electric | TABLESURGICALELECT-Skytron-Ultraslide 3602 |  |  |  |  | TABLESURGICALELECT-Skytron-Ultraslide 3602 | Skytron | [6 empty] | TSE-A | Covered PM Repair - Biomedical | MHHS-TMC | [8 empty] | TABLESURGICALELECT | Table, Surgical, Electric | Skytron
NO | YES |  |  |  | 069-42128 | 069-42128 | SKYTRON | 3602 ULTRASLIDE |  | SUC-20164-1060 | TMC-OR-Robertson (2R) | MHHS-TMC |  |  |  | 069-42128 | 069-42128 | TMC | MHHS-TMC | TMC-OR-Robertson (2R) | TMC OR ROBERTSON (2R) | 9/1/19 |  | 9/1/20 |  | TABLES, OPERATING |  | TABLESURGICALELECT-Skytron-Ultraslide 3602 |  |  |  |  | TABLESURGICALELECT-Skytron-Ultraslide 3602 | Skytron |  |  |  |  | 1/28/21 |  |  | Not Covered Vendor Only - Biomedical | MHHS-TMC
NO | YES |  |  |  | 069-42129 | 069-42129 | SKYTRON | 3602 ULTRASLIDE |  | SUC-20164-1063 | TMC-OR-Robertson (2R) | MHHS-TMC |  |  |  | 069-42129 | 069-42129 | TMC | MHHS-TMC | TMC-OR-Robertson (2R) | OR 58 | 12/1/19 |  |  |  | TABLES, OPERATING |  | TABLESURGICALELECT-Skytron-Ultraslide 3602 |  |  |  |  | TABLESURGICALELECT-Skytron-Ultraslide 3602 | Skytron |  |  |  |  | 1/28/21 |  |  | Not Covered Vendor Only - Biomedical | MHHS-TMC
NO | YES |  |  |  | 069-42130 | 069-42130 | SKYTRON | 3602 ULTRASLIDE |  | SUC-20164-1049 | TMC-OR-Robertson (2R) | MHHS-TMC |  |  |  | 069-42130 | 069-42130 | TMC | MHHS-TMC | TMC-OR-Robertson (2R) | Hallway | 2/1/20 |  | 8/1/20 |  | TABLES, OPERATING |  | TABLESURGICALELECT-Skytron-Ultraslide 3602 |  |  |  |  | TABLESURGICALELECT-Skytron-Ultraslide 3602 | Skytron |  |  |  |  | 1/28/21 |  |  | Not Covered Vendor Only - Biomedical | MHHS-TMC
NO | YES |  |  |  | 069-42332 | 069-42332 | SKYTRON | 3602 ULTRASLIDE |  | SUC 20165 1115 | TMC-OR-Hermann (2Hp) | MHHS-TMC |  |  |  | 069-42332 | 069-42332 | TMC | MHHS-TMC | TMC-OR-Hermann (2Hp) | OR-69 |  |  |  |  | TABLES, OPERATING |  | TABLESURGICALELECT-Skytron-Ultraslide 3602 |  |  |  |  | TABLESURGICALELECT-Skytron-Ultraslide 3602 | Skytron |  |  |  |  | 1/28/21 |  |  | Not Covered Vendor Only - Biomedical | MHHS-TMC
NO | YES |  |  |  | 069-42333 | 069-42333 | SKYTRON | 3602 ULTRASLIDE |  | SUC 20164 1038 | TMC-OR-Robertson (2R) | MHHS-TMC |  |  |  | 069-42333 | 069-42333 | TMC | MHHS-TMC | TMC-OR-Robertson (2R) | OR 38 | 12/1/19 |  | 1/1/20 |  | TABLES, OPERATING |  | TABLESURGICALELECT-Skytron-Ultraslide 3602 |  |  |  |  | TABLESURGICALELECT-Skytron-Ultraslide 3602 | Skytron |  |  |  |  | 1/28/21 |  |  | Not Covered Vendor Only - Biomedical | MHHS-TMC
NO | YES |  |  |  | 069-42334 | 069-42334 | SKYTRON | 3602 ULTRASLIDE |  | SUC-20164-1035 | TMC-OR-Robertson (2R) | MHHS-TMC |  |  |  | 069-42334 | 069-42334 | TMC | MHHS-TMC | TMC-OR-Robertson (2R) | S2/411 | 9/1/19 |  |  |  | TABLES, OPERATING |  | TABLESURGICALELECT-Skytron-Ultraslide 3602 |  |  |  |  | TABLESURGICALELECT-Skytron-Ultraslide 3602 | Skytron |  |  |  |  | 3/15/18 |  |  | Covered PM Repair - Biomedical | MHHS-TMC
NO | YES |  |  |  | 069-42335 | 069-42335 | SKYTRON | 3602 ULTRASLIDE |  | SUC-20165-1116 | TMC-OR-Hermann (2Hp) | MHHS-TMC |  |  |  | 069-42335 | 069-42335 | TMC | MHHS-TMC | TMC-OR-Hermann (2Hp) | OR 60 | 3/1/20 |  | 9/1/20 |  | TABLES, OPERATING |  | TABLESURGICALELECT-Skytron-Ultraslide 3602 |  |  |  |  | TABLESURGICALELECT-Skytron-Ultraslide 3602 | Skytron |  |  |  |  | 3/15/18 |  |  | Covered PM Repair - Biomedical | MHHS-TMC
NO | NO |  |  |  | 069-41462 |  | SKYTRON | 3602 ULTRASLIDE |  | SUC-20166-1125 | TMC - OR - HERMANN (2HP) | MHHS-TMC |  |  |  | 069-41462 |  | TMC |  | TMC - OR - HERMANN (2HP) | [5 empty] | TABLES, OPERATING |  | TABLESURGICALELECT-Skytron-Ultraslide 3602 |  |  |  |  | TABLESURGICALELECT-Skytron-Ultraslide 3602 | Skytron | [7 empty] | Covered PM Repair - Biomedical | MHHS-TMC
NO | YES |  |  |  | 069-47633 | 069-47633 | SKYTRON | 3603 ULTRA SLIDE |  | SUC-20196-07010 | TMC-Sarofim 3-OR | MHHS-TMC |  |  |  | 069-47633 | 069-47633 | TMC | MHHS-TMC | TMC-Sarofim 3-OR | OR 42 | 12/1/19 |  | 12/1/20 |  | TABLES, OPERATING |  | TABLESURGICALELECT-Skytron-Ultraslide 3602 |  |  |  |  | TABLESURGICALELECT-Skytron-Ultraslide 3602 | Skytron |  |  |  |  | 3/15/18 |  |  | Covered PM Repair - Biomedical | MHHS-TMC
NO | YES |  |  |  | 069-47673 | 069-47673 | SKYTRON | 3603 ULTRA SLIDE |  | SUC-20196-0714 | TMC-OR-Robertson (2R) | MHHS-TMC |  |  |  | 069-47673 | 069-47673 | TMC | MHHS-TMC | TMC-OR-Robertson (2R) | Room 39 | 11/1/19 |  | 11/1/20 |  | TABLES, OPERATING |  | TABLESURGICALELECT-Skytron-Ultraslide 3602 |  |  |  |  | TABLESURGICALELECT-Skytron-Ultraslide 3602 | Skytron |  |  |  |  | 3/15/18 |  |  | Covered PM Repair - Biomedical | MHHS-TMC
NO | YES |  |  |  | 069-47675 | 069-47675 | SKYTRON | 3603 ULTRA SLIDE |  | SUC-20196-0708 | TMC-Sarofim 3-OR | MHHS-TMC |  |  |  | 069-47675 | 069-47675 | TMC | MHHS-TMC | TMC-Sarofim 3-OR | TMC - SAROFIM 3 - OR | 11/1/19 |  | 11/1/20 |  | TABLES, OPERATING |  | TABLESURGICALELECT-Skytron-Ultraslide 3602 |  |  |  |  | TABLESURGICALELECT-Skytron-Ultraslide 3602 | Skytron |  |  |  |  | 3/15/18 |  |  | Covered PM Repair - Biomedical | MHHS-TMC
NO | YES |  |  |  | 069-47722 | 069-47722 | SKYTRON | 3603 ULTRA SLIDE |  | SUC-20196-0716 | TMC-OR-Hermann (2Hp) | MHHS-TMC |  |  |  | 069-47722 | 069-47722 | TMC | MHHS-TMC | TMC-OR-Hermann (2Hp) | OR 36 | 12/1/19 |  | 12/1/20 |  | TABLES, OPERATING |  | TABLESURGICALELECT-Skytron-Ultraslide 3602 |  |  |  |  | TABLESURGICALELECT-Skytron-Ultraslide 3602 | Skytron |  |  |  |  | 3/15/18 |  |  | Covered PM Repair - Biomedical | MHHS-TMC
NO | YES | Asset Tag 069-47728 |  |  | 069-47728 | 069-47728 | SKYTRON | 3603 ULTRA SLIDE |  | SUC-20196-0713 | TMC-OR-Hermann (2Hp) | MHHS-TMC |  |  |  | 069-47728 | 069-47728 | TMC | MHHS-TMC | TMC-OR-Hermann (2Hp) | Or35 | 12/1/19 |  | 12/1/20 | (null) | TABLES, OPERATING |  | TABLESURGICALELECT-Skytron-Ultraslide 3602 |  |  |  |  | TABLESURGICALELECT-Skytron-Ultraslide 3602 | Skytron |  |  |  |  | 3/15/18 |  |  | Covered PM Repair - Biomedical | MHHS-TMC
NO | YES |  |  |  | 069-47843 | 069-47843 | SKYTRON | 3603 ULTRA SLIDE |  | SUC-20195-0688 | TMC-Sarofim 3-OR | MHHS-TMC |  |  |  | 069-47843 | 069-47843 | TMC | MHHS-TMC | TMC-Sarofim 3-OR | OR 40 | 12/1/19 |  | 12/1/20 |  | TABLES, OPERATING |  | TABLESURGICALELECT-Skytron-Ultraslide 3602 |  |  |  |  | TABLESURGICALELECT-Skytron-Ultraslide 3602 | Skytron |  |  |  |  | 3/15/18 |  |  | Covered PM Repair - Biomedical | MHHS-TMC
NO | YES |  |  |  | 069-47853 | 069-47853 | SKYTRON | 3603 ULTRA SLIDE |  | SUC-20196-0703 | TMC-MHTMC-Central Supply | MHHS-TMC |  |  |  | 069-47853 | 069-47853 | TMC | MHHS-TMC | TMC-MHTMC-Central Supply | Or 38 | 12/1/19 |  | 12/1/20 |  | TABLES, OPERATING |  | TABLESURGICALELECT-Skytron-Ultraslide 3602 |  |  |  |  | TABLESURGICALELECT-Skytron-Ultraslide 3602 | Skytron |  |  |  |  | 3/15/18 |  |  | Covered PM Repair - Biomedical | MHHS-TMC
NO | NO |  |  |  | 069-47704 |  | SKYTRON | 3603 ULTRA SLIDE |  | SUC-20195-0701 | TMC - SAROFIM 3 - OR | MHHS-TMC |  |  |  | 069-47704 |  | TMC |  | TMC - SAROFIM 3 - OR | [5 empty] | TABLES, OPERATING |  | TABLESURGICALELECT-Skytron-Ultraslide 3602 |  |  |  |  | TABLESURGICALELECT-Skytron-Ultraslide 3602 | Skytron | [7 empty] | Covered PM Repair - Biomedical | MHHS-TMC
YES | YES |  |  |  | 099-09207 | 099-09207 | Skytron | 3FLX72/3FLX60 |  | 131221/1208001 | OR |  |  |  |  | 099-09207 | 099-09207 | TMC | Memorial Hermann-Texas Medical Center | OR | OR 41
NO | NO |  |  |  | 074-04841 |  | SKYTRON | 3PM56 |  | 1208-718-02-0-0121 | TMC - CATH LAB - PEDI (GHP) | MHHS-TMC |  |  |  | 074-04841 |  | TMC |  | TMC - CATH LAB - PEDI (GHP) | [5 empty] | INSTRUMENT STAND |  | .needs class |  |  |  |  | .needs class | Skytron | [7 empty] | Covered PM Repair - Biomedical | MHHS-TMC
YES | YES |  |  |  | 069-49122 | 069-49122 | Skytron | 6001HD |  | (21) 2019-04-1435 | TMC - HVI - ER |  |  |  |  | 069-49122 | 069-49122 | TMC | Memorial Hermann- Texas Medical Center | TMC - HVI - ER | Trauma 06 |  |  |  | No PM Sticker |  | Table, Surgical, Electric | TABLESURGICALELECT-Skytron-6001HD | [12 empty] | TSE-A | [9 empty] | Table, Surgical, Electric | TABLESURGICALELECT | Table, Surgical, Electric | Skytron
YES | YES |  |  |  | 069-49120 | 069-49120 | Skytron | 6001HD |  | (21)2019-04-1427 | TMC - ER |  |  |  |  | 069-49120 | 069-49120 | TMC | Memorial Hermann- Texas Medical Center | TMC - ER | Trauma 06 |  |  |  | No PM Sticker |  | Table, Surgical, Electric | TABLESURGICALELECT-Skytron-6001HD | [12 empty] | TSE-A | [9 empty] | Table, Surgical, Electric | TABLESURGICALELECT | Table, Surgical, Electric | Skytron
YES | YES |  |  |  | 069-49127 | 069-49127 | Skytron | 6001HD |  | (21)2019-04-1431 | TMC - ER |  |  |  |  | 069-49127 | 069-49127 | TMC | Memorial Hermann- Texas Medical Center | TMC - ER | Trauma 06 |  |  |  | No PM Sticker |  | Table, Surgical, Electric | TABLESURGICALELECT-Skytron-6001HD | [12 empty] | TSE-A | [9 empty] | Table, Surgical, Electric | TABLESURGICALELECT | Table, Surgical, Electric | Skytron
YES | YES | Serial Number 1507 |  |  | 099-04112 | 099-04112 | Skytron | Argos II |  |  | PEARLAND - LABOR |  |  |  |  | 099-04112 | 099-04112 | Pearland | Memorial Hermann Pearland Hospital | PEARLAND - LABOR | Room 325 |  |  |  | No pm |  | Lamp, Surgical, Ceiling | LAMPSURGCEILING-Skytron-Argos II | [22 empty] | Lamp, Surgical, Ceiling | LAMPSURGCEILING | Lamp, Surgical, Ceiling | Skytron
YES | YES |  |  |  | 005-33345 | 005-33345 | Skytron | Argos II |  |  | SUGAR LAND - Labor |  |  |  |  | 005-33345 | 005-33345 | Sugar Land | Memorial Hermann Sugar Land Hospital | SUGAR LAND - Labor | Suite 302 | 3/1/20 |  |  | Couldnt locate SN |  | Lamp, Surgical, Ceiling | LAMPSURGCEILING-Skytron-Argos II | [22 empty] | Lamp, Surgical, Ceiling | LAMPSURGCEILING | Lamp, Surgical, Ceiling | Skytron
YES | YES |  |  |  | 005-33349 | 005-33349 | Skytron | Argos II |  |  | SUGAR LAND - Labor |  |  |  |  | 005-33349 | 005-33349 | Sugar Land | Memorial Hermann Sugar Land Hospital | SUGAR LAND - Labor | Suite 303 - OBED |  |  |  | Not sure of location of lamps |  | Lamp, Surgical, Ceiling | LAMPSURGCEILING-Skytron-Argos II | [22 empty] | Lamp, Surgical, Ceiling | LAMPSURGCEILING | Lamp, Surgical, Ceiling | Skytron
YES | YES |  |  |  | 005-33136 | 005-33136 | Skytron | Arm |  | 06-05-VSAFS0412-AFS | SUGAR LAND - OR |  |  |  |  | 005-33136 | 005-33136 | Sugar Land | Memorial Hermann Sugar Land Hospital | SUGAR LAND - OR | OR 4 | 2/1/20
YES | YES |  |  |  | 069-44960 | 069-44960 | Skytron | AUA-5 |  | (21) 2019-06-5677 | TMC - OR - ROBERTSON (2R) |  |  |  |  | 069-44960 | 069-44960 | TMC | Memorial Hermann-Texas Medical Center | TMC - OR - ROBERTSON (2R) | OR 38
YES | YES |  |  |  | 069-44959 | 069-44959 | Skytron | AUA-5 |  | (21)2019-06-5673 | TMC - OR - ROBERTSON (2R) |  |  |  |  | 069-44959 | 069-44959 | TMC | Memorial Hermann-Texas Medical Center | TMC - OR - ROBERTSON (2R) | OR 38
YES | YES |  |  |  | 069-44958 | 069-44958 | Skytron | AUA-5 |  | (21)2019-05-5607 | TMC - OR - ROBERTSON (2R) |  |  |  |  | 069-44958 | 069-44958 | TMC | Memorial Hermann-Texas Medical Center | TMC - OR - ROBERTSON (2R) | OR 38
YES | YES |  |  |  | 099-07069 | 099-07069 | Skytron | AUA-5 |  |  | TMC - RADIOLOGY - IR/ANGIO |  |  |  |  | 099-07069 | 099-07069 | TMC | Memorial Hermann-Texas Medical Center | TMC - RADIOLOGY - IR/ANGIO | OR-08
YES | YES |  |  |  | 099-07070 | 099-07070 | Skytron | AUA-5 |  | (21)2019-04-5463 | TMC - RADIOLOGY - IR/ANGIO |  |  |  |  | 099-07070 | 099-07070 | TMC | Memorial Hermann-Texas Medical Center | TMC - RADIOLOGY - IR/ANGIO | OR-08
YES | YES |  |  |  | 099-07071 | 099-07071 | Skytron | AUA-5 |  | (21)2019-03-5376 | TMC - RADIOLOGY - IR/ANGIO |  |  |  |  | 099-07071 | 099-07071 | TMC | Memorial Hermann-Texas Medical Center | TMC - RADIOLOGY - IR/ANGIO | OR-08
YES | YES |  |  |  | 099-10019 | 099-10019 | Skytron | AUA5 |  | (21)2019-06-5683 | TMC - SAROFIM 3 - OR |  |  |  |  | 099-10019 | 099-10019 | TMC | Memorial Hermann Texas Medical Center | TMC - SAROFIM 3 - OR | Sarofim OR 3
YES | YES |  |  |  | 099-10020 | 099-10020 | Skytron | AUA5TV-NS |  | (21)2019-04-5443 | TMC - SAROFIM 3 - OR |  |  |  |  | 099-10020 | 099-10020 | TMC | Memorial Hermann Texas Medical Center | TMC - SAROFIM 3 - OR | Sarofim OR 3
YES | YES |  |  |  | 099-12843 | 099-12843 | Skytron | AUR-5 |  | 2019-06-5664 | ER |  |  |  |  | 099-12843 | 099-12843 | TMC | Memorial Hermann-Texas Medical Center | ER | Trama 8 | [5 empty] | Lamp, Surgical, Ceiling | LAMPSURGCEILING-Skytron-AUR-5 | [22 empty] | Lamp, Surgical, Ceiling | LAMPSURGCEILING | Lamp, Surgical, Ceiling | Skytron
NO | YES | Serial Number 2019-05-5618 |  |  | 099-12842 | 099-12842 | Skytron | AUR-5 |  | 2019-05-5618 | ER |  |  |  |  | 099-12842 | 099-12842 | TMC | Memorial Hermann-Texas Medical Center | ER | Trama 8 | [5 empty] | Lamp, Surgical, Ceiling | LAMPSURGCEILING-Skytron-AUR-5 | [22 empty] | Lamp, Surgical, Ceiling | LAMPSURGCEILING | Lamp, Surgical, Ceiling | Skytron
YES | YES |  |  |  | 099-14211 | 099-14211 | Skytron | Aurora |  | 2019-06-5676 | TMC - SAROFIM 1 - ADULT ER |  |  |  |  | 099-14211 | 099-14211 | TMC | Memorial Hermann-Texas Medical Center | TMC - SAROFIM 1 - ADULT ER | 9A | [5 empty] | Lamp, Surgical, Ceiling | LAMPSURGCEILING-Skytron-Aurora | [22 empty] | Lamp, Surgical, Ceiling | LAMPSURGCEILING | Lamp, Surgical, Ceiling | Skytron
YES | YES |  |  |  | 099-12410 | 099-12410 | Skytron | Aurora |  |  | TMC - OR - CVOR (7HVI) |  |  |  |  | 099-12410 | 099-12410 | TMC | Memorial Hermann-Texas Medical Center | TMC - OR - CVOR (7HVI) | OR 3 |  |  |  | Serial number faded |  | Lamp, Surgical, Ceiling | LAMPSURGCEILING-Skytron-Aurora | [22 empty] | Lamp, Surgical, Ceiling | LAMPSURGCEILING | Lamp, Surgical, Ceiling | Skytron
YES | YES |  |  |  | 099-12398 | 099-12398 | Skytron | Aurora |  |  | TMC - OR - CVOR (7HVI) |  |  |  |  | 099-12398 | 099-12398 | TMC | Memorial Hermann-Texas Medical Center | TMC - OR - CVOR (7HVI) | OR 3 | [5 empty] | Lamp, Surgical, Ceiling | LAMPSURGCEILING-Skytron-Aurora | [22 empty] | Lamp, Surgical, Ceiling | LAMPSURGCEILING | Lamp, Surgical, Ceiling | Skytron
YES | YES |  |  |  | 099-12399 | 099-12399 | Skytron | Aurora |  |  | TMC - OR - CVOR (7HVI) |  |  |  |  | 099-12399 | 099-12399 | TMC | Memorial Hermann-Texas Medical Center | TMC - OR - CVOR (7HVI) | OR 3 | [5 empty] | Lamp, Surgical, Ceiling | LAMPSURGCEILING-Skytron-Aurora | [22 empty] | Lamp, Surgical, Ceiling | LAMPSURGCEILING | Lamp, Surgical, Ceiling | Skytron
YES | YES |  |  |  | 099-12400 | 099-12400 | Skytron | Aurora |  |  | TMC - OR - CVOR (7HVI) |  |  |  |  | 099-12400 | 099-12400 | TMC | Memorial Hermann-Texas Medical Center | TMC - OR - CVOR (7HVI) | OR 3 | [5 empty] | Lamp, Surgical, Ceiling | LAMPSURGCEILING-Skytron-Aurora | [22 empty] | Lamp, Surgical, Ceiling | LAMPSURGCEILING | Lamp, Surgical, Ceiling | Skytron
YES | YES |  |  |  | 099-12610 | 099-12610 | Skytron | Aurora |  | 21 2019 06 5687 | TMC - SAROFIM 1 - ADULT ER |  |  |  |  | 099-12610 | 099-12610 | TMC | Memorial Hermann-Texas Medical Center | TMC - SAROFIM 1 - ADULT ER | [6 empty] | Lamp, Surgical, Ceiling | LAMPSURGCEILING-Skytron-Aurora | [22 empty] | Lamp, Surgical, Ceiling | LAMPSURGCEILING | Lamp, Surgical, Ceiling | Skytron
YES | YES |  |  |  | 099-12611 | 099-12611 | Skytron | Aurora |  |  | TMC - SAROFIM 1 - ADULT ER |  |  |  |  | 099-12611 | 099-12611 | TMC | Memorial Hermann-Texas Medical Center | TMC - SAROFIM 1 - ADULT ER | [6 empty] | Lamp, Surgical, Ceiling | LAMPSURGCEILING-Skytron-Aurora | [22 empty] | Lamp, Surgical, Ceiling | LAMPSURGCEILING | Lamp, Surgical, Ceiling | Skytron
YES | YES |  |  |  | 099-12755 | 099-12755 | Skytron | Aurora |  | 2019-06-5685 | TMC - SAROFIM 1 - ADULT ER |  |  |  |  | 099-12755 | 099-12755 | TMC | Memorial Hermann-Texas Medical Center | TMC - SAROFIM 1 - ADULT ER | TMC - SAROFIM 1 - ADULT T16 | [5 empty] | Lamp, Surgical, Ceiling | LAMPSURGCEILING-Skytron-Aurora | [22 empty] | Lamp, Surgical, Ceiling | LAMPSURGCEILING | Lamp, Surgical, Ceiling | Skytron
YES | YES |  |  |  | 069-35763 | 069-35763 | Skytron | Aurora |  | 2019-06-0561 | TMC - HERMANN - PEDI ER (1HP) |  |  |  |  | 069-35763 | 069-35763 | TMC | Memorial Hermann-Texas Medical Center | TMC - HERMANN - PEDI ER (1HP) | TMC - HERMANN - PEDI ER (1HP) | [5 empty] | Lamp, Surgical, Ceiling | LAMPSURGCEILING-Skytron-Aurora | [22 empty] | Lamp, Surgical, Ceiling | LAMPSURGCEILING | Lamp, Surgical, Ceiling | Skytron
NO | YES | Serial Number 2019-05-5590 |  |  | 099-14894 | 099-14894 | Skytron | Aurora |  | 2019-05-5590 | TMC-Hermann-Adult ER (1Hp) |  |  |  |  | 099-14894 | 099-14894 | TMC | MHHS-TMC | TMC-Hermann-Adult ER (1Hp) | TMC - HERMANN - ADULT ER (1HP) | 3/1/20 |  |  |  |  | Lamp, Surgical, Ceiling | LAMPSURGCEILING-Skytron-Aurora | [22 empty] | Lamp, Surgical, Ceiling | LAMPSURGCEILING | Lamp, Surgical, Ceiling | Skytron
YES | YES |  |  |  | 099-14895 | 099-14895 | Skytron | Aurora |  | 2019-05-5557 | TMC - HERMANN - ADULT ER (1HP) |  |  |  |  | 099-14895 | 099-14895 | TMC | Memorial Hermann-Texas Medical Center | TMC - HERMANN - ADULT ER (1HP) | TMC - HERMANN - ADULT ER (1HP) | [5 empty] | Lamp, Surgical, Ceiling | LAMPSURGCEILING-Skytron-Aurora | [22 empty] | Lamp, Surgical, Ceiling | LAMPSURGCEILING | Lamp, Surgical, Ceiling | Skytron
NO | YES |  |  |  | 099-14896 | 099-14896 | Skytron | Aurora |  | 2019-03-5381 | TMC-Hermann-Adult ER (1Hp) |  |  |  |  | 099-14896 | 099-14896 | TMC | MHHS-TMC | TMC-Hermann-Adult ER (1Hp) | TMC - HERMANN - ADULT ER (1HP) | [5 empty] | Lamp, Surgical, Ceiling | LAMPSURGCEILING-Skytron-Aurora | [22 empty] | Lamp, Surgical, Ceiling | LAMPSURGCEILING | Lamp, Surgical, Ceiling | Skytron
YES | YES |  |  |  | 099-07170 | 099-07170 | Skytron | Aurora |  | 2019-03-5313 | TMC - OR - HERMANN (2HP) |  |  |  |  | 099-07170 | 099-07170 | TMC | Memorial Hermann-Texas Medical Center | TMC - OR - HERMANN (2HP) | OR 36 | [5 empty] | Lamp, Surgical, Ceiling | LAMPSURGCEILING-Skytron-Aurora | [22 empty] | Lamp, Surgical, Ceiling | LAMPSURGCEILING | Lamp, Surgical, Ceiling | Skytron
YES | YES |  |  |  | 099-07171 | 099-07171 | Skytron | Aurora |  | 2019-04-5437 | TMC - OR - HERMANN (2HP) |  |  |  |  | 099-07171 | 099-07171 | TMC | Memorial Hermann-Texas Medical Center | TMC - OR - HERMANN (2HP) | OR 36 | [5 empty] | Lamp, Surgical, Ceiling | LAMPSURGCEILING-Skytron-Aurora | [22 empty] | Lamp, Surgical, Ceiling | LAMPSURGCEILING | Lamp, Surgical, Ceiling | Skytron
YES | YES |  |  |  | 099-07172 | 099-07172 | Skytron | Aurora |  | 2019-04-5440 | TMC - OR - HERMANN (2HP) |  |  |  |  | 099-07172 | 099-07172 | TMC | Memorial Hermann-Texas Medical Center | TMC - OR - HERMANN (2HP) | OR 36 | [5 empty] | Lamp, Surgical, Ceiling | LAMPSURGCEILING-Skytron-Aurora | [22 empty] | Lamp, Surgical, Ceiling | LAMPSURGCEILING | Lamp, Surgical, Ceiling | Skytron
YES | YES |  |  |  | 069-44745 | 069-44745 | Skytron | Aurora |  | 2019-05-5646 | TMC - OR - ROBERTSON (2R) |  |  |  |  | 069-44745 | 069-44745 | TMC | Memorial Hermann-Texas Medical Center | TMC - OR - ROBERTSON (2R) | Room 39 |  |  |  | No pm |  | Lamp, Surgical, Ceiling | LAMPSURGCEILING-Skytron-Aurora | [22 empty] | Lamp, Surgical, Ceiling | LAMPSURGCEILING | Lamp, Surgical, Ceiling | Skytron
YES | YES |  |  |  | 099-09656 | 099-09656 | Skytron | Aurora |  | 2019-03-5307 | TMC - OR - ROBERTSON (2R) |  |  |  |  | 099-09656 | 099-09656 | TMC | Memorial Hermann-Texas Medical Center | TMC - OR - ROBERTSON (2R) | Room 39 |  |  |  | No pm |  | Lamp, Surgical, Ceiling | LAMPSURGCEILING-Skytron-Aurora | [22 empty] | Lamp, Surgical, Ceiling | LAMPSURGCEILING | Lamp, Surgical, Ceiling | Skytron
YES | YES |  |  |  | 099-09657 | 099-09657 | Skytron | Aurora |  | 2019-05-5633 | TMC - OR - ROBERTSON (2R) |  |  |  |  | 099-09657 | 099-09657 | TMC | Memorial Hermann-Texas Medical Center | TMC - OR - ROBERTSON (2R) | Room 39 |  |  |  | No pm |  | Lamp, Surgical, Ceiling | LAMPSURGCEILING-Skytron-Aurora | [22 empty] | Lamp, Surgical, Ceiling | LAMPSURGCEILING | Lamp, Surgical, Ceiling | Skytron
YES | YES |  |  |  | 099-09845 | 099-09845 | Skytron | Aurora |  | 2019-95-5606 | TMC - SAROFIM 3 - OR |  |  |  |  | 099-09845 | 099-09845 | TMC | Memorial Hermann-Texas Medical Center | TMC - SAROFIM 3 - OR | TMC - SAROFIM 3 - OR |  |  |  | R 47 |  | Lamp, Surgical, Ceiling | LAMPSURGCEILING-Skytron-Aurora | [22 empty] | Lamp, Surgical, Ceiling | LAMPSURGCEILING | Lamp, Surgical, Ceiling | Skytron
YES | YES |  |  |  | 099-09884 | 099-09884 | Skytron | Aurora |  | 2018-96-5679 | TMC - SAROFIM 3 - OR |  |  |  |  | 099-09884 | 099-09884 | TMC | Memorial Hermann-Texas Medical Center | TMC - SAROFIM 3 - OR | TMC - SAROFIM 3 - OR |  |  |  | r 47 |  | Lamp, Surgical, Ceiling | LAMPSURGCEILING-Skytron-Aurora | [22 empty] | Lamp, Surgical, Ceiling | LAMPSURGCEILING | Lamp, Surgical, Ceiling | Skytron
YES | YES |  |  |  | 099-09885 | 099-09885 | Skytron | Aurora |  | 2019-06-5671 | TMC - SAROFIM 3 - OR |  |  |  |  | 099-09885 | 099-09885 | TMC | Memorial Hermann-Texas Medical Center | TMC - SAROFIM 3 - OR | TMC - SAROFIM 3 - OR |  |  |  | R 47 |  | Lamp, Surgical, Ceiling | LAMPSURGCEILING-Skytron-Aurora | [22 empty] | Lamp, Surgical, Ceiling | LAMPSURGCEILING | Lamp, Surgical, Ceiling | Skytron
YES | YES |  |  |  | 099-09966 | 099-09966 | Skytron | Aurora |  | 2019-06-0553 | TMC - SAROFIM 2 - OR |  |  |  |  | 099-09966 | 099-09966 | TMC | Memorial Hermann-Texas Medical Center | TMC - SAROFIM 2 - OR | Or 10 |  |  |  | No pm |  | Lamp, Surgical, Ceiling | LAMPSURGCEILING-Skytron-Aurora | [22 empty] | Lamp, Surgical, Ceiling | LAMPSURGCEILING | Lamp, Surgical, Ceiling | Skytron
YES | YES |  |  |  | 099-09883 | 099-09883 | Skytron | Aurora |  | 2019-03-5311 | TMC - OR - ANESTHESIA (CONTRACT EQUIP) |  |  |  |  | 099-09883 | 099-09883 | TMC | Memorial Hermann-Texas Medical Center | TMC - OR - ANESTHESIA (CONTRACT EQUIP) | OR 9 | [5 empty] | Lamp, Surgical, Ceiling | LAMPSURGCEILING-Skytron-Aurora | [22 empty] | Lamp, Surgical, Ceiling | LAMPSURGCEILING | Lamp, Surgical, Ceiling | Skytron
YES | YES |  |  |  | 099-09882 | 099-09882 | Skytron | Aurora |  | 2019-03-5316 | TMC - OR - ANESTHESIA (CONTRACT EQUIP) |  |  |  |  | 099-09882 | 099-09882 | TMC | Memorial Hermann-Texas Medical Center | TMC - OR - ANESTHESIA (CONTRACT EQUIP) | OR 7 | [5 empty] | Lamp, Surgical, Ceiling | LAMPSURGCEILING-Skytron-Aurora | [22 empty] | Lamp, Surgical, Ceiling | LAMPSURGCEILING | Lamp, Surgical, Ceiling | Skytron
YES | YES |  |  |  | 099-07181 | 099-07181 | Skytron | Aurora |  | 2019-04-5450 | TMC - OR - ANESTHESIA (CONTRACT EQUIP) |  |  |  |  | 099-07181 | 099-07181 | TMC | Memorial Hermann-Texas Medical Center | TMC - OR - ANESTHESIA (CONTRACT EQUIP) | OR 7 | [5 empty] | Lamp, Surgical, Ceiling | LAMPSURGCEILING-Skytron-Aurora | [22 empty] | Lamp, Surgical, Ceiling | LAMPSURGCEILING | Lamp, Surgical, Ceiling | Skytron
YES | YES |  |  |  | 099-09967 | 099-09967 | Skytron | Aurora |  | 2019-03-5319 | TMC - SAROFIM 2 - OR |  |  |  |  | 099-09967 | 099-09967 | TMC | Memorial Hermann-Texas Medical Center | TMC - SAROFIM 2 - OR | Or 11 |  |  |  | No pm |  | Lamp, Surgical, Ceiling | LAMPSURGCEILING-Skytron-Aurora | [22 empty] | Lamp, Surgical, Ceiling | LAMPSURGCEILING | Lamp, Surgical, Ceiling | Skytron
YES | YES |  |  |  | 099-09902 | 099-09902 | Skytron | Aurora |  | 2019-03-5350 | TMC - SAROFIM 2 - OR |  |  |  |  | 099-09902 | 099-09902 | TMC | Memorial Hermann-Texas Medical Center | TMC - SAROFIM 2 - OR | TMC - SAROFIM 2 -OR | [5 empty] | Lamp, Surgical, Ceiling | LAMPSURGCEILING-Skytron-Aurora | [22 empty] | Lamp, Surgical, Ceiling | LAMPSURGCEILING | Lamp, Surgical, Ceiling | Skytron
YES | YES |  |  |  | 099-09903 | 099-09903 | Skytron | Aurora |  | 2019-02-5251 | TMC - SAROFIM 2 - OR |  |  |  |  | 099-09903 | 099-09903 | TMC | Memorial Hermann-Texas Medical Center | TMC - SAROFIM 2 - OR | TMC - SAROFIM 2 -OR | [5 empty] | Lamp, Surgical, Ceiling | LAMPSURGCEILING-Skytron-Aurora | [22 empty] | Lamp, Surgical, Ceiling | LAMPSURGCEILING | Lamp, Surgical, Ceiling | Skytron
YES | YES |  |  |  | 099-09904 | 099-09904 | Skytron | Aurora |  | 2019-03-5273 | TMC - SAROFIM 2 - OR |  |  |  |  | 099-09904 | 099-09904 | TMC | Memorial Hermann-Texas Medical Center | TMC - SAROFIM 2 - OR | TMC - SAROFIM 2 -OR | [5 empty] | Lamp, Surgical, Ceiling | LAMPSURGCEILING-Skytron-Aurora | [22 empty] | Lamp, Surgical, Ceiling | LAMPSURGCEILING | Lamp, Surgical, Ceiling | Skytron
YES | YES |  |  |  | 099-07206 | 099-07206 | Skytron | Aurora |  |  | TMC - SAROFIM 3 - OR |  |  |  |  | 099-07206 | 099-07206 | TMC | Memorial Hermann-Texas Medical Center | TMC - SAROFIM 3 - OR | OR3 | [5 empty] | Lamp, Surgical, Ceiling | LAMPSURGCEILING-Skytron-Aurora | [22 empty] | Lamp, Surgical, Ceiling | LAMPSURGCEILING | Lamp, Surgical, Ceiling | Skytron
YES | YES |  |  |  | 099-07207 | 099-07207 | Skytron | Aurora |  |  | TMC - SAROFIM 3 - OR |  |  |  |  | 099-07207 | 099-07207 | TMC | Memorial Hermann-Texas Medical Center | TMC - SAROFIM 3 - OR | OR3 | [5 empty] | Lamp, Surgical, Ceiling | LAMPSURGCEILING-Skytron-Aurora | [22 empty] | Lamp, Surgical, Ceiling | LAMPSURGCEILING | Lamp, Surgical, Ceiling | Skytron
NO | YES | Serial Number 12093493 |  |  | 099-06076 | 099-06076 | Skytron | Aurora |  |  | SE-OR |  |  |  |  | 099-06076 | 099-06076 | Southeast | MHHS-Southeast | SE-OR | SE - OR | [5 empty] | Lamp, Surgical, Ceiling | LAMPSURGCEILING-Skytron-Aurora | [22 empty] | Lamp, Surgical, Ceiling | LAMPSURGCEILING | Lamp, Surgical, Ceiling | Skytron
YES | YES |  |  |  | 099-06077 | 099-06077 | Skytron | Aurora |  |  | SE - OR |  |  |  |  | 099-06077 | 099-06077 | Southeast | Memorial Hermann Southeast Hospital | SE - OR | SE - OR | [5 empty] | Lamp, Surgical, Ceiling | LAMPSURGCEILING-Skytron-Aurora | [22 empty] | Lamp, Surgical, Ceiling | LAMPSURGCEILING | Lamp, Surgical, Ceiling | Skytron
NO | YES | Serial Number 10121442 |  |  | 099-06079 | 099-06079 | Skytron | Aurora |  |  | SE-OR |  |  |  |  | 099-06079 | 099-06079 | Southeast | MHHS-Southeast | SE-OR | SE - OR | [5 empty] | Lamp, Surgical, Ceiling | LAMPSURGCEILING-Skytron-Aurora | [22 empty] | Lamp, Surgical, Ceiling | LAMPSURGCEILING | Lamp, Surgical, Ceiling | Skytron
YES | YES |  |  |  | 099-06080 | 099-06080 | Skytron | Aurora |  |  | SE - OR |  |  |  |  | 099-06080 | 099-06080 | Southeast | Memorial Hermann Southeast Hospital | SE - OR | SE - OR | [5 empty] | Lamp, Surgical, Ceiling | LAMPSURGCEILING-Skytron-Aurora | [22 empty] | Lamp, Surgical, Ceiling | LAMPSURGCEILING | Lamp, Surgical, Ceiling | Skytron
NO | YES |  |  |  |  | 142-06006 | SKYTRON | AURORA 3 |  |  | NE-OR | MHHS-Northeast |  |  |  |  | 142-06006 | Katy | MHHS-Northeast | NE-OR | OR1 | 11/1/18 | 11/1/19 |  |  | LIGHTS, SURGICAL | Lamp, Surgical, Ceiling | LAMPSURGCEILING-Skytron-Aurora III |  |  |  |  | LAMPSURGCEILING-Skytron-Aurora III | Skytron | [7 empty] | Covered PM Repair - Biomedical | MHHS-Northeast | [8 empty] | LAMPSURGCEILING | Lamp, Surgical, Ceiling | Skytron
NO | YES |  |  |  |  | 142-06244 | SKYTRON | AURORA 3 |  |  | NE-OR | MHHS-Northeast |  |  |  |  | 142-06244 | Katy | MHHS-Northeast | NE-OR | OR Hybrid Room | 1/1/19 | 1/1/20 |  |  | LIGHTS, SURGICAL | Lamp, Surgical, Ceiling | LAMPSURGCEILING-Skytron-Aurora III |  |  |  |  | LAMPSURGCEILING-Skytron-Aurora III | Skytron |  |  |  |  | 6/22/12 |  |  | Covered PM Repair - Biomedical | MHHS-Northeast | [8 empty] | LAMPSURGCEILING | Lamp, Surgical, Ceiling | Skytron
NO | YES |  |  |  | 145-00193 | 145-00193 | SKYTRON | AURORA 3 |  |  | Pearland-Emergency Center | MHHS-Pearland Hospital |  |  |  | 145-00193 | 145-00193 | Pearland | MHHS-Pearland Hospital | Pearland-Emergency Center | Trauma3 | 5/1/18 | 5/1/19 |  |  | LIGHTS, SURGICAL | Lamp, Surgical, Ceiling | LAMPSURGCEILING-Skytron-Aurora III |  |  |  |  | LAMPSURGCEILING-Skytron-Aurora III | Skytron | [7 empty] | Covered PM Repair - Biomedical | MHHS-Pearland Hospital | [8 empty] | LAMPSURGCEILING | Lamp, Surgical, Ceiling | Skytron
NO | YES |  |  |  | 129-05844 | 129-05844 | SKYTRON | AURORA 3 |  |  | Sugar Land-OR | MHHS-Sugarland |  |  |  | 129-05844 | 129-05844 | Sugar Land | MHHS-Sugarland | Sugar Land-OR | OR 8 | 8/1/19 |  | 8/1/20 |  | LIGHTS, SURGICAL | Lamp, Surgical, Ceiling | LAMPSURGCEILING-Skytron-Aurora III |  |  |  |  | LAMPSURGCEILING-Skytron-Aurora III | Skytron | [7 empty] | Covered PM Repair - Biomedical | MHHS-Sugarland | [8 empty] | LAMPSURGCEILING | Lamp, Surgical, Ceiling | Skytron
NO | NO | [5 empty] | SKYTRON | AURORA 3 |  |  | NE - OR | MHHS-Northeast | [5 empty] | Katy |  | NE - OR | [5 empty] | LIGHTS, SURGICAL |  | LAMPSURGCEILING-Skytron-Aurora III |  |  |  |  | LAMPSURGCEILING-Skytron-Aurora III | Skytron | [7 empty] | Covered PM Repair - Biomedical | MHHS-Northeast
NO | NO |  |  |  | 145-00206 |  | SKYTRON | AURORA 3 |  |  | PEARLAND - EMERGENCY CENTER | MHHS-Pearland Hospital |  |  |  | 145-00206 |  | Pearland |  | PEARLAND - EMERGENCY CENTER | [5 empty] | LIGHTS, SURGICAL |  | LAMPSURGCEILING-Skytron-Aurora III |  |  |  |  | LAMPSURGCEILING-Skytron-Aurora III | Skytron | [7 empty] | Covered PM Repair - Biomedical | MHHS-Pearland Hospital
NO | NO |  |  |  | 145-00221 |  | SKYTRON | AURORA 3 |  |  | PEARLAND - EMERGENCY CENTER | MHHS-Pearland Hospital |  |  |  | 145-00221 |  | Pearland |  | PEARLAND - EMERGENCY CENTER | [5 empty] | LIGHTS, SURGICAL |  | LAMPSURGCEILING-Skytron-Aurora III |  |  |  |  | LAMPSURGCEILING-Skytron-Aurora III | Skytron | [7 empty] | Covered PM Repair - Biomedical | MHHS-Pearland Hospital
NO | NO | [5 empty] | SKYTRON | AURORA 3 AUT5 |  |  | TMC - MHTMC - NON HOSPITAL-OWNED | MHHS-TMC | [5 empty] | TMC |  | TMC - MHTMC - NON HOSPITAL-OWNED | [5 empty] | LIGHTS, SURGICAL |  | LAMPSURGCEILING-Skytron-Aurora III |  |  |  |  | LAMPSURGCEILING-Skytron-Aurora III | Skytron | [7 empty] | Covered PM Repair - Biomedical | MHHS-TMC
YES | YES |  |  |  | 099-08205 | 099-08205 | Skytron | Aurora 4 |  | (21)2019-02 5213 | OR |  |  |  |  | 099-08205 | 099-08205 | Central | Joint Center - Orthopedic and Spine Hospital | OR | OR 2 | [5 empty] | Lamp, Surgical, Ceiling | LAMPSURGCEILING-SKYTRON-Aurora 4 | [22 empty] | Lamp, Surgical, Ceiling | LAMPSURGCEILING | Lamp, Surgical, Ceiling | SKYTRON
YES | YES |  |  |  | 099-08206 | 099-08206 | Skytron | Aurora 4 |  | (21)2019-02 5194 | OR |  |  |  |  | 099-08206 | 099-08206 | Central | Joint Center - Orthopedic and Spine Hospital | OR | OR 2 | [5 empty] | Lamp, Surgical, Ceiling | LAMPSURGCEILING-SKYTRON-Aurora 4 | [22 empty] | Lamp, Surgical, Ceiling | LAMPSURGCEILING | Lamp, Surgical, Ceiling | SKYTRON
YES | YES |  |  |  | 925-01846 | 925-01846 | Skytron | Aurora 4 |  | 2019 02 5195 | Surgery |  |  |  |  | 925-01846 | 925-01846 | Central | Joint Center - Orthopedic and Spine Hospital | Surgery | OR 2 | [5 empty] | Lamp, Surgical, Ceiling | LAMPSURGCEILING-SKYTRON-Aurora 4 | [22 empty] | Lamp, Surgical, Ceiling | LAMPSURGCEILING | Lamp, Surgical, Ceiling | SKYTRON
YES | YES |  |  |  | 925-01847 | 925-01847 | Skytron | Aurora 4 |  | 2019 01 5132 | Surgery |  |  |  |  | 925-01847 | 925-01847 | Central | Joint Center - Orthopedic and Spine Hospital | Surgery | OR 2 | [5 empty] | Lamp, Surgical, Ceiling | LAMPSURGCEILING-SKYTRON-Aurora 4 | [22 empty] | Lamp, Surgical, Ceiling | LAMPSURGCEILING | Lamp, Surgical, Ceiling | SKYTRON
YES | YES |  |  |  | 925-01848 | 925-01848 | Skytron | Aurora 4 |  | 2019 02 5192 | Surgery |  |  |  |  | 925-01848 | 925-01848 | Central | Joint Center - Orthopedic and Spine Hospital | Surgery | OR 1 | [5 empty] | Lamp, Surgical, Ceiling | LAMPSURGCEILING-SKYTRON-Aurora 4 | [22 empty] | Lamp, Surgical, Ceiling | LAMPSURGCEILING | Lamp, Surgical, Ceiling | SKYTRON
YES | YES |  |  |  | 925-01849 | 925-01849 | Skytron | Aurora 4 |  | 2019 01 5133 | Surgery |  |  |  |  | 925-01849 | 925-01849 | Central | Joint Center - Orthopedic and Spine Hospital | Surgery | OR 1 | [5 empty] | Lamp, Surgical, Ceiling | LAMPSURGCEILING-SKYTRON-Aurora 4 | [22 empty] | Lamp, Surgical, Ceiling | LAMPSURGCEILING | Lamp, Surgical, Ceiling | SKYTRON
YES | YES |  |  |  | 925-01850 | 925-01850 | Skytron | Aurora 4 |  | 2019 03 5284 | Surgery |  |  |  |  | 925-01850 | 925-01850 | Central | Joint Center - Orthopedic and Spine Hospital | Surgery | OR 4 | [5 empty] | Lamp, Surgical, Ceiling | LAMPSURGCEILING-SKYTRON-Aurora 4 | [22 empty] | Lamp, Surgical, Ceiling | LAMPSURGCEILING | Lamp, Surgical, Ceiling | SKYTRON
YES | YES |  |  |  | 925-01851 | 925-01851 | Skytron | Aurora 4 |  | 2019 01 5128 | Surgery |  |  |  |  | 925-01851 | 925-01851 | Central | Joint Center - Orthopedic and Spine Hospital | Surgery | OR 4 | [5 empty] | Lamp, Surgical, Ceiling | LAMPSURGCEILING-SKYTRON-Aurora 4 | [22 empty] | Lamp, Surgical, Ceiling | LAMPSURGCEILING | Lamp, Surgical, Ceiling | SKYTRON
YES | YES |  |  |  | 099-08649 | 099-08649 | Skytron | Aurora 4 |  | 2019 01 5129 | Surgery |  |  |  |  | 099-08649 | 099-08649 | Central | Joint Center - Orthopedic and Spine Hospital | Surgery | OR 5 | [5 empty] | Lamp, Surgical, Ceiling | LAMPSURGCEILING-SKYTRON-Aurora 4 | [22 empty] | Lamp, Surgical, Ceiling | LAMPSURGCEILING | Lamp, Surgical, Ceiling | SKYTRON
YES | YES |  |  |  | 099-08650 | 099-08650 | Skytron | Aurora 4 |  | 2019 02 5190 | Surgery |  |  |  |  | 099-08650 | 099-08650 | Central | Joint Center - Orthopedic and Spine Hospital | Surgery | OR 5 | [5 empty] | Lamp, Surgical, Ceiling | LAMPSURGCEILING-SKYTRON-Aurora 4 | [22 empty] | Lamp, Surgical, Ceiling | LAMPSURGCEILING | Lamp, Surgical, Ceiling | SKYTRON
YES | YES |  |  |  | 099-08651 | 099-08651 | Skytron | Aurora 4 |  | 3019 01 5131 | Surgery |  |  |  |  | 099-08651 | 099-08651 | Central | Joint Center - Orthopedic and Spine Hospital | Surgery | OR 61 | [5 empty] | Lamp, Surgical, Ceiling | LAMPSURGCEILING-SKYTRON-Aurora 4 | [22 empty] | Lamp, Surgical, Ceiling | LAMPSURGCEILING | Lamp, Surgical, Ceiling | SKYTRON
YES | YES |  |  |  | 099-08652 | 099-08652 | Skytron | Aurora 4 |  | 2019 01 5090 | Surgery |  |  |  |  | 099-08652 | 099-08652 | Central | Joint Center - Orthopedic and Spine Hospital | Surgery | OR 61 | [5 empty] | Lamp, Surgical, Ceiling | LAMPSURGCEILING-SKYTRON-Aurora 4 | [22 empty] | Lamp, Surgical, Ceiling | LAMPSURGCEILING | Lamp, Surgical, Ceiling | SKYTRON
YES | YES |  |  |  | 099-08653 | 099-08653 | Skytron | Aurora 4 |  | 2019 02 5193 | Surgery |  |  |  |  | 099-08653 | 099-08653 | Central | Joint Center - Orthopedic and Spine Hospital | Surgery | OR 7 | [5 empty] | Lamp, Surgical, Ceiling | LAMPSURGCEILING-SKYTRON-Aurora 4 | [22 empty] | Lamp, Surgical, Ceiling | LAMPSURGCEILING | Lamp, Surgical, Ceiling | SKYTRON
YES | YES |  |  |  | 099-08654 | 099-08654 | Skytron | Aurora 4 |  | 2016 07 2219 | Surgery |  |  |  |  | 099-08654 | 099-08654 | Central | Joint Center - Orthopedic and Spine Hospital | Surgery | OR 7 | [5 empty] | Lamp, Surgical, Ceiling | LAMPSURGCEILING-SKYTRON-Aurora 4 | [22 empty] | Lamp, Surgical, Ceiling | LAMPSURGCEILING | Lamp, Surgical, Ceiling | SKYTRON
YES | YES |  |  |  | 099-08655 | 099-08655 | Skytron | Aurora 4 |  | 2019 01 5130 | Surgery |  |  |  |  | 099-08655 | 099-08655 | Central | Joint Center - Orthopedic and Spine Hospital | Surgery | OR 8 | [5 empty] | Lamp, Surgical, Ceiling | LAMPSURGCEILING-SKYTRON-Aurora 4 | [22 empty] | Lamp, Surgical, Ceiling | LAMPSURGCEILING | Lamp, Surgical, Ceiling | SKYTRON
YES | YES |  |  |  | 099-08656 | 099-08656 | Skytron | Aurora 4 |  | 2019 02 5188 | Surgery |  |  |  |  | 099-08656 | 099-08656 | Central | Joint Center - Orthopedic and Spine Hospital | Surgery | OR 8 | [5 empty] | Lamp, Surgical, Ceiling | LAMPSURGCEILING-SKYTRON-Aurora 4 | [22 empty] | Lamp, Surgical, Ceiling | LAMPSURGCEILING | Lamp, Surgical, Ceiling | SKYTRON
YES | YES |  |  |  | 099-08658 | 099-08658 | Skytron | Aurora 4 |  | 2019 02 5191 | Surgery |  |  |  |  | 099-08658 | 099-08658 | Central | Joint Center - Orthopedic and Spine Hospital | Surgery | OR 9 | [5 empty] | Lamp, Surgical, Ceiling | LAMPSURGCEILING-SKYTRON-Aurora 4 | [22 empty] | Lamp, Surgical, Ceiling | LAMPSURGCEILING | Lamp, Surgical, Ceiling | SKYTRON
YES | YES |  |  |  | 099-08659 | 099-08659 | Skytron | Aurora 4 |  | 2019 01 5135 | Surgery |  |  |  |  | 099-08659 | 099-08659 | Central | Joint Center - Orthopedic and Spine Hospital | Surgery | OR 9 | [5 empty] | Lamp, Surgical, Ceiling | LAMPSURGCEILING-SKYTRON-Aurora 4 | [22 empty] | Lamp, Surgical, Ceiling | LAMPSURGCEILING | Lamp, Surgical, Ceiling | SKYTRON
YES | YES |  |  |  | 099-08660 | 099-08660 | Skytron | Aurora 4 |  | 2019 01 5134 | Surgery |  |  |  |  | 099-08660 | 099-08660 | Central | Joint Center - Orthopedic and Spine Hospital | Surgery | OR 10 | [5 empty] | Lamp, Surgical, Ceiling | LAMPSURGCEILING-SKYTRON-Aurora 4 | [22 empty] | Lamp, Surgical, Ceiling | LAMPSURGCEILING | Lamp, Surgical, Ceiling | SKYTRON
YES | YES |  |  |  | 099-08661 | 099-08661 | Skytron | Aurora 4 |  | 2019 02 5189 | Surgery |  |  |  |  | 099-08661 | 099-08661 | Central | Joint Center - Orthopedic and Spine Hospital | Surgery | OR 10 | [5 empty] | Lamp, Surgical, Ceiling | LAMPSURGCEILING-SKYTRON-Aurora 4 | [22 empty] | Lamp, Surgical, Ceiling | LAMPSURGCEILING | Lamp, Surgical, Ceiling | SKYTRON
YES | YES |  |  |  | 099-10921 | 099-10921 | Skytron | Aurora 4 |  |  | SW - OR |  |  |  |  | 099-10921 | 099-10921 | Southwest | Memorial Hermann Southwest Hospital | SW - OR | Room 21 |  |  |  | New Add |  | Lamp, Surgical, Ceiling | LAMPSURGCEILING-SKYTRON-Aurora 4 | [22 empty] | Lamp, Surgical, Ceiling | LAMPSURGCEILING | Lamp, Surgical, Ceiling | SKYTRON
YES | YES |  |  |  | 099-12166 | 099-12166 | Skytron | Aurora 4 |  | (21) 2019-05-5592 | TMC - HERMANN - PEDI ER (1HP) |  |  |  |  | 099-12166 | 099-12166 | TMC | Memorial Hermann-Texas Medical Center | TMC - HERMANN - PEDI ER (1HP) | Pedi 23 |  |  |  | New Add |  | Lamp, Surgical, Ceiling | LAMPSURGCEILING-SKYTRON-Aurora 4 | [22 empty] | Lamp, Surgical, Ceiling | LAMPSURGCEILING | Lamp, Surgical, Ceiling | SKYTRON
YES | YES |  |  |  | 099-13290 | 099-13290 | Skytron | Aurora 4 |  | (21)2019-05-5612 | Er |  |  |  |  | 099-13290 | 099-13290 | TMC | Memorial Hermann-Texas Medical Center | Er | Trauma | 3/1/20 |  |  | No PM Sticker |  | Lamp, Surgical, Ceiling | LAMPSURGCEILING-SKYTRON-Aurora 4 | [22 empty] | Lamp, Surgical, Ceiling | LAMPSURGCEILING | Lamp, Surgical, Ceiling | SKYTRON
YES | YES |  |  |  | 099-14871 | 099-14871 | Skytron | Aurora 4 |  |  | TMC - HERMANN - Ped ER |  |  |  |  | 099-14871 | 099-14871 | TMC | Memorial Hermann-Texas Medical Center | TMC - HERMANN - Ped ER | Nursing | [5 empty] | Lamp, Surgical, Ceiling | LAMPSURGCEILING-SKYTRON-Aurora 4 | [22 empty] | Lamp, Surgical, Ceiling | LAMPSURGCEILING | Lamp, Surgical, Ceiling | SKYTRON
YES | YES |  |  |  | 099-13903 | 099-13903 | Skytron | Aurora 4 |  | (21)3019-06-5674 | Er |  |  |  |  | 099-13903 | 099-13903 | TMC | Memorial Hermann-Texas Medical Center | Er |  | 3/1/20 |  |  | No PM Sticker |  | Lamp, Surgical, Ceiling | LAMPSURGCEILING-SKYTRON-Aurora 4 | [22 empty] | Lamp, Surgical, Ceiling | LAMPSURGCEILING | Lamp, Surgical, Ceiling | SKYTRON
YES | YES |  |  |  | 099-13900 | 099-13900 | Skytron | Aurora 4 |  | (21)2019-05-5605 | Er |  |  |  |  | 099-13900 | 099-13900 | TMC | Memorial Hermann-Texas Medical Center | Er |  | 3/1/20 |  |  | No PM Sticker |  | Lamp, Surgical, Ceiling | LAMPSURGCEILING-SKYTRON-Aurora 4 | [22 empty] | Lamp, Surgical, Ceiling | LAMPSURGCEILING | Lamp, Surgical, Ceiling | SKYTRON
YES | YES |  |  |  | 099-12524 | 099-12524 | Skytron | Aurora 4 |  | Nsn | TMC - OR - CVOR (7HVI) |  |  |  |  | 099-12524 | 099-12524 | TMC | Memorial Hermann-Texas Medical Center | TMC - OR - CVOR (7HVI) | Cv OR 1 |  |  |  | No PM Sticker |  | Lamp, Surgical, Ceiling | LAMPSURGCEILING-SKYTRON-Aurora 4 | [22 empty] | Lamp, Surgical, Ceiling | LAMPSURGCEILING | Lamp, Surgical, Ceiling | SKYTRON
YES | YES |  |  |  | 099-12535 | 099-12535 | Skytron | Aurora 4 |  | Nsn | TMC - OR - CVOR (7HVI) |  |  |  |  | 099-12535 | 099-12535 | TMC | Memorial Hermann-Texas Medical Center | TMC - OR - CVOR (7HVI) | Cv OR 1 |  |  |  | No PM Sticker |  | Lamp, Surgical, Ceiling | LAMPSURGCEILING-SKYTRON-Aurora 4 | [22 empty] | Lamp, Surgical, Ceiling | LAMPSURGCEILING | Lamp, Surgical, Ceiling | SKYTRON
YES | YES |  |  |  | 099-12420 | 099-12420 | Skytron | Aurora 4 |  |  | TWC |  |  |  |  | 099-12420 | 099-12420 | TMC | Memorial Hermann Heart | TWC | CVOR 2 | [5 empty] | Lamp, Surgical, Ceiling | LAMPSURGCEILING-SKYTRON-Aurora 4 | [22 empty] | Lamp, Surgical, Ceiling | LAMPSURGCEILING | Lamp, Surgical, Ceiling | SKYTRON
YES | YES |  |  |  | 099-12419 | 099-12419 | Skytron | Aurora 4 |  |  | TWC |  |  |  |  | 099-12419 | 099-12419 | TMC | Memorial Hermann Heart | TWC | CVOR 2 | [5 empty] | Lamp, Surgical, Ceiling | LAMPSURGCEILING-SKYTRON-Aurora 4 | [22 empty] | Lamp, Surgical, Ceiling | LAMPSURGCEILING | Lamp, Surgical, Ceiling | SKYTRON
YES | YES |  |  |  | 099-12715 | 099-12715 | Skytron | Aurora 4 |  | (21) 2019-01-5143 | TWC |  |  |  |  | 099-12715 | 099-12715 | TMC | Memorial Hermann Heart | TWC | CVOR 2 | [5 empty] | Lamp, Surgical, Ceiling | LAMPSURGCEILING-SKYTRON-Aurora 4 | [22 empty] | Lamp, Surgical, Ceiling | LAMPSURGCEILING | Lamp, Surgical, Ceiling | SKYTRON
YES | YES |  |  |  | 099-12733 | 099-12733 | Skytron | Aurora 4 |  | (21)2019-01-5140 | TWC |  |  |  |  | 099-12733 | 099-12733 | TMC | Memorial Hermann Heart | TWC | CVOR 2 | [5 empty] | Lamp, Surgical, Ceiling | LAMPSURGCEILING-SKYTRON-Aurora 4 | [22 empty] | Lamp, Surgical, Ceiling | LAMPSURGCEILING | Lamp, Surgical, Ceiling | SKYTRON
YES | YES |  |  |  | 099-12732 | 099-12732 | Skytron | Aurora 4 |  | (21)2019-01-5141 | TWC |  |  |  |  | 099-12732 | 099-12732 | TMC | Memorial Hermann Heart | TWC | CVOR 2 | [5 empty] | Lamp, Surgical, Ceiling | LAMPSURGCEILING-SKYTRON-Aurora 4 | [22 empty] | Lamp, Surgical, Ceiling | LAMPSURGCEILING | Lamp, Surgical, Ceiling | SKYTRON
YES | YES |  |  |  | 099-12623 | 099-12623 | Skytron | Aurora 4 |  | 2019-01-5147 | TMC - OR - CVOR (7HVI) |  |  |  |  | 099-12623 | 099-12623 | TMC | Memorial Hermann Heart | TMC - OR - CVOR (7HVI) | OR 4 | [5 empty] | Lamp, Surgical, Ceiling | LAMPSURGCEILING-SKYTRON-Aurora 4 | [22 empty] | Lamp, Surgical, Ceiling | LAMPSURGCEILING | Lamp, Surgical, Ceiling | SKYTRON
YES | YES |  |  |  | 099-12716 | 099-12716 | Skytron | Aurora 4 |  | (21)2109-01-5126 | TWC |  |  |  |  | 099-12716 | 099-12716 | TMC | Memorial Hermann Heart | TWC | CVOR 2 | [5 empty] | Lamp, Surgical, Ceiling | LAMPSURGCEILING-SKYTRON-Aurora 4 | [22 empty] | Lamp, Surgical, Ceiling | LAMPSURGCEILING | Lamp, Surgical, Ceiling | SKYTRON
YES | YES |  |  |  | 099-12624 | 099-12624 | Skytron | Aurora 4 |  | 2019-01-5144 | TMC - OR - CVOR (7HVI) |  |  |  |  | 099-12624 | 099-12624 | TMC | Memorial Hermann Heart | TMC - OR - CVOR (7HVI) | OR 4 | [5 empty] | Lamp, Surgical, Ceiling | LAMPSURGCEILING-SKYTRON-Aurora 4 | [22 empty] | Lamp, Surgical, Ceiling | LAMPSURGCEILING | Lamp, Surgical, Ceiling | SKYTRON
YES | YES |  |  |  | 099-12625 | 099-12625 | Skytron | Aurora 4 |  | 2019-01-5139 | TMC - OR - CVOR (7HVI) |  |  |  |  | 099-12625 | 099-12625 | TMC | Memorial Hermann Heart | TMC - OR - CVOR (7HVI) | OR 4 | [5 empty] | Lamp, Surgical, Ceiling | LAMPSURGCEILING-SKYTRON-Aurora 4 | [22 empty] | Lamp, Surgical, Ceiling | LAMPSURGCEILING | Lamp, Surgical, Ceiling | SKYTRON
YES | YES |  |  |  | 099-12665 | 099-12665 | Skytron | Aurora 4 |  |  | TMC - HVI - OR |  |  |  |  | 099-12665 | 099-12665 | TMC | Memorial Hermann- Texas Medical Center | TMC - HVI - OR | OR 4 |  |  |  | No PM Sticker |  | Lamp, Surgical, Ceiling | LAMPSURGCEILING-SKYTRON-Aurora 4 | [22 empty] | Lamp, Surgical, Ceiling | LAMPSURGCEILING | Lamp, Surgical, Ceiling | SKYTRON
YES | YES |  |  |  | 099-12626 | 099-12626 | Skytron | Aurora 4 |  | 2019-01-5125 | TMC - OR - CVOR (7HVI) |  |  |  |  | 099-12626 | 099-12626 | TMC | Memorial Hermann Heart | TMC - OR - CVOR (7HVI) | OR 4 | [5 empty] | Lamp, Surgical, Ceiling | LAMPSURGCEILING-SKYTRON-Aurora 4 | [22 empty] | Lamp, Surgical, Ceiling | LAMPSURGCEILING | Lamp, Surgical, Ceiling | SKYTRON
YES | YES |  |  |  | 099-12666 | 099-12666 | Skytron | Aurora 4 |  | Nsn | TMC - HVI - OR |  |  |  |  | 099-12666 | 099-12666 | TMC | Memorial Hermann- Texas Medical Center | TMC - HVI - OR | OR 4 |  |  |  | No PM Sticker |  | Lamp, Surgical, Ceiling | LAMPSURGCEILING-SKYTRON-Aurora 4 | [22 empty] | Lamp, Surgical, Ceiling | LAMPSURGCEILING | Lamp, Surgical, Ceiling | SKYTRON
YES | YES |  |  |  | 099-12551 | 099-12551 | Skytron | Aurora 4 |  | (21)2019-06-5672 | TMC - ER |  |  |  |  | 099-12551 | 099-12551 | TMC | Memorial Hermann- Texas Medical center | TMC - ER | Trauma 06 | [5 empty] | Lamp, Surgical, Ceiling | LAMPSURGCEILING-SKYTRON-Aurora 4 | [22 empty] | Lamp, Surgical, Ceiling | LAMPSURGCEILING | Lamp, Surgical, Ceiling | SKYTRON
NO | YES | Serial Number 2019-05-5599 |  |  | 099-12808 | 099-12808 | Skytron | Aurora 4 |  | 2019-05-5599 | TMC-Sarofim 1-Adult ER |  |  |  |  | 099-12808 | 099-12808 | TMC | MHHS-TMC | TMC-Sarofim 1-Adult ER | Trauma 12 | [5 empty] | Lamp, Surgical, Ceiling | LAMPSURGCEILING-SKYTRON-Aurora 4 | [22 empty] | Lamp, Surgical, Ceiling | LAMPSURGCEILING | Lamp, Surgical, Ceiling | SKYTRON
NO | YES | Serial Number 2019-03-5312 |  |  | 099-12754 | 099-12754 | Skytron | Aurora 4 |  | 2019-03-5312 | TMC-Sarofim 1-Adult ER |  |  |  |  | 099-12754 | 099-12754 | TMC | MHHS-TMC | TMC-Sarofim 1-Adult ER | TMC - SAROFIM 1 - ADULT T16 | 3/1/20 |  |  |  |  | Lamp, Surgical, Ceiling | LAMPSURGCEILING-SKYTRON-Aurora 4 | [22 empty] | Lamp, Surgical, Ceiling | LAMPSURGCEILING | Lamp, Surgical, Ceiling | SKYTRON
YES | YES |  |  |  | 099-12552 | 099-12552 | Skytron | Aurora 4 |  | (21)2019-05-5597 | TMC - ER |  |  |  |  | 099-12552 | 099-12552 | TCM | Memorial Hermann- Texas Medical Center | TMC - ER | Trauma 06 |  | 3/1/20 |  | No PM Sticker |  | Lamp, Surgical, Ceiling | LAMPSURGCEILING-SKYTRON-Aurora 4 | [22 empty] | Lamp, Surgical, Ceiling | LAMPSURGCEILING | Lamp, Surgical, Ceiling | SKYTRON
YES | YES |  |  |  | 099-12571 | 099-12571 | Skytron | Aurora 4 |  | (21)2019-06-5690 | TMC - ER |  |  |  |  | 099-12571 | 099-12571 | TMC | Memorial Hermann- Texas Medical Center | TMC - ER | Trauma 06 |  |  |  | No PM Sticker |  | Lamp, Surgical, Ceiling | LAMPSURGCEILING-SKYTRON-Aurora 4 | [22 empty] | Lamp, Surgical, Ceiling | LAMPSURGCEILING | Lamp, Surgical, Ceiling | SKYTRON
YES | YES |  |  |  | 099-09514 | 099-09514 | Skytron | Aurora 4 |  | (21)2019-04-5436 | TMC - OR - HERMANN (2HP) |  |  |  |  | 099-09514 | 099-09514 |  | Memorial Hermann-tmc | TMC - OR - HERMANN (2HP) | Or 35 |  |  |  | No PM Sticker |  | Lamp, Surgical, Ceiling | LAMPSURGCEILING-SKYTRON-Aurora 4 | [22 empty] | Lamp, Surgical, Ceiling | LAMPSURGCEILING | Lamp, Surgical, Ceiling | SKYTRON
YES | YES |  |  |  | 099-07157 | 099-07157 | Skytron | Aurora 4 |  | (21)2019-02-5260 | TMC - OR - HERMANN (2HP) |  |  |  |  | 099-07157 | 099-07157 |  | Memorial Hermann-tmc | TMC - OR - HERMANN (2HP) | Or 35 |  |  |  | No PM Sticker |  | Lamp, Surgical, Ceiling | LAMPSURGCEILING-SKYTRON-Aurora 4 | [22 empty] | Lamp, Surgical, Ceiling | LAMPSURGCEILING | Lamp, Surgical, Ceiling | SKYTRON
YES | YES |  |  |  | 099-09060 | 099-09060 | Skytron | Aurora 4 |  | 101905-5556 | TMC - SAROFIM 3 - OR |  |  |  |  | 099-09060 | 099-09060 | TMC | Memorial Hermann-Texas Medical Center | TMC - SAROFIM 3 - OR | SAROFIM 3 - OR | [5 empty] | Lamp, Surgical, Ceiling | LAMPSURGCEILING-SKYTRON-Aurora 4 | [22 empty] | Lamp, Surgical, Ceiling | LAMPSURGCEILING | Lamp, Surgical, Ceiling | SKYTRON
YES | YES |  |  |  | 099-07156 | 099-07156 | Skytron | Aurora 4 |  | (21)2019-04-5429 | TMC - OR - HERMANN (2HP) |  |  |  |  | 099-07156 | 099-07156 |  | Memorial Hermann-tmc | TMC - OR - HERMANN (2HP) | Or 35 |  |  |  | No PM Sticker |  | Lamp, Surgical, Ceiling | LAMPSURGCEILING-SKYTRON-Aurora 4 | [22 empty] | Lamp, Surgical, Ceiling | LAMPSURGCEILING | Lamp, Surgical, Ceiling | SKYTRON
YES | YES |  |  |  | 099-12047 | 099-12047 | Skytron | Aurora 4 |  | 2019-05-5630 | TMC - MHTMC - CENTRAL SUPPLY |  |  |  |  | 099-12047 | 099-12047 | TMC | Memorial Hermann-Texas Medical Center | TMC - MHTMC - CENTRAL SUPPLY | Or 38 |  |  |  | Light 3 |  | Lamp, Surgical, Ceiling | LAMPSURGCEILING-SKYTRON-Aurora 4 | [22 empty] | Lamp, Surgical, Ceiling | LAMPSURGCEILING | Lamp, Surgical, Ceiling | SKYTRON
YES | YES |  |  |  | 099-12048 | 099-12048 | Skytron | Aurora 4 |  | 2019-04-5431 | TMC - MHTMC - CENTRAL SUPPLY |  |  |  |  | 099-12048 | 099-12048 | TMC | Memorial Hermann-Texas Medical Center | TMC - MHTMC - CENTRAL SUPPLY | Or 38 |  |  |  | Light 2 |  | Lamp, Surgical, Ceiling | LAMPSURGCEILING-SKYTRON-Aurora 4 | [22 empty] | Lamp, Surgical, Ceiling | LAMPSURGCEILING | Lamp, Surgical, Ceiling | SKYTRON
YES | YES |  |  |  | 099-07150 | 099-07150 | Skytron | Aurora 4 |  | (21)2019-05-5635 | TMC - OR - HERMANN (2HP) |  |  |  |  | 099-07150 | 099-07150 |  | Memorial Hermann-tmc | TMC - OR - HERMANN (2HP) | Or 34 |  |  |  | No PM Sticker |  | Lamp, Surgical, Ceiling | LAMPSURGCEILING-SKYTRON-Aurora 4 | [22 empty] | Lamp, Surgical, Ceiling | LAMPSURGCEILING | Lamp, Surgical, Ceiling | SKYTRON
YES | YES |  |  |  | 099-07149 | 099-07149 | Skytron | Aurora 4 |  | (21)2019-05-5629 | TMC - OR - HERMANN (2HP) |  |  |  |  | 099-07149 | 099-07149 |  | Memorial Hermann-tmc | TMC - OR - HERMANN (2HP) | Or 34 |  |  |  | No PM Sticker |  | Lamp, Surgical, Ceiling | LAMPSURGCEILING-SKYTRON-Aurora 4 | [22 empty] | Lamp, Surgical, Ceiling | LAMPSURGCEILING | Lamp, Surgical, Ceiling | SKYTRON
YES | YES |  |  |  | 099-12049 | 099-12049 | Skytron | Aurora 4 |  | 2019-02-5261 | TMC - MHTMC - CENTRAL SUPPLY |  |  |  |  | 099-12049 | 099-12049 | TMC | Memorial Hermann-Texas Medical Center | TMC - MHTMC - CENTRAL SUPPLY | Or 38 | [5 empty] | Lamp, Surgical, Ceiling | LAMPSURGCEILING-SKYTRON-Aurora 4 | [22 empty] | Lamp, Surgical, Ceiling | LAMPSURGCEILING | Lamp, Surgical, Ceiling | SKYTRON
NO | YES | Serial Number (21) 2019-04-5435 |  |  | 069-44631 | 069-44631 | Skytron | Aurora 4 |  | (21) 2019-04-5435 | TMC-OR-Hermann (2Hp) |  |  |  |  | 069-44631 | 069-44631 | TMC | MHHS-TMC | TMC-OR-Hermann (2Hp) | OR 40 |  |  |  | No pm found |  | Lamp, Surgical, Ceiling | LAMPSURGCEILING-SKYTRON-Aurora 4 | [22 empty] | Lamp, Surgical, Ceiling | LAMPSURGCEILING | Lamp, Surgical, Ceiling | SKYTRON
YES | YES |  |  |  | 069-45012 | 069-45012 | Skytron | Aurora 4 |  | (21) 2019-03-5315 | TMC - OR |  |  |  |  | 069-45012 | 069-45012 | TMC | Memorial Hermann-Texas Medical Center | TMC - OR | OR 40 | [5 empty] | Lamp, Surgical, Ceiling | LAMPSURGCEILING-SKYTRON-Aurora 4 | [22 empty] | Lamp, Surgical, Ceiling | LAMPSURGCEILING | Lamp, Surgical, Ceiling | SKYTRON
YES | YES |  |  |  | 069-45013 | 069-45013 | Skytron | Aurora 4 |  | (21) 2019-05-5620 | TMC - OR |  |  |  |  | 069-45013 | 069-45013 | TMC | Memorial Hermann-Texas Medical Center | TMC - OR | OR 40 |  |  |  | No pm found |  | Lamp, Surgical, Ceiling | LAMPSURGCEILING-SKYTRON-Aurora 4 | [22 empty] | Lamp, Surgical, Ceiling | LAMPSURGCEILING | Lamp, Surgical, Ceiling | SKYTRON
YES | YES |  |  |  | 099-07576 | 099-07576 | Skytron | Aurora 4 |  | 21 2019-06-5678 | Surgery |  |  |  |  | 099-07576 | 099-07576 | TMC | Memorial Hermann-Texas Medical Center | Surgery |  |  |  |  | Light 2 |  | Lamp, Surgical, Ceiling | LAMPSURGCEILING-SKYTRON-Aurora 4 | [22 empty] | Lamp, Surgical, Ceiling | LAMPSURGCEILING | Lamp, Surgical, Ceiling | SKYTRON
YES | YES |  |  |  | 099-07577 | 099-07577 | Skytron | Aurora 4 |  | 22 2019-03-5377 | Surgery |  |  |  |  | 099-07577 | 099-07577 | TMC | Memorial Hermann-Texas Medical Center | Surgery |  |  |  |  | Light 1 |  | Lamp, Surgical, Ceiling | LAMPSURGCEILING-SKYTRON-Aurora 4 | [22 empty] | Lamp, Surgical, Ceiling | LAMPSURGCEILING | Lamp, Surgical, Ceiling | SKYTRON
YES | YES |  |  |  | 099-07578 | 099-07578 | Skytron | Aurora 4 |  | 21 2019-06-5665 | Surgery |  |  |  |  | 099-07578 | 099-07578 | TMC | Memorial Hermann-Texas Medical Center | Surgery |  |  |  |  | Light 3 |  | Lamp, Surgical, Ceiling | LAMPSURGCEILING-SKYTRON-Aurora 4 | [22 empty] | Lamp, Surgical, Ceiling | LAMPSURGCEILING | Lamp, Surgical, Ceiling | SKYTRON
YES | YES |  |  |  | 099-07580 | 099-07580 | Skytron | Aurora 4 |  | 21 2019-02-5248 | Surgery |  |  |  |  | 099-07580 | 099-07580 | TMC | Memorial Hermann-Texas Medical Center | Surgery | OR2 05 |  |  |  | Light 1 |  | Lamp, Surgical, Ceiling | LAMPSURGCEILING-SKYTRON-Aurora 4 | [22 empty] | Lamp, Surgical, Ceiling | LAMPSURGCEILING | Lamp, Surgical, Ceiling | SKYTRON
YES | YES |  |  |  | 099-07165 | 099-07165 | Skytron | Aurora 4 |  | (21)2019-04-5448 | TMC - SAROFIM 2 - OR |  |  |  |  | 099-07165 | 099-07165 |  | Memorial Hermann-tmc | TMC - SAROFIM 2 - OR | OR10 |  |  |  | No PM Sticker |  | Lamp, Surgical, Ceiling | LAMPSURGCEILING-SKYTRON-Aurora 4 | [22 empty] | Lamp, Surgical, Ceiling | LAMPSURGCEILING | Lamp, Surgical, Ceiling | SKYTRON
YES | YES |  |  |  | 099-07581 | 099-07581 | Skytron | Aurora 4 |  | 21 2019-03-5358 | Surgery |  |  |  |  | 099-07581 | 099-07581 | TMC | Memorial Hermann-Texas Medical Center | Surgery | OR2 05 |  |  |  | Light 2 |  | Lamp, Surgical, Ceiling | LAMPSURGCEILING-SKYTRON-Aurora 4 | [22 empty] | Lamp, Surgical, Ceiling | LAMPSURGCEILING | Lamp, Surgical, Ceiling | SKYTRON
YES | YES |  |  |  | 099-07582 | 099-07582 | Skytron | Aurora 4 |  | 21 2019-03-5360 | Surgery |  |  |  |  | 099-07582 | 099-07582 | TMC | Memorial Hermann-Texas Medical Center | Surgery | OR2 05 |  |  |  | Light 3 |  | Lamp, Surgical, Ceiling | LAMPSURGCEILING-SKYTRON-Aurora 4 | [22 empty] | Lamp, Surgical, Ceiling | LAMPSURGCEILING | Lamp, Surgical, Ceiling | SKYTRON
YES | YES |  |  |  | 099-09092 | 099-09092 | Skytron | Aurora 4 |  |  | TMC - sarofim 2 - OR |  |  |  |  | 099-09092 | 099-09092 | TMC | Memorial Hermann-Texas Medical Center | TMC - sarofim 2 - OR | sarofim 2 - OR | [5 empty] | Lamp, Surgical, Ceiling | LAMPSURGCEILING-SKYTRON-Aurora 4 | [22 empty] | Lamp, Surgical, Ceiling | LAMPSURGCEILING | Lamp, Surgical, Ceiling | SKYTRON
NO | YES |  |  |  | 099-09091 | 099-09091 | Skytron | Aurora 4 |  |  | TMC-Sarofim 2-OR |  |  |  |  | 099-09091 | 099-09091 | TMC | MHHS-TMC | TMC-Sarofim 2-OR | sarofim 2 - OR | [5 empty] | Lamp, Surgical, Ceiling | LAMPSURGCEILING-SKYTRON-Aurora 4 | [22 empty] | Lamp, Surgical, Ceiling | LAMPSURGCEILING | Lamp, Surgical, Ceiling | SKYTRON
YES | YES |  |  |  | 099-09090 | 099-09090 | Skytron | Aurora 4 |  |  | TMC - sarofim 2 - OR |  |  |  |  | 099-09090 | 099-09090 | TMC | Memorial Hermann-Texas Medical Center | TMC - sarofim 2 - OR | sarofim 2 - OR | [5 empty] | Lamp, Surgical, Ceiling | LAMPSURGCEILING-SKYTRON-Aurora 4 | [22 empty] | Lamp, Surgical, Ceiling | LAMPSURGCEILING | Lamp, Surgical, Ceiling | SKYTRON
YES | YES |  |  |  | 099-06549 | 099-06549 | Skytron | Aurora 4 |  | 201-911-6183 | TMC - JONES - TX TRAUMA (6J) |  |  |  |  | 099-06549 | 099-06549 | TMC | Memorial Hermann-Texas Medical Center | TMC - JONES - TX TRAUMA (6J) | S7 216 | [5 empty] | Lamp, Surgical, Ceiling | LAMPSURGCEILING-SKYTRON-Aurora 4 | [22 empty] | Lamp, Surgical, Ceiling | LAMPSURGCEILING | Lamp, Surgical, Ceiling | SKYTRON
YES | YES |  |  |  | 099-06550 | 099-06550 | Skytron | Aurora 4 |  | 201-911-0105 | TMC - JONES - TX TRAUMA (6J) |  |  |  |  | 099-06550 | 099-06550 | TMC | Memorial Hermann-Texas Medical Center | TMC - JONES - TX TRAUMA (6J) | S7 216 | [5 empty] | Lamp, Surgical, Ceiling | LAMPSURGCEILING-SKYTRON-Aurora 4 | [22 empty] | Lamp, Surgical, Ceiling | LAMPSURGCEILING | Lamp, Surgical, Ceiling | SKYTRON
YES | YES |  |  |  | 099-10955 | 099-10955 | Skytron | Aurora 4 controller |  |  | SW-OR |  |  |  |  | 099-10955 | 099-10955 | Southwest | Memorial Hermann Southwest Hospital | SW-OR | OR12
NO | YES |  |  |  | 009-34627 | 009-34627 | SKYTRON | AURORA FOUR |  | 2019-05-5586 | GH-OR | MHHS-Greater Heights |  |  |  | 009-34627 | 009-34627 | Central | MHHS-Greater Heights | GH-OR | Rm 2 | 12/1/19 |  | 12/1/20 |  | LIGHTS, SURGICAL | Lamp, Surgical, Ceiling | LAMPSURGCEILING-SKYTRON-Aurora 4 |  |  |  |  | LAMPSURGCEILING-SKYTRON-Aurora 4 | Skytron |  |  |  |  | 7/21/16 |  |  | Covered PM Repair - Biomedical | MHHS-Greater Heights | [8 empty] | LAMPSURGCEILING | Lamp, Surgical, Ceiling | SKYTRON
NO | YES |  |  |  | 009-34628 | 009-34628 | SKYTRON | AURORA FOUR |  | 2019-05-5619 | GH-Labor & Delivery-OR | MHHS-Greater Heights |  |  |  | 009-34628 | 009-34628 | Central | MHHS-Greater Heights | GH-Labor & Delivery-OR | OR2 | 12/1/19 |  | 12/1/20 |  | LIGHTS, SURGICAL | Lamp, Surgical, Ceiling | LAMPSURGCEILING-SKYTRON-Aurora 4 |  |  |  |  | LAMPSURGCEILING-SKYTRON-Aurora 4 | Skytron |  |  |  |  | 7/8/16 |  |  | Covered PM Repair - Biomedical | MHHS-Greater Heights | [8 empty] | LAMPSURGCEILING | Lamp, Surgical, Ceiling | SKYTRON
NO | YES |  |  |  | 009-34622 | 009-34622 | SKYTRON | AURORA FOUR |  | 2019-05-5589 | GH-OR | MHHS-Greater Heights |  |  |  | 009-34622 | 009-34622 | Central | MHHS-Greater Heights | GH-OR | Rm 3 |  |  |  |  | LIGHTS, SURGICAL | Lamp, Surgical, Ceiling | LAMPSURGCEILING-SKYTRON-Aurora 4 |  |  |  |  | LAMPSURGCEILING-SKYTRON-Aurora 4 | Skytron |  |  |  |  | 7/8/16 |  |  | Covered PM Repair - Biomedical | MHHS-Greater Heights | [8 empty] | LAMPSURGCEILING | Lamp, Surgical, Ceiling | SKYTRON
NO | YES |  |  |  | 009-34623 | 009-34623 | SKYTRON | AURORA FOUR |  | 2019-05-5585 | GH-OR | MHHS-Greater Heights |  |  |  | 009-34623 | 009-34623 | Central | MHHS-Greater Heights | GH-OR | Rm 3 | 12/1/19 |  | 12/1/20 |  | LIGHTS, SURGICAL | Lamp, Surgical, Ceiling | LAMPSURGCEILING-SKYTRON-Aurora 4 |  |  |  |  | LAMPSURGCEILING-SKYTRON-Aurora 4 | Skytron |  |  |  |  | 7/8/16 |  |  | Covered PM Repair - Biomedical | MHHS-Greater Heights | [8 empty] | LAMPSURGCEILING | Lamp, Surgical, Ceiling | SKYTRON
NO | YES |  |  |  | 925-01766 | 925-01766 | SKYTRON | AURORA FOUR |  |  | GH-OR | MHHS Orthopedic & Spine |  |  |  | 925-01766 | 925-01766 | Central | MHHS-Greater Heights | GH-OR | OR 1 | 7/1/19 |  |  |  | LIGHTS, SURGICAL | Lamp, Surgical, Ceiling | LAMPSURGCEILING-SKYTRON-Aurora 4 |  |  |  |  | LAMPSURGCEILING-SKYTRON-Aurora 4 | Skytron |  |  |  |  | 7/21/16 | MHOSH Inventory Dec 2019 into 2020 - Copy.xls - Already Verified |  | Covered PM Repair - Biomedical | MHHS Orthopedic & Spine | [8 empty] | LAMPSURGCEILING | Lamp, Surgical, Ceiling | SKYTRON
NO | YES |  |  |  | 925-01767 | 925-01767 | SKYTRON | AURORA FOUR |  |  | GH-OR | MHHS Orthopedic & Spine |  |  |  | 925-01767 | 925-01767 | Central | MHHS-Greater Heights | GH-OR | OR 2 |  |  |  |  | LIGHTS, SURGICAL | Lamp, Surgical, Ceiling | LAMPSURGCEILING-SKYTRON-Aurora 4 |  |  |  |  | LAMPSURGCEILING-SKYTRON-Aurora 4 | Skytron |  |  |  |  | 7/8/16 | MHOSH Inventory Dec 2019 into 2020 - Copy.xls - Already Verified |  | Covered PM Repair - Biomedical | MHHS Orthopedic & Spine | [8 empty] | LAMPSURGCEILING | Lamp, Surgical, Ceiling | SKYTRON
NO | YES |  |  |  | 925-01768 | 925-01768 | SKYTRON | AURORA FOUR |  |  | GH-OR | MHHS Orthopedic & Spine |  |  |  | 925-01768 | 925-01768 | Central | MHHS-Greater Heights | GH-OR | OR 3 |  |  |  |  | LIGHTS, SURGICAL | Lamp, Surgical, Ceiling | LAMPSURGCEILING-SKYTRON-Aurora 4 |  |  |  |  | LAMPSURGCEILING-SKYTRON-Aurora 4 | Skytron |  |  |  |  | 7/21/16 | MHOSH Inventory Dec 2019 into 2020 - Copy.xls - Already Verified |  | Covered PM Repair - Biomedical | MHHS Orthopedic & Spine | [8 empty] | LAMPSURGCEILING | Lamp, Surgical, Ceiling | SKYTRON
NO | YES |  |  |  | 925-01769 | 925-01769 | SKYTRON | AURORA FOUR |  |  | GH-OR | MHHS Orthopedic & Spine |  |  |  | 925-01769 | 925-01769 | Central | MHHS-Greater Heights | GH-OR | OR 4 |  |  |  |  | LIGHTS, SURGICAL | Lamp, Surgical, Ceiling | LAMPSURGCEILING-SKYTRON-Aurora 4 |  |  |  |  | LAMPSURGCEILING-SKYTRON-Aurora 4 | Skytron |  |  |  |  | 7/21/16 | MHOSH Inventory Dec 2019 into 2020 - Copy.xls - Already Verified |  | Covered PM Repair - Biomedical | MHHS Orthopedic & Spine | [8 empty] | LAMPSURGCEILING | Lamp, Surgical, Ceiling | SKYTRON
NO | YES |  |  |  | 925-01770 | 925-01770 | SKYTRON | AURORA FOUR |  |  | MHOSH-OR | MHHS Orthopedic & Spine |  |  |  | 925-01770 | 925-01770 | Central & Greater Heights | MHHS-Orthopedic & Spine | MHOSH-OR | [5 empty] | LIGHTS, SURGICAL | Lamp, Surgical, Ceiling | LAMPSURGCEILING-SKYTRON-Aurora 4 |  |  |  |  | LAMPSURGCEILING-SKYTRON-Aurora 4 | Skytron |  |  |  |  | 7/21/16 | MHOSH Inventory Dec 2019 into 2020 - Copy.xls - Newly Verified |  | Covered PM Repair - Biomedical | MHHS Orthopedic & Spine | [8 empty] | LAMPSURGCEILING | Lamp, Surgical, Ceiling | SKYTRON
NO | YES |  |  |  | 925-01771 | 925-01771 | SKYTRON | AURORA FOUR |  |  | GH-OR | MHHS Orthopedic & Spine |  |  |  | 925-01771 | 925-01771 | Central | MHHS-Greater Heights | GH-OR | OR 6 |  |  |  |  | LIGHTS, SURGICAL | Lamp, Surgical, Ceiling | LAMPSURGCEILING-SKYTRON-Aurora 4 |  |  |  |  | LAMPSURGCEILING-SKYTRON-Aurora 4 | Skytron |  |  |  |  | 7/21/16 | MHOSH Inventory Dec 2019 into 2020 - Copy.xls - Already Verified |  | Covered PM Repair - Biomedical | MHHS Orthopedic & Spine | [8 empty] | LAMPSURGCEILING | Lamp, Surgical, Ceiling | SKYTRON
NO | YES |  |  |  | 925-01772 | 925-01772 | SKYTRON | AURORA FOUR |  |  | GH-OR | MHHS Orthopedic & Spine |  |  |  | 925-01772 | 925-01772 | Central | MHHS-Greater Heights | GH-OR | OR 7 |  |  |  |  | LIGHTS, SURGICAL | Lamp, Surgical, Ceiling | LAMPSURGCEILING-SKYTRON-Aurora 4 |  |  |  |  | LAMPSURGCEILING-SKYTRON-Aurora 4 | Skytron |  |  |  |  | 7/21/16 | MHOSH Inventory Dec 2019 into 2020 - Copy.xls - Already Verified |  | Covered PM Repair - Biomedical | MHHS Orthopedic & Spine | [8 empty] | LAMPSURGCEILING | Lamp, Surgical, Ceiling | SKYTRON
NO | YES |  |  |  | 925-01773 | 925-01773 | SKYTRON | AURORA FOUR |  |  | GH-OR | MHHS Orthopedic & Spine |  |  |  | 925-01773 | 925-01773 | Central | MHHS-Greater Heights | GH-OR | OR 8 |  |  |  |  | LIGHTS, SURGICAL | Lamp, Surgical, Ceiling | LAMPSURGCEILING-SKYTRON-Aurora 4 |  |  |  |  | LAMPSURGCEILING-SKYTRON-Aurora 4 | Skytron |  |  |  |  | 7/21/16 | MHOSH Inventory Dec 2019 into 2020 - Copy.xls - Already Verified |  | Covered PM Repair - Biomedical | MHHS Orthopedic & Spine | [8 empty] | LAMPSURGCEILING | Lamp, Surgical, Ceiling | SKYTRON
NO | YES |  |  |  | 925-01774 | 925-01774 | SKYTRON | AURORA FOUR |  |  | GH-OR | MHHS Orthopedic & Spine |  |  |  | 925-01774 | 925-01774 | Central | MHHS-Greater Heights | GH-OR | OR 9 |  |  |  |  | LIGHTS, SURGICAL | Lamp, Surgical, Ceiling | LAMPSURGCEILING-SKYTRON-Aurora 4 |  |  |  |  | LAMPSURGCEILING-SKYTRON-Aurora 4 | Skytron |  |  |  |  | 7/8/16 | MHOSH Inventory Dec 2019 into 2020 - Copy.xls - Already Verified |  | Covered PM Repair - Biomedical | MHHS Orthopedic & Spine | [8 empty] | LAMPSURGCEILING | Lamp, Surgical, Ceiling | SKYTRON
NO | YES |  |  |  | 925-01775 | 925-01775 | SKYTRON | AURORA FOUR |  |  | GH-OR | MHHS Orthopedic & Spine |  |  |  | 925-01775 | 925-01775 | Central | MHHS-Greater Heights | GH-OR | OR 10 |  |  |  |  | LIGHTS, SURGICAL | Lamp, Surgical, Ceiling | LAMPSURGCEILING-SKYTRON-Aurora 4 |  |  |  |  | LAMPSURGCEILING-SKYTRON-Aurora 4 | Skytron |  |  |  |  | 7/8/16 | MHOSH Inventory Dec 2019 into 2020 - Copy.xls - Already Verified |  | Covered PM Repair - Biomedical | MHHS Orthopedic & Spine | [8 empty] | LAMPSURGCEILING | Lamp, Surgical, Ceiling | SKYTRON
NO | YES |  |  |  | 013-19997 | 013-19997 | SKYTRON | AURORA FOUR |  | (21) 2019-06-5658 | SW-OR | MHHS-Southwest |  |  |  | 013-19997 | 013-19997 | Southwest | MHHS-Southwest | SW-OR | OR 1 | 10/1/19 |  | 10/1/20 |  | LIGHTS, SURGICAL | Lamp, Surgical, Ceiling | LAMPSURGCEILING-SKYTRON-Aurora 4 |  |  |  |  | LAMPSURGCEILING-SKYTRON-Aurora 4 | Skytron |  |  |  |  | 7/8/16 |  |  | Covered PM Repair - Biomedical | MHHS-Southwest | [8 empty] | LAMPSURGCEILING | Lamp, Surgical, Ceiling | SKYTRON
NO | YES |  |  |  | 013-19998 | 013-19998 | SKYTRON | AURORA FOUR |  | (21) 2019-06-5661 | SW-OR | MHHS-Southwest |  |  |  | 013-19998 | 013-19998 | Southwest | MHHS-Southwest | SW-OR | OR 1 | 10/1/19 |  | 10/1/20 |  | LIGHTS, SURGICAL | Lamp, Surgical, Ceiling | LAMPSURGCEILING-SKYTRON-Aurora 4 |  |  |  |  | LAMPSURGCEILING-SKYTRON-Aurora 4 | Skytron |  |  |  |  | 7/8/16 |  |  | Covered PM Repair - Biomedical | MHHS-Southwest | [8 empty] | LAMPSURGCEILING | Lamp, Surgical, Ceiling | SKYTRON
NO | YES |  |  |  | 013-19999 | 013-19999 | SKYTRON | AURORA FOUR |  | (21) 2019-06-5669 | SW-OR | MHHS-Southwest |  |  |  | 013-19999 | 013-19999 | Southwest | MHHS-Southwest | SW-OR | OR 1 | 10/1/19 |  | 10/1/20 |  | LIGHTS, SURGICAL | Lamp, Surgical, Ceiling | LAMPSURGCEILING-SKYTRON-Aurora 4 |  |  |  |  | LAMPSURGCEILING-SKYTRON-Aurora 4 | Skytron |  |  |  |  | 7/21/16 |  |  | Covered PM Repair - Biomedical | MHHS-Southwest | [8 empty] | LAMPSURGCEILING | Lamp, Surgical, Ceiling | SKYTRON
NO | YES |  |  |  | 013-20000 | 013-20000 | SKYTRON | AURORA FOUR |  | (21) 2019-06-5670 | SW-OR | MHHS-Southwest |  |  |  | 013-20000 | 013-20000 | Southwest | MHHS-Southwest | SW-OR | SW - OR | 10/1/19 |  |  |  | LIGHTS, SURGICAL | Lamp, Surgical, Ceiling | LAMPSURGCEILING-SKYTRON-Aurora 4 |  |  |  |  | LAMPSURGCEILING-SKYTRON-Aurora 4 | Skytron |  |  |  |  | 7/8/16 |  |  | Covered PM Repair - Biomedical | MHHS-Southwest | [8 empty] | LAMPSURGCEILING | Lamp, Surgical, Ceiling | SKYTRON
NO | YES |  |  |  | 013-20001 | 013-20001 | SKYTRON | AURORA FOUR |  | (21) 2019-05-5642 | SW-OR | MHHS-Southwest |  |  |  | 013-20001 | 013-20001 | Southwest | MHHS-Southwest | SW-OR | SW - OR | 10/1/19 |  |  |  | LIGHTS, SURGICAL | Lamp, Surgical, Ceiling | LAMPSURGCEILING-SKYTRON-Aurora 4 |  |  |  |  | LAMPSURGCEILING-SKYTRON-Aurora 4 | Skytron |  |  |  |  | 7/21/16 |  |  | Covered PM Repair - Biomedical | MHHS-Southwest | [8 empty] | LAMPSURGCEILING | Lamp, Surgical, Ceiling | SKYTRON
NO | YES |  |  |  | 013-20002 | 013-20002 | SKYTRON | AURORA FOUR |  | (21) 2019-06-5667 | SW-OR | MHHS-Southwest |  |  |  | 013-20002 | 013-20002 | Southwest | MHHS-Southwest | SW-OR | SW - OR | 10/1/19 |  |  |  | LIGHTS, SURGICAL | Lamp, Surgical, Ceiling | LAMPSURGCEILING-SKYTRON-Aurora 4 |  |  |  |  | LAMPSURGCEILING-SKYTRON-Aurora 4 | Skytron |  |  |  |  | 6/29/16 |  |  | Covered PM Repair - Biomedical | MHHS-Southwest | [8 empty] | LAMPSURGCEILING | Lamp, Surgical, Ceiling | SKYTRON
NO | YES |  |  |  | 013-39330 | 013-39330 | SKYTRON | AURORA FOUR |  | (21) 2019-06-5666 | SW-OR | MHHS-Southwest |  |  |  | 013-39330 | 013-39330 | Southwest | MHHS-Southwest | SW-OR | SW - OR | 10/1/19 |  |  |  | LIGHTS, SURGICAL | Lamp, Surgical, Ceiling | LAMPSURGCEILING-SKYTRON-Aurora 4 |  |  |  |  | LAMPSURGCEILING-SKYTRON-Aurora 4 | Skytron |  |  |  |  | 7/21/16 |  |  | Covered PM Repair - Biomedical | MHHS-Southwest | [8 empty] | LAMPSURGCEILING | Lamp, Surgical, Ceiling | SKYTRON
NO | YES |  |  |  | 013-39331 | 013-39331 | SKYTRON | AURORA FOUR |  | (21) 2019-05-5650 | SW-OR | MHHS-Southwest |  |  |  | 013-39331 | 013-39331 | Southwest | MHHS-Southwest | SW-OR | SW - OR | 10/1/19 |  |  |  | LIGHTS, SURGICAL | Lamp, Surgical, Ceiling | LAMPSURGCEILING-SKYTRON-Aurora 4 |  |  |  |  | LAMPSURGCEILING-SKYTRON-Aurora 4 | Skytron |  |  |  |  | 7/21/16 |  |  | Covered PM Repair - Biomedical | MHHS-Southwest | [8 empty] | LAMPSURGCEILING | Lamp, Surgical, Ceiling | SKYTRON
NO | YES |  |  |  | 013-39332 | 013-39332 | SKYTRON | AURORA FOUR |  | (21) 2019-05-5643 | SW-OR | MHHS-Southwest |  |  |  | 013-39332 | 013-39332 | Southwest | MHHS-Southwest | SW-OR | SW - OR | 10/1/19 |  |  |  | LIGHTS, SURGICAL | Lamp, Surgical, Ceiling | LAMPSURGCEILING-SKYTRON-Aurora 4 |  |  |  |  | LAMPSURGCEILING-SKYTRON-Aurora 4 | Skytron |  |  |  |  | 7/21/16 |  |  | Covered PM Repair - Biomedical | MHHS-Southwest | [8 empty] | LAMPSURGCEILING | Lamp, Surgical, Ceiling | SKYTRON
NO | YES |  |  |  | 013-39334 | 013-39334 | SKYTRON | AURORA FOUR |  | (21) 2019-05-5644 | SW-OR | MHHS-Southwest |  |  |  | 013-39334 | 013-39334 | Southwest | MHHS-Southwest | SW-OR | OR12 | 10/1/19 |  |  |  | LIGHTS, SURGICAL | Lamp, Surgical, Ceiling | LAMPSURGCEILING-SKYTRON-Aurora 4 |  |  |  |  | LAMPSURGCEILING-SKYTRON-Aurora 4 | Skytron |  |  |  |  | 6/29/16 |  |  | Covered PM Repair - Biomedical | MHHS-Southwest | [8 empty] | LAMPSURGCEILING | Lamp, Surgical, Ceiling | SKYTRON
NO | YES |  |  |  | 013-39335 | 013-39335 | SKYTRON | AURORA FOUR |  | (21) 2019-06-5663 | SW-OR | MHHS-Southwest |  |  |  | 013-39335 | 013-39335 | Southwest | MHHS-Southwest | SW-OR | OR12 | 10/1/19 |  |  |  | LIGHTS, SURGICAL | Lamp, Surgical, Ceiling | LAMPSURGCEILING-SKYTRON-Aurora 4 |  |  |  |  | LAMPSURGCEILING-SKYTRON-Aurora 4 | Skytron |  |  |  |  | 7/21/16 |  |  | Covered PM Repair - Biomedical | MHHS-Southwest | [8 empty] | LAMPSURGCEILING | Lamp, Surgical, Ceiling | SKYTRON
NO | YES |  |  |  | 013-39336 | 013-39336 | SKYTRON | AURORA FOUR |  | (21) 2019-05-5649 | SW-OR | MHHS-Southwest |  |  |  | 013-39336 | 013-39336 | Southwest | MHHS-Southwest | SW-OR | Room 16 | 10/1/19 |  |  | No PM Sticker | LIGHTS, SURGICAL | Lamp, Surgical, Ceiling | LAMPSURGCEILING-SKYTRON-Aurora 4 |  |  |  |  | LAMPSURGCEILING-SKYTRON-Aurora 4 | Skytron |  |  |  |  | 7/21/16 |  |  | Covered PM Repair - Biomedical | MHHS-Southwest | [8 empty] | LAMPSURGCEILING | Lamp, Surgical, Ceiling | SKYTRON
NO | YES |  |  |  | 013-39338 | 013-39338 | SKYTRON | AURORA FOUR |  | (21) 2019-05-5651 | SW-OR | MHHS-Southwest |  |  |  | 013-39338 | 013-39338 | Southwest | MHHS-Southwest | SW-OR | Room 16 | 10/1/19 |  |  | No PM Sticker | LIGHTS, SURGICAL | Lamp, Surgical, Ceiling | LAMPSURGCEILING-SKYTRON-Aurora 4 |  |  |  |  | LAMPSURGCEILING-SKYTRON-Aurora 4 | Skytron | [7 empty] | Covered PM Repair - Biomedical | MHHS-Southwest | [8 empty] | LAMPSURGCEILING | Lamp, Surgical, Ceiling | SKYTRON
NO | YES |  |  |  | 013-39341 | 013-39341 | SKYTRON | AURORA FOUR |  | (21) 2019-06-5668 | SW-OR | MHHS-Southwest |  |  |  | 013-39341 | 013-39341 | Southwest | MHHS-Southwest | SW-OR | Room 21 | 10/1/19 |  |  |  | LIGHTS, SURGICAL | Lamp, Surgical, Ceiling | LAMPSURGCEILING-SKYTRON-Aurora 4 |  |  |  |  | LAMPSURGCEILING-SKYTRON-Aurora 4 | Skytron |  |  |  |  | 7/21/16 |  |  | Covered PM Repair - Biomedical | MHHS-Southwest | [8 empty] | LAMPSURGCEILING | Lamp, Surgical, Ceiling | SKYTRON
NO | YES |  |  |  | 013-39342 | 013-39342 | SKYTRON | AURORA FOUR |  | (21) 2019-06-5653 | SW-OR | MHHS-Southwest |  |  |  | 013-39342 | 013-39342 | Southwest | MHHS-Southwest | SW-OR | Room 21 | 10/1/19 |  |  |  | LIGHTS, SURGICAL | Lamp, Surgical, Ceiling | LAMPSURGCEILING-SKYTRON-Aurora 4 |  |  |  |  | LAMPSURGCEILING-SKYTRON-Aurora 4 | Skytron |  |  |  |  | 6/29/16 |  |  | Covered PM Repair - Biomedical | MHHS-Southwest | [8 empty] | LAMPSURGCEILING | Lamp, Surgical, Ceiling | SKYTRON
NO | YES |  |  |  | 013-39345 | 013-39345 | SKYTRON | AURORA FOUR |  | (21) 2019-06-5652 | SW-OR | MHHS-Southwest |  |  |  | 013-39345 | 013-39345 | Southwest | MHHS-Southwest | SW-OR | Room 24 | 11/1/19 |  |  |  | LIGHTS, SURGICAL | Lamp, Surgical, Ceiling | LAMPSURGCEILING-SKYTRON-Aurora 4 |  |  |  |  | LAMPSURGCEILING-SKYTRON-Aurora 4 | Skytron |  |  |  |  | 7/21/16 |  |  | Covered PM Repair - Biomedical | MHHS-Southwest | [8 empty] | LAMPSURGCEILING | Lamp, Surgical, Ceiling | SKYTRON
NO | YES |  |  |  | 013-39346 | 013-39346 | SKYTRON | AURORA FOUR |  | (21) 2019-06-5659 | SW-OR | MHHS-Southwest |  |  |  | 013-39346 | 013-39346 | Southwest | MHHS-Southwest | SW-OR | Room 24 | 11/1/19 |  |  |  | LIGHTS, SURGICAL | Lamp, Surgical, Ceiling | LAMPSURGCEILING-SKYTRON-Aurora 4 |  |  |  |  | LAMPSURGCEILING-SKYTRON-Aurora 4 | Skytron |  |  |  |  | 6/29/16 |  |  | Covered PM Repair - Biomedical | MHHS-Southwest | [8 empty] | LAMPSURGCEILING | Lamp, Surgical, Ceiling | SKYTRON
NO | YES | Serial Number 2019-03-5312 |  |  | 069-41782 | 069-41782 | SKYTRON | AURORA FOUR |  | 2019-03-5312 | TMC-Sarofim 1-Adult ER | MHHS-TMC |  |  |  | 069-41782 | 069-41782 | TMC | MHHS-TMC | TMC-Sarofim 1-Adult ER | TMC - SAROFIM 1 - ADULT T16 |  |  |  |  | LIGHTS, SURGICAL | Lamp, Surgical, Ceiling | LAMPSURGCEILING-SKYTRON-Aurora 4 |  |  |  |  | LAMPSURGCEILING-SKYTRON-Aurora 4 | Skytron | [7 empty] | Covered PM Repair - Biomedical | MHHS-TMC | [8 empty] | LAMPSURGCEILING | Lamp, Surgical, Ceiling | SKYTRON
NO | YES | Serial Number 2019-05-5590 |  |  | 069-41784 | 069-41784 | SKYTRON | AURORA FOUR |  | 2019-05-5590 | TMC-Sarofim 1-Adult ER | MHHS-TMC |  |  |  | 069-41784 | 069-41784 | TMC | MHHS-TMC | TMC-Sarofim 1-Adult ER | Er 17 | 3/1/20 |  |  | No PM Sticker | LIGHTS, SURGICAL | Lamp, Surgical, Ceiling | LAMPSURGCEILING-SKYTRON-Aurora 4 |  |  |  |  | LAMPSURGCEILING-SKYTRON-Aurora 4 | Skytron | [7 empty] | Covered PM Repair - Biomedical | MHHS-TMC | [8 empty] | LAMPSURGCEILING | Lamp, Surgical, Ceiling | SKYTRON
NO | YES |  |  |  | 069-45663 | 069-45663 | SKYTRON | AURORA FOUR |  | 2019-03-5378 | TMC-Sarofim 1-Adult ER | MHHS-TMC |  |  |  | 069-45663 | 069-45663 | TMC | MHHS-TMC | TMC-Sarofim 1-Adult ER | Trauma 4 |  |  |  |  | LIGHTS, SURGICAL | Lamp, Surgical, Ceiling | LAMPSURGCEILING-SKYTRON-Aurora 4 |  |  |  |  | LAMPSURGCEILING-SKYTRON-Aurora 4 | Skytron | [7 empty] | Covered PM Repair - Biomedical | MHHS-TMC | [8 empty] | LAMPSURGCEILING | Lamp, Surgical, Ceiling | SKYTRON
NO | YES | Serial Number 2019-05-5599 |  |  | 069-45666 | 069-45666 | SKYTRON | AURORA FOUR |  | 2019-05-5599 | TMC-Sarofim 1-Adult ER | MHHS-TMC |  |  |  | 069-45666 | 069-45666 | TMC | MHHS-TMC | TMC-Sarofim 1-Adult ER | Trauma 12 |  |  |  |  | LIGHTS, SURGICAL | Lamp, Surgical, Ceiling | LAMPSURGCEILING-SKYTRON-Aurora 4 |  |  |  |  | LAMPSURGCEILING-SKYTRON-Aurora 4 | Skytron | [7 empty] | Covered PM Repair - Biomedical | MHHS-TMC | [8 empty] | LAMPSURGCEILING | Lamp, Surgical, Ceiling | SKYTRON
NO | YES |  |  |  | 069-45668 | 069-45668 | SKYTRON | AURORA FOUR |  | 2019-05-5595 | TWC | MHHS-TMC |  |  |  | 069-45668 | 069-45668 | TMC | Memorial Hermann-Texas Medical Center | TWC | Trauma RM 13 |  |  |  |  | LIGHTS, SURGICAL | Lamp, Surgical, Ceiling | LAMPSURGCEILING-SKYTRON-Aurora 4 |  |  |  |  | LAMPSURGCEILING-SKYTRON-Aurora 4 | Skytron | [7 empty] | Covered PM Repair - Biomedical | MHHS-TMC | [8 empty] | LAMPSURGCEILING | Lamp, Surgical, Ceiling | SKYTRON
NO | YES |  |  |  | 069-47857 | 069-47857 | SKYTRON | AURORA FOUR |  | 2019-03-5379 | TMC-Sarofim 1-Adult ER | MHHS-TMC |  |  |  | 069-47857 | 069-47857 | TMC | MHHS-TMC | TMC-Sarofim 1-Adult ER | [5 empty] | LIGHTS, SURGICAL | Lamp, Surgical, Ceiling | LAMPSURGCEILING-SKYTRON-Aurora 4 |  |  |  |  | LAMPSURGCEILING-SKYTRON-Aurora 4 | Skytron | [5 empty] | Finished from Script 3/27/2020 12:11:52pm (Central) |  | Covered PM Repair - Biomedical | MHHS-TMC | [8 empty] | LAMPSURGCEILING | Lamp, Surgical, Ceiling | SKYTRON
NO | YES |  |  |  | 069-47861 | 069-47861 | SKYTRON | AURORA FOUR |  | 2019-05-5605 | TMC-Sarofim 1-Adult ER | MHHS-TMC |  |  |  | 069-47861 | 069-47861 | TMC | MHHS-TMC | TMC-Sarofim 1-Adult ER | Er 7 | 3/1/20 |  |  | No PM Sticker | LIGHTS, SURGICAL | Lamp, Surgical, Ceiling | LAMPSURGCEILING-SKYTRON-Aurora 4 |  |  |  |  | LAMPSURGCEILING-SKYTRON-Aurora 4 | Skytron |  |  |  |  | 7/14/19 |  |  | Covered PM Repair - Biomedical | MHHS-TMC | [8 empty] | LAMPSURGCEILING | Lamp, Surgical, Ceiling | SKYTRON
NO | YES |  |  |  | 069-47863 | 069-47863 | SKYTRON | AURORA FOUR |  | 2019-05-5597 | TMC - HVI - ER | MHHS-TMC |  |  |  | 069-47863 | 069-47863 | TMC | Memorial Hermann- Texas Medical Center | TMC - HVI - ER | Suite 20 |  |  |  | No PM Sticker | LIGHTS, SURGICAL | Lamp, Surgical, Ceiling | LAMPSURGCEILING-SKYTRON-Aurora 4 |  |  |  |  | LAMPSURGCEILING-SKYTRON-Aurora 4 | Skytron |  |  |  |  | 7/14/19 |  |  | Covered PM Repair - Biomedical | MHHS-TMC | [8 empty] | LAMPSURGCEILING | Lamp, Surgical, Ceiling | SKYTRON
NO | YES |  |  |  | 069-47865 | 069-47865 | SKYTRON | AURORA FOUR |  | 2019-05-5604 | TMC-Sarofim 1-Adult ER | MHHS-TMC |  |  |  | 069-47865 | 069-47865 | TMC | MHHS-TMC | TMC-Sarofim 1-Adult ER | Er05 |  |  |  | No PM Sticker | LIGHTS, SURGICAL | Lamp, Surgical, Ceiling | LAMPSURGCEILING-SKYTRON-Aurora 4 |  |  |  |  | LAMPSURGCEILING-SKYTRON-Aurora 4 | Skytron |  |  |  |  | 7/14/19 |  |  | Covered PM Repair - Biomedical | MHHS-TMC | [8 empty] | LAMPSURGCEILING | Lamp, Surgical, Ceiling | SKYTRON
NO | YES | Serial Number 2019-05-5618 |  |  | 069-47867 | 069-47867 | SKYTRON | AURORA FOUR |  | 2019-05-5618 | TMC-Sarofim 1-Adult ER | MHHS-TMC |  |  |  | 069-47867 | 069-47867 | TMC | MHHS-TMC | TMC-Sarofim 1-Adult ER | Trama 8 |  |  |  |  | LIGHTS, SURGICAL | Lamp, Surgical, Ceiling | LAMPSURGCEILING-SKYTRON-Aurora 4 |  |  |  |  | LAMPSURGCEILING-SKYTRON-Aurora 4 | Skytron |  |  |  |  | 7/14/19 |  |  | Covered PM Repair - Biomedical | MHHS-TMC | [8 empty] | LAMPSURGCEILING | Lamp, Surgical, Ceiling | SKYTRON
NO | YES |  |  |  | 069-47871 | 069-47871 | SKYTRON | AURORA FOUR |  | 2019-03-5383 | TMC-Sarofim 1-Adult ER | MHHS-TMC |  |  |  | 069-47871 | 069-47871 | TMC | MHHS-TMC | TMC-Sarofim 1-Adult ER | Trauma Rm 10 |  |  |  | No PM required | LIGHTS, SURGICAL | Lamp, Surgical, Ceiling | LAMPSURGCEILING-SKYTRON-Aurora 4 |  |  |  |  | LAMPSURGCEILING-SKYTRON-Aurora 4 | Skytron |  |  |  |  | 7/14/19 |  |  | Covered PM Repair - Biomedical | MHHS-TMC | [8 empty] | LAMPSURGCEILING | Lamp, Surgical, Ceiling | SKYTRON
NO | YES |  |  |  | 069-47873 | 069-47873 | SKYTRON | AURORA FOUR |  | 2019-05-5612 | TMC-Sarofim 1-Adult ER | MHHS-TMC |  |  |  | 069-47873 | 069-47873 | TMC | MHHS-TMC | TMC-Sarofim 1-Adult ER | Trama 11 |  |  |  |  | LIGHTS, SURGICAL | Lamp, Surgical, Ceiling | LAMPSURGCEILING-SKYTRON-Aurora 4 |  |  |  |  | LAMPSURGCEILING-SKYTRON-Aurora 4 | Skytron |  |  |  |  | 7/14/19 |  |  | Covered PM Repair - Biomedical | MHHS-TMC | [8 empty] | LAMPSURGCEILING | Lamp, Surgical, Ceiling | SKYTRON
NO | YES |  |  |  | 069-48007 | 069-48007 | SKYTRON | AURORA FOUR |  | 2019-05-5614 | TMC-Sarofim 1-Pedi ER | MHHS-TMC |  |  |  | 069-48007 | 069-48007 | TMC | MHHS-TMC | TMC-Sarofim 1-Pedi ER | Pedi 17 |  |  |  |  | LIGHTS, SURGICAL | Lamp, Surgical, Ceiling | LAMPSURGCEILING-SKYTRON-Aurora 4 |  |  |  |  | LAMPSURGCEILING-SKYTRON-Aurora 4 | Skytron |  |  |  |  | 7/14/19 |  |  | Covered PM Repair - Biomedical | MHHS-TMC | [8 empty] | LAMPSURGCEILING | Lamp, Surgical, Ceiling | SKYTRON
NO | YES |  |  |  | 069-48009 | 069-48009 | SKYTRON | AURORA FOUR |  | 2019-05-5591 | TMC-Sarofim 1-Pedi ER | MHHS-TMC |  |  |  | 069-48009 | 069-48009 | TMC | MHHS-TMC | TMC-Sarofim 1-Pedi ER | Pedi 21 |  |  |  |  | LIGHTS, SURGICAL | Lamp, Surgical, Ceiling | LAMPSURGCEILING-SKYTRON-Aurora 4 |  |  |  |  | LAMPSURGCEILING-SKYTRON-Aurora 4 | Skytron |  |  |  |  | 7/14/19 |  |  | Covered PM Repair - Biomedical | MHHS-TMC | [8 empty] | LAMPSURGCEILING | Lamp, Surgical, Ceiling | SKYTRON
NO | YES |  |  |  | 069-48011 | 069-48011 | SKYTRON | AURORA FOUR |  | 2019-05-5617 | TMC-Hermann-Pedi ER (1Hp) | MHHS-TMC |  |  |  | 069-48011 | 069-48011 | TMC | MHHS-TMC | TMC-Hermann-Pedi ER (1Hp) | Nursing |  |  |  |  | LIGHTS, SURGICAL | Lamp, Surgical, Ceiling | LAMPSURGCEILING-SKYTRON-Aurora 4 |  |  |  |  | LAMPSURGCEILING-SKYTRON-Aurora 4 | Skytron |  |  |  |  | 7/14/19 |  |  | Covered PM Repair - Biomedical | MHHS-TMC | [8 empty] | LAMPSURGCEILING | Lamp, Surgical, Ceiling | SKYTRON
NO | YES |  |  |  | 069-48014 | 069-48014 | SKYTRON | AURORA FOUR |  | 2019-06-0562 | TMC-Hermann-Pedi ER (1Hp) | MHHS-TMC |  |  |  | 069-48014 | 069-48014 | TMC | MHHS-TMC | TMC-Hermann-Pedi ER (1Hp) | Pedi 24 - Opthomology Room |  |  |  | No PM Required Sticker | LIGHTS, SURGICAL | Lamp, Surgical, Ceiling | LAMPSURGCEILING-SKYTRON-Aurora 4 |  |  |  |  | LAMPSURGCEILING-SKYTRON-Aurora 4 | Skytron |  |  |  |  | 7/15/19 |  |  | Covered PM Repair - Biomedical | MHHS-TMC | [8 empty] | LAMPSURGCEILING | Lamp, Surgical, Ceiling | SKYTRON
NO | YES |  |  |  | 069-48018 | 069-48018 | SKYTRON | AURORA FOUR |  | 2019-01-0460 | TMC-Hermann-Pedi ER (1Hp) | MHHS-TMC |  |  |  | 069-48018 | 069-48018 | TMC | MHHS-TMC | TMC-Hermann-Pedi ER (1Hp) | Pedi 27 |  |  |  |  | LIGHTS, SURGICAL | Lamp, Surgical, Ceiling | LAMPSURGCEILING-SKYTRON-Aurora 4 |  |  |  |  | LAMPSURGCEILING-SKYTRON-Aurora 4 | Skytron |  |  |  |  | 7/15/19 |  |  | Covered PM Repair - Biomedical | MHHS-TMC | [8 empty] | LAMPSURGCEILING | Lamp, Surgical, Ceiling | SKYTRON
NO | YES |  |  |  | 069-48019 | 069-48019 | SKYTRON | AURORA FOUR |  | 2019-06-0571 | TMC-Hermann-Pedi ER (1Hp) | MHHS-TMC |  |  |  | 069-48019 | 069-48019 | TMC | MHHS-TMC | TMC-Hermann-Pedi ER (1Hp) | Pedi 28 |  |  |  |  | LIGHTS, SURGICAL | Lamp, Surgical, Ceiling | LAMPSURGCEILING-SKYTRON-Aurora 4 |  |  |  |  | LAMPSURGCEILING-SKYTRON-Aurora 4 | Skytron |  |  |  |  | 7/15/19 |  |  | Covered PM Repair - Biomedical | MHHS-TMC | [8 empty] | LAMPSURGCEILING | Lamp, Surgical, Ceiling | SKYTRON
NO | YES |  |  |  | 069-48020 | 069-48020 | SKYTRON | AURORA FOUR |  | 2019-01-0464 | TMC-Sarofim 1-Pedi ER | MHHS-TMC |  |  |  | 069-48020 | 069-48020 | TMC | MHHS-TMC | TMC-Sarofim 1-Pedi ER | TMC - SAROFIM 1 - PEDI ER |  |  |  |  | LIGHTS, SURGICAL | Lamp, Surgical, Ceiling | LAMPSURGCEILING-SKYTRON-Aurora 4 |  |  |  |  | LAMPSURGCEILING-SKYTRON-Aurora 4 | Skytron |  |  |  |  | 7/15/19 |  |  | Covered PM Repair - Biomedical | MHHS-TMC | [8 empty] | LAMPSURGCEILING | Lamp, Surgical, Ceiling | SKYTRON
NO | YES |  |  |  | 069-48021 | 069-48021 | SKYTRON | AURORA FOUR |  | 2019-06-0564 | TMC-Sarofim 1-Pedi ER | MHHS-TMC |  |  |  | 069-48021 | 069-48021 | TMC | MHHS-TMC | TMC-Sarofim 1-Pedi ER | Pedi 30 |  |  |  |  | LIGHTS, SURGICAL | Lamp, Surgical, Ceiling | LAMPSURGCEILING-SKYTRON-Aurora 4 |  |  |  |  | LAMPSURGCEILING-SKYTRON-Aurora 4 | Skytron |  |  |  |  | 7/15/19 |  |  | Covered PM Repair - Biomedical | MHHS-TMC | [8 empty] | LAMPSURGCEILING | Lamp, Surgical, Ceiling | SKYTRON
NO | YES |  |  |  | 069-47269 | 069-47269 | SKYTRON | AURORA FOUR |  | (21)2019-04-0402 | TMC-Sarofim 2-OR | MHHS-TMC |  |  |  | 069-47269 | 069-47269 | TMC | MHHS-TMC | TMC-Sarofim 2-OR | S2 OR 1 |  |  |  |  | LIGHTS, SURGICAL |  | LAMPSURGCEILING-SKYTRON-Aurora 4 |  |  |  |  | LAMPSURGCEILING-SKYTRON-Aurora 4 | Skytron |  |  |  |  | 7/15/19 |  |  | Covered PM Repair - Biomedical | MHHS-TMC
NO | YES |  |  |  | 069-47279 | 069-47279 | SKYTRON | AURORA FOUR |  | (21)2019-07-0444 |  | MHHS-TMC |  |  |  | 069-47279 | 069-47279 | [8 empty] | LIGHTS, SURGICAL |  | LAMPSURGCEILING-SKYTRON-Aurora 4 |  |  |  |  | LAMPSURGCEILING-SKYTRON-Aurora 4 | Skytron |  |  |  |  | 6/29/16 |  |  | Covered PM Repair - Biomedical | MHHS-TMC
NO | YES |  |  |  | 069-47284 | 069-47284 | SKYTRON | AURORA FOUR |  | (21)2019-03-0398 | TMC-Sarofim 2-OR | MHHS-TMC |  |  |  | 069-47284 | 069-47284 | TMC | MHHS-TMC | TMC-Sarofim 2-OR | S2 OR 4 |  |  |  |  | LIGHTS, SURGICAL |  | LAMPSURGCEILING-SKYTRON-Aurora 4 |  |  |  |  | LAMPSURGCEILING-SKYTRON-Aurora 4 | Skytron |  |  |  |  | 7/21/16 |  |  | Covered PM Repair - Biomedical | MHHS-TMC
NO | YES |  |  |  | 069-47308 | 069-47308 | SKYTRON | AURORA FOUR |  | (21)2019-04-0401 | TMC-Sarofim 2-OR | MHHS-TMC |  |  |  | 069-47308 | 069-47308 | TMC | MHHS-TMC | TMC-Sarofim 2-OR | [5 empty] | LIGHTS, SURGICAL |  | LAMPSURGCEILING-SKYTRON-Aurora 4 |  |  |  |  | LAMPSURGCEILING-SKYTRON-Aurora 4 | Skytron |  |  |  |  | 7/8/16 |  |  | Covered PM Repair - Biomedical | MHHS-TMC
NO | YES |  |  |  | 069-47617 | 069-47617 | SKYTRON | AURORA FOUR |  | (21)2019-06-0439 | TMC-OR-Anesthesia (Contract Equip) | MHHS-TMC |  |  |  | 069-47617 | 069-47617 | TMC | MHHS-TMC | TMC-OR-Anesthesia (Contract Equip) | OR 7 |  |  |  |  | LIGHTS, SURGICAL |  | LAMPSURGCEILING-SKYTRON-Aurora 4 |  |  |  |  | LAMPSURGCEILING-SKYTRON-Aurora 4 | Skytron |  |  |  |  | 7/8/16 |  |  | Covered PM Repair - Biomedical | MHHS-TMC
NO | YES |  |  |  | 069-47618 | 069-47618 | SKYTRON | AURORA FOUR |  | (21) 2019-04-0403 | TMC-OR-Hermann (2Hp) | MHHS-TMC |  |  |  | 069-47618 | 069-47618 | TMC | MHHS-TMC | TMC-OR-Hermann (2Hp) | Or 6 or206 |  |  |  |  | LIGHTS, SURGICAL |  | LAMPSURGCEILING-SKYTRON-Aurora 4 |  |  |  |  | LAMPSURGCEILING-SKYTRON-Aurora 4 | Skytron |  |  |  |  | 7/8/16 |  |  | Covered PM Repair - Biomedical | MHHS-TMC
NO | YES |  |  |  | 069-47623 | 069-47623 | SKYTRON | AURORA FOUR |  | 2019-04-0410 | TMC-OR-Anesthesia (Contract Equip) | MHHS-TMC |  |  |  | 069-47623 | 069-47623 | TMC | MHHS-TMC | TMC-OR-Anesthesia (Contract Equip) | OR 9 |  |  |  |  | LIGHTS, SURGICAL |  | LAMPSURGCEILING-SKYTRON-Aurora 4 |  |  |  |  | LAMPSURGCEILING-SKYTRON-Aurora 4 | Skytron |  |  |  |  | 7/8/16 |  |  | Covered PM Repair - Biomedical | MHHS-TMC
NO | YES |  |  |  | 069-47742 | 069-47742 | SKYTRON | AURORA FOUR |  | 212019-02-5251 | TMC-Sarofim 2-OR | MHHS-TMC |  |  |  | 069-47742 | 069-47742 | TMC | MHHS-TMC | TMC-Sarofim 2-OR | TMC - SAROFIM 2 -OR |  |  |  |  | LIGHTS, SURGICAL |  | LAMPSURGCEILING-SKYTRON-Aurora 4 |  |  |  |  | LAMPSURGCEILING-SKYTRON-Aurora 4 | Skytron |  |  |  |  | 7/8/16 |  |  | Covered PM Repair - Biomedical | MHHS-TMC
NO | YES |  |  |  | 069-47835 | 069-47835 | SKYTRON | AURORA FOUR |  | (21) 2019-03-5318 | TMC-OR-CVOR (7Hvi) | MHHS-TMC |  |  |  | 069-47835 | 069-47835 | TMC | MHHS-TMC | TMC-OR-CVOR (7Hvi) | Or 11 |  |  |  | No pm | LIGHTS, SURGICAL |  | LAMPSURGCEILING-SKYTRON-Aurora 4 |  |  |  |  | LAMPSURGCEILING-SKYTRON-Aurora 4 | Skytron |  |  |  |  | 7/21/16 |  |  | Covered PM Repair - Biomedical | MHHS-TMC
NO | YES |  |  |  | 069-47837 | 069-47837 | SKYTRON | AURORA FOUR |  | (21) 2019 - 09 - 0455 | TMC-Radiology-IR/Angio | MHHS-TMC |  |  |  | 069-47837 | 069-47837 | TMC | MHHS-TMC | TMC-Radiology-IR/Angio | OR-08 |  |  |  |  | LIGHTS, SURGICAL |  | LAMPSURGCEILING-SKYTRON-Aurora 4 |  |  |  |  | LAMPSURGCEILING-SKYTRON-Aurora 4 | Skytron |  |  |  |  | 7/8/16 |  |  | Covered PM Repair - Biomedical | MHHS-TMC
NO | YES |  |  |  | 069-47933 | 069-47933 | SKYTRON | AURORA FOUR |  | (21) 2019-02-5246 | TMC-Sarofim 2-OR | MHHS-TMC |  |  |  | 069-47933 | 069-47933 | TMC | MHHS-TMC | TMC-Sarofim 2-OR | OR15 | 4/1/20 |  |  | PM Not Required | LIGHTS, SURGICAL |  | LAMPSURGCEILING-SKYTRON-Aurora 4 |  |  |  |  | LAMPSURGCEILING-SKYTRON-Aurora 4 | Skytron |  |  |  |  | 7/8/16 |  |  | Covered PM Repair - Biomedical | MHHS-TMC
NO | YES |  |  |  | 069-47313 | 069-47313 | SKYTRON | AURORA FOUR |  | (21) 2019-04-5443 | TMC-Sarofim 3-OR | MHHS-TMC |  |  |  | 069-47313 | 069-47313 | TMC | MHHS-TMC | TMC-Sarofim 3-OR | SAROFIM 3 - OR |  |  |  |  | LIGHTS, SURGICAL |  | LAMPSURGCEILING-SKYTRON-Aurora 4 |  |  |  |  | LAMPSURGCEILING-SKYTRON-Aurora 4 | Skytron |  |  |  |  | 7/21/16 |  |  | Covered PM Repair - Biomedical | MHHS-TMC
NO | YES |  |  |  | 069-47318 | 069-47318 | SKYTRON | AURORA FOUR |  | (21) 2019-06-5678 | TMC-Sarofim 3-OR | MHHS-TMC |  |  |  | 069-47318 | 069-47318 | TMC | MHHS-TMC | TMC-Sarofim 3-OR | OR 42 |  |  |  |  | LIGHTS, SURGICAL |  | LAMPSURGCEILING-SKYTRON-Aurora 4 |  |  |  |  | LAMPSURGCEILING-SKYTRON-Aurora 4 | Skytron |  |  |  |  | 7/21/16 |  |  | Covered PM Repair - Biomedical | MHHS-TMC
NO | YES |  |  |  | 069-47625 | 069-47625 | SKYTRON | AURORA FOUR |  | (21) 2019-04-0412 | TMC-OR-Hermann (2Hp) | MHHS-TMC |  |  |  | 069-47625 | 069-47625 | TMC | MHHS-TMC | TMC-OR-Hermann (2Hp) | Or 35 |  |  |  | PM Not Required | LIGHTS, SURGICAL |  | LAMPSURGCEILING-SKYTRON-Aurora 4 |  |  |  |  | LAMPSURGCEILING-SKYTRON-Aurora 4 | Skytron |  |  |  |  | 6/29/16 |  |  | Covered PM Repair - Biomedical | MHHS-TMC
NO | YES |  |  |  | 069-47634 | 069-47634 | SKYTRON | AURORA FOUR |  | (21) 2019-05-5606 | TMC-Sarofim 3-OR | MHHS-TMC |  |  |  | 069-47634 | 069-47634 | TMC | MHHS-TMC | TMC-Sarofim 3-OR | TMC - SAROFIM 3 - OR | 4/1/20 |  |  | R 47 | LIGHTS, SURGICAL |  | LAMPSURGCEILING-SKYTRON-Aurora 4 |  |  |  |  | LAMPSURGCEILING-SKYTRON-Aurora 4 | Skytron |  |  |  |  | 6/29/16 |  |  | Covered PM Repair - Biomedical | MHHS-TMC
NO | YES |  |  |  | 069-47680 | 069-47680 | SKYTRON | AURORA FOUR |  | 212019-02-5261 | TMC-MHTMC-Central Supply | MHHS-TMC |  |  |  | 069-47680 | 069-47680 | TMC | MHHS-TMC | TMC-MHTMC-Central Supply | Or 38 |  |  |  |  | LIGHTS, SURGICAL |  | LAMPSURGCEILING-SKYTRON-Aurora 4 |  |  |  |  | LAMPSURGCEILING-SKYTRON-Aurora 4 | Skytron |  |  |  |  | 7/21/16 |  |  | Covered PM Repair - Biomedical | MHHS-TMC
NO | YES |  |  |  | 069-47724 | 069-47724 | SKYTRON | AURORA FOUR |  | 212019-05-5646 | TMC-Sarofim 3-OR | MHHS-TMC |  |  |  | 069-47724 | 069-47724 | TMC | MHHS-TMC | TMC-Sarofim 3-OR | OR 39 | 4/1/20 |  |  | No pm | LIGHTS, SURGICAL |  | LAMPSURGCEILING-SKYTRON-Aurora 4 |  |  |  |  | LAMPSURGCEILING-SKYTRON-Aurora 4 | Skytron |  |  |  |  | 7/21/16 |  |  | Covered PM Repair - Biomedical | MHHS-TMC
NO | YES |  |  |  | 069-47741 | 069-47741 | SKYTRON | AURORA FOUR |  | 212019-05-5607 | TMC-Sarofim 3-OR | MHHS-TMC |  |  |  | 069-47741 | 069-47741 | TMC | MHHS-TMC | TMC-Sarofim 3-OR | OR 38 |  |  |  |  | LIGHTS, SURGICAL |  | LAMPSURGCEILING-SKYTRON-Aurora 4 |  |  |  |  | LAMPSURGCEILING-SKYTRON-Aurora 4 | Skytron |  |  |  |  | 7/21/16 |  |  | Covered PM Repair - Biomedical | MHHS-TMC
NO | YES |  |  |  | 069-47838 | 069-47838 | SKYTRON | AURORA FOUR |  | (21) 2019 -04 - 0425 | TMC-Sarofim 3-OR | MHHS-TMC |  |  |  | 069-47838 | 069-47838 | TMC | MHHS-TMC | TMC-Sarofim 3-OR | OR34 |  |  |  | No PM Sticker | LIGHTS, SURGICAL |  | LAMPSURGCEILING-SKYTRON-Aurora 4 |  |  |  |  | LAMPSURGCEILING-SKYTRON-Aurora 4 | Skytron |  |  |  |  | 7/8/16 |  |  | Covered PM Repair - Biomedical | MHHS-TMC
NO | YES |  |  |  | 069-47844 | 069-47844 | SKYTRON | AURORA FOUR |  | (21) 2019 -04 - 0408 | TMC-OR-Hermann (2Hp) | MHHS-TMC |  |  |  | 069-47844 | 069-47844 | TMC | MHHS-TMC | TMC-OR-Hermann (2Hp) | OR 36 |  |  |  |  | LIGHTS, SURGICAL |  | LAMPSURGCEILING-SKYTRON-Aurora 4 |  |  |  |  | LAMPSURGCEILING-SKYTRON-Aurora 4 | Skytron |  |  |  |  | 7/21/16 |  |  | Covered PM Repair - Biomedical | MHHS-TMC
NO | YES | Serial Number (21) 2019-04-5435 |  |  | 069-47848 | 069-47848 | SKYTRON | AURORA FOUR |  | (21) 2019-04-5435 | TMC-Sarofim 1-Adult ER | MHHS-TMC |  |  |  | 069-47848 | 069-47848 | TMC | MHHS-TMC | TMC-Sarofim 1-Adult ER | OR 40 |  |  |  |  | LIGHTS, SURGICAL |  | LAMPSURGCEILING-SKYTRON-Aurora 4 |  |  |  |  | LAMPSURGCEILING-SKYTRON-Aurora 4 | Skytron |  |  |  |  | 7/21/16 |  |  | Covered PM Repair - Biomedical | MHHS-TMC
YES | YES |  |  |  | 009-33942 | 009-33942 | SKYTRON | AURORA FOUR |  |  | OR |  |  |  |  | 009-33942 | 009-33942 | Central | Labor and delivery | OR | Rm 1 | [6 empty] | LAMPSURGCEILING-SKYTRON-Aurora 4
YES | YES |  |  |  | 009-33943 | 009-33943 | SKYTRON | AURORA FOUR |  |  | OR |  |  |  |  | 009-33943 | 009-33943 | Central | Labor and delivery | OR | Rm 1 | 3/1/20 |  | 1/1/21 |  |  |  | LAMPSURGCEILING-SKYTRON-Aurora 4
YES | YES |  |  |  | 099-10805 | 099-10805 | SKYTRON | AURORA FOUR |  |  | SW - OR |  |  |  |  | 099-10805 | 099-10805 | Southwest | Memorial Hermann Southwest Hospital | SW - OR | Room 16 |  |  |  | New Add - Wall Station |  |  | LAMPSURGCEILING-SKYTRON-Aurora 4
YES | YES |  |  |  | 099-12529 | 099-12529 | SKYTRON | AURORA FOUR |  | (21)2019-05-5604 | TMC - SAROFIM 1 - ADULT ER |  |  |  |  | 099-12529 | 099-12529 | TMC | Memorial Hermann-Texas Medical Center | TMC - SAROFIM 1 - ADULT ER | Er 7 |  |  |  | No PM Sticker |  |  | LAMPSURGCEILING-SKYTRON-Aurora 4
YES | YES |  |  |  | 099-12513 | 099-12513 | SKYTRON | AURORA FOUR |  | (21)2019-06-5675 | TMC - SAROFIM 1 - ADULT ER |  |  |  |  | 099-12513 | 099-12513 | TMC | Memorial Hermann-Texas Medical Center | TMC - SAROFIM 1 - ADULT ER | Er 7 | [6 empty] | LAMPSURGCEILING-SKYTRON-Aurora 4
YES | YES |  |  |  | 099-12578 | 099-12578 | SKYTRON | AURORA FOUR |  | (21)2019-03-5378 | TMC - SAROFIM 1 - ADULT ER |  |  |  |  | 099-12578 | 099-12578 | TMC | Memorial Hermann-Texas Medical Center | TMC - SAROFIM 1 - ADULT ER | Er 4 | [6 empty] | LAMPSURGCEILING-SKYTRON-Aurora 4
YES | YES |  |  |  | 099-07570 | 099-07570 | SKYTRON | AURORA FOUR |  | 212019-02-5247 | Surgery |  |  |  |  | 099-07570 | 099-07570 | TMC | Memorial Hermann-Texas Medical Center | Surgery | Or 6 or206 |  |  |  | Light 1 |  |  | LAMPSURGCEILING-SKYTRON-Aurora 4
YES | YES |  |  |  | 099-07571 | 099-07571 | SKYTRON | AURORA FOUR |  | 212019-12-6194 | Surgery |  |  |  |  | 099-07571 | 099-07571 | TMC | Memorial Hermann-Texas Medical Center | Surgery | Or 6 or206 |  |  |  | Light2 |  |  | LAMPSURGCEILING-SKYTRON-Aurora 4
YES | YES |  |  |  | 099-07572 | 099-07572 | SKYTRON | AURORA FOUR |  | 212019-03-5354 | Surgery |  |  |  |  | 099-07572 | 099-07572 | TMC | Memorial Hermann-Texas Medical Center | Surgery | Or 6 or206 |  |  |  | Light 3 |  |  | LAMPSURGCEILING-SKYTRON-Aurora 4
YES | YES |  |  |  | 069-49237 | 069-49237 | SKYTRON | AURORA FOUR |  | 21 2019-03-1380 | Surgery |  |  |  |  | 069-49237 | 069-49237 | TMC | Memorial Hermann-Texas Medical Center | Surgery | OR2 05 | [6 empty] | LAMPSURGCEILING-SKYTRON-Aurora 4
YES | YES |  |  |  | CE 069-49235 | CE 069-49235 | SKYTRON | AURORA FOUR |  | B19013622 | Surgery |  |  |  |  | CE 069-49235 | CE 069-49235 | TMC | Memorial Hermann-Texas Medical Center | Surgery | OR2 05 |  |  |  | Monitor |  |  | LAMPSURGCEILING-SKYTRON-Aurora 4
YES | YES |  |  |  | 099-09642 | 099-09642 | SKYTRON | AURORA FOUR |  | (21)2019-02-5250 | TMC - SAROFIM 2 - OR |  |  |  |  | 099-09642 | 099-09642 | TMC | Memorial Hermann-Texas Medical Center | TMC - SAROFIM 2 - OR | S2 OR 4 |  |  |  | No pm found |  |  | LAMPSURGCEILING-SKYTRON-Aurora 4
YES | YES |  |  |  | 099-09643 | 099-09643 | SKYTRON | AURORA FOUR |  | (21)2019-03-5359 | TMC - SAROFIM 2 - OR |  |  |  |  | 099-09643 | 099-09643 | TMC | Memorial Hermann-Texas Medical Center | TMC - SAROFIM 2 - OR | S2 OR 4 |  |  |  | No pm found |  |  | LAMPSURGCEILING-SKYTRON-Aurora 4
YES | YES |  |  |  | 099-09644 | 099-09644 | SKYTRON | AURORA FOUR |  | (21)2019-03-5349 | TMC - SAROFIM 2 - OR |  |  |  |  | 099-09644 | 099-09644 | TMC | Memorial Hermann-Texas Medical Center | TMC - SAROFIM 2 - OR | S2 OR 4 |  |  |  | No pm found |  |  | LAMPSURGCEILING-SKYTRON-Aurora 4
YES | YES |  |  |  | 099-07084 | 099-07084 | SKYTRON | AURORA FOUR |  | (21)2019-04-5439 | Memorial Hermann- Texas Medical Center-OR-PACU nurse station |  |  |  |  | 099-07084 | 099-07084 |  | TMC | Memorial Hermann- Texas Medical Center-OR-PACU nurse station | OR09 | 4/1/20 |  |  | No PM Sticker |  |  | LAMPSURGCEILING-SKYTRON-Aurora 4
YES | YES |  |  |  | 099-07108 | 099-07108 | SKYTRON | AURORA FOUR |  | (21)2019-03-5351 | TMC - SAROFIM 2 - OR |  |  |  |  | 099-07108 | 099-07108 |  | Memorial Hermann-tmc | TMC - SAROFIM 2 - OR | OR15 |  |  |  | No PM Sticker |  |  | LAMPSURGCEILING-SKYTRON-Aurora 4
YES | YES |  |  |  | 099-07107 | 099-07107 | SKYTRON | AURORA FOUR |  | (21)2019-03-5348 | TMC - SAROFIM 2 - OR |  |  |  |  | 099-07107 | 099-07107 |  | Memorial Hermann-tmc | TMC - SAROFIM 2 - OR | OR15 |  |  |  | No PM Sticker |  |  | LAMPSURGCEILING-SKYTRON-Aurora 4
YES | YES |  |  |  | 099-07106 | 099-07106 | SKYTRON | AURORA FOUR |  | (21)2019-02-5246 | TMC - SAROFIM 2 - OR |  |  |  |  | 099-07106 | 099-07106 |  | Memorial Hermann-tmc | TMC - SAROFIM 2 - OR | OR15 |  |  |  | No PM Sticker |  |  | LAMPSURGCEILING-SKYTRON-Aurora 4
YES | YES |  |  |  | 099-09655 | 099-09655 | SKYTRON | AURORA FOUR |  | (21)2019-02-5253 | TMC - SAROFIM 2 - OR |  |  |  |  | 099-09655 | 099-09655 | TMC | Memorial Hermann-Texas Medical Center | TMC - SAROFIM 2 - OR | S2 OR 1 |  |  |  | No pm found |  |  | LAMPSURGCEILING-SKYTRON-Aurora 4
YES | YES |  |  |  | 099-09618 | 099-09618 | SKYTRON | AURORA FOUR |  | (21)2019-03-5352 | TMC - SAROFIM 2 - OR |  |  |  |  | 099-09618 | 099-09618 | TMC | Memorial Hermann-Texas Medical Center | TMC - SAROFIM 2 - OR | S2 OR 1 |  |  |  | No pm found |  |  | LAMPSURGCEILING-SKYTRON-Aurora 4
YES | YES |  |  |  | 099-09619 | 099-09619 | SKYTRON | AURORA FOUR |  | (21)2019-03-5272 | TMC - SAROFIM 2 - OR |  |  |  |  | 099-09619 | 099-09619 | TMC | Memorial Hermann-Texas Medical Center | TMC - SAROFIM 2 - OR | S2 OR 1 |  |  |  | No pm found |  |  | LAMPSURGCEILING-SKYTRON-Aurora 4
NO | NO |  |  |  | 013-39333 |  | SKYTRON | AURORA FOUR |  | (21) 2019-05-5645 | SW - OR | MHHS-Southwest |  |  |  | 013-39333 |  | Southwest |  | SW - OR | [5 empty] | LIGHTS, SURGICAL |  | LAMPSURGCEILING-SKYTRON-Aurora 4 |  |  |  |  | LAMPSURGCEILING-SKYTRON-Aurora 4 | Skytron | [7 empty] | Covered PM Repair - Biomedical | MHHS-Southwest
NO | NO |  |  |  | 013-39337 |  | SKYTRON | AURORA FOUR |  | (21) 2019-06-5654 | SW - OR | MHHS-Southwest |  |  |  | 013-39337 |  | Southwest |  | SW - OR | [5 empty] | LIGHTS, SURGICAL |  | LAMPSURGCEILING-SKYTRON-Aurora 4 |  |  |  |  | LAMPSURGCEILING-SKYTRON-Aurora 4 | Skytron | [7 empty] | Covered PM Repair - Biomedical | MHHS-Southwest
NO | NO |  |  |  | 069-45669 |  | SKYTRON | AURORA FOUR |  | 2019-03-5382 | TMC - SAROFIM 1 - ADULT ER | MHHS-TMC |  |  |  | 069-45669 |  | TMC |  | TMC - SAROFIM 1 - ADULT ER | [5 empty] | LIGHTS, SURGICAL |  | LAMPSURGCEILING-SKYTRON-Aurora 4 |  |  |  |  | LAMPSURGCEILING-SKYTRON-Aurora 4 | Skytron | [7 empty] | Covered PM Repair - Biomedical | MHHS-TMC
NO | NO |  |  |  | 069-47855 |  | SKYTRON | AURORA FOUR |  | 2019-04-5441 | TMC - SAROFIM 1 - ADULT ER | MHHS-TMC |  |  |  | 069-47855 |  | TMC |  | TMC - SAROFIM 1 - ADULT ER | [5 empty] | LIGHTS, SURGICAL |  | LAMPSURGCEILING-SKYTRON-Aurora 4 |  |  |  |  | LAMPSURGCEILING-SKYTRON-Aurora 4 | Skytron | [7 empty] | Covered PM Repair - Biomedical | MHHS-TMC
NO | NO |  |  |  | 069-47859 |  | SKYTRON | AURORA FOUR |  | 2019-03-5380 | TMC - SAROFIM 1 - ADULT ER | MHHS-TMC |  |  |  | 069-47859 |  | TMC |  | TMC - SAROFIM 1 - ADULT ER | [5 empty] | LIGHTS, SURGICAL |  | LAMPSURGCEILING-SKYTRON-Aurora 4 |  |  |  |  | LAMPSURGCEILING-SKYTRON-Aurora 4 | Skytron | [7 empty] | Covered PM Repair - Biomedical | MHHS-TMC
NO | NO |  |  |  | 069-48013 |  | SKYTRON | AURORA FOUR |  | 2019-05-5592 | TMC - SAROFIM 1 - PEDI ER | MHHS-TMC |  |  |  | 069-48013 |  | TMC |  | TMC - SAROFIM 1 - PEDI ER | [5 empty] | LIGHTS, SURGICAL |  | LAMPSURGCEILING-SKYTRON-Aurora 4 |  |  |  |  | LAMPSURGCEILING-SKYTRON-Aurora 4 | Skytron | [7 empty] | Covered PM Repair - Biomedical | MHHS-TMC
NO | NO |  |  |  | 069-48016 |  | SKYTRON | AURORA FOUR |  | 2019-06-0565 | TMC - SAROFIM 1 - PEDI ER | MHHS-TMC |  |  |  | 069-48016 |  | TMC |  | TMC - SAROFIM 1 - PEDI ER | [5 empty] | LIGHTS, SURGICAL |  | LAMPSURGCEILING-SKYTRON-Aurora 4 |  |  |  |  | LAMPSURGCEILING-SKYTRON-Aurora 4 | Skytron | [7 empty] | Covered PM Repair - Biomedical | MHHS-TMC
NO | NO |  |  |  | 069-48017 |  | SKYTRON | AURORA FOUR |  | 2019-06-0566 | TMC - SAROFIM 1 - PEDI ER | MHHS-TMC |  |  |  | 069-48017 |  | TMC |  | TMC - SAROFIM 1 - PEDI ER | [5 empty] | LIGHTS, SURGICAL |  | LAMPSURGCEILING-SKYTRON-Aurora 4 |  |  |  |  | LAMPSURGCEILING-SKYTRON-Aurora 4 | Skytron | [7 empty] | Covered PM Repair - Biomedical | MHHS-TMC
NO | NO |  |  |  | 069-47830 |  | SKYTRON | AURORA FOUR |  | (21) 2019-04-5448 | TMC - SAROFIM 2 - OR | MHHS-TMC |  |  |  | 069-47830 |  | TMC |  | TMC - SAROFIM 2 - OR | [5 empty] | LIGHTS, SURGICAL |  | LAMPSURGCEILING-SKYTRON-Aurora 4 |  |  |  |  | LAMPSURGCEILING-SKYTRON-Aurora 4 | Skytron | [7 empty] | Covered PM Repair - Biomedical | MHHS-TMC
NO | NO |  |  |  | 074-06601 |  | SKYTRON | AURORA FOUR |  | Control Panal | TMC - SAROFIM 2 - OR | MHHS-TMC |  |  |  | 074-06601 |  | TMC |  | TMC - SAROFIM 2 - OR | [5 empty] | LIGHTS, SURGICAL |  | LAMPSURGCEILING-SKYTRON-Aurora 4 |  |  |  |  | LAMPSURGCEILING-SKYTRON-Aurora 4 | Skytron | [7 empty] | Covered PM Repair - Biomedical | MHHS-TMC
NO | NO |  |  |  | 069-47674 |  | SKYTRON | AURORA FOUR |  | (21) 2019-04-0419 | TMC - SAROFIM 3 - OR | MHHS-TMC |  |  |  | 069-47674 |  | TMC |  | TMC - SAROFIM 3 - OR | [5 empty] | LIGHTS, SURGICAL |  | LAMPSURGCEILING-SKYTRON-Aurora 4 |  |  |  |  | LAMPSURGCEILING-SKYTRON-Aurora 4 | Skytron | [7 empty] | Covered PM Repair - Biomedical | MHHS-TMC
NO | YES |  |  |  | 005-10094 | 005-10094 | SKYTRON | AURORA II |  |  | SE-Labor & Delivery | MHHS-Southeast |  | Lamp, Surgical, Ceiling |  | 005-10094 | 005-10094 | Southeast | MHHS-Southeast | SE-Labor & Delivery | Or 1 | 3/1/20 |  | 3/1/21 |  | LIGHTS, SURGICAL | Lamp, Surgical, Ceiling | LAMPSURGCEILING-Skytron-Aurora II | LAMPSURGCEILING | Aurora II |  |  |  | Skytron | Lamp, Surgical, Ceiling |  | LAMPSURGCEILING-Skytron-Aurora II |  | 6/29/16 |  |  | Covered PM Repair - Biomedical | MHHS-Southeast | [7 empty] | Lamp, Surgical, Ceiling | LAMPSURGCEILING | Lamp, Surgical, Ceiling | Skytron
NO | YES | Serial Number 10101333 |  |  | 005-10095 | 005-10095 | SKYTRON | AURORA II |  |  | SE-Labor & Delivery | MHHS-Southeast |  | Lamp, Surgical, Ceiling |  | 005-10095 | 005-10095 | Southeast | MHHS-Southeast | SE-Labor & Delivery | Delivery OR2 | 10/1/19 |  | 10/1/20 |  | LIGHTS, SURGICAL | Lamp, Surgical, Ceiling | LAMPSURGCEILING-Skytron-Aurora II | LAMPSURGCEILING | Aurora II |  |  |  | Skytron | Lamp, Surgical, Ceiling |  | LAMPSURGCEILING-Skytron-Aurora II |  | 7/21/16 |  |  | Covered PM Repair - Biomedical | MHHS-Southeast | [7 empty] | Lamp, Surgical, Ceiling | LAMPSURGCEILING | Lamp, Surgical, Ceiling | Skytron
NO | YES | Serial Number 12093493 |  |  | 005-09341 | 005-09341 | SKYTRON | AURORA II |  |  | SE-OR | MHHS-Southeast |  | Lamp, Surgical, Ceiling |  | 005-09341 | 005-09341 | Southeast | MHHS-Southeast | SE-OR | RM 10 | 4/1/19 |  | 4/1/20 |  | LIGHTS, SURGICAL | Lamp, Surgical, Ceiling | LAMPSURGCEILING-Skytron-Aurora II | LAMPSURGCEILING | Aurora II |  |  |  | Skytron | Lamp, Surgical, Ceiling |  | LAMPSURGCEILING-Skytron-Aurora II |  | 7/8/16 |  |  | Covered PM Repair - Biomedical | MHHS-Southeast | [7 empty] | Lamp, Surgical, Ceiling | LAMPSURGCEILING | Lamp, Surgical, Ceiling | Skytron
NO | YES |  |  |  | 005-09721 | 005-09721 | SKYTRON | AURORA II |  | 11031720/11031721 | SE-OR | MHHS-Southeast |  | Lamp, Surgical, Ceiling |  | 005-09721 | 005-09721 | Southeast & Bay Area | MHHS-Southeast | SE-OR | OR 8 | 1/1/19 |  | 1/1/20 |  | LIGHTS, SURGICAL | Lamp, Surgical, Ceiling | LAMPSURGCEILING-Skytron-Aurora II | LAMPSURGCEILING | Aurora II |  |  |  | Skytron | Lamp, Surgical, Ceiling |  | LAMPSURGCEILING-Skytron-Aurora II |  | 7/8/16 |  |  | Covered PM Repair - Biomedical | MHHS-Southeast | [7 empty] | Lamp, Surgical, Ceiling | LAMPSURGCEILING | Lamp, Surgical, Ceiling | Skytron
NO | YES |  |  |  | 005-09722 | 005-09722 | SKYTRON | AURORA II |  | SEE COMPONENTS | SE-OR | MHHS-Southeast |  | Lamp, Surgical, Ceiling |  | 005-09722 | 005-09722 | Southeast | MHHS-Southeast | SE-OR | OR 7 | 2/1/20 |  | 2/1/21 |  | LIGHTS, SURGICAL | Lamp, Surgical, Ceiling | LAMPSURGCEILING-Skytron-Aurora II | LAMPSURGCEILING | Aurora II |  |  |  | Skytron | Lamp, Surgical, Ceiling |  | LAMPSURGCEILING-Skytron-Aurora II |  | 10/1/17 |  |  | Covered PM Repair - Biomedical | MHHS-Southeast | [7 empty] | Lamp, Surgical, Ceiling | LAMPSURGCEILING | Lamp, Surgical, Ceiling | Skytron
NO | YES | Serial Number 10121442 |  |  | 005-09723 | 005-09723 | SKYTRON | AURORA II |  |  | SE-OR | MHHS-Southeast |  | Lamp, Surgical, Ceiling |  | 005-09723 | 005-09723 | Southeast | MHHS-Southeast | SE-OR | SE - OR | 4/1/19 |  | 4/1/17 |  | LIGHTS, SURGICAL | Lamp, Surgical, Ceiling | LAMPSURGCEILING-Skytron-Aurora II | LAMPSURGCEILING | Aurora II |  |  |  | Skytron | Lamp, Surgical, Ceiling |  | LAMPSURGCEILING-Skytron-Aurora II |  | 10/31/15 |  |  | Covered PM Repair - Biomedical | MHHS-Southeast | [7 empty] | Lamp, Surgical, Ceiling | LAMPSURGCEILING | Lamp, Surgical, Ceiling | Skytron
NO | YES | Serial Number 11031723 |  |  | 005-09724 | 005-09724 | SKYTRON | AURORA II |  |  | SE-OR | MHHS-Southeast |  | Lamp, Surgical, Ceiling |  | 005-09724 | 005-09724 | Southeast | MHHS-Southeast | SE-OR | Or 5 | 4/1/19 |  | 4/1/20 |  | LIGHTS, SURGICAL | Lamp, Surgical, Ceiling | LAMPSURGCEILING-Skytron-Aurora II | LAMPSURGCEILING | Aurora II |  |  |  | Skytron | Lamp, Surgical, Ceiling |  | LAMPSURGCEILING-Skytron-Aurora II |  |  |  |  | Covered PM Repair - Biomedical | MHHS-Southeast | [7 empty] | Lamp, Surgical, Ceiling | LAMPSURGCEILING | Lamp, Surgical, Ceiling | Skytron
NO | YES | Serial Number 10121440 |  |  | 005-09727 | 005-09727 | SKYTRON | AURORA II |  |  | SE-OR | MHHS-Southeast |  | Lamp, Surgical, Ceiling |  | 005-09727 | 005-09727 | Southeast | MHHS-Southeast | SE-OR | OR 1 | 4/1/19 |  | 4/1/20 |  | LIGHTS, SURGICAL | Lamp, Surgical, Ceiling | LAMPSURGCEILING-Skytron-Aurora II | LAMPSURGCEILING | Aurora II |  |  |  | Skytron | Lamp, Surgical, Ceiling |  | LAMPSURGCEILING-Skytron-Aurora II |  |  |  |  | Covered PM Repair - Biomedical | MHHS-Southeast | [7 empty] | Lamp, Surgical, Ceiling | LAMPSURGCEILING | Lamp, Surgical, Ceiling | Skytron
NO | YES |  |  |  | 005-10105 | 005-10105 | SKYTRON | AURORA II |  |  | SE-OR | MHHS-Southeast |  | Lamp, Surgical, Ceiling |  | 005-10105 | 005-10105 | Southeast | MHHS-Southeast | SE-OR | SE -OR | 4/1/19 |  | 4/1/20 |  | LIGHTS, SURGICAL | Lamp, Surgical, Ceiling | LAMPSURGCEILING-Skytron-Aurora II | LAMPSURGCEILING | Aurora II |  |  |  | Skytron | Lamp, Surgical, Ceiling |  | LAMPSURGCEILING-Skytron-Aurora II |  |  |  |  | Covered PM Repair - Biomedical | MHHS-Southeast | [7 empty] | Lamp, Surgical, Ceiling | LAMPSURGCEILING | Lamp, Surgical, Ceiling | Skytron
NO | YES | Asset Tag 005-12285 |  |  | 005-12285 | 005-12285 | SKYTRON | AURORA II |  |  | (null) | MHHS-Southeast |  | Lamp, Surgical, Ceiling |  | 005-12285 | 005-12285 | (null) | MHHS-Southeast | (null) | (null) |  |  |  | (null) | LIGHTS, SURGICAL | Lamp, Surgical, Ceiling | LAMPSURGCEILING-Skytron-Aurora II | LAMPSURGCEILING | Aurora II |  |  |  | Skytron | Lamp, Surgical, Ceiling |  | LAMPSURGCEILING-Skytron-Aurora II |  |  |  |  | Covered PM Repair - Respiratory/Steriliz | MHHS-Southeast | [7 empty] | Lamp, Surgical, Ceiling | LAMPSURGCEILING | Lamp, Surgical, Ceiling | Skytron
NO | YES |  |  |  |  | 074-04733 | SKYTRON | AURORA II |  |  | TMC-OR-CVOR (7Hvi) | MHHS-TMC |  | Lamp, Surgical, Ceiling |  |  | 074-04733 | TMC | MHHS-TMC | TMC-OR-CVOR (7Hvi) | Cv OR 5 | 2/1/20 |  | 2/1/21 |  | LIGHTS, SURGICAL | Lamp, Surgical, Ceiling | LAMPSURGCEILING-Skytron-Aurora II | LAMPSURGCEILING | Aurora II |  |  |  | Skytron | Lamp, Surgical, Ceiling |  | LAMPSURGCEILING-Skytron-Aurora II |  | 7/21/16 |  |  | Covered PM Repair - Biomedical | MHHS-TMC | [7 empty] | Lamp, Surgical, Ceiling | LAMPSURGCEILING | Lamp, Surgical, Ceiling | Skytron
NO | YES | Serial Number 11031723 |  |  | 099-07505 |  | Skytron | Aurora II |  |  | SE-OR |  |  |  |  | 099-07505 |  | Southeast | MHHS-Southeast | SE-OR | Or 5 |  |  |  | No pm |  | Lamp, Surgical, Ceiling | LAMPSURGCEILING-Skytron-Aurora II | [22 empty] | Lamp, Surgical, Ceiling | LAMPSURGCEILING | Lamp, Surgical, Ceiling | Skytron
YES | YES |  |  |  | 099-07506 | 099-07506 | Skytron | Aurora II |  |  | SE - OR |  |  |  |  | 099-07506 | 099-07506 | Southeast | Memorial Hermann Southeast Hospital | SE - OR | Or 5 |  |  |  | No pm |  | Lamp, Surgical, Ceiling | LAMPSURGCEILING-Skytron-Aurora II | [22 empty] | Lamp, Surgical, Ceiling | LAMPSURGCEILING | Lamp, Surgical, Ceiling | Skytron
NO | YES | Serial Number 10121432 |  |  | 099-07760 | 099-07760 | Skytron | Aurora II |  |  | SE-OR |  |  |  |  | 099-07760 | 099-07760 | Southeast | MHHS-Southeast | SE-OR | OR4 |  |  |  | Light 3 |  | Lamp, Surgical, Ceiling | LAMPSURGCEILING-Skytron-Aurora II | [22 empty] | Lamp, Surgical, Ceiling | LAMPSURGCEILING | Lamp, Surgical, Ceiling | Skytron
YES | YES | Serial Number 9080493 |  |  | 099-07761 | 099-07761 | Skytron | Aurora II |  |  | Surgery |  |  |  |  | 099-07761 | 099-07761 | Southeast | Memorial Hermann Southeast Hospital | Surgery | OR4 |  |  |  | Light 3 |  | Lamp, Surgical, Ceiling | LAMPSURGCEILING-Skytron-Aurora II | [22 empty] | Lamp, Surgical, Ceiling | LAMPSURGCEILING | Lamp, Surgical, Ceiling | Skytron
NO | YES | Serial Number 10121440 |  |  | 099-07708 | 099-07708 | Skytron | Aurora II |  |  | SE-OR |  |  |  |  | 099-07708 | 099-07708 | Southeast | MHHS-Southeast | SE-OR | OR 1 |  |  |  | No pm found |  | Lamp, Surgical, Ceiling | LAMPSURGCEILING-Skytron-Aurora II | [22 empty] | Lamp, Surgical, Ceiling | LAMPSURGCEILING | Lamp, Surgical, Ceiling | Skytron
YES | YES |  |  |  | 099-07709 | 099-07709 | Skytron | Aurora II |  |  | SE - OR |  |  |  |  | 099-07709 | 099-07709 | Southeast | Memorial Hermann Southeast Hospital | SE - OR | OR 1 |  |  |  | No pm found |  | Lamp, Surgical, Ceiling | LAMPSURGCEILING-Skytron-Aurora II | [22 empty] | Lamp, Surgical, Ceiling | LAMPSURGCEILING | Lamp, Surgical, Ceiling | Skytron
YES | YES |  |  |  | 099-07470 | 099-07470 | Skytron | Aurora II |  |  | Surgery |  |  |  |  | 099-07470 | 099-07470 | Southeast | Memorial Hermann Southeast Hospital | Surgery | Cysto | [5 empty] | Lamp, Surgical, Ceiling | LAMPSURGCEILING-Skytron-Aurora II | [22 empty] | Lamp, Surgical, Ceiling | LAMPSURGCEILING | Lamp, Surgical, Ceiling | Skytron
YES | YES |  |  |  | 099-07967 | 099-07967 | Skytron | Aurora II | [7 empty] | 099-07967 | 099-07967 |  |  |  |  | 4/1/20 |  |  | No PM Sticker |  | Lamp, Surgical, Ceiling | LAMPSURGCEILING-Skytron-Aurora II | [22 empty] | Lamp, Surgical, Ceiling | LAMPSURGCEILING | Lamp, Surgical, Ceiling | Skytron
YES | YES |  |  |  | 099-07966 | 099-07966 | Skytron | Aurora II |  | 0908-0490 | Memorial Hermann- South East OR |  |  |  |  | 099-07966 | 099-07966 |  | Memorial Hermann- South East | Memorial Hermann- South East OR | OR3 | 4/1/20 |  |  | No PM Sticker |  | Lamp, Surgical, Ceiling | LAMPSURGCEILING-Skytron-Aurora II | [22 empty] | Lamp, Surgical, Ceiling | LAMPSURGCEILING | Lamp, Surgical, Ceiling | Skytron
NO | YES |  |  |  | 099-07513 | 099-07513 | SKYTRON | AURORA II |  |  | SE-OR |  |  |  |  | 099-07513 | 099-07513 | Southeast | MHHS-Southeast | SE-OR | Or 11 |  |  |  | No pm |  | Lamp, Surgical, Ceiling | LAMPSURGCEILING-Skytron-Aurora II | [22 empty] | Lamp, Surgical, Ceiling | LAMPSURGCEILING | Lamp, Surgical, Ceiling | Skytron
YES | YES |  |  |  | 099-07514 | 099-07514 | SKYTRON | AURORA II |  |  | SE - OR |  |  |  |  | 099-07514 | 099-07514 | Southeast | Memorial Hermann Southeast Hospital | SE - OR | Or 11 |  |  |  | No pm |  | Lamp, Surgical, Ceiling | LAMPSURGCEILING-Skytron-Aurora II | [22 empty] | Lamp, Surgical, Ceiling | LAMPSURGCEILING | Lamp, Surgical, Ceiling | Skytron
YES | YES | Serial Number 9080493 |  |  | 099-07717 | 099-07717 | SKYTRON | AURORA II |  |  | SE - OR |  |  |  |  | 099-07717 | 099-07717 | Southeast | Memorial Hermann Southeast Hospital | SE - OR | OR 7 |  |  |  | No pm found |  | Lamp, Surgical, Ceiling | LAMPSURGCEILING-Skytron-Aurora II | [22 empty] | Lamp, Surgical, Ceiling | LAMPSURGCEILING | Lamp, Surgical, Ceiling | Skytron
YES | YES |  |  |  | 099-07670 | 099-07670 | SKYTRON | AURORA II |  |  | SE - OR - ANESTHESIA |  |  |  |  | 099-07670 | 099-07670 | Southeast | Memorial Hermann Southeast Hospital | SE - OR - ANESTHESIA | Surgery |  |  |  | Light 1 |  | Lamp, Surgical, Ceiling | LAMPSURGCEILING-Skytron-Aurora II | [22 empty] | Lamp, Surgical, Ceiling | LAMPSURGCEILING | Lamp, Surgical, Ceiling | Skytron
YES | YES |  |  |  | 099-07908 | 099-07908 | SKYTRON | AURORA II |  |  | SE - OR |  |  |  |  | 099-07908 | 099-07908 | Southeast | Memorial Hermann Southeast Hospital | SE - OR | OR 7 |  |  |  | No pm found |  | Lamp, Surgical, Ceiling | LAMPSURGCEILING-Skytron-Aurora II | [22 empty] | Lamp, Surgical, Ceiling | LAMPSURGCEILING | Lamp, Surgical, Ceiling | Skytron
NO | YES |  |  |  | 099-07669 | 099-07669 | SKYTRON | AURORA II |  |  | SE-OR-Anesthesia |  |  |  |  | 099-07669 | 099-07669 | Southeast | MHHS-Southeast | SE-OR-Anesthesia | Surgery |  |  |  | Light 2 |  | Lamp, Surgical, Ceiling | LAMPSURGCEILING-Skytron-Aurora II | [22 empty] | Lamp, Surgical, Ceiling | LAMPSURGCEILING | Lamp, Surgical, Ceiling | Skytron
YES | YES |  |  |  | 099-09952 | 099-09952 | Skytron | Aurora II |  |  | SE - CATH LAB |  |  |  |  | 099-09952 | 099-09952 |  | Memorial Hermann- SE - CATH LAB | SE - CATH LAB | OR8 | 4/1/20 |  | 4/1/20 | No PM Sticker |  | Lamp, Surgical, Ceiling | LAMPSURGCEILING-Skytron-Aurora II | [22 empty] | Lamp, Surgical, Ceiling | LAMPSURGCEILING | Lamp, Surgical, Ceiling | Skytron
YES | YES |  |  |  | 099-09951 | 099-09951 | Skytron | Aurora II |  |  | SE - CATH LAB |  |  |  |  | 099-09951 | 099-09951 |  | Memorial Hermann- SE - CATH LAB | SE - CATH LAB | OR8 | 4/1/20 |  | 4/1/20 | No PM Sticker |  | Lamp, Surgical, Ceiling | LAMPSURGCEILING-Skytron-Aurora II | [22 empty] | Lamp, Surgical, Ceiling | LAMPSURGCEILING | Lamp, Surgical, Ceiling | Skytron
YES | YES |  |  |  | 099-07661 | 099-07661 | SKYTRON | AURORA II |  |  | SE - OR - ANESTHESIA |  |  |  |  | 099-07661 | 099-07661 | Southeast | Memorial Hermann Southeast Hospital | SE - OR - ANESTHESIA | Hybrid |  |  |  | Light 2 |  | Lamp, Surgical, Ceiling | LAMPSURGCEILING-Skytron-Aurora II | [22 empty] | Lamp, Surgical, Ceiling | LAMPSURGCEILING | Lamp, Surgical, Ceiling | Skytron
YES | YES |  |  |  | 099-07662 | 099-07662 | SKYTRON | AURORA II |  |  | SE - OR - Anesthesia |  |  |  |  | 099-07662 | 099-07662 | Southeast | Memorial Hermann Southeast Hospital | SE - OR - Anesthesia | Hybrid |  |  |  | Light 3 |  | Lamp, Surgical, Ceiling | LAMPSURGCEILING-Skytron-Aurora II | [22 empty] | Lamp, Surgical, Ceiling | LAMPSURGCEILING | Lamp, Surgical, Ceiling | Skytron
YES | YES |  |  |  | 099-07663 | 099-07663 | SKYTRON | AURORA II |  |  | SE - OR - ANESTHESIA |  |  |  |  | 099-07663 | 099-07663 | Southeast | Memorial Hermann Southeast Hospital | SE - OR - ANESTHESIA | Hybrid | 4/1/20 |  |  | Light 1 |  | Lamp, Surgical, Ceiling | LAMPSURGCEILING-Skytron-Aurora II | [22 empty] | Lamp, Surgical, Ceiling | LAMPSURGCEILING | Lamp, Surgical, Ceiling | Skytron
NO | YES | Serial Number 10101333 |  |  | 099-06308 | 099-06308 | Skytron | Aurora II |  |  | SE-Labor & Delivery |  |  |  |  | 099-06308 | 099-06308 | Southeast | MHHS-Southeast | SE-Labor & Delivery | Delivery OR2 |  |  | 4/1/20 | Lamp 1 |  | Lamp, Surgical, Ceiling | LAMPSURGCEILING-Skytron-Aurora II | [22 empty] | Lamp, Surgical, Ceiling | LAMPSURGCEILING | Lamp, Surgical, Ceiling | Skytron
YES | YES |  |  |  | 099-06216 | 099-06216 | Skytron | Aurora II |  |  | SE - LABOR |  |  |  |  | 099-06216 | 099-06216 | Southeast | Memorial Hermann Southeast Hospital | SE - LABOR | Or 1 |  |  |  | No pm |  | Lamp, Surgical, Ceiling | LAMPSURGCEILING-Skytron-Aurora II | [22 empty] | Lamp, Surgical, Ceiling | LAMPSURGCEILING | Lamp, Surgical, Ceiling | Skytron
YES | YES |  |  |  | 099-06309 | 099-06309 | Skytron | Aurora II |  |  | SE - LABOR |  |  |  |  | 099-06309 | 099-06309 | Southeast | Memorial Hermann Southeast Hospital | SE - LABOR | Delivery OR2 |  |  | 4/1/20 | Lamp 2 |  | Lamp, Surgical, Ceiling | LAMPSURGCEILING-Skytron-Aurora II | [22 empty] | Lamp, Surgical, Ceiling | LAMPSURGCEILING | Lamp, Surgical, Ceiling | Skytron
YES | YES |  |  |  | 099-06882 | 099-06882 | Skytron | Aurora II |  |  | SE - LABOR |  |  |  |  | 099-06882 | 099-06882 | Southeast | Memorial Hermann Southeast Hospital | SE - LABOR | Or 1 |  |  |  | No pm |  | Lamp, Surgical, Ceiling | LAMPSURGCEILING-Skytron-Aurora II | [22 empty] | Lamp, Surgical, Ceiling | LAMPSURGCEILING | Lamp, Surgical, Ceiling | Skytron
NO | NO |  |  |  | 074-05159 |  | SKYTRON | AURORA II |  |  | TMC - CATH LAB - PEDI (GHP) | MHHS-TMC |  | Lamp, Surgical, Ceiling |  | 074-05159 |  | TMC |  | TMC - CATH LAB - PEDI (GHP) | [5 empty] | LIGHTS, SURGICAL |  | LAMPSURGCEILING-Skytron-Aurora II | LAMPSURGCEILING | Aurora II |  |  |  | Skytron | Lamp, Surgical, Ceiling |  | LAMPSURGCEILING-Skytron-Aurora II |  |  |  |  | Covered PM Repair - Biomedical | MHHS-TMC
YES | YES |  |  |  | 099-01019 | 099-01019 | Skytron | Aurora III |  | 2014-11-1943 | NE - OR |  |  |  |  | 099-01019 | 099-01019 | Katy | Memorial Hermann Northeast Hospital | NE - OR | OR Hybrid Room | [5 empty] | Lamp, Surgical, Ceiling | LAMPSURGCEILING-Skytron-Aurora III | [22 empty] | Lamp, Surgical, Ceiling | LAMPSURGCEILING | Lamp, Surgical, Ceiling | Skytron
YES | YES |  |  |  | 099-01018 | 099-01018 | Skytron | Aurora III |  | 2014-10-1797 | NE - OR |  |  |  |  | 099-01018 | 099-01018 | Katy | Memorial Hermann Northeast Hospital | NE - OR | OR Hybrid Room | [5 empty] | Lamp, Surgical, Ceiling | LAMPSURGCEILING-Skytron-Aurora III | [22 empty] | Lamp, Surgical, Ceiling | LAMPSURGCEILING | Lamp, Surgical, Ceiling | Skytron
YES | YES |  |  |  | 099-01017 | 099-01017 | Skytron | Aurora III |  |  | NE - OR |  |  |  |  | 099-01017 | 099-01017 | Katy | Memorial Hermann Northeast Hospital | NE - OR | OR Hybrid Room | [5 empty] | Lamp, Surgical, Ceiling | LAMPSURGCEILING-Skytron-Aurora III | [22 empty] | Lamp, Surgical, Ceiling | LAMPSURGCEILING | Lamp, Surgical, Ceiling | Skytron
YES | YES | Serial Number 14071515 |  |  | 099-01958 | 099-01958 | Skytron | Aurora III |  |  | NE - OR |  |  |  |  | 099-01958 | 099-01958 | Katy | Memorial Hermann Northeast Hospital | NE - OR | OR 1 | [5 empty] | Lamp, Surgical, Ceiling | LAMPSURGCEILING-Skytron-Aurora III | [22 empty] | Lamp, Surgical, Ceiling | LAMPSURGCEILING | Lamp, Surgical, Ceiling | Skytron
YES | YES |  |  |  | 099-02503 | 099-02503 | Skytron | Aurora III |  |  | NE - OR |  |  |  |  | 099-02503 | 099-02503 | Katy | Memorial Hermann Northeast Hospital | NE - OR | Or 1 | [5 empty] | Lamp, Surgical, Ceiling | LAMPSURGCEILING-Skytron-Aurora III | [22 empty] | Lamp, Surgical, Ceiling | LAMPSURGCEILING | Lamp, Surgical, Ceiling | Skytron
YES | YES |  |  |  | 099-01959 | 099-01959 | Skytron | Aurora III |  |  | NE - OR |  |  |  |  | 099-01959 | 099-01959 | Katy | Memorial Hermann Northeast Hospital | NE - OR | OR 1 | [5 empty] | Lamp, Surgical, Ceiling | LAMPSURGCEILING-Skytron-Aurora III | [22 empty] | Lamp, Surgical, Ceiling | LAMPSURGCEILING | Lamp, Surgical, Ceiling | Skytron
YES | YES |  |  |  | 145-01543 | 145-01543 | Skytron | Aurora III |  |  | SUGAR LAND - OR |  |  |  |  | 145-01543 | 145-01543 | Sugar Land | Memorial Hermann Sugar Land Hospital | SUGAR LAND - OR | OR 8 | [5 empty] | Lamp, Surgical, Ceiling | LAMPSURGCEILING-Skytron-Aurora III | [22 empty] | Lamp, Surgical, Ceiling | LAMPSURGCEILING | Lamp, Surgical, Ceiling | Skytron
YES | YES |  |  |  | 145-01544 | 145-01544 | Skytron | Aurora III |  |  | SUGAR LAND - OR |  |  |  |  | 145-01544 | 145-01544 | Sugar Land | Memorial Hermann Sugar Land Hospital | SUGAR LAND - OR | OR 8 | [5 empty] | Lamp, Surgical, Ceiling | LAMPSURGCEILING-Skytron-Aurora III | [22 empty] | Lamp, Surgical, Ceiling | LAMPSURGCEILING | Lamp, Surgical, Ceiling | Skytron
YES | YES |  |  |  | 099-10981 | 099-10981 | Skytron | Aurora III |  |  | SW - HVI - OR |  |  |  |  | 099-10981 | 099-10981 | Southwest | Memorial Hermann Heart | SW - HVI - OR | CVOR EP 4 |  |  |  | New Add |  | Lamp, Surgical, Ceiling | LAMPSURGCEILING-Skytron-Aurora III | [22 empty] | Lamp, Surgical, Ceiling | LAMPSURGCEILING | Lamp, Surgical, Ceiling | Skytron
YES | YES |  |  |  | 099-08789 | 099-08789 | Skytron | Aurora III |  |  | SW - CATH LAB |  |  |  |  | 099-08789 | 099-08789 | Southwest | Memorial Hermann Heart | SW - CATH LAB | HVI EP4 |  |  |  | No PM Sticker |  | Lamp, Surgical, Ceiling | LAMPSURGCEILING-Skytron-Aurora III | [22 empty] | Lamp, Surgical, Ceiling | LAMPSURGCEILING | Lamp, Surgical, Ceiling | Skytron
YES | YES |  |  |  | 099-06067 | 099-06067 | Skytron | Aurora III |  |  | SE - OR |  |  |  |  | 099-06067 | 099-06067 | Southeast | Memorial Hermann Southeast Hospital | SE - OR | SE -OR | [5 empty] | Lamp, Surgical, Ceiling | LAMPSURGCEILING-Skytron-Aurora III | [22 empty] | Lamp, Surgical, Ceiling | LAMPSURGCEILING | Lamp, Surgical, Ceiling | Skytron
YES | YES |  |  |  | 099-06068 | 099-06068 | Skytron | Aurora III |  |  | SE - OR |  |  |  |  | 099-06068 | 099-06068 | Southeast | Memorial Hermann Southeast Hospital | SE - OR | SE -OR | [5 empty] | Lamp, Surgical, Ceiling | LAMPSURGCEILING-Skytron-Aurora III | [22 empty] | Lamp, Surgical, Ceiling | LAMPSURGCEILING | Lamp, Surgical, Ceiling | Skytron
YES | YES |  |  |  | 099-06069 | 099-06069 | Skytron | Aurora III |  |  | SE - OR |  |  |  |  | 099-06069 | 099-06069 | Southeast | Memorial Hermann Southeast Hospital | SE - OR | SE -OR | [5 empty] | Lamp, Surgical, Ceiling | LAMPSURGCEILING-Skytron-Aurora III | [22 empty] | Lamp, Surgical, Ceiling | LAMPSURGCEILING | Lamp, Surgical, Ceiling | Skytron
YES | YES |  |  |  | 145-00861 | 145-00861 | Skytron | Aurora III led |  |  | PEARLAND - EMERGENCY CENTER |  |  |  |  | 145-00861 | 145-00861 | Pearland | Memorial Hermann Pearland Hospital | PEARLAND - EMERGENCY CENTER | Trauma3 | 2/1/20 |  |  |  |  | Lamp, Surgical, Ceiling | LAMPSURGCEILING-Skytron-Aurora III | [23 empty] | LAMPSURGCEILING | Lamp, Surgical, Ceiling | Skytron
NO | YES |  |  |  | 005-09725 | 005-09725 | SKYTRON | AURORA LED |  |  | SE - OR - PACU | MHHS-Southeast |  |  |  | 005-09725 | 005-09725 | Southeast & Bay Area | Memorial Hermann- South East | SE - OR - PACU | OR 3 | 4/1/19 |  | 4/1/20 |  | LIGHTS, SURGICAL |  | LAMPSURGCEILING-Skytron-Aurora III |  |  |  |  | LAMPSURGCEILING-Skytron-Aurora III | Skytron | [7 empty] | Covered PM Repair - Respiratory/Steriliz | MHHS-Southeast
NO | NO | [5 empty] | SKYTRON | AURORA LED |  |  | TMC - OR - CVOR (7HVI) | MHHS-TMC | [5 empty] | TMC |  | TMC - OR - CVOR (7HVI) | [5 empty] | LIGHTS, SURGICAL |  | LAMPSURGCEILING-Skytron-Aurora III |  |  |  |  | LAMPSURGCEILING-Skytron-Aurora III | Skytron | [7 empty] | Covered PM Repair - Biomedical | MHHS-TMC
NO | NO | [5 empty] | SKYTRON | AURORA LED |  |  | TMC - OR - CVOR (7HVI) | MHHS-TMC | [5 empty] | TMC |  | TMC - OR - CVOR (7HVI) | [5 empty] | LIGHTS, SURGICAL |  | LAMPSURGCEILING-Skytron-Aurora III |  |  |  |  | LAMPSURGCEILING-Skytron-Aurora III | Skytron | [7 empty] | Covered PM Repair - Biomedical | MHHS-TMC
NO | NO | [5 empty] | SKYTRON | AURORA LED |  |  | TMC - OR - CVOR (7HVI) | MHHS-TMC | [5 empty] | TMC |  | TMC - OR - CVOR (7HVI) | [5 empty] | LIGHTS, SURGICAL |  | LAMPSURGCEILING-Skytron-Aurora III |  |  |  |  | LAMPSURGCEILING-Skytron-Aurora III | Skytron | [7 empty] | Covered PM Repair - Respiratory/Steriliz | MHHS-TMC
NO | NO | [5 empty] | SKYTRON | AURORA LED |  |  | TMC - OR - CVOR (7HVI) | MHHS-TMC | [5 empty] | TMC |  | TMC - OR - CVOR (7HVI) | [5 empty] | LIGHTS, SURGICAL |  | LAMPSURGCEILING-Skytron-Aurora III |  |  |  |  | LAMPSURGCEILING-Skytron-Aurora III | Skytron | [7 empty] | Covered PM Repair - Respiratory/Steriliz | MHHS-TMC
NO | NO | [5 empty] | SKYTRON | AURORA LED |  |  | TMC - OR - CVOR (7HVI) | MHHS-TMC | [5 empty] | TMC |  | TMC - OR - CVOR (7HVI) | [5 empty] | LIGHTS, SURGICAL |  | LAMPSURGCEILING-Skytron-Aurora III |  |  |  |  | LAMPSURGCEILING-Skytron-Aurora III | Skytron | [7 empty] | Not Covered Vendor Only - Biomedical | MHHS-TMC
NO | NO | [5 empty] | SKYTRON | AURORA LED |  |  | TMC - OR - CVOR (7HVI) | MHHS-TMC | [5 empty] | TMC |  | TMC - OR - CVOR (7HVI) | [5 empty] | LIGHTS, SURGICAL |  | LAMPSURGCEILING-Skytron-Aurora III |  |  |  |  | LAMPSURGCEILING-Skytron-Aurora III | Skytron | [7 empty] | Not Covered Vendor Only - Biomedical | MHHS-TMC
NO | NO |  |  |  | 069-44266 |  | SKYTRON | AURORA LED |  | 212019-02-1974 | TMC - OR - HERMANN (2HP) | MHHS-TMC |  |  |  | 069-44266 |  | TMC |  | TMC - OR - HERMANN (2HP) | [5 empty] | LIGHTS, SURGICAL |  | LAMPSURGCEILING-Skytron-Aurora III |  |  |  |  | LAMPSURGCEILING-Skytron-Aurora III | Skytron | [7 empty] | Not Covered Vendor Only - Biomedical | MHHS-TMC
NO | NO |  |  |  | 069-45803 |  | SKYTRON | AURORA LED |  | 21-2018-051807 | TMC - OR - HERMANN (2HP) | MHHS-TMC |  |  |  | 069-45803 |  | TMC |  | TMC - OR - HERMANN (2HP) | [5 empty] | LIGHTS, SURGICAL |  | LAMPSURGCEILING-Skytron-Aurora III |  |  |  |  | LAMPSURGCEILING-Skytron-Aurora III | Skytron | [7 empty] | Covered PM Repair - Biomedical | MHHS-TMC
YES | YES | Serial Number 14071515 |  |  | 099-02631 | 099-02631 | Skytron | Aut-5 |  |  | NE - OR |  |  |  |  | 099-02631 | 099-02631 | Katy | Memorial Hermann Northeast Hospital | NE - OR | OR1
YES | YES |  |  |  | 099-02627 | 099-02627 | Skytron | Aut-5 |  |  | NE - OR |  |  |  |  | 099-02627 | 099-02627 | Katy | Memorial Hermann Northeast Hospital | NE - OR | OR1
YES | YES |  |  |  | 099-02628 | 099-02628 | Skytron | Aut-5 |  |  | NE - OR |  |  |  |  | 099-02628 | 099-02628 | Katy | Memorial Hermann Northeast Hospital | NE - OR | OR1
YES | YES |  |  |  | 005-33150 | 005-33150 | Skytron | B1-710-59 |  |  | Sugar Land OR |  |  |  |  | 005-33150 | 005-33150 | Sugar Land | Memorial Hermann Sugar Land Hospital | Sugar Land OR | OR 7 |  | 2/1/20 |  | In cabinet with stereo |  | Controller, Camera | CONTROLLERCAMERA-SKYTRON-B1-710-59 | [22 empty] | Controller, Camera | CONTROLLERCAMERA | Controller, Camera | SKYTRON
YES | YES |  |  |  | 069-49281 | 069-49281 | Skytron | B1-710-59 |  |  | OR |  |  |  |  | 069-49281 | 069-49281 | TMC | Memorial Hermann-Texas Medical Center | OR | OR 3 control room | [5 empty] | Controller, Camera | CONTROLLERCAMERA-SKYTRON-B1-710-59 | [22 empty] | Controller, Camera | CONTROLLERCAMERA | Controller, Camera | SKYTRON
YES | YES |  |  |  | 069-49232 | 069-49232 | Skytron | B1-710-59 |  | 201-903-1369 | Operation Room |  |  |  |  | 069-49232 | 069-49232 | TMC | Memorial Hermann-Texas Medical Center | Operation Room | OR3 | [5 empty] | Controller, Camera | CONTROLLERCAMERA-SKYTRON-B1-710-59 | [22 empty] | Controller, Camera | CONTROLLERCAMERA | Controller, Camera | SKYTRON
YES | YES |  |  |  | 099-12469 | 099-12469 | Skytron | B1-720-00 |  | (21)2019-01-5150 | TMC - OR - CVOR (7HVI) |  |  |  |  | 099-12469 | 099-12469 | TMC | Memorial Hermann-Texas Medical Center | TMC - OR - CVOR (7HVI) | Cv OR 1 |  |  |  | No PM Sticker
YES | YES |  |  |  | 099-12470 | 099-12470 | Skytron | B1-720-00 |  | (21)2019-01-5146 | TMC - OR - CVOR (7HVI) |  |  |  |  | 099-12470 | 099-12470 | TMC | Memorial Hermann-Texas Medical Center | TMC - OR - CVOR (7HVI) | Cv OR 1 |  |  |  | No PM Sticker
YES | YES |  |  |  | 099-12471 | 099-12471 | Skytron | B1-720-00 |  | (21)2019-01-5145 | TMC - OR - CVOR (7HVI) |  |  |  |  | 099-12471 | 099-12471 | TMC | Memorial Hermann-Texas Medical Center | TMC - OR - CVOR (7HVI) | Cv OR 1 |  |  |  | No PM Sticker
YES | YES |  |  |  | 099-12472 | 099-12472 | Skytron | B1-720-00 |  | (21)2019-01-5115 | TMC - OR - CVOR (7HVI) |  |  |  |  | 099-12472 | 099-12472 | TMC | Memorial Hermann-Texas Medical Center | TMC - OR - CVOR (7HVI) | Cv OR 1 |  |  |  | No PM Sticker
YES | YES |  |  |  | 099-07205 | 099-07205 | Skytron | B1-720-00 |  |  | TMC - SAROFIM 3 - OR |  |  |  |  | 099-07205 | 099-07205 | TMC | Memorial Hermann-Texas Medical Center | TMC - SAROFIM 3 - OR | OR3
YES | YES |  |  |  | 099-00635 | 099-00635 | Skytron | B5-012-01 |  |  | NE - LABOR |  |  |  |  | 099-00635 | 099-00635 | Katy | Memorial Hermann Northeast Hospital | NE - LABOR | Nurses Station
YES | YES |  |  |  | 099-00636 | 099-00636 | Skytron | B5-012-01 |  |  | NE - LABOR |  |  |  |  | 099-00636 | 099-00636 | Katy | Memorial Hermann Northeast Hospital | NE - LABOR | Nurses Station
YES | YES |  |  |  | 099-00691 | 099-00691 | Skytron | B5-012-01 |  |  | NE - LABOR |  |  |  |  | 099-00691 | 099-00691 | Katy | Memorial Hermann Northeast Hospital | NE - LABOR | Suite 2020
YES | YES | Serial Number Cnf |  |  | 041-33890 | 041-33890 | Skytron | B5-012-01 |  | CNF | Memorial City-Labor |  |  |  |  | 041-33890 | 041-33890 | West | Women?s Memorial Hermann Memorial City Hospital | Memorial City-Labor | 3M01
YES | YES | Serial Number Cnf |  |  | 041-33877 | 041-33877 | Skytron | B5-012-01 |  | CNF | Memorial City-Labor |  |  |  |  | 041-33877 | 041-33877 | West | Women?s Memorial Hermann Memorial City Hospital | Memorial City-Labor | 3M07
YES | YES |  |  |  | 005-09343 | 005-09343 | Skytron | B9-710-03 |  |  | SE - OR - ANESTHESIA |  |  |  |  | 005-09343 | 005-09343 | Southeast | Memorial Hermann Southeast Hospital | SE - OR - ANESTHESIA | Hybrid | 1/1/20 |  | 1/1/21
YES | YES |  |  |  | 099-10980 | 099-10980 | Skytron | B9-715-02 (Aurora 3 Wall Station) |  |  | SW - HVI - OR |  |  |  |  | 099-10980 | 099-10980 | Southwest | Memorial Hermann Heart | SW - HVI - OR | CVOR EP 4 |  |  |  | New Add
YES | YES | Serial Number Cnf |  |  | 142-04697 | 142-04697 | Skytron | CNF |  | CNF | LND |  |  |  |  | 142-04697 | 142-04697 | Katy | Memorial Hermann Northeast Hospital | LND | Room 2028 | [6 empty] | .needs class
NO | YES |  |  |  | 005-09370 | 005-09370 | SKYTRON | CTSLM200C3 |  | 1209-715-03-0225 | SE-OR | MHHS-Southeast |  |  |  | 005-09370 | 005-09370 | Southeast | MHHS-Southeast | SE-OR |  | 3/1/19 |  | 3/1/20 |  | SURGICAL FACILITY BOOM, CEILING-MOUNTED |  | .needs class | [5 empty] | Skytron |  |  |  |  | 1/1/15 |  |  | Covered PM Repair - Biomedical | MHHS-Southeast
NO | YES |  |  |  | 005-09372 | 005-09372 | SKYTRON | CTSLM200C3 |  | 1209-715-03-0226 | SE-OR | MHHS-Southeast |  |  |  | 005-09372 | 005-09372 | Southeast | MHHS-Southeast | SE-OR | Or 11 | 4/1/19 |  | 4/1/20 |  | SURGICAL FACILITY BOOM, CEILING-MOUNTED |  | .needs class | [5 empty] | Skytron |  |  |  |  | 1/15/20 |  |  | Not Covered Vendor Only - Resp/Ster | MHHS-Southeast
NO | NO |  |  |  | 005-09371 |  | SKYTRON | CTSLM200C3 |  | 1209-0715-03-0218 | SE - OR | MHHS-Southeast |  |  |  | 005-09371 |  | Southeast & Bay Area |  | SE - OR | [5 empty] | SURGICAL FACILITY BOOM, CEILING-MOUNTED |  | .needs class | [5 empty] | Skytron | [7 empty] | Not Covered Vendor Only - Resp/Ster | MHHS-Southeast
YES | YES |  |  |  | 145-01533 | 145-01533 | Skytron | CyberMed H22 |  |  | SUGAR LAND - OR |  |  |  |  | 145-01533 | 145-01533 | Sugar Land | Memorial Hermann Sugar Land Hospital | SUGAR LAND - OR | OR 1
YES | YES | Serial Number Cnf |  |  | 145-01546 | 145-01546 | Skytron | CyberMed H22 |  | Cnf | SUGAR LAND - OR |  |  |  |  | 145-01546 | 145-01546 | Sugar Land | Memorial Hermann Sugar Land Hospital | SUGAR LAND - OR | OR 8 |  |  |  | Could not get to serial
YES | YES |  |  |  | 005-33139 | 005-33139 | Skytron | E2VBA |  | 06-03-VSE10156 | Operating Room |  |  |  |  | 005-33139 | 005-33139 | Sugar Land | Memorial Hermann Sugar Land Hospital | Operating Room | OR 4 | 2/1/20
YES | YES |  |  |  | 145-01538 | 145-01538 | Skytron | Ect2fps |  | 06-03VSEC0199 | OR |  |  |  |  | 145-01538 | 145-01538 | Sugar Land | Memorial Hermann Sugar Land Hospital | OR | OR 1
YES | YES |  |  |  | 145-01542 | 145-01542 | Skytron | Ect2fps |  | 1401-294-01-1-0418 | SUGAR LAND - OR |  |  |  |  | 145-01542 | 145-01542 | Sugar Land | Memorial Hermann Sugar Land Hospital | SUGAR LAND - OR | OR 8
NO | YES |  |  |  | 069-47270 | 069-47270 | SKYTRON | ERGON 3 |  | 1901T15-03-0-0300 | TMC-Sarofim 2-OR | MHHS-TMC |  |  |  | 069-47270 | 069-47270 | TMC | MHHS-TMC | TMC-Sarofim 2-OR | S2 OR 1 |  |  |  |  | SURGICAL FACILITY BOOM, CEILING-MOUNTED |  | .needs class | [5 empty] | Skytron |  |  |  |  | 4/4/20 |  |  | Covered PM Repair - Biomedical | MHHS-TMC
YES | YES |  |  |  | 099-09968 | 099-09968 | Skytron | Ergon 3 |  | 1905t1241-02-1-0216 | TMC - SAROFIM 2 - OR |  |  |  |  | 099-09968 | 099-09968 | TMC | Memorial Hermann-Texas Medical Center | TMC - SAROFIM 2 - OR | Or 11 |  |  |  | No pm
YES | YES |  |  |  | 099-09975 | 099-09975 | Skytron | Ergon 3 |  | 1905t1241-02-1-0221 | TMC - OR - CVOR (7HVI) |  |  |  |  | 099-09975 | 099-09975 | TMC | Operating room | TMC - OR - CVOR (7HVI) | Or 11 |  |  |  | No pm
NO | NO |  |  |  | 069-47280 |  | SKYTRON | ERGON 3 |  | 1904T715-03-0-0333 | TMC - SAROFIM 2 - OR | MHHS-TMC |  |  |  | 069-47280 |  | TMC |  | TMC - SAROFIM 2 - OR | [5 empty] | SURGICAL FACILITY BOOM, CEILING-MOUNTED |  | .needs class | [5 empty] | Skytron | [7 empty] | Covered PM Repair - Biomedical | MHHS-TMC
NO | NO |  |  |  | 069-47304 |  | SKYTRON | ERGON 3 |  | 1903T715-03-0-0318 | TMC - SAROFIM 2 - OR | MHHS-TMC |  |  |  | 069-47304 |  | TMC |  | TMC - SAROFIM 2 - OR | [5 empty] | SURGICAL FACILITY BOOM, CEILING-MOUNTED |  | .needs class | [5 empty] | Skytron | [7 empty] | Covered PM Repair - Biomedical | MHHS-TMC
NO | NO |  |  |  | 069-47309 |  | SKYTRON | ERGON 3 |  | 1903T14-03-0-0306 | TMC - SAROFIM 2 - OR | MHHS-TMC |  |  |  | 069-47309 |  | TMC |  | TMC - SAROFIM 2 - OR | [5 empty] | SURGICAL FACILITY BOOM, CEILING-MOUNTED |  | .needs class | [5 empty] | Skytron | [7 empty] | Covered PM Repair - Biomedical | MHHS-TMC
YES | YES |  |  |  | 005-33193 | 005-33193 | Skytron | ET2FPM48/2AFC32 |  | 1511-246-03-1-2029 | Sugar Land Endo |  |  |  |  | 005-33193 | 005-33193 | Sugar Land | Memorial Hermann Sugar Land Hospital | Sugar Land Endo | Procedure Room 2
NO | YES | Asset Tag 069-47864 |  |  | 069-47864 | 069-47864 | Skytron | EX2620 |  |  | TMC-Hermann-Adult ER (1Hp) |  |  |  |  | 069-47864 | 069-47864 | TMC | MHHS-TMC | TMC-Hermann-Adult ER (1Hp) | Trauma 06 | 3/1/20 |  |  | No PM Sticker
NO | NO | [5 empty] | SKYTRON | FLEXIS |  | 07-08-VSP30277-P3 | TMC - OR - CVOR (7HVI) | MHHS-TMC |  | Equipment Boom/ Column |  |  |  | TMC |  | TMC - OR - CVOR (7HVI) | [5 empty] | SURGICAL FACILITY BOOM, CEILING-MOUNTED |  | EQUIPMENTBOOM-STRYKER-FLEXiS | EQUIPMENTBOOM | FLEXiS |  |  |  | STRYKER | Equipment Boom/ Column |  |  | EQUIPMENTBOOM-STRYKER-FLEXiS |  |  |  | Covered PM Repair - Biomedical | MHHS-TMC
NO | YES | [5 empty] | SKYTRON | HERCULES 6700B |  | 6700B-5J-253 | GH-OR | MHHS Orthopedic & Spine | [5 empty] | Central | MHHS-Greater Heights | GH-OR | OR 4 | 1/1/20 |  | 7/1/20 |  | TABLES, OPERATING |  | .needs class | [5 empty] | Skytron | [5 empty] | MHOSH Inventory Dec 2019 into 2020 - Copy.xls - Already Verified |  | Covered PM Repair - Respiratory/Steriliz | MHHS Orthopedic & Spine
NO | YES | [5 empty] | SKYTRON | HERCULES 6700B |  | 6700-5J-251 | GH-OR | MHHS Orthopedic & Spine | [5 empty] | Central | MHHS-Greater Heights | GH-OR | OR 10 | 1/1/20 |  | 7/1/20 |  | TABLES, OPERATING |  | .needs class | [5 empty] | Skytron |  |  |  |  | 10/9/19 | MHOSH Inventory Dec 2019 into 2020 - Copy.xls - Already Verified |  | Covered PM Repair - Radiology, Low End | MHHS Orthopedic & Spine
NO | YES | [5 empty] | SKYTRON | HERCULES 6700B |  | 6700B-5J-236 | MHOSH-OR | MHHS Orthopedic & Spine | [5 empty] | Central & Greater Heights | MHHS-Orthopedic & Spine | MHOSH-OR |  | 1/3/20 |  |  |  | TABLES, OPERATING |  | .needs class | [5 empty] | Skytron | [5 empty] | MHOSH Inventory Dec 2019 into 2020 - Copy.xls - Newly Verified |  | Covered PM Repair - Radiology, Low End | MHHS Orthopedic & Spine
NO | YES | [5 empty] | SKYTRON | HERCULES 6700B |  | 6700B-5J-252 | GH-OR | MHHS Orthopedic & Spine | [5 empty] | Central | MHHS-Greater Heights | GH-OR | OR 2 | 8/1/19 |  | 8/1/20 |  | TABLES, OPERATING |  | .needs class | [5 empty] | Skytron |  |  |  |  | 10/21/19 | MHOSH Inventory Dec 2019 into 2020 - Copy.xls - Already Verified |  | Covered PM Repair - Biomedical | MHHS Orthopedic & Spine
NO | YES | [5 empty] | SKYTRON | HERCULES 6700B |  | 6700B-5J-249 | GH-OR | MHHS Orthopedic & Spine | [5 empty] | Central | MHHS-Greater Heights | GH-OR | OR 9 | 1/1/20 |  | 7/1/20 |  | TABLES, OPERATING |  | .needs class | [5 empty] | Skytron | [5 empty] | MHOSH Inventory Dec 2019 into 2020 - Copy.xls - Already Verified |  | Covered PM Repair - Biomedical | MHHS Orthopedic & Spine
NO | YES | [5 empty] | SKYTRON | HERCULES 6700B |  | 6700B-5J-234 | GH-OR | MHHS Orthopedic & Spine | [5 empty] | Central | MHHS-Greater Heights | GH-OR | OR 1 | 1/1/20 |  | 7/1/20 |  | TABLES, OPERATING |  | .needs class | [5 empty] | Skytron | [5 empty] | MHOSH Inventory Dec 2019 into 2020 - Copy.xls - Already Verified |  | Covered PM Repair - Biomedical | MHHS Orthopedic & Spine
NO | YES | [5 empty] | SKYTRON | HERCULES 6700B |  | 6700B-5J-239 | GH-OR | MHHS Orthopedic & Spine | [5 empty] | Central | MHHS-Greater Heights | GH-OR | OR 5 | 1/1/20 |  | 7/1/20 |  | TABLES, OPERATING |  | .needs class | [5 empty] | Skytron |  |  |  |  | 11/1/17 | MHOSH Inventory Dec 2019 into 2020 - Copy.xls - Already Verified |  | Covered PM Repair - Biomedical | MHHS Orthopedic & Spine
NO | YES | [5 empty] | SKYTRON | HERCULES 6700B |  | 6700B-5J-237 | GH-OR | MHHS Orthopedic & Spine | [5 empty] | Central | MHHS-Greater Heights | GH-OR | OR 7 | 1/1/20 |  | 7/1/20 |  | TABLES, OPERATING |  | .needs class | [5 empty] | Skytron |  |  |  |  | 11/1/17 | MHOSH Inventory Dec 2019 into 2020 - Copy.xls - Already Verified |  | Covered PM Repair - Biomedical | MHHS Orthopedic & Spine
NO | YES | [5 empty] | SKYTRON | HERCULES 6701 |  | 6701-9D-588 | GH-OR | MHHS Orthopedic & Spine |  | Table, Surgical, Electric |  |  |  | Central | MHHS-Greater Heights | GH-OR | OR 61 | 1/1/20 |  | 7/1/20 |  | TABLES, OPERATING | Table, Surgical, Electric | TABLESURGICALELECT-Skytron-Hercules 6701 | TABLESURGICALELECT | Hercules 6701 |  |  |  | Skytron | Table, Surgical, Electric |  | TABLESURGICALELECT-Skytron-Hercules 6701 |  | 11/1/17 | MHOSH Inventory Dec 2019 into 2020 - Copy.xls - Already Verified | TSE-A | Covered PM Repair - Biomedical | MHHS Orthopedic & Spine | [7 empty] | Table, Surgical, Electric | TABLESURGICALELECT | Table, Surgical, Electric | Skytron
NO | YES |  |  |  | 005-08709 | 005-08709 | SKYTRON | HERCULES 6701 |  | 6701-11H-1266 | SE-OR | MHHS-Southeast |  | Table, Surgical, Electric |  | 005-08709 | 005-08709 | Southeast | MHHS-Southeast | SE-OR |  | 7/1/19 |  |  |  | TABLES, OPERATING | Table, Surgical, Electric | TABLESURGICALELECT-Skytron-Hercules 6701 | TABLESURGICALELECT | Hercules 6701 |  |  |  | Skytron | Table, Surgical, Electric |  | TABLESURGICALELECT-Skytron-Hercules 6701 |  |  |  | TSE-A | Covered PM Repair - Radiology, Low End | MHHS-Southeast | [7 empty] | Table, Surgical, Electric | TABLESURGICALELECT | Table, Surgical, Electric | Skytron
NO | YES |  |  |  | 069-46600 | 069-46600 | SKYTRON | HERCULES 6701 |  | 6701-8H-348 | TMC-OR-CVOR (7Hvi) | MHHS-TMC |  | Table, Surgical, Electric |  | 069-46600 | 069-46600 | TMC | MHHS-TMC | TMC-OR-CVOR (7Hvi) | CVOR (7HVI) | 8/1/19 |  | 8/1/20 |  | TABLES, OPERATING | Table, Surgical, Electric | TABLESURGICALELECT-Skytron-Hercules 6701 | TABLESURGICALELECT | Hercules 6701 |  |  |  | Skytron | Table, Surgical, Electric |  | TABLESURGICALELECT-Skytron-Hercules 6701 |  | 1/28/17 |  | TSE-A | Covered PM Repair - Biomedical | MHHS-TMC | [7 empty] | Table, Surgical, Electric | TABLESURGICALELECT | Table, Surgical, Electric | Skytron
NO | YES |  |  |  | 041-18466 | 041-18466 | SKYTRON | HERCULES 6702 |  | SUC-20144-0364 | MEMORIAL CITY - MOR | MHHS-Mem City |  | Table, Surgical, Electric |  | 041-18466 | 041-18466 | West | Memorial city -memorial herman hospital center | MEMORIAL CITY - MOR | Procedure room 2 |  |  |  |  | TABLES, OPERATING |  | TABLESURGICALELECT-Skytron-Hercules 6702 | TABLESURGICALELECT | Hercules 6702 |  |  |  | Skytron | Table, Surgical, Electric |  | TABLESURGICALELECT-Skytron-Hercules 6702 |  |  |  |  | Covered PM Repair - Biomedical | MHHS-Mem City
NO | YES |  |  |  | 041-18467 | 041-18467 | SKYTRON | HERCULES 6702 |  | SUC-20145-0381 | OR East Building | MHHS-Mem City |  | Table, Surgical, Electric |  | 041-18467 | 041-18467 | West | Memorial Hermann - Memorial City | OR East Building | E2 Room 300 Storage Equipment Room |  |  |  |  | TABLES, OPERATING |  | TABLESURGICALELECT-Skytron-Hercules 6702 | TABLESURGICALELECT | Hercules 6702 |  |  |  | Skytron | Table, Surgical, Electric |  | TABLESURGICALELECT-Skytron-Hercules 6702 |  |  |  |  | Covered PM Repair - Biomedical | MHHS-Mem City
NO | YES |  |  |  | 041-18468 | 041-18468 | SKYTRON | HERCULES 6702 |  | SUC-20145-0370 | MEMORIAL CITY - MOR | MHHS-Mem City |  | Table, Surgical, Electric |  | 041-18468 | 041-18468 | West | Memorial Hermann Memorial City Medical Center | MEMORIAL CITY - MOR | OR 7 |  |  |  |  | TABLES, OPERATING |  | TABLESURGICALELECT-Skytron-Hercules 6702 | TABLESURGICALELECT | Hercules 6702 |  |  |  | Skytron | Table, Surgical, Electric |  | TABLESURGICALELECT-Skytron-Hercules 6702 |  |  |  |  | Covered PM Repair - Biomedical | MHHS-Mem City
NO | YES |  |  |  | 041-18469 | 041-18469 | SKYTRON | HERCULES 6702 |  | SUC-20144-0361 | MEMORIAL CITY - ANESTHESIOLOGY | MHHS-Mem City |  | Table, Surgical, Electric |  | 041-18469 | 041-18469 | West | Memorial Hermann Memorial City Medical Center | MEMORIAL CITY - ANESTHESIOLOGY | E2 300 OR Storage Room |  |  |  |  | TABLES, OPERATING |  | TABLESURGICALELECT-Skytron-Hercules 6702 | TABLESURGICALELECT | Hercules 6702 |  |  |  | Skytron | Table, Surgical, Electric |  | TABLESURGICALELECT-Skytron-Hercules 6702 |  |  |  |  | Covered PM Repair - Radiology, Low End | MHHS-Mem City
NO | YES | [5 empty] | SKYTRON | HERCULES 6702 |  | SUN-20137-0258 | NE-OR | MHHS-Northeast |  | Table, Surgical, Electric |  |  |  | Katy | MHHS-Northeast | NE-OR |  | 6/1/19 | 6/1/20 |  |  | TABLES, OPERATING | Table, Surgical, Electric | TABLESURGICALELECT-Skytron-Hercules 6702 | TABLESURGICALELECT | Hercules 6702 |  |  |  | Skytron | Table, Surgical, Electric |  | TABLESURGICALELECT-Skytron-Hercules 6702 |  | 7/1/19 |  | TSE-A | Covered PM Repair - Radiology, Low End | MHHS-Northeast | [7 empty] | Table, Surgical, Electric | TABLESURGICALELECT | Table, Surgical, Electric | Skytron
NO | NO |  |  |  | 009-33643 |  | SKYTRON | IMPULSE 3003 |  | 3003-91-128 | GH - OR | MHHS-Greater Heights |  | Table, Surgical, Electric |  | 009-33643 |  | Central & Greater Heights |  | GH - OR | [5 empty] | TABLES, IMAGING, RADIOGRAPHIC |  | TABLESURGICALELECT-Skytron-Impulse 3003 | TABLESURGICALELECT | Impulse 3003 |  |  |  | Skytron | Table, Surgical, Electric |  | TABLESURGICALELECT-Skytron-Impulse 3003 |  |  |  |  | Not Covered Vendor Only - Biomedical | MHHS-Greater Heights
YES | YES |  |  |  | 099-04712 | 099-04712 | Skytron | IpXo |  | 1309-03-0-0398 | PEARLAND - EMERGENCY CENTER |  |  |  |  | 099-04712 | 099-04712 | Pearland | Memorial Hermann Pearland Hospital | PEARLAND - EMERGENCY CENTER | Trauma3 | 2/1/20 | 2/1/20
YES | YES | Serial Number Cnf |  |  | 151-04744 | 151-04744 | Skytron | Lucina |  | Cnf | CY - L |  |  |  |  | 151-04744 | 151-04744 | Northwest | Memorial Hermann Cypress Hospital | CY - L | LDR 2
YES | YES | Serial Number Cnf |  |  | 151-04743 | 151-04743 | Skytron | Lucina |  | Cnf | CY - L |  |  |  |  | 151-04743 | 151-04743 | Northwest | Memorial Hermann Cypress Hospital | CY - L | LDR 1
YES | YES | Serial Number Cnf |  |  | 151-04741 | 151-04741 | Skytron | Lucina |  | Cnf | CY - L |  |  |  |  | 151-04741 | 151-04741 | Northwest | Memorial Hermann Cypress Hospital | CY - L | LDR 3
YES | YES | Serial Number Cnf |  |  | 151-04735 | 151-04735 | Skytron | Lucina |  | Cnf | CY - L |  |  |  |  | 151-04735 | 151-04735 | Northwest | Memorial Hermann Cypress Hospital | CY - L | LDR 5
YES | YES | Serial Number Cnf |  |  | 151-04732 | 151-04732 | Skytron | Lucina |  | Cnf | L |  |  |  |  | 151-04732 | 151-04732 | Northwest | Memorial Hermann Cypress Hospital | L | LDR 7
YES | YES | Serial Number Cnf |  |  | 151-04637 | 151-04637 | Skytron | Lucina |  | Cnf | L |  |  |  |  | 151-04637 | 151-04637 | Northwest | Memorial Hermann Cypress Hospital | L | LDR 8
YES | YES | Serial Number Cnf |  |  | 151-04641 | 151-04641 | Skytron | Lucina |  | Cnf | CY - L |  |  |  |  | 151-04641 | 151-04641 | Northwest | Memorial Hermann Cypress Hospital | CY - L | LDR 9
YES | YES |  |  |  | 099-00637 | 099-00637 | Skytron | Lucina |  |  | NE - LABOR |  |  |  |  | 099-00637 | 099-00637 | Katy | Memorial Hermann Northeast Hospital | NE - LABOR | Nurses Station
YES | YES |  |  |  | 145-01504 | 145-01504 | Skytron | Lucina |  |  | SUGAR LAND - Labor |  |  |  |  | 145-01504 | 145-01504 | Sugar Land | Memorial Hermann Sugar Land Hospital | SUGAR LAND - Labor | Suite 304
YES | YES |  |  |  | 005-33329 | 005-33329 | Skytron | Lucina |  |  | L |  |  |  |  | 005-33329 | 005-33329 | Sugar Land | Memorial Hermann Sugar Land Hospital | L | L | 3/1/20
YES | YES |  |  |  | 005-33331 | 005-33331 | Skytron | Lucina |  |  | SUGAR LAND - LABOR |  |  |  |  | 005-33331 | 005-33331 | Sugar Land | Memorial Hermann Sugar Land Hospital | SUGAR LAND - LABOR | L
YES | YES |  |  |  | 005-33332 | 005-33332 | Skytron | Lucina |  |  | SUGAR LAND - LABOR |  |  |  |  | 005-33332 | 005-33332 | Sugar Land | Memorial Hermann Sugar Land Hospital | SUGAR LAND - LABOR | L
YES | YES |  |  |  | 005-33334 | 005-33334 | Skytron | Lucina |  |  | SUGAR LAND - LABOR |  |  |  |  | 005-33334 | 005-33334 | Sugar Land | Memorial Hermann Sugar Land Hospital | SUGAR LAND - LABOR | L
YES | YES |  |  |  | 005-33335 | 005-33335 | Skytron | Lucina |  |  | SUGAR LAND - LABOR |  |  |  |  | 005-33335 | 005-33335 | Sugar Land | Memorial Hermann Sugar Land Hospital | SUGAR LAND - LABOR | L
YES | YES |  |  |  | 005-33076 | 005-33076 | Skytron | Lucina |  |  | SUGAR LAND - LABOR |  |  |  |  | 005-33076 | 005-33076 | Sugar Land | Memorial Hermann Sugar Land Hospital | SUGAR LAND - LABOR | L
YES | YES |  |  |  | 005-33189 | 005-33189 | Skytron | Lucina |  |  | WOODLANDS - BIRTH CENTER |  |  |  |  | 005-33189 | 005-33189 | Woodlands | Memorial Hermann The Woodlands Medical Center | WOODLANDS - BIRTH CENTER | W1 261 |  |  |  | LCC-3
YES | YES |  |  |  | 029-13382 | 029-13382 | Skytron | Lucina |  |  | Women?Aos center |  |  |  |  | 029-13382 | 029-13382 | Woodlands | Morial Herman hospital Woodlands | Women?Aos center | OB w213
YES | YES |  |  |  | 029-13319 | 029-13319 | Skytron | Lucina |  |  | OB / LD |  |  |  |  | 029-13319 | 029-13319 | Woodlands | Memorial Hermann Hospital Woodlands | OB / LD | Room W1 232 |  |  |  | Overhead lights
YES | YES |  |  |  | 029-13320 | 029-13320 | Skytron | Lucina |  |  | OB / LD |  |  |  |  | 029-13320 | 029-13320 | Woodlands | Memorial Hermann Hospital Woodlands | OB / LD | Room W1 231 |  |  |  | Overhead lights
YES | YES |  |  |  | 029-13328 | 029-13328 | Skytron | Lucina |  |  | OB / LD |  |  |  |  | 029-13328 | 029-13328 | Woodlands | Memorial Hermann Hospital Woodlands | OB / LD | Room 1211
YES | YES |  |  |  | 029-13399 | 029-13399 | Skytron | Lucina |  |  | OB / LD |  |  |  |  | 029-13399 | 029-13399 | Woodlands | Memorial Hermann Hospital Woodlands | OB / LD | Room 1212
YES | YES |  |  |  | 029-13401 | 029-13401 | Skytron | Lucina |  |  | OB |  |  |  |  | 029-13401 | 029-13401 | Woodlands | Memorial Hermann Hospital Woodlands | OB | Room 1215
YES | YES |  |  |  | 029-13402 | 029-13402 | Skytron | Lucina |  |  | OB |  |  |  |  | 029-13402 | 029-13402 | Woodlands | Memorial Hermann Hospital Woodlands | OB | Room 1221
YES | YES |  |  |  | 029-13404 | 029-13404 | Skytron | Lucina |  |  | OB |  |  |  |  | 029-13404 | 029-13404 | Woodlands | Memorial Hermann Hospital Woodlands | OB | Room 1223
YES | YES |  |  |  | 029-13405 | 029-13405 | Skytron | Lucina |  |  | OB |  |  |  |  | 029-13405 | 029-13405 | Woodlands | Memorial Hermann Hospital Woodlands | OB | Room 1224
YES | YES |  |  |  | 029-13406 | 029-13406 | Skytron | Lucina |  |  | OB |  |  |  |  | 029-13406 | 029-13406 | Woodlands | Memorial Hermann Hospital Woodlands | OB | Room 1225
YES | YES |  |  |  | 029-13407 | 029-13407 | Skytron | Lucina |  |  | OB |  |  |  |  | 029-13407 | 029-13407 | Woodlands | Memorial Hermann Hospital Woodlands | OB | Room 1233
YES | YES |  |  |  | 099-03527 | 099-03527 | Skytron | Lucina |  |  | OB |  |  |  |  | 099-03527 | 099-03527 | Woodlands | Memorial Hermann Hospital Woodlands | OB | Room 1234
YES | YES |  |  |  | 099-03528 | 099-03528 | Skytron | Lucina |  |  | OB |  |  |  |  | 099-03528 | 099-03528 | Woodlands | Memorial Hermann Hospital Woodlands | OB | Room 1235
YES | YES |  |  |  | 099-03530 | 099-03530 | Skytron | Lucina |  |  | OB |  |  |  |  | 099-03530 | 099-03530 | Woodlands | Memorial Hermann Hospital Woodlands | OB | Room 1241
YES | YES |  |  |  | 099-03531 | 099-03531 | Skytron | Lucina |  |  | OB |  |  |  |  | 099-03531 | 099-03531 | Woodlands | Memorial Hermann Hospital Woodlands | OB | Room 1242
YES | YES |  |  |  | 099-03532 | 099-03532 | Skytron | Lucina |  |  | OB |  |  |  |  | 099-03532 | 099-03532 | Woodlands | Memorial Hermann Hospital Woodlands | OB | Room 1244
YES | YES |  |  |  | 029-13409 | 029-13409 | Skytron | Lucina |  |  | OB |  |  |  |  | 029-13409 | 029-13409 | Woodlands | Memorial Hermann Hospital Woodlands | OB | Room 1245
YES | YES |  |  |  | 029-13413 | 029-13413 | Skytron | Lucina |  |  | OB |  |  |  |  | 029-13413 | 029-13413 | Woodlands | Memorial Hermann Hospital Woodlands | OB | Room 1246
YES | YES |  |  |  | 029-13415 | 029-13415 | Skytron | Lucina |  |  | OB |  |  |  |  | 029-13415 | 029-13415 | Woodlands | Memorial Hermann Hospital Woodlands | OB | Room 1252
YES | YES |  |  |  | 029-13416 | 029-13416 | Skytron | Lucina |  |  | OB |  |  |  |  | 029-13416 | 029-13416 | Woodlands | Memorial Hermann Hospital Woodlands | OB | Room 1253
YES | YES |  |  |  | 029-13495 | 029-13495 | Skytron | Lucina |  |  | OB |  |  |  |  | 029-13495 | 029-13495 | Woodlands | Memorial Hermann Hospital Woodlands | OB | Room 1254
YES | YES |  |  |  | 029-13498 | 029-13498 | Skytron | Lucina |  |  | LAbor Delivery |  |  |  |  | 029-13498 | 029-13498 | Woodlands | Herman memorial medical center woodlands | LAbor Delivery | Room 1256
YES | YES |  |  |  | 029-13499 | 029-13499 | Skytron | Lucina |  |  | LAbor Delivery |  |  |  |  | 029-13499 | 029-13499 | Woodlands | Herman memorial medical center woodlands | LAbor Delivery | Room 1261
YES | YES |  |  |  | 029-13500 | 029-13500 | Skytron | Lucina |  |  | LAbor Delivery |  |  |  |  | 029-13500 | 029-13500 | Woodlands | Herman memorial medical center woodlands | LAbor Delivery | Room 1262
YES | YES |  |  |  | 029-13502 | 029-13502 | Skytron | Lucina |  |  | LAbor Delivery |  |  |  |  | 029-13502 | 029-13502 | Woodlands | Herman memorial medical center woodlands | LAbor Delivery | Room 1261
YES | YES |  |  |  | 029-13505 | 029-13505 | Skytron | Lucina |  |  | LAbor Delivery |  |  |  |  | 029-13505 | 029-13505 | Woodlands | Herman memorial medical center woodlands | LAbor Delivery | Room 1264
YES | YES |  |  |  | 029-13614 | 029-13614 | Skytron | Lucina |  |  | Labor/Delivery |  |  |  |  | 029-13614 | 029-13614 | Woodlands | Herman memorial hospital Woodlands | Labor/Delivery | Room1243
YES | YES |  |  |  | 029-13618 | 029-13618 | Skytron | Lucina |  |  | Labor/Delivery |  |  |  |  | 029-13618 | 029-13618 | Woodlands | Herman memorial hospital Woodlands | Labor/Delivery | Room1236
YES | YES |  |  |  | 029-13619 | 029-13619 | Skytron | Lucina |  |  | Labor/Delivery |  |  |  |  | 029-13619 | 029-13619 | Woodlands | Herman memorial hospital Woodlands | Labor/Delivery | Room1214
YES | YES | Serial Number Cnf |  |  | 151-05193 | 151-05193 | Skytron | Lucina 4 |  | CNF | L |  |  |  |  | 151-05193 | 151-05193 | Northwest | Memorial Hermann Cypress Hospital | L |  |  | 2/1/20
YES | YES |  |  |  | 145-01524 | 145-01524 | Skytron | Lucina Control Wand |  |  | Labor |  |  |  |  | 145-01524 | 145-01524 | Sugar Land | Memorial Hermann Sugar Land Hospital | Labor | Suite 17
YES | YES |  |  |  | 145-01505 | 145-01505 | Skytron | Lucina controller |  |  | SUGAR LAND - Labor |  |  |  |  | 145-01505 | 145-01505 | Sugar Land | Memorial Hermann Sugar Land Hospital | SUGAR LAND - Labor | Suite 304
YES | YES |  |  |  | 129-31643 | 129-31643 | Skytron | Lucina controller |  |  | SUGAR LAND - Labor |  |  |  |  | 129-31643 | 129-31643 | Sugar Land | Memorial Hermann Sugar Land Hospital | SUGAR LAND - Labor | Suite 306
YES | YES |  |  |  | 029-12999 | 029-12999 | Skytron | Lucinal |  | N/A | WOODLANDS - BIRTH CENTER |  |  |  |  | 029-12999 | 029-12999 | Woodlands | Memorial Hermann The Woodlands Medical Center | WOODLANDS - BIRTH CENTER | Birth Center
YES | YES |  |  |  | 029-13231 | 029-13231 | Skytron | Lucinal |  |  | WOODLANDS - BIRTH CENTER |  |  |  |  | 029-13231 | 029-13231 | Woodlands | Memorial Hermann The Woodlands Medical Center | WOODLANDS - BIRTH CENTER | Birth Center
YES | YES |  |  |  | 005-33328 | 005-33328 | Skytron | Mini - Argos |  |  | SUGAR LAND - LABOR |  |  |  |  | 005-33328 | 005-33328 | Sugar Land | Memorial Hermann Sugar Land Hospital | SUGAR LAND - LABOR | L | [6 empty] | LAMPSURGCEILING-Skytron-Mini Argos
YES | YES |  |  |  | 005-33333 | 005-33333 | Skytron | Mini - Argos |  |  | SUGAR LAND - LABOR |  |  |  |  | 005-33333 | 005-33333 | Sugar Land | Memorial Hermann Sugar Land Hospital | SUGAR LAND - LABOR | L | [6 empty] | LAMPSURGCEILING-Skytron-Mini Argos
YES | YES |  |  |  | 005-33336 | 005-33336 | Skytron | Mini - Argos |  |  | SUGAR LAND - LABOR |  |  |  |  | 005-33336 | 005-33336 | Sugar Land | Memorial Hermann Sugar Land Hospital | SUGAR LAND - LABOR | L | [6 empty] | LAMPSURGCEILING-Skytron-Mini Argos
YES | YES |  |  |  | 145-01510 | 145-01510 | Skytron | Mini Argos |  |  | SUGAR LAND - Labor |  |  |  |  | 145-01510 | 145-01510 | Sugar Land | Memorial Hermann Sugar Land Hospital | SUGAR LAND - Labor | Suite 307 |  |  |  | Could not locate SN |  | Lamp, Surgical, Ceiling | LAMPSURGCEILING-Skytron-Mini Argos | [22 empty] | Lamp, Surgical, Ceiling | LAMPSURGCEILING | Lamp, Surgical, Ceiling | Skytron
YES | YES |  |  |  | 145-01511 | 145-01511 | Skytron | Mini Argos |  |  | SUGAR LAND - Labor |  |  |  |  | 145-01511 | 145-01511 | Sugar Land | Memorial Hermann Sugar Land Hospital | SUGAR LAND - Labor | Suite 311 |  |  |  | Could not locate SN |  | Lamp, Surgical, Ceiling | LAMPSURGCEILING-Skytron-Mini Argos | [22 empty] | Lamp, Surgical, Ceiling | LAMPSURGCEILING | Lamp, Surgical, Ceiling | Skytron
YES | YES |  |  |  | 005-33173 | 005-33173 | Skytron | Mini Argos |  |  | Labor |  |  |  |  | 005-33173 | 005-33173 | Sugar Land | Memorial Hermann Sugar Land Hospital | Labor | Suite 305 |  |  |  | Could not locate SN |  | Lamp, Surgical, Ceiling | LAMPSURGCEILING-Skytron-Mini Argos | [22 empty] | Lamp, Surgical, Ceiling | LAMPSURGCEILING | Lamp, Surgical, Ceiling | Skytron
YES | YES |  |  |  | 129-31641 | 129-31641 | Skytron | Mini Argos |  |  | SUGAR LAND - Labor |  |  |  |  | 129-31641 | 129-31641 | Sugar Land | Memorial Hermann Sugar Land Hospital | SUGAR LAND - Labor | Suite 306 |  |  |  | Could not locate SN |  | Lamp, Surgical, Ceiling | LAMPSURGCEILING-Skytron-Mini Argos | [22 empty] | Lamp, Surgical, Ceiling | LAMPSURGCEILING | Lamp, Surgical, Ceiling | Skytron
YES | YES |  |  |  | 074-06190 | 074-06190 | Skytron | Mini Argos |  |  | West Tower 4. Surgical ICU |  |  |  |  | 074-06190 | 074-06190 | Woodlands | Memorial Hermann Hospital Woodlands | West Tower 4. Surgical ICU | Room 4111 | [5 empty] | Lamp, Surgical, Ceiling | LAMPSURGCEILING-Skytron-Mini Argos | [22 empty] | Lamp, Surgical, Ceiling | LAMPSURGCEILING | Lamp, Surgical, Ceiling | Skytron
YES | YES |  |  |  | 074-06310 | 074-06310 | Skytron | Mini Argos |  |  | PICU |  |  |  |  | 074-06310 | 074-06310 |  |  | PICU | Room 12 | 3/1/20 |  |  |  |  | Lamp, Surgical, Ceiling | LAMPSURGCEILING-Skytron-Mini Argos | [22 empty] | Lamp, Surgical, Ceiling | LAMPSURGCEILING | Lamp, Surgical, Ceiling | Skytron
YES | YES |  |  |  | 074-06199 | 074-06199 | Skytron | Mini Argos |  |  | West Tower Surgical ICU |  |  |  |  | 074-06199 | 074-06199 | Woodlands | Memorial Hermann Hospital Woodlands | West Tower Surgical ICU | Isolation Room | [5 empty] | Lamp, Surgical, Ceiling | LAMPSURGCEILING-Skytron-Mini Argos | [22 empty] | Lamp, Surgical, Ceiling | LAMPSURGCEILING | Lamp, Surgical, Ceiling | Skytron
YES | YES |  |  |  | 074-06203 | 074-06203 | Skytron | Mini Argos |  |  | West Tower Surgical ICU |  |  |  |  | 074-06203 | 074-06203 | Woodlands | Memorial Hermann Hospital Woodlands | West Tower Surgical ICU | Room 4102 | [5 empty] | Lamp, Surgical, Ceiling | LAMPSURGCEILING-Skytron-Mini Argos | [22 empty] | Lamp, Surgical, Ceiling | LAMPSURGCEILING | Lamp, Surgical, Ceiling | Skytron
YES | YES |  |  |  | 029-13301 | 029-13301 | Skytron | Mini Argos |  |  | ICU 4 |  |  |  |  | 029-13301 | 029-13301 | Woodlands | Memorial Hermann The Woodlands Medical Center | ICU 4 | ICU 4 | [5 empty] | Lamp, Surgical, Ceiling | LAMPSURGCEILING-Skytron-Mini Argos | [22 empty] | Lamp, Surgical, Ceiling | LAMPSURGCEILING | Lamp, Surgical, Ceiling | Skytron
YES | YES |  |  |  | 074-06350 | 074-06350 | Skytron | Mini Argos |  |  | West Tower 3 |  |  |  |  | 074-06350 | 074-06350 | Woodlands | Memorial Hermann Hospital Woodlands | West Tower 3 | ICU Room 3107 | [5 empty] | Lamp, Surgical, Ceiling | LAMPSURGCEILING-Skytron-Mini Argos | [22 empty] | Lamp, Surgical, Ceiling | LAMPSURGCEILING | Lamp, Surgical, Ceiling | Skytron
YES | YES | Serial Number Cnf |  |  | 041-33896 | 041-33896 | Skytron | Mini Argos |  | CNF | Memorial City-Labor |  |  |  |  | 041-33896 | 041-33896 | West | Women?s Memorial Hermann Memorial City Hospital | Memorial City-Labor | 3M04 | [6 empty] | LAMPSURGCEILING-Skytron-Mini Argos
YES | YES | Serial Number Cnf |  |  | 041-33897 | 041-33897 | Skytron | Mini Argos |  | CNF | Memorial City-Labor |  |  |  |  | 041-33897 | 041-33897 | West | Women?s Memorial Hermann Memorial City Hospital | Memorial City-Labor | 3M07 | 4/1/20 | [5 empty] | LAMPSURGCEILING-Skytron-Mini Argos
YES | YES | Serial Number Cnf |  |  | 041-33879 | 041-33879 | Skytron | Mini Argos |  | CNF | Memorial City-Labor |  |  |  |  | 041-33879 | 041-33879 | West | Women?s Memorial Hermann Memorial City Hospital | Memorial City-Labor | 3M01 | [6 empty] | LAMPSURGCEILING-Skytron-Mini Argos
YES | YES | Serial Number CMF |  |  | 041-33880 | 041-33880 | Skytron | Mini Argos |  | CMF | Memorial City-Labor |  |  |  |  | 041-33880 | 041-33880 | West | Women?s Memorial Hermann Memorial City Hospital | Memorial City-Labor | 3M06 | [6 empty] | LAMPSURGCEILING-Skytron-Mini Argos
YES | YES |  |  |  | 041-33881 | 041-33881 | Skytron | Mini Argos |  |  | Memorial City-Labor |  |  |  |  | 041-33881 | 041-33881 | West | Women?s Memorial Hermann Memorial City Hospital | Memorial City-Labor | 3M10 | [6 empty] | LAMPSURGCEILING-Skytron-Mini Argos
NO | YES |  |  |  | 069-47729 | 069-47729 | SKYTRON | N/A |  | V16386 | TMC-OR-Robertson (2R) | MHHS-TMC |  |  |  | 069-47729 | 069-47729 | TMC | MHHS-TMC | TMC-OR-Robertson (2R) | Room 39 | 12/1/19 |  | 12/1/20 |  | SMOKE EVACUATION SYSTEMS, SURGICAL |  | .needs class | [5 empty] | Skytron |  |  |  |  | 4/4/17 |  |  | Covered PM Repair - Biomedical | MHHS-TMC
NO | YES |  |  |  | 069-47733 | 069-47733 | SKYTRON | N/A |  | V16385 | TMC-OR-Robertson (2R) | MHHS-TMC |  |  |  | 069-47733 | 069-47733 | TMC | MHHS-TMC | TMC-OR-Robertson (2R) | OR 38 |  |  |  |  | SMOKE EVACUATION SYSTEMS, SURGICAL |  | .needs class | [5 empty] | Skytron |  |  |  |  | 4/4/17 |  |  | Covered PM Repair - Biomedical | MHHS-TMC
NO | YES |  |  |  | 069-44009 | 069-44009 | SKYTRON | N/A |  | 061919-D07 | TMC-Sarofim 1-Adult ER | MHHS-TMC |  |  |  | 069-44009 | 069-44009 | TMC | MHHS-TMC | TMC-Sarofim 1-Adult ER | 9A |  |  |  |  | WARMING UNITS, MULTIPURPOSE |  | .needs class | [5 empty] | Skytron |  |  |  |  | 4/1/17 |  |  | Covered PM Repair - Biomedical | MHHS-TMC
NO | YES |  |  |  | 069-44010 | 069-44010 | SKYTRON | N/A |  | 060619-D07 | TMC-Hermann-Adult ER (1Hp) |  |  |  |  | 069-44010 | 069-44010 | TCM | MHHS-TMC | TMC-Hermann-Adult ER (1Hp) | Trauma 06 | 11/1/19 | 11/1/20 | 3/1/20 |  | WARMING UNITS, MULTIPURPOSE |  | .needs class | [5 empty] | Skytron |  |  |  |  | 4/1/17 |  |  | Covered PM Repair - Biomedical
NO | YES |  |  |  | 069-44011 | 069-44011 | SKYTRON | N/A |  | 061719-D11 | TWC | MHHS-TMC |  |  |  | 069-44011 | 069-44011 | TMC | Red Duke Trauma Institute (Texas Medical Center) | TWC | Trauma 07 | 11/1/19 |  | 11/1/20 |  | WARMING UNITS, MULTIPURPOSE |  | .needs class | [5 empty] | Skytron |  |  |  |  | 4/1/17 |  |  | Covered PM Repair - Biomedical | MHHS-TMC
NO | YES |  |  |  | 069-44012 | 069-44012 | SKYTRON | N/A |  | 060519-D04 | TMC-Sarofim 1-Adult ER | MHHS-TMC |  |  |  | 069-44012 | 069-44012 | TMC | MHHS-TMC | TMC-Sarofim 1-Adult ER | Er05 | 11/1/19 |  | 11/1/20 |  | WARMING UNITS, MULTIPURPOSE |  | .needs class | [5 empty] | Skytron |  |  |  |  | 4/1/17 |  |  | Covered PM Repair - Biomedical | MHHS-TMC
NO | YES |  |  |  | 069-44014 | 069-44014 | SKYTRON | N/A |  | 061119-D06 | TMC-Sarofim 1-Adult ER | MHHS-TMC |  |  |  | 069-44014 | 069-44014 | TMC | MHHS-TMC | TMC-Sarofim 1-Adult ER | TMC - SAROFIM 1 - ADULT T16 | 11/1/19 |  | 11/1/20 |  | WARMING UNITS, MULTIPURPOSE |  | .needs class | [5 empty] | Skytron |  |  |  |  | 4/4/17 |  |  | Covered PM Repair - Biomedical | MHHS-TMC
NO | YES |  |  |  | 069-44018 | 069-44018 | SKYTRON | N/A |  | 061819-D06 | TMC-Hermann-Pedi ER (1Hp) | MHHS-TMC |  |  |  | 069-44018 | 069-44018 | TMC | MHHS-TMC | TMC-Hermann-Pedi ER (1Hp) | Nursing | 11/1/19 |  | 11/1/20 |  | WARMING UNITS, MULTIPURPOSE |  | .needs class | [5 empty] | Skytron |  |  |  |  | 4/4/17 |  |  | Covered PM Repair - Biomedical | MHHS-TMC
NO | YES |  |  |  | 069-47001 | 069-47001 | SKYTRON | N/A |  | 061919-D09 | TMC-Sarofim 1-Adult ER | MHHS-TMC |  |  |  | 069-47001 | 069-47001 | TMC | MHHS-TMC | TMC-Sarofim 1-Adult ER | Er | 11/1/19 |  | 11/1/20 |  | WARMING UNITS, MULTIPURPOSE |  | .needs class | [5 empty] | Skytron |  |  |  |  | 4/4/17 |  |  | Covered PM Repair - Biomedical | MHHS-TMC
NO | YES |  |  |  | 069-47006 | 069-47006 | SKYTRON | N/A |  | 061819-D07 | TMC-Sarofim 1-Adult ER | MHHS-TMC |  |  |  | 069-47006 | 069-47006 | TMC | MHHS-TMC | TMC-Sarofim 1-Adult ER | [5 empty] | WARMING UNITS, MULTIPURPOSE |  | .needs class | [5 empty] | Skytron |  |  |  |  | 4/4/17 |  |  | Covered PM Repair - Biomedical | MHHS-TMC
NO | YES |  |  |  | 069-44017 | 069-44017 | SKYTRON | N/A |  | 100919-D07 | TMC-Sarofim 1-Pedi ER | MHHS-TMC |  |  |  | 069-44017 | 069-44017 | TMC | MHHS-TMC | TMC-Sarofim 1-Pedi ER | Pedi 21 | 11/1/19 |  | 11/1/20 |  | WARMING UNITS, MULTIPURPOSE |  | .needs class | [5 empty] | Skytron |  |  |  |  | 4/4/17 |  |  | Covered PM Repair - Biomedical | MHHS-TMC
YES | YES |  |  |  | 005-09375 | 005-09375 | Skytron | PM48 |  | 1208-715-03-0-0200 | SE - OR - ANESTHESIA |  |  |  |  | 005-09375 | 005-09375 | Southeast | Memorial Hermann Southeast Hospital | SE - OR - ANESTHESIA | Hybrid | 1/1/16 |  | 1/1/17
YES | YES |  |  |  | 099-08657 | 099-08657 | Skytron | Precision HD |  | 2019 02 1355 | Surgery |  |  |  |  | 099-08657 | 099-08657 | Central | Joint Center - Orthopedic and Spine Hospital | Surgery | OR 8
YES | YES |  |  |  | 099-08980 | 099-08980 | Skytron | Precision HD |  | (21)2019 02 1354 | OR |  |  |  |  | 099-08980 | 099-08980 | Central | Joint Center - Orthopedic and Spine Hospital | OR | OR 9
YES | YES |  |  |  | 069-49106 | 069-49106 | Skytron | Precision HD |  | (21) 2019-03-1400 | TMC - HERMANN - PEDI ER (1HP) |  |  |  |  | 069-49106 | 069-49106 | TMC | Memorial Hermann-Texas Medical Center | TMC - HERMANN - PEDI ER (1HP) | Pedi 23 |  |  |  | New Add - No PM Required Sticker
YES | YES |  |  |  | 069-49104 | 069-49104 | Skytron | Precision HD |  | 2019-04-1420 | TMC - SAROFIM 1 - PEDI ER |  |  |  |  | 069-49104 | 069-49104 | TMC | Memorial Hermann-Texas Medical Center | TMC - SAROFIM 1 - PEDI ER | Pedi 21
YES | YES |  |  |  | 069-49105 | 069-49105 | Skytron | Precision HD |  | 04-1424 | TMC - HERMANN - Ped ER |  |  |  |  | 069-49105 | 069-49105 | TMC | Memorial Hermann-Texas Medical Center | TMC - HERMANN - Ped ER | Nursing
YES | YES |  |  |  | 069-49101 | 069-49101 | Skytron | Precision hd |  | Nsn | Er |  |  |  |  | 069-49101 | 069-49101 | TMC | Memorial Hermann-Texas Medical Center | Er | Trauma 17 | 3/1/20 |  |  | PM Not Required
YES | YES |  |  |  | 069-49100 | 069-49100 | Skytron | Precision HD |  |  | TMC - SAROFIM 1 - ADULT ER |  |  |  |  | 069-49100 | 069-49100 | TMC | Memorial Hermann-Texas Medical Center | TMC - SAROFIM 1 - ADULT ER | TMC - SAROFIM 1 - ADULT T16 |  |  | 3/1/20
YES | YES |  |  |  | 069-49123 | 069-49123 | Skytron | Precision HD |  | Nsn | TMC - SAROFIM 1 - ADULT ER |  |  |  |  | 069-49123 | 069-49123 | TMC | Memorial Hermann-Texas Medical Center | TMC - SAROFIM 1 - ADULT ER | Er 7 |  |  |  | PM Not Required
YES | YES |  |  |  | 069-49124 | 069-49124 | Skytron | Precision HD |  | 2019-03-1403 | ER |  |  |  |  | 069-49124 | 069-49124 | TMC | Memorial Hermann-Texas Medical Center | ER | Trama 8
YES | YES |  |  |  | 069-49279 | 069-49279 | Skytron | Precision HD |  | 2019-03-1365 | TMC - SAROFIM 3 - OR |  |  |  |  | 069-49279 | 069-49279 | TMC | Memorial Hermann-Texas Medical Center | TMC - SAROFIM 3 - OR | OR 39 |  |  |  | No pm
YES | YES |  |  |  | 069-49276 | 069-49276 | Skytron | Precision HD |  | 2019-03-1364 | TMC - OR - HERMANN (2HP) |  |  |  |  | 069-49276 | 069-49276 | TMC | Memorial Hermann-Texas Medical Center | TMC - OR - HERMANN (2HP) | OR 36
YES | YES |  |  |  | 069-48913 | 069-48913 | Skytron | Precision HD |  |  | TMC - RADIOLOGY - IR/ANGIO |  |  |  |  | 069-48913 | 069-48913 | TMC | Memorial Hermann-Texas Medical Center | TMC - RADIOLOGY - IR/ANGIO | OR-08
YES | YES |  |  |  | 069-49231 | 069-49231 | Skytron | Precision HD |  |  | TMC - sarofim 2 - OR |  |  |  |  | 069-49231 | 069-49231 | TMC | Memorial Hermann-Texas Medical Center | TMC - sarofim 2 - OR | sarofim 2 - OR
YES | YES |  |  |  | 069-49261 | 069-49261 | Skytron | Precision HD |  | 2019-04-1406 | [5 empty] | 069-49261 | 069-49261 | [7 empty] | No pm
YES | YES |  |  |  | 069-49278 | 069-49278 | Skytron | Precision HD camera controller |  | (21)2019-04-1415 | OR |  |  |  |  | 069-49278 | 069-49278 | TMC | Memorial Hermann-Texas Medical Center | OR | Room 38
YES | YES |  |  |  | 069-49282 | 069-49282 | Skytron | Precision HD Camera Controller |  | (21)2019-07-1457 | Surgery |  |  |  |  | 069-49282 | 069-49282 | TMC | Memorial Hermann-Texas Medical Center | Surgery | Sub sterile S3400.1A
YES | YES | Serial Number Cnf |  |  | 069-49243 | 069-49243 | Skytron | Precision HD Camera Controller |  | CNF | Surgery |  |  |  |  | 069-49243 | 069-49243 | TMC | Memorial Hermann-Texas Medical Center | Surgery | Or 6 or206
YES | YES |  |  |  | 069-49236 | 069-49236 | Skytron | Precision HD Camera Controller |  | (21)2019-03-1372 | TMC - SAROFIM 2 - OR |  |  |  |  | 069-49236 | 069-49236 | TMC | Memorial Hermann-Texas Medical Center | TMC - SAROFIM 2 - OR | S2 OR 4
YES | YES |  |  |  | 069-49229 | 069-49229 | Skytron | Precision HD Camera Controller |  | (21)2019-04-1417 | TMC - MHTMC - CENTRAL SUPPLY |  |  |  |  | 069-49229 | 069-49229 | TMC | Memorial Hermann-Texas Medical Center | TMC - MHTMC - CENTRAL SUPPLY | S2 OR 1
YES | YES |  |  |  | 069-49280 | 069-49280 | Skytron | Prrcision HD Camera Controller |  | 2019-03-1363 | TMC - SAROFIM 1 - ADULT ER |  |  |  |  | 069-49280 | 069-49280 | TMC | Memorial Hermann-Texas Medical Center | TMC - SAROFIM 1 - ADULT ER | OR 40
YES | YES |  |  |  | 099-07515 | 099-07515 | Skytron | SDP1000 |  |  | SE - OR |  |  |  |  | 099-07515 | 099-07515 | Southeast | Memorial Hermann Southeast Hospital | SE - OR | Or 11 |  |  |  | No pm
YES | YES |  |  |  | 013-38960 | 013-38960 | Skytron | SKDWC24-TL-G |  | 040618-D11 | SW - LABOR |  |  |  |  | 013-38960 | 013-38960 | Southwest | Memorial Hermann Southwest Hospital | SW - LABOR | OR 2
NO | YES | Serial Number 176283001 |  |  | 013-38959 | 013-38959 | Skytron | SKDWC24-TL-G-D |  |  | SW-Labor | MHHS-Southwest |  |  |  | 013-38959 | 013-38959 | Southwest | MHHS-Southwest | SW-Labor | OR 3 |  |  |  |  | WARMING UNITS, MULTIPURPOSE |  | .needs class | [5 empty] | MAC Medical | [7 empty] | Covered PM Repair - Biomedical | MHHS-Southwest
NO | YES |  |  |  | 041-20440 | 041-20440 | SKYTRON | SKSWC72-TL-G-D |  | 052517-D03 | MEMORIAL CITY - NEUROPHYSIOLOGY/EEG | MHHS-Mem City |  |  |  | 041-20440 | 041-20440 | West | Memorial Hermann - Memorial City | MEMORIAL CITY - NEUROPHYSIOLOGY/EEG | E6 423 Clean Utility |  |  |  |  | WARMING UNITS, MULTIPURPOSE |  | .needs class | [5 empty] | Skytron | [7 empty] | Covered PM Repair - Biomedical | MHHS-Mem City
YES | YES |  |  |  | 129-03174 | 129-03174 | Skytron | SkyVac |  | 129-03174 | SUGAR LAND - OR |  |  |  |  | 129-03174 | 129-03174 | Sugar Land | Memorial Hermann Sugar Land Hospital | SUGAR LAND - OR | OR 2 | [5 empty] | System, Evacuation, Smoke | SYSEVACSMOKE-SKYTRON-SkyVac | [22 empty] | System, Evacuation, Smoke | SYSEVACSMOKE | System, Evacuation, Smoke | SKYTRON
YES | YES | Serial Number Cnf |  |  | 129-03172 | 129-03172 | Skytron | SkyVac |  | Cnf | SUGAR LAND - OR |  |  |  |  | 129-03172 | 129-03172 | Sugar Land | Memorial Hermann Sugar Land Hospital | SUGAR LAND - OR | OR 1 |  |  |  | No pm, couldnt find a serial |  | System, Evacuation, Smoke | SYSEVACSMOKE-SKYTRON-SkyVac | [22 empty] | System, Evacuation, Smoke | SYSEVACSMOKE | System, Evacuation, Smoke | SKYTRON
YES | YES |  |  |  | 129-03171 | 129-03171 | Skytron | SkyVac |  | N/A | OR |  |  |  |  | 129-03171 | 129-03171 | Sugar Land | Memorial Hermann Sugar Land Hospital | OR | OR | [5 empty] | System, Evacuation, Smoke | SYSEVACSMOKE-SKYTRON-SkyVac | [22 empty] | System, Evacuation, Smoke | SYSEVACSMOKE | System, Evacuation, Smoke | SKYTRON
YES | YES | Serial Number Cnf |  |  | 129-04648 | 129-04648 | Skytron | SkyVac |  | Cnf | SUGAR LAND - OR |  |  |  |  | 129-04648 | 129-04648 | Sugar Land |  | SUGAR LAND - OR |  |  |  |  | No pm |  | System, Evacuation, Smoke | SYSEVACSMOKE-SKYTRON-SkyVac | [22 empty] | System, Evacuation, Smoke | SYSEVACSMOKE | System, Evacuation, Smoke | SKYTRON
YES | YES |  |  |  | 129-04629 | 129-04629 | Skytron | SkyVac |  | 129-04629 | SUGAR LAND - OR |  |  |  |  | 129-04629 | 129-04629 | Sugar Land | Memorial Hermann Sugar Land Hospital | SUGAR LAND - OR | OR 6 | [5 empty] | System, Evacuation, Smoke | SYSEVACSMOKE-SKYTRON-SkyVac | [22 empty] | System, Evacuation, Smoke | SYSEVACSMOKE | System, Evacuation, Smoke | SKYTRON
YES | YES |  |  |  | 099-12393 | 099-12393 | Skytron | Smoke-e-vac |  | V11503 | TMC - OR - CVOR (7HVI) |  |  |  |  | 099-12393 | 099-12393 | TMC | Memorial Hermann-Texas Medical Center | TMC - OR - CVOR (7HVI) | OR 3
YES | YES |  |  |  | 099-12422 | 099-12422 | Skytron | Smoke-E-Vac |  | V11493 | TWC |  |  |  |  | 099-12422 | 099-12422 | TMC | Memorial Hermann Heart | TWC | CVOR 2
YES | YES |  |  |  | 069-49252 | 069-49252 | Skytron | Smoke-E-Vac |  |  | TMC - OR - PEDI OR (2R) |  |  |  |  | 069-49252 | 069-49252 | TMC | Memorial Hermann-Texas Medical Center | TMC - OR - PEDI OR (2R) | OR 08
YES | YES |  |  |  | 069-47829 | 069-47829 | Skytron | SMOKE-E-VAC |  | V16370 | Surgery |  |  |  |  | 069-47829 | 069-47829 | TMC | Memorial Hermann-Texas Medical Center | Surgery | Or 6 or206 | 12/1/19 |  | 12/1/20
YES | YES |  |  |  | 069-47820 | 069-47820 | Skytron | Smoke-E-VAC |  | V16376 | TMC - SAROFIM 2 - OR |  |  |  |  | 069-47820 | 069-47820 | TMC | Memorial Hermann-Texas Medical Center | TMC - SAROFIM 2 - OR | S2 OR 4 | 11/1/19 |  | 11/1/20
YES | YES |  |  |  | 069-47934 | 069-47934 | Skytron | Smoke-e-vac |  | Nsn | TMC - SAROFIM 2 - OR |  |  |  |  | 069-47934 | 069-47934 |  | Memorial Hermann-tmc | TMC - SAROFIM 2 - OR | OR15 |  |  |  | No PM Sticker
YES | YES |  |  |  | 069-47826 | 069-47826 | Skytron | Smoke-E-Vac |  | V17370 | TMC - SAROFIM 3 - OR |  |  |  |  | 069-47826 | 069-47826 | TMC | Memorial Hermann-Texas Medical Center | TMC - SAROFIM 3 - OR | OR3 | 12/1/19 |  | 12/1/19
YES | YES |  |  |  | 069-47740 | 069-47740 | Skytron | Smoke-E-VAC |  | V16383 | TMC - SAROFIM 2 - OR |  |  |  |  | 069-47740 | 069-47740 | TMC | Memorial Hermann-Texas Medical Center | TMC - SAROFIM 2 - OR | S2 OR 1 | 12/1/19 |  | 12/1/20
YES | YES |  |  |  | 069-49223 | 069-49223 | Skytron | Smoke-e-vac |  | 01108417361008101119043021V17616 | TMC - SAROFIM 2 - OR |  |  |  |  | 069-49223 | 069-49223 | TMC | Memorial Hermann-Texas Medical Center | TMC - SAROFIM 2 - OR | Or 11 | 4/1/20 |  | 1/1/21
YES | YES |  |  |  | 029-12364 | 029-12364 | Skytron | Spectra |  | 2015-04-0702 | WOODLANDS - CENTRAL SUPPLY |  |  |  |  | 029-12364 | 029-12364 |  |  | WOODLANDS - CENTRAL SUPPLY | SICU hallway | [5 empty] | Lamp, Surgical, Ceiling | LAMPSURGCEILING-SKYTRON-Spectra | [22 empty] | Lamp, Surgical, Ceiling | LAMPSURGCEILING | Lamp, Surgical, Ceiling | SKYTRON
NO | YES |  |  |  | 099-12554 | 099-12554 | Skytron | Spectra Aut1 |  | 2018-02-2032 | TMC-OR-CVOR (7Hvi) |  |  |  |  | 099-12554 | 099-12554 | TMC | MHHS-TMC | TMC-OR-CVOR (7Hvi) | Cath 03 |  |  |  | No PM Sticker |  | Lamp, Surgical, Ceiling | LAMPSURGCEILING-SKYTRON-Spectra AUT1 | [22 empty] | Lamp, Surgical, Ceiling | LAMPSURGCEILING | Lamp, Surgical, Ceiling | SKYTRON
YES | YES |  |  |  | 069-44842 | 069-44842 | Skytron | Spectra AUT1 |  | 2016-07-1310 | TMC - JONES - ENT CLINIC (JB) |  |  |  |  | 069-44842 | 069-44842 | TMC | Memorial Hermann Texas Medical Center | TMC - JONES - ENT CLINIC (JB) | ENT |  |  | 4/1/20 |  |  | Lamp, Surgical, Ceiling | LAMPSURGCEILING-SKYTRON-Spectra AUT1 | [22 empty] | Lamp, Surgical, Ceiling | LAMPSURGCEILING | Lamp, Surgical, Ceiling | SKYTRON
YES | YES |  |  |  | 069-42638 | 069-42638 | Skytron | Spectra AUT1 |  | 2016-03-1281 | TMC - JONES - ENT CLINIC (JB) |  |  |  |  | 069-42638 | 069-42638 | TMC | Memorial Hermann-Texas Medical Center | TMC - JONES - ENT CLINIC (JB) | [6 empty] | Lamp, Surgical, Ceiling | LAMPSURGCEILING-SKYTRON-Spectra AUT1 | [22 empty] | Lamp, Surgical, Ceiling | LAMPSURGCEILING | Lamp, Surgical, Ceiling | SKYTRON
YES | YES |  |  |  | 069-48922 | 069-48922 | Skytron | Spectra AUT1 |  | (21)2019-05-0350 | TMC - SAROFIM 2 - OR |  |  |  |  | 069-48922 | 069-48922 |  | Memorial Hermann-tmc | TMC - SAROFIM 2 - OR | OR10 | 1/1/20 |  | 1/1/21 |  |  | Lamp, Surgical, Ceiling | LAMPSURGCEILING-SKYTRON-Spectra AUT1 | [22 empty] | Lamp, Surgical, Ceiling | LAMPSURGCEILING | Lamp, Surgical, Ceiling | SKYTRON
NO | NO |  |  |  | 129-01184 |  | SKYTRON | ST23 |  |  | SUGAR LAND - LABOR & DELIVERY | MHHS-Sugarland |  |  |  | 129-01184 |  | Sugar Land |  | SUGAR LAND - LABOR & DELIVERY | [5 empty] | LIGHTS, SURGICAL |  | .needs class | [5 empty] | Skytron | [7 empty] | Covered PM Repair - Biomedical | MHHS-Sugarland
YES | YES |  |  |  | 005-33201 | 005-33201 | Skytron | Stellar |  |  | SUGAR LAND - OR |  |  |  |  | 005-33201 | 005-33201 | Sugar Land |  | SUGAR LAND - OR |  |  |  |  | No pm |  | Lamp, Surgical, Ceiling | LAMPSURGCEILING-Skytron-Stellar | [22 empty] | Lamp, Surgical, Ceiling | LAMPSURGCEILING | Lamp, Surgical, Ceiling | Skytron
YES | YES |  |  |  | 005-33135 | 005-33135 | Skytron | Stellar ST23 |  | 06-03-VSEC0198 | SUGAR LAND - OR |  |  |  |  | 005-33135 | 005-33135 | Sugar Land | Memorial Hermann Sugar Land Hospital | SUGAR LAND - OR | OR 4 | [5 empty] | Lamp, Surgical, Ceiling | LAMPSURGCEILING-Skytron-Stellar ST23 | [22 empty] | Lamp, Surgical, Ceiling | LAMPSURGCEILING | Lamp, Surgical, Ceiling | Skytron
YES | YES |  |  |  | 145-01528 | 145-01528 | Skytron | Stellar xl |  | (21)2018-06-1440 | SUGAR LAND - OR |  |  |  |  | 145-01528 | 145-01528 | Sugar Land | Memorial Hermann Sugar Land Hospital | SUGAR LAND - OR | OR 1
YES | YES |  |  |  | 145-01529 | 145-01529 | Skytron | Stellar xl |  | (21)2018-06-1429 | SUGAR LAND - OR |  |  |  |  | 145-01529 | 145-01529 | Sugar Land | Memorial Hermann Sugar Land Hospital | SUGAR LAND - OR | OR 1
YES | YES |  |  |  | 005-33137 | 005-33137 | Skytron | Stellar XL |  | (21) 2018-05-1341 | SUGAR LAND - OR |  |  |  |  | 005-33137 | 005-33137 | Sugar Land | Memorial Hermann Sugar Land Hospital | SUGAR LAND - OR | OR 4
YES | YES |  |  |  | 005-33138 | 005-33138 | Skytron | Stellar XL |  | (21) 2018-06-1424 | SUGAR LAND - OR |  |  |  |  | 005-33138 | 005-33138 | Sugar Land | Memorial Hermann Sugar Land Hospital | SUGAR LAND - OR | OR 4
YES | YES |  |  |  | 005-33286 | 005-33286 | Skytron | Stellar XL |  | 2018-05-1352 | SUGAR LAND - OR |  |  |  |  | 005-33286 | 005-33286 | Sugar Land | Memorial Hermann Sugar Land Hospital | SUGAR LAND - OR | OR 2
YES | YES |  |  |  | 005-33287 | 005-33287 | Skytron | Stellar XL |  | 2018-05-1340 | SUGAR LAND - OR |  |  |  |  | 005-33287 | 005-33287 | Sugar Land | Memorial Hermann Sugar Land Hospital | SUGAR LAND - OR | OR 2
YES | YES |  |  |  | 005-33295 | 005-33295 | Skytron | Stellar XL |  |  | OR |  |  |  |  | 005-33295 | 005-33295 | Sugar Land | Memorial Hermann Sugar Land Hospital | OR | OR 6
YES | YES |  |  |  | 005-33296 | 005-33296 | Skytron | Stellar XL |  |  | OR |  |  |  |  | 005-33296 | 005-33296 | Sugar Land | Memorial Hermann Sugar Land Hospital | OR | OR 6
YES | YES | Serial Number Cnf |  |  | 145-01536 | 145-01536 | Skytron | Stellar xl control |  | Cnf | SUGAR LAND - OR |  |  |  |  | 145-01536 | 145-01536 | Sugar Land | Memorial Hermann Sugar Land Hospital | SUGAR LAND - OR | OR 1
YES | YES |  |  |  | 142-04662 | 142-04662 | Skytron | Surgical Light |  |  | NE - LABOR |  |  |  |  | 142-04662 | 142-04662 | Katy | Memorial Hermann Northeast Hospital | NE - LABOR | Suite 2020
NO | NO | [5 empty] | SKYTRON | TV II |  |  | TMC - OR - CVOR (7HVI) | MHHS-TMC | [5 empty] | TMC |  | TMC - OR - CVOR (7HVI) | [5 empty] | CAMERAS |  | .needs class | [5 empty] | Skytron | [7 empty] | Covered PM Repair - Biomedical | MHHS-TMC
NO | NO | [5 empty] | SKYTRON | TV II |  | 7g-407 | TMC - OR - CVOR (7HVI) | MHHS-TMC | [5 empty] | TMC |  | TMC - OR - CVOR (7HVI) | [5 empty] | CAMERAS |  | .needs class | [5 empty] | Skytron | [7 empty] | Covered PM Repair - Radiology, Low End | MHHS-TMC
NO | NO | [5 empty] | SKYTRON | TV II |  | 7K553 | TMC - OR - CVOR (7HVI) | MHHS-TMC | [5 empty] | TMC |  | TMC - OR - CVOR (7HVI) | [5 empty] | CAMERAS |  | .needs class | [5 empty] | Skytron | [7 empty] | Covered PM Repair - Radiology, Low End | MHHS-TMC
NO | NO | [5 empty] | SKYTRON | TV II |  | TG-480 | TMC - OR - CVOR (7HVI) | MHHS-TMC | [5 empty] | TMC |  | TMC - OR - CVOR (7HVI) | [5 empty] | CAMERAS |  | .needs class | [5 empty] | Skytron | [7 empty] | Covered PM Repair - Radiology, High End | MHHS-TMC
YES | YES |  |  |  | 925-01784 | 925-01784 | Skytron | Ultraslide 3600B |  | SUC 20197 0755 | Surgery |  |  |  |  | 925-01784 | 925-01784 | Central | Joint Center - Orthopedic and Spine Hospital | Surgery | OR2 | 1/1/20 |  | 1/1/21 |  |  | Table, Surgical, Electric | TABLESURGICALELECT-Skytron-Ultraslide 3600B | [12 empty] | TSE-A | [9 empty] | Table, Surgical, Electric | TABLESURGICALELECT | Table, Surgical, Electric | Skytron
YES | YES |  |  |  | 925-01785 | 925-01785 | Skytron | Ultraslide 3600B |  | SUC 20197 0750 | Surgery |  |  |  |  | 925-01785 | 925-01785 | Central | Joint Center - Orthopedic and Spine Hospital | Surgery | OR 8 | 1/1/20 |  | 1/1/20 |  |  | Table, Surgical, Electric | TABLESURGICALELECT-Skytron-Ultraslide 3600B | [12 empty] | TSE-A | [9 empty] | Table, Surgical, Electric | TABLESURGICALELECT | Table, Surgical, Electric | Skytron
NO | YES |  |  |  | 069-42131 | 069-42131 | Skytron | Ultraslide 3602 |  | SUC201641037 | Memorial Hermann- Texas Medcal Center- OR |  |  |  |  | 069-42131 | 069-42131 |  | TMC | Memorial Hermann- Texas Medcal Center- OR | Hallway | 1/1/20 |  | 7/1/20 |  |  | Table, Surgical, Electric | TABLESURGICALELECT-Skytron-Ultraslide 3602 | [12 empty] | TSE-A | [9 empty] | Table, Surgical, Electric | TABLESURGICALELECT | Table, Surgical, Electric | Skytron
YES | YES |  |  |  | 005-11804 | 005-11804 | Skytron | Vision pro synk |  | SVEP266A0627 | SE - OR |  |  |  |  | 005-11804 | 005-11804 | Southeast | Memorial Hermann Southeast Hospital | SE - OR | Or 11 | 1/1/20 |  | 4/1/21
NO | YES |  |  |  | 069-47000 | 069-47000 | SKYTRON | W1-253021 |  | 060319-D04 | ER | MHHS-TMC |  |  |  | 069-47000 | 069-47000 | TMC | Memorial Hermann-Texas Medical Center | ER | Trama 8 | 11/1/19 |  | 11/1/20 |  | WARMING UNITS, MULTIPURPOSE |  | .needs class | [5 empty] | Skytron | [7 empty] | Covered PM Repair - Biomedical | MHHS-TMC
NO | YES |  |  |  | 069-47002 | 069-47002 | SKYTRON | W1-253021 |  | 061119-DO4 | TWC | MHHS-TMC |  |  |  | 069-47002 | 069-47002 | TMC | Memorial Hermann-Texas Medical Center | TWC | Trauma RM 10 |  |  |  | No PM sticker | WARMING UNITS, MULTIPURPOSE |  | .needs class | [5 empty] | Skytron | [7 empty] | Covered PM Repair - Biomedical | MHHS-TMC
NO | YES |  |  |  | 069-47003 | 069-47003 | SKYTRON | W1-253021 |  | 061119-D03 | TMC-Sarofim 1-Adult ER | MHHS-TMC |  |  |  | 069-47003 | 069-47003 | TMC | MHHS-TMC | TMC-Sarofim 1-Adult ER | Trauma 12 | 11/1/19 |  | 11/1/20 |  | WARMING UNITS, MULTIPURPOSE |  | .needs class | [5 empty] | Skytron |  |  |  |  | 5/9/17 |  |  | Covered PM Repair - Biomedical | MHHS-TMC
NO | YES |  |  |  | 069-47004 | 069-47004 | SKYTRON | W1-253021 |  | 061119-D05 | ER | MHHS-TMC |  |  |  | 069-47004 | 069-47004 | TMC | Memorial Hermann-Texas Medical Center | ER | Trama 13 | 11/1/19 |  | 11/1/20 |  | WARMING UNITS, MULTIPURPOSE |  | .needs class | [5 empty] | Skytron |  |  |  |  | 4/30/17 |  |  | Covered PM Repair - Biomedical | MHHS-TMC
NO | YES |  |  |  | 069-47010 | 069-47010 | SKYTRON | W1-253021 |  | 061819-D04 | TMC-Respiratory-Adult | MHHS-TMC |  |  |  | 069-47010 | 069-47010 | TMC | MHHS-TMC | TMC-Respiratory-Adult | Room 18 |  |  |  |  | WARMING UNITS, MULTIPURPOSE |  | .needs class | [5 empty] | Skytron |  |  |  |  | 4/3/17 |  |  | Covered PM Repair - Biomedical | MHHS-TMC
NO | YES |  |  |  | 069-47012 | 069-47012 | SKYTRON | W1-253021 |  | 052919-D11 | TMC-Sarofim 1-Pedi ER | MHHS-TMC |  |  |  | 069-47012 | 069-47012 | TMC | MHHS-TMC | TMC-Sarofim 1-Pedi ER | Pedi 21 | 11/1/19 |  | 11/1/20 |  | WARMING UNITS, MULTIPURPOSE |  | .needs class | [5 empty] | Skytron |  |  |  |  | 4/3/17 |  |  | Covered PM Repair - Biomedical | MHHS-TMC
NO | YES |  |  |  | 099-14492 | 099-14492 | SKYTRON | W1-253021 |  | 2019-04-5442 | TMC-Respiratory-Adult |  |  |  |  | 099-14492 | 099-14492 | TMC | MHHS-TMC | TMC-Respiratory-Adult | Room 18
NO | NO |  |  |  | 069-47005 |  | SKYTRON | W1-253021 |  | 060719-D02 | TMC - SAROFIM 1 - ADULT ER | MHHS-TMC |  |  |  | 069-47005 |  | TMC |  | TMC - SAROFIM 1 - ADULT ER | [5 empty] | WARMING UNITS, MULTIPURPOSE |  | .needs class | [5 empty] | Skytron | [7 empty] | Covered PM Repair - Biomedical | MHHS-TMC
NO | NO |  |  |  | 069-47009 |  | SKYTRON | W1-253021 |  | 060719-D05 | TMC - SAROFIM 1 - ADULT ER | MHHS-TMC |  |  |  | 069-47009 |  | TMC |  | TMC - SAROFIM 1 - ADULT ER | [5 empty] | WARMING UNITS, MULTIPURPOSE |  | .needs class | [5 empty] | Skytron | [7 empty] | Covered PM Repair - Biomedical | MHHS-TMC
NO | YES |  |  |  | 069-44019 | 069-44019 | SKYTRON | W1-253021-G |  | 052919-D06 | TMC-Hermann-Pedi ER (1Hp) | MHHS-TMC |  |  |  | 069-44019 | 069-44019 | TMC | MHHS-TMC | TMC-Hermann-Pedi ER (1Hp) | Pedi 23 | 11/1/19 |  | 11/1/20 |  | WARMING UNITS, MULTIPURPOSE |  | .needs class | [5 empty] | Skytron |  |  |  |  | 4/4/17 |  |  | Covered PM Repair - Biomedical | MHHS-TMC
NO | YES |  |  |  | 069-44013 | 069-44013 | SKYTRON | W1-253021-G-LH |  | 061819-D05 | TMC-Hermann-Adult ER (1Hp) | MHHS-TMC |  |  |  | 069-44013 | 069-44013 | TMC | MHHS-TMC | TMC-Hermann-Adult ER (1Hp) | TMC - HERMANN - ADULT ER (1HP) | 11/1/19 |  | 11/1/20 |  | WARMING UNITS, MULTIPURPOSE |  | .needs class | [5 empty] | Skytron |  |  |  |  | 4/4/17 |  |  | Covered PM Repair - Biomedical | MHHS-TMC
NO | YES |  |  |  | 069-47011 | 069-47011 | SKYTRON | W1-253021-G-LH |  | 061919-D08 | TMC-Sarofim 1-Pedi ER | MHHS-TMC |  |  |  | 069-47011 | 069-47011 | TMC | MHHS-TMC | TMC-Sarofim 1-Pedi ER | Pedi 17 | 11/1/19 |  | 11/1/20 |  | WARMING UNITS, MULTIPURPOSE |  | .needs class | [5 empty] | Skytron |  |  |  |  | 4/4/17 |  |  | Covered PM Repair - Biomedical | MHHS-TMC
NO | YES |  |  |  | 069-47967 | 069-47967 | SKYTRON | W1-253027 |  | 040919-D06 | TMC-Sarofim 1-Adult ER | MHHS-TMC |  |  |  | 069-47967 | 069-47967 | TMC | MHHS-TMC | TMC-Sarofim 1-Adult ER | TMC - SAROFIM 1 - ADULT ER CT |  |  |  |  | WARMING UNITS, MULTIPURPOSE |  | .needs class | [5 empty] | Skytron |  |  |  |  | 4/3/17 |  |  | Covered PM Repair - Biomedical | MHHS-TMC
NO | NO |  |  |  | 069-47968 |  | SKYTRON | W1-253027 |  | 040919-D07 | TMC - SAROFIM 6 - STICU | MHHS-TMC |  |  |  | 069-47968 |  | TMC |  | TMC - SAROFIM 6 - STICU | [5 empty] | WARMING UNITS, MULTIPURPOSE |  | .needs class | [5 empty] | Skytron | [7 empty] | Covered PM Repair - Biomedical | MHHS-TMC
YES | YES |  |  |  | 099-12577 | 099-12577 | Skytron | W1-653021 |  | 092719-d04 | TMC - SAROFIM 1 - ADULT ER |  |  |  |  | 099-12577 | 099-12577 | TMC | Memorial Hermann-Texas Medical Center | TMC - SAROFIM 1 - ADULT ER | Er 4 | 3/1/20 |  |  |  |  | Warmer, Blanket | WARMERBLANKET-SKYTRON-W1-653021 | [22 empty] | Warmer, Blanket | WARMERBLANKET | Warmer, Blanket | SKYTRON
NO | YES |  |  |  | 069-44008 | 069-44008 | SKYTRON | W2-753027 |  | 100719-D08 | TWC | MHHS-TMC |  |  |  | 069-44008 | 069-44008 | TMC | Memorial Hermann-Texas Medical Center | TWC | Across Trauma Rm 8 | 11/1/19 |  | 11/1/20 |  | WARMING UNITS, MULTIPURPOSE |  | .needs class | [5 empty] | Skytron |  |  |  |  | 4/3/17 |  |  | Covered PM Repair - Biomedical | MHHS-TMC
NO | YES |  |  |  | 069-47008 | 069-47008 | SKYTRON | W2-753027 |  | 100719-D10 | TMC-Hermann-Adult ER (1Hp) | MHHS-TMC |  |  |  | 069-47008 | 069-47008 | TMC | MHHS-TMC | TMC-Hermann-Adult ER (1Hp) | Hallway | 11/1/19 |  | 11/1/20 |  | WARMING UNITS, MULTIPURPOSE |  | .needs class | [5 empty] | Skytron |  |  |  |  | 4/3/17 |  |  | Covered PM Repair - Biomedical | MHHS-TMC
NO | YES |  |  |  | 069-44174 | 069-44174 | SKYTRON | W2-753027 |  | 100819-D01 | (null) | MHHS-TMC |  |  |  | 069-44174 | 069-44174 | (null) | MHHS-TMC | (null) | (null) |  |  |  | (null) | WARMING UNITS, MULTIPURPOSE |  | .needs class | [5 empty] | Skytron |  | (null) |  |  |  | (null) |  | Covered PM Repair - Biomedical | MHHS-TMC
NO | YES |  |  |  | 069-44175 | 069-44175 | SKYTRON | W2-753027 |  | 100819-D02 | TMC-MHTMC-Central Supply | MHHS-TMC |  |  |  | 069-44175 | 069-44175 | TMC | MHHS-TMC | TMC-MHTMC-Central Supply | PACU | 11/1/19 |  | 11/1/20 |  | WARMING UNITS, MULTIPURPOSE |  | .needs class | [5 empty] | Skytron |  |  |  |  | 4/3/17 |  |  | Covered PM Repair - Biomedical | MHHS-TMC
NO | YES |  |  |  | 069-44176 | 069-44176 | SKYTRON | W2-753027 |  | 061419-D03 | TMC-Sarofim 2-Adult Pre Op | MHHS-TMC |  |  |  | 069-44176 | 069-44176 | TMC | MHHS-TMC | TMC-Sarofim 2-Adult Pre Op | Hallway | 11/1/19 |  | 11/1/20 |  | WARMING UNITS, MULTIPURPOSE |  | .needs class | [5 empty] | Skytron |  |  |  |  | 4/3/17 |  |  | Covered PM Repair - Biomedical | MHHS-TMC
NO | YES |  |  |  | 069-44131 | 069-44131 | SKYTRON | W2-753027 |  | 100919-D05 | TMC-Sarofim 2-OR | MHHS-TMC |  |  |  | 069-44131 | 069-44131 | TMC | MHHS-TMC | TMC-Sarofim 2-OR | Sub sterile | 11/1/19 |  | 11/1/20 |  | WARMING UNITS, MULTIPURPOSE |  | .needs class | [5 empty] | Skytron | [7 empty] | Not Covered Vendor Only - Biomedical | MHHS-TMC
NO | YES |  |  |  | 069-44132 | 069-44132 | SKYTRON | W2-753027 |  | 100719-D06 | TMC-Sarofim 2-OR | MHHS-TMC |  |  |  | 069-44132 | 069-44132 | TMC | MHHS-TMC | TMC-Sarofim 2-OR | Sub sterile | 11/1/19 |  | 11/1/20 |  | WARMING UNITS, MULTIPURPOSE |  | .needs class | [5 empty] | Skytron | [7 empty] | Not Covered Vendor Only - Biomedical | MHHS-TMC
NO | YES |  |  |  | 069-44133 | 069-44133 | SKYTRON | W2-753027 |  | 100719-D09 | TMC-Sarofim 2-OR | MHHS-TMC |  |  |  | 069-44133 | 069-44133 | TMC | MHHS-TMC | TMC-Sarofim 2-OR | Sub sterile | 11/1/19 |  | 11/1/20 |  | WARMING UNITS, MULTIPURPOSE |  | .needs class | [5 empty] | Skytron | [7 empty] | Not Covered Vendor Only - Biomedical | MHHS-TMC
NO | YES |  |  |  | 069-44134 | 069-44134 | SKYTRON | W2-753027 |  | 100919-D04 | TMC-Sarofim 2-OR | MHHS-TMC |  |  |  | 069-44134 | 069-44134 | TMC | MHHS-TMC | TMC-Sarofim 2-OR | Sub sterile | 11/1/19 |  | 11/1/20 |  | WARMING UNITS, MULTIPURPOSE |  | .needs class | [5 empty] | Skytron | [7 empty] | Not Covered Vendor Only - Biomedical | MHHS-TMC
NO | YES |  |  |  | 069-47736 | 069-47736 | SKYTRON | W2-753027 |  | 18L519044 | TMC-Sarofim 2-OR | MHHS-TMC |  |  |  | 069-47736 | 069-47736 | TMC | MHHS-TMC | TMC-Sarofim 2-OR | S2 OR 1 | 12/1/19 |  | 12/1/20 |  | WARMING UNITS, MULTIPURPOSE |  | .needs class | [5 empty] | Skytron | [7 empty] | Not Covered Vendor Only - Biomedical | MHHS-TMC
NO | YES |  |  |  | 069-43867 | 069-43867 | SKYTRON | W2-753027 |  | 100119-D03 | TMC-Sarofim 3-OR | MHHS-TMC |  |  |  | 069-43867 | 069-43867 | TMC | MHHS-TMC | TMC-Sarofim 3-OR | OR storage | 10/1/19 |  | 10/1/20 |  | WARMING UNITS, MULTIPURPOSE |  | .needs class | [5 empty] | Skytron | [7 empty] | Not Covered Vendor Only - Biomedical | MHHS-TMC
NO | YES |  |  |  | 069-43869 | 069-43869 | SKYTRON | W2-753027 |  | 100119-D04 | TMC-Sarofim 3-OR | MHHS-TMC |  |  |  | 069-43869 | 069-43869 | TMC | MHHS-TMC | TMC-Sarofim 3-OR |  | 10/1/19 |  | 10/1/20 |  | WARMING UNITS, MULTIPURPOSE |  | .needs class | [5 empty] | Skytron |  |  |  |  | 4/4/17 |  |  | Covered PM Repair - Biomedical | MHHS-TMC
NO | YES |  |  |  | 069-43870 | 069-43870 | SKYTRON | W2-753027 |  | 100219-D05 | TMC-Sarofim 3-PACU | MHHS-TMC |  |  |  | 069-43870 | 069-43870 | TMC | MHHS-TMC | TMC-Sarofim 3-PACU | PACU | 10/1/19 |  | 10/1/20 |  | WARMING UNITS, MULTIPURPOSE |  | .needs class | [5 empty] | Skytron |  |  |  |  | 4/3/17 |  |  | Covered PM Repair - Biomedical | MHHS-TMC
NO | YES |  |  |  | 069-43871 | 069-43871 | SKYTRON | W2-753027 |  | 100219-D02 | (null) | MHHS-TMC |  |  |  | 069-43871 | 069-43871 | (null) | MHHS-TMC | (null) | (null) |  |  |  | (null) | WARMING UNITS, MULTIPURPOSE |  | .needs class | [5 empty] | Skytron |  | (null) |  |  | 4/4/17 | (null) |  | Covered PM Repair - Biomedical | MHHS-TMC
NO | YES |  |  |  | 069-43872 | 069-43872 | SKYTRON | W2-753027 |  | 100219-DO4 | TMC-Sarofim 3-PACU | MHHS-TMC |  |  |  | 069-43872 | 069-43872 | TMC | MHHS-TMC | TMC-Sarofim 3-PACU | PACU | 10/1/19 |  | 10/1/20 |  | WARMING UNITS, MULTIPURPOSE |  | .needs class | [5 empty] | Skytron |  |  |  |  | 4/4/17 |  |  | Covered PM Repair - Biomedical | MHHS-TMC
NO | YES |  |  |  | 069-43873 | 069-43873 | SKYTRON | W2-753027 |  | 193019-D05 | TMC-Sarofim 3-OR | MHHS-TMC |  |  |  | 069-43873 | 069-43873 | TMC | MHHS-TMC | TMC-Sarofim 3-OR | OR storage | 10/1/19 |  | 10/1/20 |  | WARMING UNITS, MULTIPURPOSE |  | .needs class | [5 empty] | Skytron | [7 empty] | Covered PM Repair - Biomedical | MHHS-TMC
NO | YES |  |  |  | 069-47708 | 069-47708 | SKYTRON | W2-753027 |  | 100819-d03 | TMC-Sarofim 3-OR | MHHS-TMC |  |  |  | 069-47708 | 069-47708 | TMC | MHHS-TMC | TMC-Sarofim 3-OR | Biomed S3622 | 1/1/19 |  | 1/1/20 |  | WARMING UNITS, MULTIPURPOSE |  | .needs class | [5 empty] | Skytron |  |  |  |  | 4/4/17 |  |  | Covered PM Repair - Biomedical | MHHS-TMC
NO | YES |  |  |  | 069-47710 | 069-47710 | SKYTRON | W2-753027 |  | 100719-D07 | TMC-OR-Hermann (2Hp) | MHHS-TMC |  |  |  | 069-47710 | 069-47710 | TMC | MHHS-TMC | TMC-OR-Hermann (2Hp) | OR 36 | 11/1/19 |  | 11/1/20 |  | WARMING UNITS, MULTIPURPOSE |  | .needs class | [5 empty] | Skytron |  |  |  |  | 4/4/17 |  |  | Covered PM Repair - Biomedical | MHHS-TMC
NO | YES |  |  |  | 069-43861 | 069-43861 | SKYTRON | W2-753027 |  | 100119-D05 | TMC - PACU - HERMANN (3HP) | MHHS-TMC |  |  |  | 069-43861 | 069-43861 | TMC | Memorial Hermann-Texas Medical Center | TMC - PACU - HERMANN (3HP) | Hallway |  |  |  |  | WARMING UNITS, MULTIPURPOSE |  | .needs class | [5 empty] | Skytron |  |  |  |  | 3/7/18 |  |  | Covered PM Repair - Biomedical | MHHS-TMC
NO | YES |  |  |  | 069-43864 | 069-43864 | SKYTRON | W2-753027 |  | 100119-D06 | TMC-Sarofim 3-PACU | MHHS-TMC |  |  |  | 069-43864 | 069-43864 | TMC | MHHS-TMC | TMC-Sarofim 3-PACU | Hall | 10/1/19 |  | 10/1/20 |  | WARMING UNITS, MULTIPURPOSE |  | .needs class | [5 empty] | Skytron | [7 empty] | Covered PM Repair - Biomedical | MHHS-TMC
NO | YES |  |  |  | 069-43865 | 069-43865 | SKYTRON | W2-753027 |  | 100119-D08 | TMC-Sarofim 3-PACU | MHHS-TMC |  |  |  | 069-43865 | 069-43865 | TMC | MHHS-TMC | TMC-Sarofim 3-PACU | TMC - SAROFIM 3 - PACU | 10/1/19 |  | 10/1/20 |  | WARMING UNITS, MULTIPURPOSE |  | .needs class | [5 empty] | Skytron | [7 empty] | Covered PM Repair - Biomedical | MHHS-TMC
NO | YES |  |  |  | 069-43856 | 069-43856 | SKYTRON | W2-753027 |  | 061419-D02 | Sarofim Pavilion | MHHS-TMC |  |  |  | 069-43856 | 069-43856 | TMC | Memorial Hermann-Texas Medical Center | Sarofim Pavilion | Clean supply |  |  |  |  | WARMING UNITS, MULTIPURPOSE |  | .needs class | [5 empty] | Skytron | [7 empty] | Covered PM Repair - Biomedical | MHHS-TMC
NO | YES | Asset Tag 069-27441 |  |  | 069-27441 | 069-27441 | SKYTRON | W2-753027 |  | 093019-D011 | (null) | MHHS-TMC |  |  |  | 069-27441 | 069-27441 | (null) | MHHS-TMC | (null) | (null) |  |  |  | (null) | WARMING UNITS, MULTIPURPOSE |  | .needs class | [5 empty] | Skytron | [7 empty] | Covered PM Repair - Biomedical | MHHS-TMC
YES | YES |  |  |  | 041-33586 | 041-33586 | Skytron | W2-753027 |  | 100919-D03 | Biomed |  |  |  |  | 041-33586 | 041-33586 | TMC | Memorial Hermann-Texas Medical Center | Biomed | S3622
NO | NO |  |  |  | 069-44173 |  | SKYTRON | W2-753027 |  | 100919-D02 | TMC - SAROFIM 2 - ADULT PRE OP | MHHS-TMC |  |  |  | 069-44173 |  | TMC |  | TMC - SAROFIM 2 - ADULT PRE OP | [5 empty] | WARMING UNITS, MULTIPURPOSE |  | .needs class | [5 empty] | Skytron | [7 empty] | Covered PM Repair - Biomedical | MHHS-TMC
NO | NO |  |  |  | 069-44177 |  | SKYTRON | W2-753027 |  | 061319-D04 | TMC - SAROFIM 2 - ADULT PRE OP | MHHS-TMC |  |  |  | 069-44177 |  | TMC |  | TMC - SAROFIM 2 - ADULT PRE OP | [5 empty] | WARMING UNITS, MULTIPURPOSE |  | .needs class | [5 empty] | Skytron | [7 empty] | Covered PM Repair - Biomedical | MHHS-TMC
NO | NO |  |  |  | 069-43859 |  | SKYTRON | W2-753027 |  | 100119-D07 | TMC - SAROFIM 5 - BURN UNIT | MHHS-TMC |  |  |  | 069-43859 |  | TMC |  | TMC - SAROFIM 5 - BURN UNIT | [5 empty] | WARMING UNITS, MULTIPURPOSE |  | .needs class | [5 empty] | Skytron | [7 empty] | Covered PM Repair - Biomedical | MHHS-TMC
NO | NO |  |  |  | 069-43860 |  | SKYTRON | W2-753027 |  | 061419-D06 | TMC - SAROFIM 5 - BURN UNIT | MHHS-TMC |  |  |  | 069-43860 |  | TMC |  | TMC - SAROFIM 5 - BURN UNIT | [5 empty] | WARMING UNITS, MULTIPURPOSE |  | .needs class | [5 empty] | Skytron | [7 empty] | Covered PM Repair - Biomedical | MHHS-TMC
NO | NO |  |  |  | 069-44216 |  | SKYTRON | W2-753027 |  | 093019-D02 | TMC - SAROFIM 5 - BURN UNIT | MHHS-TMC |  |  |  | 069-44216 |  | TMC |  | TMC - SAROFIM 5 - BURN UNIT | [5 empty] | WARMING UNITS, MULTIPURPOSE |  | .needs class | [5 empty] | Skytron | [7 empty] | Covered PM Repair - Biomedical | MHHS-TMC
NO | NO |  |  |  | 069-44206 |  | SKYTRON | W2-753027 |  | 061319-D03 | TMC - SAROFIM 6 - STICU | MHHS-TMC |  |  |  | 069-44206 |  | TMC |  | TMC - SAROFIM 6 - STICU | [5 empty] | WARMING UNITS, MULTIPURPOSE |  | .needs class | [5 empty] | Skytron | [7 empty] | Covered PM Repair - Biomedical | MHHS-TMC
NO | NO |  |  |  | 069-44208 |  | SKYTRON | W2-753027 |  | 061417-D07 | TMC - SAROFIM 6 - STICU | MHHS-TMC |  |  |  | 069-44208 |  | TMC |  | TMC - SAROFIM 6 - STICU | [5 empty] | WARMING UNITS, MULTIPURPOSE |  | .needs class | [5 empty] | Skytron | [7 empty] | Not Covered Vendor Only - Rad, High End | MHHS-TMC
NO | NO |  |  |  | 069-44210 |  | SKYTRON | W2-753027 |  | 061719-D09 | TMC - SAROFIM 7 - ORTHO TRAUMA | MHHS-TMC |  |  |  | 069-44210 |  | TMC |  | TMC - SAROFIM 7 - ORTHO TRAUMA | [5 empty] | WARMING UNITS, MULTIPURPOSE |  | .needs class | [5 empty] | Skytron | [7 empty] | Covered PM Repair - Biomedical | MHHS-TMC
NO | NO |  |  |  | 069-44214 |  | SKYTRON | W2-753027 |  | 061419-D05 | TMC - SAROFIM 7 - ORTHO TRAUMA | MHHS-TMC |  |  |  | 069-44214 |  | TMC |  | TMC - SAROFIM 7 - ORTHO TRAUMA | [5 empty] | WARMING UNITS, MULTIPURPOSE |  | .needs class | [5 empty] | Skytron | [7 empty] | Covered PM Repair - Biomedical | MHHS-TMC
NO | NO |  |  |  | 069-44198 |  | SKYTRON | W2-753027 |  | 093019-D04 | TMC - SAROFIM 8 - HVI ICU | MHHS-TMC |  |  |  | 069-44198 |  | TMC |  | TMC - SAROFIM 8 - HVI ICU | [5 empty] | WARMING UNITS, MULTIPURPOSE |  | .needs class | [5 empty] | Skytron | [7 empty] | Covered PM Repair - Biomedical | MHHS-TMC
NO | YES |  |  |  | 069-47709 | 069-47709 | Skytron | W2-753027-G |  | 100719-D11 | TMC - SEROFIM 2 - OR |  |  |  |  | 069-47709 | 069-47709 | TMC | Memorial Hermann-Texas Medical Center | TMC - SEROFIM 2 - OR | Clean Core | 11/1/19 |  | 11/1/20
YES | YES |  |  |  | 069-49233 | 069-49233 | Skytron | W2-753027-G-LH |  | 061819-D02 | TMC - SAROFIM 3 - OR |  |  |  |  | 069-49233 | 069-49233 | TMC | Memorial Hermann-Texas Medical Center | TMC - SAROFIM 3 - OR | OR3
YES | YES |  |  |  | 069-49332 | 069-49332 | Skytron | W2-753027g |  | 100719-d05 | TMC - HERMANN - RTA |  |  |  |  | 069-49332 | 069-49332 | TMC | Memorial Hermann-Texas Medical Center | TMC - HERMANN - RTA | Pedi pacu | 1/1/20 |  | 1/1/21
NO | YES |  |  |  | 013-12235 | 013-12235 | Skytron Div the KMW Group | 6500HD |  | 6500HD-1999-6-380 | SW-OR | MHHS-Southwest |  | Table, Surgical, Electric |  | 013-12235 | 013-12235 | Southwest | MHHS-Southwest | SW-OR | OR7 | 3/1/20 |  | 9/1/20 |  | TABLES, OPERATING | Table, Surgical, Electric | TABLESURGICALELECT-Skytron-6500HD | TABLESURGICALELECT | 6500HD |  |  |  | Skytron | Table, Surgical, Electric |  |  | TABLESURGICALELECT-Skytron-6500HD | 9/20/20 |  | TSE-A | Not Covered Vendor Only - Biomedical | MHHS-Southwest | [8 empty] | TABLESURGICALELECT | Table, Surgical, Electric | Skytron
NO | YES |  |  |  | 129-02964 | 129-02964 | Skytron Div the KMW Group |  |  | 6700B-61-654 | Sugar Land-OR | MHHS-Sugarland |  | Scale, Patient |  | 129-02964 | 129-02964 | Sugar Land | MHHS-Sugarland | Sugar Land-OR | OR Storage | 7/1/19 |  | 7/1/20 |  | TABLES, OPERATING | Scale, Patient | SCALEPATIENT-Scale-Tronix-6700 | SCALEPATIENT |  |  |  |  | Scale-Tronix | Scale, Patient |  |  | SCALEPATIENT-Scale-Tronix-6700 |  |  | SP-A | Covered PM Repair - Biomedical | MHHS-Sugarland | [8 empty] | SCALEPATIENT | Scale, Patient | Scale-Tronix
NO | YES |  |  |  | 129-03192 | 129-03192 | Skytron Div the KMW Group |  |  | 6700B-61-650 | Sugar Land-OR | MHHS-Sugarland |  | Scale, Patient |  | 129-03192 | 129-03192 | Sugar Land | MHHS-Sugarland | Sugar Land-OR | Back hallway | 9/1/19 |  | 3/1/20 |  | TABLES, OPERATING | Scale, Patient | SCALEPATIENT-Scale-Tronix-6700 | SCALEPATIENT |  |  |  |  | Scale-Tronix | Scale, Patient |  |  | SCALEPATIENT-Scale-Tronix-6700 | 1/11/19 |  | SP-A | Covered PM Repair - Biomedical | MHHS-Sugarland | [8 empty] | SCALEPATIENT | Scale, Patient | Scale-Tronix
NO | YES |  |  |  | 074-04214 | 074-04214 | Skytron Div the KMW Group |  |  | 6700B-7G-986 | TMC-OR-CVOR (7Hvi) | MHHS-TMC |  | Scale, Patient |  | 074-04214 | 074-04214 | TMC | MHHS-TMC | TMC-OR-CVOR (7Hvi) | Cv OR 1 | 2/1/20 |  | 8/1/20 |  | TABLES, OPERATING | Scale, Patient | SCALEPATIENT-Scale-Tronix-6700 | SCALEPATIENT |  |  |  |  | Scale-Tronix | Scale, Patient |  |  | SCALEPATIENT-Scale-Tronix-6700 | 11/10/20 |  | SP-A | Not Covered Vendor Only - Biomedical | MHHS-TMC | [8 empty] | SCALEPATIENT | Scale, Patient | Scale-Tronix
NO | YES |  |  |  | 145-00816 | 145-00816 | Skytron Div the KMW Group | ARGOS II |  | NSN | Pearland-Labor & Delivery | MHHS-Pearland Hospital |  | Lamp, Surgical, Ceiling |  | 145-00816 | 145-00816 | Pearland | MHHS-Pearland Hospital | Pearland-Labor & Delivery | Room 325 |  |  |  | No pm sticker | LIGHTS, SURGICAL | Lamp, Surgical, Ceiling | LAMPSURGCEILING-Skytron-Argos II | LAMPSURGCEILING | Argos II |  |  |  | Skytron | Lamp, Surgical, Ceiling |  |  | LAMPSURGCEILING-Skytron-Argos II |  |  |  | Covered PM Repair - Respiratory/Steriliz | MHHS-Pearland Hospital | [8 empty] | LAMPSURGCEILING | Lamp, Surgical, Ceiling | Skytron
NO | YES |  |  |  | 145-01035 | 145-01035 | Skytron Div the KMW Group | ARGOS II |  | NSN | Pearland-Labor & Delivery | MHHS-Pearland Hospital |  | Lamp, Surgical, Ceiling |  | 145-01035 | 145-01035 | Pearland | MHHS-Pearland Hospital | Pearland-Labor & Delivery |  | 12/1/19 |  |  |  | LIGHTS, SURGICAL | Lamp, Surgical, Ceiling | LAMPSURGCEILING-Skytron-Argos II | LAMPSURGCEILING | Argos II |  |  |  | Skytron | Lamp, Surgical, Ceiling |  |  | LAMPSURGCEILING-Skytron-Argos II | 2/2/16 |  |  | Covered PM Repair - Respiratory/Steriliz | MHHS-Pearland Hospital | [8 empty] | LAMPSURGCEILING | Lamp, Surgical, Ceiling | Skytron
YES | YES | Serial Number 1507 |  |  | 099-04115 | 099-04115 | Skytron Div the KMW Group | ARGOS II |  |  | PEARLAND - LABOR |  |  |  |  | 099-04115 | 099-04115 | Pearland | Memorial Hermann Pearland Hospital | PEARLAND - LABOR | Room 323 |  |  |  | No pm |  | Lamp, Surgical, Ceiling | LAMPSURGCEILING-Skytron-Argos II | [23 empty] | LAMPSURGCEILING | Lamp, Surgical, Ceiling | Skytron
NO | NO |  |  |  | 145-00660 |  | Skytron Div the KMW Group | ARGOS II |  |  | PEARLAND - LABOR & DELIVERY | MHHS-Pearland Hospital |  | Lamp, Surgical, Ceiling |  | 145-00660 |  | Pearland |  | PEARLAND - LABOR & DELIVERY | [5 empty] | LIGHTS, SURGICAL |  | LAMPSURGCEILING-Skytron-Argos II | LAMPSURGCEILING | Argos II |  |  |  | Skytron | Lamp, Surgical, Ceiling |  |  | LAMPSURGCEILING-Skytron-Argos II |  |  |  | Covered PM Repair - Biomedical | MHHS-Pearland Hospital
NO | NO |  |  |  | 145-00661 |  | Skytron Div the KMW Group | ARGOS II |  |  | PEARLAND - LABOR & DELIVERY | MHHS-Pearland Hospital |  | Lamp, Surgical, Ceiling |  | 145-00661 |  | Pearland |  | PEARLAND - LABOR & DELIVERY | [5 empty] | LIGHTS, SURGICAL |  | LAMPSURGCEILING-Skytron-Argos II | LAMPSURGCEILING | Argos II |  |  |  | Skytron | Lamp, Surgical, Ceiling |  |  | LAMPSURGCEILING-Skytron-Argos II |  |  |  | Covered PM Repair - Respiratory/Steriliz | MHHS-Pearland Hospital
NO | NO |  |  |  | 145-01034 |  | Skytron Div the KMW Group | ARGOS II |  | NEED | PEARLAND - LABOR & DELIVERY | MHHS-Pearland Hospital |  | Lamp, Surgical, Ceiling |  | 145-01034 |  | Pearland |  | PEARLAND - LABOR & DELIVERY | [5 empty] | LIGHTS, SURGICAL |  | LAMPSURGCEILING-Skytron-Argos II | LAMPSURGCEILING | Argos II |  |  |  | Skytron | Lamp, Surgical, Ceiling |  |  | LAMPSURGCEILING-Skytron-Argos II |  |  |  | Covered PM Repair - Respiratory/Steriliz | MHHS-Pearland Hospital
NO | NO |  |  |  | 069-46205 |  | Skytron Div the KMW Group | EL 1 |  | 2018-09-0308 | TMC - CATH LAB - PEDI (GHP) | MHHS-TMC |  |  |  | 069-46205 |  | TMC |  | TMC - CATH LAB - PEDI (GHP) | [5 empty] | LIGHTS, EXAMINATION |  | .needs class | [13 empty] | Covered PM Repair - Biomedical | MHHS-TMC
NO | NO | [5 empty] | Skytron Div the KMW Group | INFINITY DUAL |  |  | TMC - CHILDRENS - L&D (6HP) | MHHS-TMC | [5 empty] | TMC |  | TMC - CHILDRENS - L&D (6HP) | [5 empty] | LIGHTS, SURGICAL |  | .needs class | [13 empty] | Not Covered Vendor Only - Biomedical | MHHS-TMC
NO | YES |  |  |  |  | 005-13219 | Skytron Div the KMW Group | MINI ARGOS |  | NSN | Memorial City-Labor & Delivery | MHHS-Mem City |  | Lamp, Surgical, Ceiling |  |  | 005-13219 | West | MHHS-Mem City | Memorial City-Labor & Delivery | 3M17 | 10/1/16 |  |  |  | LIGHTS, EXAMINATION |  | LAMPSURGCEILING-Skytron-Mini Argos | LAMPSURGCEILING | Mini Argos |  |  |  | Skytron | Lamp, Surgical, Ceiling |  |  | LAMPSURGCEILING-Skytron-Mini Argos |  |  |  | Covered PM Repair - Biomedical | MHHS-Mem City
NO | YES |  |  |  |  | 005-13221 | Skytron Div the KMW Group | MINI ARGOS |  | NSN | Memorial City-Labor & Delivery | MHHS-Mem City |  | Lamp, Surgical, Ceiling |  |  | 005-13221 | West | MHHS-Mem City | Memorial City-Labor & Delivery | 3M18 | 10/1/16 |  |  |  | LIGHTS, EXAMINATION |  | LAMPSURGCEILING-Skytron-Mini Argos | LAMPSURGCEILING | Mini Argos |  |  |  | Skytron | Lamp, Surgical, Ceiling |  |  | LAMPSURGCEILING-Skytron-Mini Argos |  |  |  | Covered PM Repair - Biomedical | MHHS-Mem City
NO | YES |  |  |  |  | 005-34803 | Skytron Div the KMW Group | MINI ARGOS |  | NSN | Memorial City-Labor & Delivery | MHHS-Mem City |  | Lamp, Surgical, Ceiling |  |  | 005-34803 | West | MHHS-Mem City | Memorial City-Labor & Delivery |  | 10/1/16 |  |  |  | LIGHTS, EXAMINATION |  | LAMPSURGCEILING-Skytron-Mini Argos | LAMPSURGCEILING | Mini Argos |  |  |  | Skytron | Lamp, Surgical, Ceiling |  |  | LAMPSURGCEILING-Skytron-Mini Argos | 2/24/14 |  |  | Covered PM Repair - Biomedical | MHHS-Mem City
NO | YES |  |  |  |  | 005-34804 | Skytron Div the KMW Group | MINI ARGOS |  | NSN | Memorial City-Labor & Delivery | MHHS-Mem City |  | Lamp, Surgical, Ceiling |  |  | 005-34804 | West | MHHS-Mem City | Memorial City-Labor & Delivery |  | 10/1/16 |  |  |  | LIGHTS, EXAMINATION |  | LAMPSURGCEILING-Skytron-Mini Argos | LAMPSURGCEILING | Mini Argos |  |  |  | Skytron | Lamp, Surgical, Ceiling |  |  | LAMPSURGCEILING-Skytron-Mini Argos |  |  |  | Covered PM Repair - Biomedical | MHHS-Mem City
NO | YES |  |  |  |  | 041-33401 | Skytron Div the KMW Group | MINI ARGOS |  | NSN | Memorial City-Labor & Delivery | MHHS-Mem City |  | Lamp, Surgical, Ceiling |  |  | 041-33401 | West | MHHS-Mem City | Memorial City-Labor & Delivery | 3M06 | 10/1/16 |  |  |  | LIGHTS, EXAMINATION |  | LAMPSURGCEILING-Skytron-Mini Argos | LAMPSURGCEILING | Mini Argos |  |  |  | Skytron | Lamp, Surgical, Ceiling |  |  | LAMPSURGCEILING-Skytron-Mini Argos |  |  |  | Covered PM Repair - Biomedical | MHHS-Mem City
NO | YES |  |  |  | 041-33205 | 041-33205 | Skytron Div the KMW Group | MINI ARGOS |  | NSN | Memorial City-Labor & Delivery | MHHS-Mem City |  | Lamp, Surgical, Ceiling |  | 041-33205 | 041-33205 | West | MHHS-Mem City | Memorial City-Labor & Delivery | Room 3M03 | 10/1/16 |  |  |  | LIGHTS, EXAMINATION |  | LAMPSURGCEILING-Skytron-Mini Argos | LAMPSURGCEILING | Mini Argos |  |  |  | Skytron | Lamp, Surgical, Ceiling |  |  | LAMPSURGCEILING-Skytron-Mini Argos |  |  |  | Covered PM Repair - Biomedical | MHHS-Mem City
NO | YES |  |  |  | 041-33198 | 041-33198 | Skytron Div the KMW Group | MINI ARGOS |  | NSN | Memorial City-Labor & Delivery | MHHS-Mem City |  | Lamp, Surgical, Ceiling |  | 041-33198 | 041-33198 | West | MHHS-Mem City | Memorial City-Labor & Delivery | Room 3M02 | 10/1/16 |  |  |  | LIGHTS, EXAMINATION |  | LAMPSURGCEILING-Skytron-Mini Argos | LAMPSURGCEILING | Mini Argos |  |  |  | Skytron | Lamp, Surgical, Ceiling |  |  | LAMPSURGCEILING-Skytron-Mini Argos | 12/1/19 |  |  | No Coverage Specified | MHHS-Mem City
NO | YES |  |  |  |  | 041-33406 | Skytron Div the KMW Group | MINI ARGOS |  | NSN | Memorial City-Labor & Delivery | MHHS-Mem City |  | Lamp, Surgical, Ceiling |  |  | 041-33406 | West | MHHS-Mem City | Memorial City-Labor & Delivery | 3M08 | 10/1/16 |  |  |  | LIGHTS, EXAMINATION |  | LAMPSURGCEILING-Skytron-Mini Argos | LAMPSURGCEILING | Mini Argos |  |  |  | Skytron | Lamp, Surgical, Ceiling |  |  | LAMPSURGCEILING-Skytron-Mini Argos | 4/30/14 |  |  | Covered PM Repair - Biomedical | MHHS-Mem City
NO | YES |  |  |  | 041-33199 | 041-33199 | Skytron Div the KMW Group | MINI ARGOS |  | NSN | Memorial City-Labor & Delivery | MHHS-Mem City |  | Lamp, Surgical, Ceiling |  | 041-33199 | 041-33199 | West | MHHS-Mem City | Memorial City-Labor & Delivery | Room 3M10 | 10/1/16 |  |  |  | LIGHTS, EXAMINATION |  | LAMPSURGCEILING-Skytron-Mini Argos | LAMPSURGCEILING | Mini Argos |  |  |  | Skytron | Lamp, Surgical, Ceiling |  |  | LAMPSURGCEILING-Skytron-Mini Argos | 4/30/14 |  |  | Covered PM Repair - Biomedical | MHHS-Mem City
NO | YES |  |  |  |  | 005-13212 | Skytron Div the KMW Group | MINI ARGOS |  | NSN | Memorial City-Labor & Delivery | MHHS-Mem City |  | Lamp, Surgical, Ceiling |  |  | 005-13212 | West | MHHS-Mem City | Memorial City-Labor & Delivery | 3M15 | 10/1/16 |  |  |  | LIGHTS, EXAMINATION |  | LAMPSURGCEILING-Skytron-Mini Argos | LAMPSURGCEILING | Mini Argos |  |  |  | Skytron | Lamp, Surgical, Ceiling |  |  | LAMPSURGCEILING-Skytron-Mini Argos | 7/8/19 |  |  | Covered PM Repair - Biomedical | MHHS-Mem City
NO | YES |  |  |  |  | 005-13214 | Skytron Div the KMW Group | MINI ARGOS |  | NSN | Memorial City-Labor & Delivery | MHHS-Mem City |  | Lamp, Surgical, Ceiling |  |  | 005-13214 | West | MHHS-Mem City | Memorial City-Labor & Delivery | 3M16 | 10/1/16 |  |  |  | LIGHTS, EXAMINATION |  | LAMPSURGCEILING-Skytron-Mini Argos | LAMPSURGCEILING | Mini Argos |  |  |  | Skytron | Lamp, Surgical, Ceiling |  |  | LAMPSURGCEILING-Skytron-Mini Argos | 8/31/18 |  |  | Covered PM Repair - Biomedical | MHHS-Mem City
NO | YES |  |  |  |  | 041-33941 | Skytron Div the KMW Group | MINI ARGOS |  | NSN | Memorial City-Labor & Delivery | MHHS-Mem City |  | Lamp, Surgical, Ceiling |  |  | 041-33941 | West | MHHS-Mem City | Memorial City-Labor & Delivery | OB ER in L | 10/1/16 |  |  |  | LIGHTS, EXAMINATION |  | LAMPSURGCEILING-Skytron-Mini Argos | LAMPSURGCEILING | Mini Argos |  |  |  | Skytron | Lamp, Surgical, Ceiling |  |  | LAMPSURGCEILING-Skytron-Mini Argos |  |  |  | Not Covered Vendor Only - Biomedical | MHHS-Mem City
NO | YES |  |  |  |  | 041-33715 | Skytron Div the KMW Group | MINI ARGOS |  | NSN | Memorial City-Labor & Delivery | MHHS-Mem City |  | Lamp, Surgical, Ceiling |  |  | 041-33715 | West | MHHS-Mem City | Memorial City-Labor & Delivery | OB ER Office | 10/1/16 |  |  |  | LIGHTS, EXAMINATION |  | LAMPSURGCEILING-Skytron-Mini Argos | LAMPSURGCEILING | Mini Argos |  |  |  | Skytron | Lamp, Surgical, Ceiling |  |  | LAMPSURGCEILING-Skytron-Mini Argos | 8/31/18 |  |  | Covered PM Repair - Biomedical | MHHS-Mem City
NO | YES |  |  |  | 005-13192 | 005-13192 | Skytron Div the KMW Group | MINI ARGOS |  | NSN | Memorial City-Labor & Delivery | MHHS-Mem City |  | Lamp, Surgical, Ceiling |  | 005-13192 | 005-13192 | West | MHHS-Mem City | Memorial City-Labor & Delivery | Room3 | 10/1/16 |  |  |  | LIGHTS, EXAMINATION |  | LAMPSURGCEILING-Skytron-Mini Argos | LAMPSURGCEILING | Mini Argos |  |  |  | Skytron | Lamp, Surgical, Ceiling |  |  | LAMPSURGCEILING-Skytron-Mini Argos | 8/31/18 |  |  | Covered PM Repair - Biomedical | MHHS-Mem City
NO | YES |  |  |  |  | 041-33943 | Skytron Div the KMW Group | MINI ARGOS |  | NSN | Memorial City-Labor & Delivery | MHHS-Mem City |  | Lamp, Surgical, Ceiling |  |  | 041-33943 | West | MHHS-Mem City | Memorial City-Labor & Delivery | OB ER in L | 10/1/16 |  |  |  | LIGHTS, EXAMINATION |  | LAMPSURGCEILING-Skytron-Mini Argos | LAMPSURGCEILING | Mini Argos |  |  |  | Skytron | Lamp, Surgical, Ceiling |  |  | LAMPSURGCEILING-Skytron-Mini Argos | 8/31/18 |  |  | Covered PM Repair - Biomedical | MHHS-Mem City
NO | YES |  |  |  |  | 041-33942 | Skytron Div the KMW Group | MINI ARGOS |  | NSN | Memorial City-Labor & Delivery | MHHS-Mem City |  | Lamp, Surgical, Ceiling |  |  | 041-33942 | West | MHHS-Mem City | Memorial City-Labor & Delivery | OB ER in L | 10/1/16 |  |  |  | LIGHTS, EXAMINATION |  | LAMPSURGCEILING-Skytron-Mini Argos | LAMPSURGCEILING | Mini Argos |  |  |  | Skytron | Lamp, Surgical, Ceiling |  |  | LAMPSURGCEILING-Skytron-Mini Argos | 8/31/18 |  |  | Covered PM Repair - Biomedical | MHHS-Mem City
NO | YES |  |  |  |  | 041-33683 | Skytron Div the KMW Group | MINI ARGOS |  | NSN | Memorial City-Labor & Delivery | MHHS-Mem City |  | Lamp, Surgical, Ceiling |  |  | 041-33683 | West | MHHS-Mem City | Memorial City-Labor & Delivery | 3M09 | 10/1/16 |  |  |  | LIGHTS, EXAMINATION |  | LAMPSURGCEILING-Skytron-Mini Argos | LAMPSURGCEILING | Mini Argos |  |  |  | Skytron | Lamp, Surgical, Ceiling |  |  | LAMPSURGCEILING-Skytron-Mini Argos | 8/31/18 |  |  | Covered PM Repair - Biomedical | MHHS-Mem City
NO | YES |  |  |  |  | 041-33682 | Skytron Div the KMW Group | MINI ARGOS |  | NSN | Memorial City-Labor & Delivery | MHHS-Mem City |  | Lamp, Surgical, Ceiling |  |  | 041-33682 | West | MHHS-Mem City | Memorial City-Labor & Delivery | 3M12 | 10/1/16 |  |  |  | LIGHTS, EXAMINATION |  | LAMPSURGCEILING-Skytron-Mini Argos | LAMPSURGCEILING | Mini Argos |  |  |  | Skytron | Lamp, Surgical, Ceiling |  |  | LAMPSURGCEILING-Skytron-Mini Argos | 11/3/15 |  |  | Covered PM Repair - Biomedical | MHHS-Mem City
NO | NO | [5 empty] | Skytron Div the KMW Group | MINI ARGOS |  | N/A | MEMORIAL CITY - LABOR & DELIVERY | MHHS-Mem City |  | Lamp, Surgical, Ceiling |  |  |  | West & Memorial City |  | MEMORIAL CITY - LABOR & DELIVERY | [5 empty] | LIGHTS, EXAMINATION |  | LAMPSURGCEILING-Skytron-Mini Argos | LAMPSURGCEILING | Mini Argos |  |  |  | Skytron | Lamp, Surgical, Ceiling |  |  | LAMPSURGCEILING-Skytron-Mini Argos |  |  |  | Covered PM Repair - Biomedical | MHHS-Mem City
NO | NO | [5 empty] | Skytron Div the KMW Group | MINI ARGOS |  | N/A | MEMORIAL CITY - LABOR & DELIVERY | MHHS-Mem City |  | Lamp, Surgical, Ceiling |  |  |  | West & Memorial City |  | MEMORIAL CITY - LABOR & DELIVERY | [5 empty] | LIGHTS, EXAMINATION |  | LAMPSURGCEILING-Skytron-Mini Argos | LAMPSURGCEILING | Mini Argos |  |  |  | Skytron | Lamp, Surgical, Ceiling |  |  | LAMPSURGCEILING-Skytron-Mini Argos |  |  |  | Covered PM Repair - Biomedical | MHHS-Mem City
NO | NO | [5 empty] | Skytron Div the KMW Group | MINI ARGOS |  | N/A | MEMORIAL CITY - LABOR & DELIVERY | MHHS-Mem City |  | Lamp, Surgical, Ceiling |  |  |  | West & Memorial City |  | MEMORIAL CITY - LABOR & DELIVERY | [5 empty] | LIGHTS, EXAMINATION |  | LAMPSURGCEILING-Skytron-Mini Argos | LAMPSURGCEILING | Mini Argos |  |  |  | Skytron | Lamp, Surgical, Ceiling |  |  | LAMPSURGCEILING-Skytron-Mini Argos |  |  |  | Covered PM Repair - Biomedical | MHHS-Mem City
NO | NO | [5 empty] | Skytron Div the KMW Group | MINI ARGOS |  | N/A | MEMORIAL CITY - LABOR & DELIVERY | MHHS-Mem City |  | Lamp, Surgical, Ceiling |  |  |  | West & Memorial City |  | MEMORIAL CITY - LABOR & DELIVERY | [5 empty] | LIGHTS, EXAMINATION |  | LAMPSURGCEILING-Skytron-Mini Argos | LAMPSURGCEILING | Mini Argos |  |  |  | Skytron | Lamp, Surgical, Ceiling |  |  | LAMPSURGCEILING-Skytron-Mini Argos |  |  |  | Covered PM Repair - Biomedical | MHHS-Mem City
NO | NO | [5 empty] | Skytron Div the KMW Group | MINI ARGOS |  | N/A | MEMORIAL CITY - LABOR & DELIVERY | MHHS-Mem City |  | Lamp, Surgical, Ceiling |  |  |  | West & Memorial City |  | MEMORIAL CITY - LABOR & DELIVERY | [5 empty] | LIGHTS, EXAMINATION |  | LAMPSURGCEILING-Skytron-Mini Argos | LAMPSURGCEILING | Mini Argos |  |  |  | Skytron | Lamp, Surgical, Ceiling |  |  | LAMPSURGCEILING-Skytron-Mini Argos |  |  |  | Covered PM Repair - Biomedical | MHHS-Mem City
NO | NO | [5 empty] | Skytron Div the KMW Group | MINI ARGOS |  | N/A | MEMORIAL CITY - LABOR & DELIVERY | MHHS-Mem City |  | Lamp, Surgical, Ceiling |  |  |  | West & Memorial City |  | MEMORIAL CITY - LABOR & DELIVERY | [5 empty] | LIGHTS, EXAMINATION |  | LAMPSURGCEILING-Skytron-Mini Argos | LAMPSURGCEILING | Mini Argos |  |  |  | Skytron | Lamp, Surgical, Ceiling |  |  | LAMPSURGCEILING-Skytron-Mini Argos |  |  |  | Covered PM Repair - Biomedical | MHHS-Mem City
NO | NO | [5 empty] | Skytron Div the KMW Group | MINI ARGOS |  | N/A | MEMORIAL CITY - LABOR & DELIVERY | MHHS-Mem City |  | Lamp, Surgical, Ceiling |  |  |  | West & Memorial City |  | MEMORIAL CITY - LABOR & DELIVERY | [5 empty] | LIGHTS, EXAMINATION |  | LAMPSURGCEILING-Skytron-Mini Argos | LAMPSURGCEILING | Mini Argos |  |  |  | Skytron | Lamp, Surgical, Ceiling |  |  | LAMPSURGCEILING-Skytron-Mini Argos |  |  |  | Covered PM Repair - Biomedical | MHHS-Mem City
NO | NO | [5 empty] | Skytron Div the KMW Group | MINI ARGOS |  | N/A | MEMORIAL CITY - LABOR & DELIVERY | MHHS-Mem City |  | Lamp, Surgical, Ceiling |  |  |  | West & Memorial City |  | MEMORIAL CITY - LABOR & DELIVERY | [5 empty] | LIGHTS, EXAMINATION |  | LAMPSURGCEILING-Skytron-Mini Argos | LAMPSURGCEILING | Mini Argos |  |  |  | Skytron | Lamp, Surgical, Ceiling |  |  | LAMPSURGCEILING-Skytron-Mini Argos |  |  |  | Covered PM Repair - Biomedical | MHHS-Mem City
NO | NO |  |  |  | 145-00862 |  | Skytron Div the KMW Group | PM48 |  | 1309-715-03-0-0398 | PEARLAND - EMERGENCY CENTER | MHHS-Pearland Hospital |  |  |  | 145-00862 |  | Pearland |  | PEARLAND - EMERGENCY CENTER | [5 empty] | SURGICAL FACILITY BOOM, CEILING-MOUNTED |  | .needs class | [13 empty] | Covered PM Repair - Biomedical | MHHS-Pearland Hospital
NO | NO |  |  |  | 145-00869 |  | Skytron Div the KMW Group | PM48 |  | 1309-715-03-0-0393 | PEARLAND - EMERGENCY CENTER | MHHS-Pearland Hospital |  |  |  | 145-00869 |  | Pearland |  | PEARLAND - EMERGENCY CENTER | [5 empty] | SURGICAL FACILITY BOOM, CEILING-MOUNTED |  | .needs class | [13 empty] | Covered PM Repair - Biomedical | MHHS-Pearland Hospital
NO | NO |  |  |  | 145-00872 |  | Skytron Div the KMW Group | PM48 |  | 1309-715-03-0-0397 | PEARLAND - EMERGENCY CENTER | MHHS-Pearland Hospital |  |  |  | 145-00872 |  | Pearland |  | PEARLAND - EMERGENCY CENTER | [5 empty] | SURGICAL FACILITY BOOM, CEILING-MOUNTED |  | .needs class | [13 empty] | Covered PM Repair - Biomedical | MHHS-Pearland Hospital
NO | YES |  |  |  | 145-00268 | 145-00268 | Skytron Div the KMW Group | SKYTEK SS2207-J2G |  | 353301M | Pearland-Emergency Center | MHHS-Pearland Hospital |  |  |  | 145-00268 | 145-00268 | Pearland | MHHS-Pearland Hospital | Pearland-Emergency Center | Nursing | 5/1/19 | 5/1/20 |  |  | WARMING UNITS, MULTIPURPOSE |  | .needs class | [13 empty] | Covered PM Repair - Biomedical | MHHS-Pearland Hospital
NO | YES |  |  |  | 041-20026 | 041-20026 | Skytron Div the KMW Group | SPECTRA AUT1 LED EXAMINATION LIGHT |  | 2015-03-0639 | CY-ER | MHHS-Cypress |  |  |  | 041-20026 | 041-20026 | Northwest | MHHS-Cypress | CY-ER | M1 401 | 2/1/16 |  |  |  | LIGHTS, EXAMINATION |  | .needs class | [10 empty] | 8/19/15 |  |  | Covered PM Repair - Radiology, Low End | MHHS-Cypress
NO | YES |  |  |  | 151-02508 | 151-02508 | Skytron Div the KMW Group | SPECTRA AUT1 LED EXAMINATION LIGHT |  | 2015-03-0122-0645 | CY-ER | MHHS-Cypress |  |  |  | 151-02508 | 151-02508 | Northwest | MHHS-Cypress | CY-ER | Equipment storage | 10/1/17 |  |  | One time inspection only | LIGHTS, EXAMINATION |  | .needs class | [10 empty] | 8/19/15 |  |  | Covered PM Repair - Radiology, Low End | MHHS-Cypress
NO | YES |  |  |  | 129-06150 | 129-06150 | Skytron Div the KMW Group | SPECTRA AUT1 LED EXAMINATION LIGHT |  | 2015-02-0102 | SP CCC - (SL) - EMERGENCY ROOM | MHHS-Sienna Plantation CCC |  |  |  | 129-06150 | 129-06150 | Sugar Land | MHHS-Others | SP CCC - (SL) - EMERGENCY ROOM | Hall | 5/1/18 | 5/1/19 |  |  | LIGHTS, EXAMINATION |  | .needs class | [10 empty] | 1/1/21 |  |  | Not Covered Vendor Only - Rad, High End | MHHS-Sienna Plantation CCC
NO | YES |  |  |  | 074-05870 | 074-05870 | Skytron Div the KMW Group | SPECTRA AUT1 LED EXAMINATION LIGHT |  | 2018-03-2097 | TMC-Cath Lab-Adult (2Hvi) | MHHS-TMC |  |  |  | 074-05870 | 074-05870 | TMC | MHHS-TMC | TMC-Cath Lab-Adult (2Hvi) | TMC - CATH LAB - ADULT (2HVI)q | 12/1/19 |  | 12/1/20 |  | LIGHTS, EXAMINATION |  | .needs class | [13 empty] | Not Covered Vendor Only - Lab Ana/Anes | MHHS-TMC
NO | YES |  |  |  | 029-12279 | 029-12279 | Skytron Div the KMW Group | SPECTRA AUT1 LED EXAMINATION LIGHT |  | 2017-01-0190 | Woodlands-Birth Center | MHHS-Woodlands |  |  |  | 029-12279 | 029-12279 | Woodlands | MHHS-Woodlands | Woodlands-Birth Center | Equipment Room - Pod 4 |  |  |  | ?AuOne time inspection?Au sticker | LIGHTS, EXAMINATION |  | .needs class | [13 empty] | Covered PM Repair - Biomedical | MHHS-Woodlands
NO | YES |  |  |  | 145-00722 | 145-00722 | Skytron Div the KMW Group | SS2205-J2 |  | 030401M | Pearland-Radiology | MHHS-Pearland Hospital |  |  |  | 145-00722 | 145-00722 | Pearland | MHHS-Pearland Hospital | Pearland-Radiology | Shell floor | 5/1/19 | 5/1/20 |  |  | WARMING UNITS, MULTIPURPOSE |  | .needs class | [13 empty] | Covered PM Repair - Radiology, Low End | MHHS-Pearland Hospital
NO | YES |  |  |  | 929-01302 | 929-01302 | Skytron Div the KMW Group | ST9 |  |  | MH MG-(PL)-Pearland Multi-Specialty (Mp 2) | MHHS-MG |  |  |  | 929-01302 | 929-01302 | Pearland | MHHS-MG | MH MG-(PL)-Pearland Multi-Specialty (Mp 2) | Exam 10 | 2/1/19 |  |  |  | LIGHTS, EXAMINATION |  | .needs class | [13 empty] | Covered PM Repair - Biomedical | MHHS-MG
NO | NO |  |  |  | 145-00852 |  | Skytron Div the KMW Group | ST9 |  |  | PEARLAND - EMERGENCY CENTER | MHHS-Pearland Hospital |  |  |  | 145-00852 |  | Pearland |  | PEARLAND - EMERGENCY CENTER | [5 empty] | LIGHTS, EXAMINATION |  | .needs class | [13 empty] | Covered PM Repair - Biomedical | MHHS-Pearland Hospital
NO | NO |  |  |  | 145-00853 |  | Skytron Div the KMW Group | ST9 |  |  | PEARLAND - EMERGENCY CENTER | MHHS-Pearland Hospital |  |  |  | 145-00853 |  | Pearland |  | PEARLAND - EMERGENCY CENTER | [5 empty] | LIGHTS, EXAMINATION |  | .needs class | [13 empty] | Covered PM Repair - Biomedical | MHHS-Pearland Hospital
NO | NO |  |  |  | 145-00854 |  | Skytron Div the KMW Group | ST9 |  |  | PEARLAND - EMERGENCY CENTER | MHHS-Pearland Hospital |  |  |  | 145-00854 |  | Pearland |  | PEARLAND - EMERGENCY CENTER | [5 empty] | LIGHTS, EXAMINATION |  | .needs class | [13 empty] | Covered PM Repair - Biomedical | MHHS-Pearland Hospital
NO | NO |  |  |  | 142-07358 |  | Skytron Div the KMW Group | STD |  |  | NE - LABOR & DELIVERY | MHHS-Northeast |  |  |  | 142-07358 |  | Katy |  | NE - LABOR & DELIVERY | [5 empty] | LIGHTS, SURGICAL |  | .needs class | [13 empty] | Covered PM Repair - Biomedical | MHHS-Northeast
NO | YES |  |  |  | 129-07712 | 129-07712 | Skytron Div the KMW Group | STELLAR SERIES |  | 2018-05-1352/2018-05-1340 | Sugar Land-OR | MHHS-Sugarland |  |  |  | 129-07712 | 129-07712 | Sugar Land | MHHS-Sugarland | Sugar Land-OR | OR 2 | 12/1/19 |  |  |  | LIGHTS, SURGICAL |  | .needs class | [13 empty] | Covered PM Repair - Biomedical | MHHS-Sugarland
NO | YES |  |  |  | 129-07713 | 129-07713 | Skytron Div the KMW Group | STELLAR SERIES |  | 2018-06-1424/2018-05-1341 | Sugar Land-OR | MHHS-Sugarland |  |  |  | 129-07713 | 129-07713 | Sugar Land | MHHS-Sugarland | Sugar Land-OR | OR 4 | 12/1/19 |  |  |  | LIGHTS, SURGICAL |  | .needs class | [10 empty] | 8/2/17 |  |  | Covered PM Repair - Biomedical | MHHS-Sugarland
NO | YES |  |  |  | 129-07714 | 129-07714 | Skytron Div the KMW Group | STELLAR SERIES |  | 2018-05-1351/2018-05-1354 | Sugar Land-OR | MHHS-Sugarland |  |  |  | 129-07714 | 129-07714 | Sugar Land | MHHS-Sugarland | Sugar Land-OR | OR | 12/1/19 |  |  |  | LIGHTS, SURGICAL |  | .needs class | [13 empty] | Covered PM Repair - Biomedical | MHHS-Sugarland
NO | YES |  |  |  | 129-07715 | 129-07715 | Skytron Div the KMW Group | STELLAR SERIES |  | 2018-05-1347/2018-051346 | Sugar Land-OR | MHHS-Sugarland |  |  |  | 129-07715 | 129-07715 | Sugar Land | MHHS-Sugarland | Sugar Land-OR | OR | 5/1/19 |  |  |  | LIGHTS, SURGICAL |  | .needs class | [10 empty] | 4/12/17 |  |  | Covered PM Repair - Biomedical | MHHS-Sugarland
NO | YES |  |  |  | 129-07716 | 129-07716 | Skytron Div the KMW Group | STELLAR SERIES |  | 2018-06-1432/2018-06-1430 | Sugar Land-OR | MHHS-Sugarland |  |  |  | 129-07716 | 129-07716 | Sugar Land | MHHS-Sugarland | Sugar Land-OR | OR 6 | 5/1/19 |  |  |  | LIGHTS, SURGICAL |  | .needs class | [13 empty] | Covered PM Repair - Biomedical | MHHS-Sugarland
NO | NO |  |  |  | 129-02745 |  | Skytron Div the KMW Group | STELLAR SERIES |  |  | SUGAR LAND - OR | MHHS-Sugarland |  |  |  | 129-02745 |  | Sugar Land |  | SUGAR LAND - OR | [5 empty] | LIGHTS, SURGICAL |  | .needs class | [13 empty] | Covered PM Repair - Biomedical | MHHS-Sugarland
NO | NO |  |  |  | 129-02750 |  | Skytron Div the KMW Group | STELLAR SERIES |  |  | SUGAR LAND - OR | MHHS-Sugarland |  |  |  | 129-02750 |  | Sugar Land |  | SUGAR LAND - OR | [5 empty] | LIGHTS, SURGICAL |  | .needs class | [13 empty] | Covered PM Repair - Biomedical | MHHS-Sugarland
NO | NO |  |  |  | 129-02755 |  | Skytron Div the KMW Group | STELLAR SERIES |  |  | SUGAR LAND - OR | MHHS-Sugarland |  |  |  | 129-02755 |  | Sugar Land |  | SUGAR LAND - OR | [5 empty] | LIGHTS, SURGICAL |  | .needs class | [13 empty] | Covered PM Repair - Biomedical | MHHS-Sugarland
NO | NO |  |  |  | 129-02756 |  | Skytron Div the KMW Group | STELLAR SERIES |  |  | SUGAR LAND - OR | MHHS-Sugarland |  |  |  | 129-02756 |  | Sugar Land |  | SUGAR LAND - OR | [5 empty] | LIGHTS, SURGICAL |  | .needs class | [13 empty] | Covered PM Repair - Biomedical | MHHS-Sugarland
NO | NO |  |  |  | 129-04650 |  | Skytron Div the KMW Group | STELLAR SERIES |  |  | SUGAR LAND - OR | MHHS-Sugarland |  |  |  | 129-04650 |  | Sugar Land |  | SUGAR LAND - OR | [5 empty] | LIGHTS, SURGICAL |  | .needs class | [13 empty] | Covered PM Repair - Biomedical | MHHS-Sugarland
NO | NO |  |  |  | 129-04652 |  | Skytron Div the KMW Group | STELLAR SERIES |  |  | SUGAR LAND - OR | MHHS-Sugarland |  |  |  | 129-04652 |  | Sugar Land |  | SUGAR LAND - OR | [5 empty] | LIGHTS, SURGICAL |  | .needs class | [13 empty] | Covered PM Repair - Biomedical | MHHS-Sugarland
NO | YES |  |  |  | 069-47314 | 069-47314 | Skytron Div the KMW Group | SV 0000 |  | V16384 | TMC-Sarofim 3-OR | MHHS-TMC |  | System, Evacuation, Smoke |  | 069-47314 | 069-47314 | TMC | MHHS-TMC | TMC-Sarofim 3-OR | Sarofim OR 3 |  |  |  |  | SMOKE EVACUATION SYSTEMS, SURGICAL |  | SYSEVACSMOKE-SKYTRON-SV0000 | SYSEVACSMOKE | SV0000 |  |  |  | SKYTRON | System, Evacuation, Smoke |  |  | SYSEVACSMOKE-SKYTRON-SV0000 |  |  |  | Covered PM Repair - Biomedical | MHHS-TMC
NO | YES |  |  |  | 069-47703 | 069-47703 | Skytron Div the KMW Group | SV 0000 |  | V17364 | TMC-OR-Hermann (2Hp) | MHHS-TMC |  | System, Evacuation, Smoke |  | 069-47703 | 069-47703 | TMC | MHHS-TMC | TMC-OR-Hermann (2Hp) | OR 36 |  |  |  |  | SMOKE EVACUATION SYSTEMS, SURGICAL |  | SYSEVACSMOKE-SKYTRON-SV0000 | SYSEVACSMOKE | SV0000 |  |  |  | SKYTRON | System, Evacuation, Smoke |  |  | SYSEVACSMOKE-SKYTRON-SV0000 | 6/15/20 |  |  | Not Covered Vendor Only - Biomedical | MHHS-TMC
NO | YES |  |  |  | 069-47842 | 069-47842 | Skytron Div the KMW Group | SV 0000 |  | V16382 | Memorial Hermann- Texas Medcal Center- OR | MHHS-TMC |  | System, Evacuation, Smoke |  | 069-47842 | 069-47842 | TMC | TMC | Memorial Hermann- Texas Medcal Center- OR | OR34 | 11/1/19 |  | 11/1/20 |  | SMOKE EVACUATION SYSTEMS, SURGICAL |  | SYSEVACSMOKE-SKYTRON-SV0000 | SYSEVACSMOKE | SV0000 |  |  |  | SKYTRON | System, Evacuation, Smoke |  |  | SYSEVACSMOKE-SKYTRON-SV0000 |  |  |  | Covered PM Repair - Biomedical | MHHS-TMC
NO | YES |  |  |  | 069-47849 | 069-47849 | Skytron Div the KMW Group | SV 0000 |  | V16371 | TMC-Sarofim 3-OR | MHHS-TMC |  | System, Evacuation, Smoke |  | 069-47849 | 069-47849 | TMC | MHHS-TMC | TMC-Sarofim 3-OR | OR 40 | 12/1/19 |  | 12/1/20 |  | SMOKE EVACUATION SYSTEMS, SURGICAL |  | SYSEVACSMOKE-SKYTRON-SV0000 | SYSEVACSMOKE | SV0000 |  |  |  | SKYTRON | System, Evacuation, Smoke |  |  | SYSEVACSMOKE-SKYTRON-SV0000 |  |  |  | Covered PM Repair - Biomedical | MHHS-TMC
NO | NO |  |  |  | 069-47836 |  | Skytron Div the KMW Group | SV 0000 |  | V16380 | TMC - SAROFIM 2 - OR | MHHS-TMC |  | System, Evacuation, Smoke |  | 069-47836 |  | TMC |  | TMC - SAROFIM 2 - OR | [5 empty] | SMOKE EVACUATION SYSTEMS, SURGICAL |  | SYSEVACSMOKE-SKYTRON-SV0000 | SYSEVACSMOKE | SV0000 |  |  |  | SKYTRON | System, Evacuation, Smoke |  |  | SYSEVACSMOKE-SKYTRON-SV0000 |  |  |  | Covered PM Repair - Biomedical | MHHS-TMC
NO | NO |  |  |  | 069-47319 |  | Skytron Div the KMW Group | SV 0000 |  | V17360 | TMC - SAROFIM 3 - OR | MHHS-TMC |  | System, Evacuation, Smoke |  | 069-47319 |  | TMC |  | TMC - SAROFIM 3 - OR | [5 empty] | SMOKE EVACUATION SYSTEMS, SURGICAL |  | SYSEVACSMOKE-SKYTRON-SV0000 | SYSEVACSMOKE | SV0000 |  |  |  | SKYTRON | System, Evacuation, Smoke |  |  | SYSEVACSMOKE-SKYTRON-SV0000 |  |  |  | Covered PM Repair - Biomedical | MHHS-TMC
NO | NO |  |  |  | 069-47635 |  | Skytron Div the KMW Group | SV 0000 |  | V17368 | TMC - SAROFIM 3 - OR | MHHS-TMC |  | System, Evacuation, Smoke |  | 069-47635 |  | TMC |  | TMC - SAROFIM 3 - OR | [5 empty] | SMOKE EVACUATION SYSTEMS, SURGICAL |  | SYSEVACSMOKE-SKYTRON-SV0000 | SYSEVACSMOKE | SV0000 |  |  |  | SKYTRON | System, Evacuation, Smoke |  |  | SYSEVACSMOKE-SKYTRON-SV0000 |  |  |  | Covered PM Repair - Biomedical | MHHS-TMC
NO | YES |  |  |  | 005-09550 | 005-09550 | Skytron Div the KMW Group | ULTRASLIDE 3600B |  | 3600B-SUN-12L-2268 | Pearland-OR | MHHS-Pearland Hospital |  | Table, Surgical, Electric |  | 005-09550 | 005-09550 | Pearland | MHHS-Pearland Hospital | Pearland-OR | OR 2 Stretcher Parking | 9/1/19 | 3/1/20 |  |  | TABLES, OPERATING | Table, Surgical, Electric | TABLESURGICALELECT-Skytron-Ultraslide 3600B | TABLESURGICALELECT | Ultraslide 3600B |  |  |  | Skytron | Table, Surgical, Electric |  |  | TABLESURGICALELECT-Skytron-Ultraslide 3600B | 2/13/20 |  | TSE-A | Not Covered Vendor Only - Biomedical | MHHS-Pearland Hospital | [8 empty] | TABLESURGICALELECT | Table, Surgical, Electric | Skytron
NO | YES |  |  |  | 005-08710 | 005-08710 | Skytron Div the KMW Group | ULTRASLIDE 3600B |  | 3600B-11H-1755 | SE-OR | MHHS-Southeast |  | Table, Surgical, Electric |  | 005-08710 | 005-08710 | Southeast | MHHS-Southeast | SE-OR | SE -OR | 1/1/20 |  | 7/1/20 |  | TABLES, OPERATING |  | TABLESURGICALELECT-Skytron-Ultraslide 3600B | TABLESURGICALELECT | Ultraslide 3600B |  |  |  | Skytron | Table, Surgical, Electric |  |  | TABLESURGICALELECT-Skytron-Ultraslide 3600B | 2/13/20 |  |  | Not Covered Vendor Only - Biomedical | MHHS-Southeast
NO | YES |  |  |  | 005-08883 | 005-08883 | Skytron Div the KMW Group | ULTRASLIDE 3600B |  | 3600B-11K-1830 | SE-OR | MHHS-Southeast |  | Table, Surgical, Electric |  | 005-08883 | 005-08883 | Southeast | MHHS-Southeast | SE-OR | Hall | 8/1/19 |  | 2/1/20 |  | TABLES, OPERATING |  | TABLESURGICALELECT-Skytron-Ultraslide 3600B | TABLESURGICALELECT | Ultraslide 3600B |  |  |  | Skytron | Table, Surgical, Electric |  |  | TABLESURGICALELECT-Skytron-Ultraslide 3600B | 2/13/20 |  |  | Not Covered Vendor Only - Biomedical | MHHS-Southeast
NO | YES |  |  |  | 005-09414 | 005-09414 | Skytron Div the KMW Group | ULTRASLIDE 3600B |  | 3600B-SUN-12I-2256 | SE-OR | MHHS-Southeast |  | Table, Surgical, Electric |  | 005-09414 | 005-09414 | Southeast | MHHS-Southeast | SE-OR | OR 1 | 7/1/19 |  | 7/1/20 |  | TABLES, OPERATING |  | TABLESURGICALELECT-Skytron-Ultraslide 3600B | TABLESURGICALELECT | Ultraslide 3600B |  |  |  | Skytron | Table, Surgical, Electric |  |  | TABLESURGICALELECT-Skytron-Ultraslide 3600B | 2/13/20 |  |  | Not Covered Vendor Only - Biomedical | MHHS-Southeast
NO | YES |  |  |  | 005-09627 | 005-09627 | Skytron Div the KMW Group | ULTRASLIDE 3600B |  | 3600B-SUN-12I-2261 | SE-OR | MHHS-Southeast |  | Table, Surgical, Electric |  | 005-09627 | 005-09627 | Southeast | MHHS-Southeast | SE-OR | SE - OR | 7/1/19 |  | 7/1/20 |  | TABLES, OPERATING |  | TABLESURGICALELECT-Skytron-Ultraslide 3600B | TABLESURGICALELECT | Ultraslide 3600B |  |  |  | Skytron | Table, Surgical, Electric |  |  | TABLESURGICALELECT-Skytron-Ultraslide 3600B | 2/13/20 |  |  | Not Covered Vendor Only - Biomedical | MHHS-Southeast
NO | YES |  |  |  | 069-39398 | 069-39398 | Skytron Div the KMW Group | ULTRASLIDE 3600B |  | SUC-2013X-0173 | TMC-Sarofim 3-OR | MHHS-TMC |  | Table, Surgical, Electric |  | 069-39398 | 069-39398 | TMC | MHHS-TMC | TMC-Sarofim 3-OR | OR3 | 12/1/19 |  |  |  | TABLES, OPERATING |  | TABLESURGICALELECT-Skytron-Ultraslide 3600B | TABLESURGICALELECT | Ultraslide 3600B |  |  |  | Skytron | Table, Surgical, Electric |  |  | TABLESURGICALELECT-Skytron-Ultraslide 3600B | 2/13/20 |  |  | Not Covered Vendor Only - Biomedical | MHHS-TMC
NO | YES |  |  |  | 142-09126 | 142-09126 | Smart Caregiver Corp | PRO-TF300 |  |  | Pre admission |  |  |  |  | 142-09126 | 142-09126 | Sugar Land | MH sugar lane hospital | Pre admission | Room 3
YES | YES |  |  |  | 029-13316 | 029-13316 | Smart Caregiver Corp | PRO-TF300 |  |  | OB / LD |  |  |  |  | 029-13316 | 029-13316 | Woodlands | Memorial Hermann Hospital Woodlands | OB / LD | Nurse Station | [6 empty] | THERMOMETERINFRARED-Thermomedics-Pro-TF300
YES | YES |  |  |  | 074-06328 | 074-06328 | Smart Caregiver Corp | Pro-TF300 |  |  | WOODLANDS - BIRTH CENTER |  |  |  |  | 074-06328 | 074-06328 |  |  | WOODLANDS - BIRTH CENTER | Nursing station | [6 empty] | THERMOMETERINFRARED-Thermomedics-Pro-TF300
YES | YES |  |  |  | 074-06330 | 074-06330 | Smart Caregiver Corp | Pro-TF300 |  |  | WOODLANDS - BIRTH CENTER |  |  |  |  | 074-06330 | 074-06330 |  |  | WOODLANDS - BIRTH CENTER | Nursing station | [6 empty] | THERMOMETERINFRARED-Thermomedics-Pro-TF300
YES | YES |  |  |  | 074-06331 | 074-06331 | Smart Caregiver Corp | Pro-TF300 |  |  | WOODLANDS - BIRTH CENTER |  |  |  |  | 074-06331 | 074-06331 |  |  | WOODLANDS - BIRTH CENTER | Nursing station | [6 empty] | THERMOMETERINFRARED-Thermomedics-Pro-TF300
YES | YES |  |  |  | 009-33251 | 009-33251 | Smart Caregiver Corp | Pro-TF300 |  | 124111452000701D | SW-Labor |  |  |  |  | 009-33251 | 009-33251 | Southwest | Memorial Hermann Southwest Hospital | SW-Labor
YES | YES |  |  |  | 005-33263 | 005-33263 | Smart Caregiver Corp | TF 300 |  |  | Day Surgery |  |  |  |  | 005-33263 | 005-33263 | Sugar Land | Memorial Hermann Sugar Land Hospital | Day Surgery | Day surgery
YES | YES | [5 empty] | Smart Caregiver Corp | TF-300 |  |  | WOODLANDS - BIRTH CENTER | [6 empty] | Woodlands | Memorial Hermann The Woodlands Medical Center | WOODLANDS - BIRTH CENTER | Birth Center
YES | YES |  |  |  | 005-33265 | 005-33265 | Smart Caregiver Corp | TF300 |  | 124111845001239A | Day Surgery |  |  |  |  | 005-33265 | 005-33265 | Sugar Land | Memorial Hermann Sugar Land Hospital | Day Surgery | Day Surgery
YES | YES | [5 empty] | Smart Caregiver Corp | TF300 |  |  | PACU | [6 empty] | Sugar Land | Memorial Hermann Sugar Land Hospital | PACU | PACU
YES | YES | [5 empty] | Smart Caregiver Corp | TF300 |  |  | TMC - OR - ROBERTSON (2R) | [6 empty] | TMC | Memorial Hermann-Texas Medical Center | TMC - OR - ROBERTSON (2R) | OR - ROBERTSON (2R)
YES | YES |  |  |  | Yggdrasil |  | Smart Caregiver Corp | TF300 |  |  | PACU |  |  |  |  | Yggdrasil |  | Sugar Land | Memorial Hermann Sugar Land Hospital | PACU | PACI
YES | YES |  |  |  | rhythm |  | Smart Caregiver Corp | TF300 |  |  | Endoscopy |  |  |  |  | rhythm |  | Sugar Land | Memorial Hermann Sugar Land Hospital | Endoscopy | Endoscopy
YES | YES | [5 empty] | Smart Caregiver Corp | TF300 |  |  | Rndoscopy | [6 empty] | Sugar Land | Memorial Hermann Sugar Land Hospital | Rndoscopy | Endoscopy
YES | YES |  |  |  | 099-14992 | 099-14992 | Smart Caregiver Corp | Tf300 |  |  | SW - Biomed |  |  |  |  | 099-14992 | 099-14992 | Southwest | Memorial Hermann Southwest Hospital | SW - Biomed | Biomed | 3/1/20 |  | 3/1/20 | Not working
YES | YES |  |  |  | 129-31680 | 129-31680 | Smart Caregiver Corp | TL-2100E |  | 124111845001169C | Day Surgery |  |  |  |  | 129-31680 | 129-31680 | Sugar Land | Memorial Hermann Sugar Land Hospital | Day Surgery | Day Surgery
NO | NO | [5 empty] | SMARTPRO | SMART 700DV |  |  | GH - LABORATORY | MHHS-Greater Heights | [5 empty] | Central & Greater Heights |  | GH - LABORATORY | [5 empty] | POWER SYSTEMS, UNINTERRUPTIBLE |  | .needs class | [13 empty] | Covered PM Repair - Biomedical | MHHS-Greater Heights
YES | YES |  |  |  |  | 099-02093 | Smission-Cartledge Biomedical LLC | ThermaCor 1200 |  | 1631-00061 | OR 2 | [5 empty] | 099-02093 | Katy | Katy | OR 2 | OR 2 | 2/1/20 |  |  | No pm |  | Pump, Infusion | PUMPINFUSION-SMISSIONCARTBIOMED-ThermaCor 1200 | [12 empty] | PUI-A | [10 empty] | PUMPINFUSION | Pump, Infusion | SMISSIONCARTBIOMED
NO | YES |  |  |  | 133-10362 | 133-10362 | SMISSON-CARTLEDGE BIOMEDICAL | THERMACOR 1200 |  | 1849-00062 | Katy-OR | MHHS-Katy |  | Pump, Infusion |  | 133-10362 | 133-10362 | Katy | MHHS-Katy | Katy-OR | Anesthesia workroom | 2/1/20 | 2/1/20 |  |  | WARMING UNITS, BLOOD/INTRAVENOUS SOLUTION | Pump, Infusion | PUMPINFUSION-SMISSIONCARTBIOMED-ThermaCor 1200 | PUMPINFUSION | ThermaCor 1200 |  |  |  | SMISSIONCARTBIOMED | Pump, Infusion |  |  | PUMPINFUSION-SMISSIONCARTBIOMED-ThermaCor 1200 | 6/1/20 |  | PUI-A | Not Covered Vendor Only - Biomedical | MHHS-Katy | [8 empty] | PUMPINFUSION | Pump, Infusion | SMISSIONCARTBIOMED
NO | NO |  |  |  | 133-31107 |  | SMISSON-CARTLEDGE BIOMEDICAL | THERMACOR 1200 |  | 1653-00111 | KATY - LABOR & DELIVERY OR | MHHS-Katy |  | Pump, Infusion |  | 133-31107 |  | Katy |  | KATY - LABOR & DELIVERY OR | [5 empty] | WARMING UNITS, BLOOD/INTRAVENOUS SOLUTION |  | PUMPINFUSION-SMISSIONCARTBIOMED-ThermaCor 1200 | PUMPINFUSION | ThermaCor 1200 |  |  |  | SMISSIONCARTBIOMED | Pump, Infusion |  |  | PUMPINFUSION-SMISSIONCARTBIOMED-ThermaCor 1200 |  |  |  | Not Covered Vendor Only - Biomedical | MHHS-Katy
NO | YES |  |  |  | 013-07014 | 013-07014 | Smith | 300XL |  |  | SW-OR | MHHS-Southwest |  | Pump, Infusion, Syringe |  | 013-07014 | 013-07014 | Southwest | MHHS-Southwest | SW-OR | OR9 | 10/1/19 |  | 10/1/20 |  | LIGHT SOURCES, FIBEROPTIC | Pump, Infusion, Syringe | PUMPINFUSIONSYRINGE-Bard-300XL | PUMPINFUSIONSYRINGE | 300XL |  |  |  | Bard | Pump, Infusion, Syringe |  |  | PUMPINFUSIONSYRINGE-Bard-300XL | 10/13/17 |  | PUI-A | Covered PM Repair - Biomedical | MHHS-Southwest | [8 empty] | PUMPINFUSIONSYRINGE | Pump, Infusion, Syringe | Bard
NO | YES |  |  |  | 013-19231 | 013-19231 | Smith | 460P |  | aac2408 | SW-OR | MHHS-Southwest |  |  |  | 013-19231 | 013-19231 | Southwest | MHHS-Southwest | SW-OR | OR9 | 10/1/19 |  | 10/1/20 |  | CAMERAS | Camera, Video | CAMERAVIDEO-SmithNephew-460P 3-CCD (72200090) |  |  |  |  | CAMERAVIDEO-SmithNephew-460P 3-CCD (72200090) | SmithNephew |  |  |  |  | 11/30/17 |  |  | Covered PM Repair - Biomedical | MHHS-Southwest | [8 empty] | CAMERAVIDEO | Camera, Video | SmithNephew
NO | YES |  |  |  | 013-12787 | 013-12787 | Smith |  |  |  | SW-OR | MHHS-Southwest |  | Processor, Video |  | 013-12787 | 013-12787 | Southwest | MHHS-Southwest | SW-OR | OR9 | 10/1/19 |  | 10/1/20 |  | IMAGE STORAGE DEVICES | Processor, Video | PROCVID-SmithNephew-640 | PROCVID |  |  |  |  | SmithNephew | Processor, Video |  | PROCVID-SmithNephew-640 |  |  |  |  | Covered PM Repair - Biomedical | MHHS-Southwest | [8 empty] | PROCVID | Processor, Video | SmithNephew
NO | YES |  |  |  | 013-35643 | 013-35643 | Smith | 660 HD |  | 660 HD 6041 | SW-OR | MHHS-Southwest |  | Processor, Video |  | 013-35643 | 013-35643 | Southwest | MHHS-Southwest | SW-OR | OR 9 | 10/1/19 |  | 9/1/20 |  | ENDOSCOPIC EQUIPMENT | Processor, Video | PROCVID-SmithNephew-660HD | PROCVID | 660HD |  |  |  | SmithNephew | Processor, Video |  |  | PROCVID-SmithNephew-660HD | 3/9/19 |  |  | Covered PM Repair - Biomedical | MHHS-Southwest | [8 empty] | PROCVID | Processor, Video | SmithNephew
NO | YES |  |  |  | 013-35646 | 013-35646 | Smith | 660 HD |  | 660 HD 6042 | SW-OR | MHHS-Southwest |  | Processor, Video |  | 013-35646 | 013-35646 | Southwest | MHHS-Southwest | SW-OR | OR 9 | 9/1/19 |  | 9/1/20 |  | ENDOSCOPIC EQUIPMENT | Processor, Video | PROCVID-SmithNephew-660HD | PROCVID | 660HD |  |  |  | SmithNephew | Processor, Video |  |  | PROCVID-SmithNephew-660HD | 3/9/19 |  |  | Covered PM Repair - Biomedical | MHHS-Southwest | [8 empty] | PROCVID | Processor, Video | SmithNephew
NO | YES |  |  |  | 013-35649 | 013-35649 | Smith | 660 HD |  | 660HD 6040 | SW-OR | MHHS-Southwest |  | Processor, Video |  | 013-35649 | 013-35649 | Southwest | MHHS-Southwest | SW-OR | OR 9 | 9/1/19 |  | 9/1/20 |  | ENDOSCOPIC EQUIPMENT | Processor, Video | PROCVID-SmithNephew-660HD | PROCVID | 660HD |  |  |  | SmithNephew | Processor, Video |  |  | PROCVID-SmithNephew-660HD |  |  |  | Covered PM Repair - Biomedical | MHHS-Southwest | [8 empty] | PROCVID | Processor, Video | SmithNephew
NO | YES |  |  |  | 151-01550 | 151-01549 | Smith |  |  | 1602CM0268 | CY-OR | MHHS-Cypress |  | Irrigation/Aspiration Unit |  | 151-01550 | 151-01549 | Northwest | MHHS-Cypress | CY-OR | Or storage | 9/1/19 | 3/1/20 |  |  | IRRIGATION/DISTENTION SYSTEMS | Irrigation/Aspiration Unit | IRRIGATIONASPNUNIT-SmithNephew-7210164 | IRRIGATIONASPNUNIT |  |  |  |  | SmithNephew | Irrigation/Aspiration Unit |  | IRRIGATIONASPNUNIT-SmithNephew-7210164 |  |  |  | IAU-SA | Covered PM Repair - Biomedical | MHHS-Cypress | [8 empty] | IRRIGATIONASPNUNIT | Irrigation/Aspiration Unit | SmithNephew
NO | YES |  |  |  | 133-07325 | 133-07325 | Smith |  |  | 1206CM525 | Katy-OR | MHHS-Katy |  | Irrigation/Aspiration Unit |  | 133-07325 | 133-07325 | Katy | MHHS-Katy | Katy-OR | OR - equipment | 9/1/19 | 3/1/20 |  |  | IRRIGATION/DISTENTION SYSTEMS | Irrigation/Aspiration Unit | IRRIGATIONASPNUNIT-SmithNephew-7210164 | IRRIGATIONASPNUNIT |  |  |  |  | SmithNephew | Irrigation/Aspiration Unit |  | IRRIGATIONASPNUNIT-SmithNephew-7210164 |  |  |  | IAU-SA | Covered PM Repair - Biomedical | MHHS-Katy | [8 empty] | IRRIGATIONASPNUNIT | Irrigation/Aspiration Unit | SmithNephew
NO | YES |  |  |  | 041-18450 | 041-18450 | Smith |  |  | 1404CM628 | MEMORIAL CITY - OUTPATIENT SURGERY | MHHS-Mem City |  | Irrigation/Aspiration Unit |  | 041-18450 | 041-18450 | West | Memorial herman - memorial city medical center | MEMORIAL CITY - OUTPATIENT SURGERY | W1 case cart staging area |  |  |  |  | IRRIGATION/DISTENTION SYSTEMS |  | IRRIGATIONASPNUNIT-SmithNephew-7210164 | IRRIGATIONASPNUNIT |  |  |  |  | SmithNephew | Irrigation/Aspiration Unit |  | IRRIGATIONASPNUNIT-SmithNephew-7210164 |  |  |  |  | Covered PM Repair - Biomedical | MHHS-Mem City
NO | YES |  |  |  | 041-18866 | 041-18866 | Smith |  |  | 1502CM0509 | MEMORIAL CITY - OUTPATIENT SURGERY | MHHS-Mem City |  | Irrigation/Aspiration Unit |  | 041-18866 | 041-18866 | West | Memorial City- Memorial Hermann Hospital | MEMORIAL CITY - OUTPATIENT SURGERY | Case Cart Staging Area W1 300.26 |  |  |  |  | IRRIGATION/DISTENTION SYSTEMS |  | IRRIGATIONASPNUNIT-SmithNephew-7210164 | IRRIGATIONASPNUNIT |  |  |  |  | SmithNephew | Irrigation/Aspiration Unit |  | IRRIGATIONASPNUNIT-SmithNephew-7210164 |  |  |  |  | Covered PM Repair - Biomedical | MHHS-Mem City
YES | YES |  |  |  | 041-18364 | 041-18364 | smith |  |  | 1506CM0493 | MEMORIAL CITY - OUTPATIENT SURGERY |  |  |  |  | 041-18364 | 041-18364 | West | Memorial City- Memorial Hermann Hospital | MEMORIAL CITY - OUTPATIENT SURGERY | Case Cart Staging Area W1 300.26
NO | YES |  |  |  | 133-04462 | 133-04462 | Smith | ACHIEVECAS |  | TPO0680390 | Katy-PACU | MHHS-Katy |  |  |  | 133-04462 | 133-04462 | Katy | MHHS-Katy | Katy-PACU | OR Hallway |  |  |  |  | STEREOTACTIC SYSTEM |  | .needs class |  |  |  |  | .needs class | SmithNephew | [7 empty] | Covered PM Repair - Biomedical | MHHS-Katy
NO | YES |  |  |  |  | 029-04229 | Smith | ACHIEVECAS |  | TPO0676821 | Woodlands-OR | MHHS-Woodlands |  |  |  |  | 029-04229 | Woodlands | MHHS-Woodlands | Woodlands-OR | Equipment Storagw | 10/1/19 |  | 10/1/20 |  | STEREOTACTIC SYSTEM |  | .needs class |  |  |  |  | .needs class | SmithNephew | [7 empty] | Not Covered Vendor Only - Lab Ana/Anes | MHHS-Woodlands
NO | YES |  |  |  | 041-34756 | 041-34756 | Smith | Bulcan Generator |  | ZL0670 | MEMORIAL CITY - OUTPATIENT SURGERY |  |  |  |  | 041-34756 | 041-34756 | West | West | MEMORIAL CITY - OUTPATIENT SURGERY | MH11:504.1 Equipment Storage
NO | YES |  |  |  | 041-17419 | 041-17419 | Smith | DYONICS 25 |  | ZN03214 | MEMORIAL CITY - MHT - JHC OR | MHHS-Mem City |  | Irrigation/Aspiration Unit |  | 041-17419 | 041-17419 | West | Memorial Hermann Memorial City Medical Center | MEMORIAL CITY - MHT - JHC OR | MEMORIAL CITY - MHT - JHC OR |  |  |  |  | IRRIGATION/DISTENTION SYSTEMS |  | IRRIGATIONASPNUNIT-SmithNephew-Dyonics 25 | IRRIGATIONASPNUNIT | Dyonics 25 |  |  |  | SmithNephew | Irrigation/Aspiration Unit |  | IRRIGATIONASPNUNIT-SmithNephew-Dyonics 25 |  |  |  |  | Covered PM Repair - Biomedical | MHHS-Mem City
NO | YES |  |  |  | 041-32193 | 041-32193 | Smith | DYONICS 25 |  | ZN10794 | MEMORIAL CITY - MHT - JHC OR | MHHS-Mem City |  | Irrigation/Aspiration Unit |  | 041-32193 | 041-32193 | West | West | MEMORIAL CITY - MHT - JHC OR | MH11:504.1 Equipment Storage |  |  |  |  | IRRIGATION/DISTENTION SYSTEMS |  | IRRIGATIONASPNUNIT-SmithNephew-Dyonics 25 | IRRIGATIONASPNUNIT | Dyonics 25 |  |  |  | SmithNephew | Irrigation/Aspiration Unit |  | IRRIGATIONASPNUNIT-SmithNephew-Dyonics 25 |  |  |  |  | Covered PM Repair - Biomedical | MHHS-Mem City
NO | YES |  |  |  | 041-32420 | 041-32420 | Smith | DYONICS 25 |  | ZN03663 | MEMORIAL CITY - MHT - JHC OR | MHHS-Mem City |  | Irrigation/Aspiration Unit |  | 041-32420 | 041-32420 | West | West | MEMORIAL CITY - MHT - JHC OR | MH11:504.1 Equipment Storage |  |  |  |  | IRRIGATION/DISTENTION SYSTEMS |  | IRRIGATIONASPNUNIT-SmithNephew-Dyonics 25 | IRRIGATIONASPNUNIT | Dyonics 25 |  |  |  | SmithNephew | Irrigation/Aspiration Unit |  | IRRIGATIONASPNUNIT-SmithNephew-Dyonics 25 |  |  |  |  | Covered PM Repair - Biomedical | MHHS-Mem City
NO | YES |  |  |  | 041-32595 | 041-32595 | Smith | DYONICS 25 |  | zn10877 | MEMORIAL CITY - MHT - JHC OR | MHHS-Mem City |  | Irrigation/Aspiration Unit |  | 041-32595 | 041-32595 | West | Memorial Hermann Memorial City Medical Center | MEMORIAL CITY - MHT - JHC OR | MEMORIAL CITY - MHT - JHC OR |  |  |  |  | IRRIGATION/DISTENTION SYSTEMS |  | IRRIGATIONASPNUNIT-SmithNephew-Dyonics 25 | IRRIGATIONASPNUNIT | Dyonics 25 |  |  |  | SmithNephew | Irrigation/Aspiration Unit |  | IRRIGATIONASPNUNIT-SmithNephew-Dyonics 25 |  |  |  |  | Covered PM Repair - Biomedical | MHHS-Mem City
NO | YES |  |  |  | 041-20101 | 041-20101 | Smith | DYONICS 25 |  | ZN10977 | MEMORIAL CITY - Outpatient Surgery | MHHS-Mem City |  | Irrigation/Aspiration Unit |  | 041-20101 | 041-20101 | West | Memorial Hermann Memorial City Medical Center | MEMORIAL CITY - Outpatient Surgery | W1 Case Cart Staging Area |  |  |  |  | IRRIGATION/DISTENTION SYSTEMS |  | IRRIGATIONASPNUNIT-SmithNephew-Dyonics 25 | IRRIGATIONASPNUNIT | Dyonics 25 |  |  |  | SmithNephew | Irrigation/Aspiration Unit |  | IRRIGATIONASPNUNIT-SmithNephew-Dyonics 25 |  |  |  |  | Covered PM Repair - Biomedical | MHHS-Mem City
NO | YES |  |  |  | 013-13835 | 013-13835 | Smith | DYONICS 25 |  | ZN 01149 | SW-OR | MHHS-Southwest |  | Irrigation/Aspiration Unit |  | 013-13835 | 013-13835 | Southwest | MHHS-Southwest | SW-OR | Room 9 | 1/1/20 |  | 7/1/20 |  | IRRIGATION/DISTENTION SYSTEMS | Irrigation/Aspiration Unit | IRRIGATIONASPNUNIT-SmithNephew-Dyonics 25 | IRRIGATIONASPNUNIT | Dyonics 25 |  |  |  | SmithNephew | Irrigation/Aspiration Unit |  | IRRIGATIONASPNUNIT-SmithNephew-Dyonics 25 |  |  |  | IAU-SA | Covered PM Repair - Biomedical | MHHS-Southwest | [8 empty] | IRRIGATIONASPNUNIT | Irrigation/Aspiration Unit | SmithNephew
NO | YES |  |  |  | 013-20135 | 013-20135 | Smith | DYONICS 25 |  | ZN 02584 | SW-OR | MHHS-Southwest |  | Irrigation/Aspiration Unit |  | 013-20135 | 013-20135 | Southwest | MHHS-Southwest | SW-OR | Room 9 | 1/1/20 |  | 7/1/20 |  | IRRIGATION/DISTENTION SYSTEMS | Irrigation/Aspiration Unit | IRRIGATIONASPNUNIT-SmithNephew-Dyonics 25 | IRRIGATIONASPNUNIT | Dyonics 25 |  |  |  | SmithNephew | Irrigation/Aspiration Unit |  | IRRIGATIONASPNUNIT-SmithNephew-Dyonics 25 |  |  |  | IAU-SA | Covered PM Repair - Biomedical | MHHS-Southwest | [8 empty] | IRRIGATIONASPNUNIT | Irrigation/Aspiration Unit | SmithNephew
NO | YES |  |  |  | 013-12862 | 013-12862 | Smith | DYONICS POWER |  | wa14729 | SW-OR | MHHS-Southwest |  | Shaver System Control Unit |  | 013-12862 | 013-12862 | Southwest | MHHS-Southwest | SW-OR | OR9 | 10/1/19 |  | 10/1/20 |  | ARTHROSCOPIC SHAVER SYSTEMS | Shaver System Control Unit | SHAVERSYSCONTROLUNIT-SmithNephew-Dyonics Power | SHAVERSYSCONTROLUNIT | Dyonics Power |  |  |  | SmithNephew | Shaver System Control Unit |  | SHAVERSYSCONTROLUNIT-SmithNephew-Dyonics Power |  | 4/3/17 |  |  | Covered PM Repair - Biomedical | MHHS-Southwest | [8 empty] | SHAVERSYSCONTROLUNIT | Shaver System Control Unit | SmithNephew
NO | YES |  |  |  | 133-08294 | 133-08294 | Smith | DYONICS POWER II |  | AAX26926 | Katy-OR | MHHS-Katy |  | Shaver System Control Unit |  | 133-08294 | 133-08294 | Katy | MHHS-Katy | Katy-OR | O.R. Storage W2:207 | 2/1/19 | 2/1/20 |  |  | ARTHROSCOPIC SHAVER SYSTEMS | Shaver System Control Unit | SHAVERSYSCONTROLUNIT-SmithNephew-Dyonics Power II | SHAVERSYSCONTROLUNIT | Dyonics Power II |  |  |  | SmithNephew | Shaver System Control Unit |  | SHAVERSYSCONTROLUNIT-SmithNephew-Dyonics Power II |  |  |  |  | Covered PM Repair - Biomedical | MHHS-Katy | [8 empty] | SHAVERSYSCONTROLUNIT | Shaver System Control Unit | SmithNephew
NO | YES |  |  |  | 041-32572 | 041-32572 | Smith | DYONICS POWER II |  | AAX31419 | MEMORIAL CITY - MHT - JHC OR | MHHS-Mem City |  | Shaver System Control Unit |  | 041-32572 | 041-32572 | West | Memorial Hermann Memorial City Medical Center | MEMORIAL CITY - MHT - JHC OR | MEMORIAL CITY - MHT - JHC OR |  |  |  |  | ARTHROSCOPIC SHAVER SYSTEMS |  | SHAVERSYSCONTROLUNIT-SmithNephew-Dyonics Power II | SHAVERSYSCONTROLUNIT | Dyonics Power II |  |  |  | SmithNephew | Shaver System Control Unit |  | SHAVERSYSCONTROLUNIT-SmithNephew-Dyonics Power II |  |  |  |  | Covered PM Repair - Biomedical | MHHS-Mem City
NO | YES |  |  |  | 041-34122 | 041-34122 | Smith | DYONICS POWER II |  | AAX16652 | MEMORIAL CITY - MHT - JHC OR | MHHS-Mem City |  | Shaver System Control Unit |  | 041-34122 | 041-34122 | West | Memorial Hermann Memorial City Medical Center | MEMORIAL CITY - MHT - JHC OR | MEMORIAL CITY - MHT - JHC OR |  |  |  |  | ARTHROSCOPIC SHAVER SYSTEMS |  | SHAVERSYSCONTROLUNIT-SmithNephew-Dyonics Power II | SHAVERSYSCONTROLUNIT | Dyonics Power II |  |  |  | SmithNephew | Shaver System Control Unit |  | SHAVERSYSCONTROLUNIT-SmithNephew-Dyonics Power II |  |  |  |  | Covered PM Repair - Biomedical | MHHS-Mem City
NO | YES |  |  |  | 041-19267 | 041-19267 | Smith | DYONICS POWER II |  | AAX5038 | MEMORIAL CITY - OUTPATIENT SURGERY | MHHS-Mem City |  | Shaver System Control Unit |  | 041-19267 | 041-19267 | West | West | MEMORIAL CITY - OUTPATIENT SURGERY | MH11:504.1 Equipment Storage |  |  |  |  | ARTHROSCOPIC SHAVER SYSTEMS |  | SHAVERSYSCONTROLUNIT-SmithNephew-Dyonics Power II | SHAVERSYSCONTROLUNIT | Dyonics Power II |  |  |  | SmithNephew | Shaver System Control Unit |  | SHAVERSYSCONTROLUNIT-SmithNephew-Dyonics Power II |  |  |  |  | Covered PM Repair - Biomedical | MHHS-Mem City
NO | YES |  |  |  | 013-35937 | 013-35937 | Smith | DYONICS POWER II |  | AAX 7810 | SW-OR | MHHS-Southwest |  | Shaver System Control Unit |  | 013-35937 | 013-35937 | Southwest | MHHS-Southwest | SW-OR | OR 9 | 10/1/19 |  | 10/1/20 |  | ARTHROSCOPIC SHAVER SYSTEMS | Shaver System Control Unit | SHAVERSYSCONTROLUNIT-SmithNephew-Dyonics Power II | SHAVERSYSCONTROLUNIT | Dyonics Power II |  |  |  | SmithNephew | Shaver System Control Unit |  | SHAVERSYSCONTROLUNIT-SmithNephew-Dyonics Power II |  | 4/4/17 |  |  | Covered PM Repair - Biomedical | MHHS-Southwest | [8 empty] | SHAVERSYSCONTROLUNIT | Shaver System Control Unit | SmithNephew
NO | YES |  |  |  | 013-36640 | 013-36640 | Smith | DYONICS POWER II |  | AAX 16060 | SW-OR | MHHS-Southwest |  | Shaver System Control Unit |  | 013-36640 | 013-36640 | Southwest | MHHS-Southwest | SW-OR | OR 9 | 3/1/19 |  | 10/1/20 |  | ARTHROSCOPIC SHAVER SYSTEMS | Shaver System Control Unit | SHAVERSYSCONTROLUNIT-SmithNephew-Dyonics Power II | SHAVERSYSCONTROLUNIT | Dyonics Power II |  |  |  | SmithNephew | Shaver System Control Unit |  | SHAVERSYSCONTROLUNIT-SmithNephew-Dyonics Power II |  |  |  |  | Covered PM Repair - Biomedical | MHHS-Southwest | [8 empty] | SHAVERSYSCONTROLUNIT | Shaver System Control Unit | SmithNephew
NO | YES |  |  |  | 013-38922 | 013-38922 | Smith | LENS SURGICAL IMAGING SYSTEM |  | EE13291 | SW-OR | MHHS-Southwest |  |  |  | 013-38922 | 013-38922 | Southwest | MHHS-Southwest | SW-OR | OR 9 | 10/1/19 |  | 9/1/20 |  | ENDOSCOPIC EQUIPMENT |  | .needs class | [5 empty] | SmithNephew | [7 empty] | Covered PM Repair - Biomedical | MHHS-Southwest
NO | YES |  |  |  | 013-38924 | 013-38924 | Smith | LENS SURGICAL IMAGING SYSTEM |  | EE13308 | SW-OR | MHHS-Southwest |  |  |  | 013-38924 | 013-38924 | Southwest | MHHS-Southwest | SW-OR | OR 9 | 10/1/19 |  | 10/1/20 |  | ENDOSCOPIC EQUIPMENT |  | .needs class | [5 empty] | SmithNephew | [7 empty] | Covered PM Repair - Biomedical | MHHS-Southwest
NO | YES |  |  |  | 013-39064 | 013-39064 | Smith | LENS SURGICAL IMAGING SYSTEM |  | EE13290 | SW-OR | MHHS-Southwest |  |  |  | 013-39064 | 013-39064 | Southwest | MHHS-Southwest | SW-OR | OR 9 | 10/1/19 |  | 10/1/20 |  | ENDOSCOPIC EQUIPMENT |  | .needs class | [5 empty] | SmithNephew | [7 empty] | Covered PM Repair - Biomedical | MHHS-Southwest
NO | YES |  |  |  | 583-00825 | 583-00825 | Smith | PERFORMA |  |  | Katy Rehab-Outpatient Rehab 3rd Floor | MHHS-Katy Rehab |  | Table, Exam |  | 583-00825 | 583-00825 | Katy | MHHS-Others | Katy Rehab-Outpatient Rehab 3rd Floor | Gym floor | 3/1/19 |  |  |  | TABLES, EXAMINATION/TREATMENT | Table, Exam | TABLEEXAM-SammonsPrestRoly-Performa | TABLEEXAM | Performa |  |  |  | SammonsPrestRoly | Table, Exam |  |  | TABLEEXAM-SammonsPrestRoly-Performa |  |  |  | Covered PM Repair - Biomedical | MHHS-Katy Rehab | [8 empty] | TABLEEXAM | Table, Exam | SammonsPrestRoly
NO | YES |  |  |  | 583-00826 | 583-00826 | Smith | PERFORMA |  |  | Katy Rehab-Outpatient Rehab 3rd Floor | MHHS-Katy Rehab |  | Table, Exam |  | 583-00826 | 583-00826 | Katy | MHHS-Others | Katy Rehab-Outpatient Rehab 3rd Floor | Rehab 304 | 3/1/19 | 3/1/20 |  |  | TABLES, EXAMINATION/TREATMENT | Table, Exam | TABLEEXAM-SammonsPrestRoly-Performa | TABLEEXAM | Performa |  |  |  | SammonsPrestRoly | Table, Exam |  |  | TABLEEXAM-SammonsPrestRoly-Performa | 2/15/14 |  |  | Covered PM Repair - Biomedical | MHHS-Katy Rehab | [8 empty] | TABLEEXAM | Table, Exam | SammonsPrestRoly
NO | YES |  |  |  | 041-19398 | 041-19398 | SMITH | POWER II |  |  | MEMORIAL CITY - MHT - JHC OR | MHHS-Mem City |  | Table, Exam |  | 041-19398 | 041-19398 | West | West | MEMORIAL CITY - MHT - JHC OR | MH11:504.1 Equipment Storage |  |  |  |  | ARTHROSCOPIC SHAVER SYSTEMS |  | TABLEEXAM-Hamilton Medical-Power II | TABLEEXAM | Power II |  |  |  | Hamilton Medical | Table, Exam |  |  | TABLEEXAM-Hamilton Medical-Power II |  |  |  | Covered PM Repair - Biomedical | MHHS-Mem City
NO | YES |  |  |  | 041-32751 | 041-32751 | SMITH | POWER II |  | aax6437 | MEMORIAL CITY - Orthopedic Surgery | MHHS-Mem City |  | Table, Exam |  | 041-32751 | 041-32751 | West | Memorial Hermann Memorial City Medical Center | MEMORIAL CITY - Orthopedic Surgery | Memorial City - Orthopedic Surgery Hallway |  |  |  |  | ARTHROSCOPIC SHAVER SYSTEMS |  | TABLEEXAM-Hamilton Medical-Power II | TABLEEXAM | Power II |  |  |  | Hamilton Medical | Table, Exam |  |  | TABLEEXAM-Hamilton Medical-Power II |  |  |  | Covered PM Repair - Biomedical | MHHS-Mem City
NO | YES |  |  |  | 041-34079 | 041-34079 | SMITH | POWER II |  | AAX29597 | MEMORIAL CITY - MHT - JHC OR | MHHS-Mem City |  | Table, Exam |  | 041-34079 | 041-34079 | West | Memorial Hermann Memorial City Medical Center | MEMORIAL CITY - MHT - JHC OR | MEMORIAL CITY - MHT - JHC OR |  |  |  |  | ARTHROSCOPIC SHAVER SYSTEMS |  | TABLEEXAM-Hamilton Medical-Power II | TABLEEXAM | Power II |  |  |  | Hamilton Medical | Table, Exam |  |  | TABLEEXAM-Hamilton Medical-Power II |  |  |  | Covered PM Repair - Biomedical | MHHS-Mem City
NO | YES |  |  |  | 005-33882 | 005-33882 | SMITH | POWER II |  | AAX32556 | SE-OR | MHHS-Southeast |  | Table, Exam |  | 005-33882 | 005-33882 | Southeast | MHHS-Southeast | SE-OR |  | 10/1/19 |  |  |  | ARTHROSCOPIC SHAVER SYSTEMS |  | TABLEEXAM-Hamilton Medical-Power II | TABLEEXAM | Power II |  |  |  | Hamilton Medical | Table, Exam |  |  | TABLEEXAM-Hamilton Medical-Power II | 12/1/17 |  |  | Covered PM Repair - Biomedical | MHHS-Southeast
NO | YES |  |  |  | 005-33883 | 005-33883 | SMITH | POWER II |  | AAX28383 | SE-OR | MHHS-Southeast |  | Table, Exam |  | 005-33883 | 005-33883 | Southeast | MHHS-Southeast | SE-OR |  | 10/1/19 |  |  |  | ARTHROSCOPIC SHAVER SYSTEMS |  | TABLEEXAM-Hamilton Medical-Power II | TABLEEXAM | Power II |  |  |  | Hamilton Medical | Table, Exam |  |  | TABLEEXAM-Hamilton Medical-Power II | 12/1/17 |  |  | Covered PM Repair - Biomedical | MHHS-Southeast
NO | YES |  |  |  | 129-07936 | 129-07936 | SMITH | POWER II |  | AAX34456 | Sugar Land-OR | MHHS-Sugarland |  | Table, Exam |  | 129-07936 | 129-07936 | Sugar Land | MHHS-Sugarland | Sugar Land-OR | W2 300.5 | 10/1/19 |  |  |  | ARTHROSCOPIC SHAVER SYSTEMS | Table, Exam | TABLEEXAM-Hamilton Medical-Power II | TABLEEXAM | Power II |  |  |  | Hamilton Medical | Table, Exam |  |  | TABLEEXAM-Hamilton Medical-Power II | 12/1/17 |  |  | Covered PM Repair - Biomedical | MHHS-Sugarland | [8 empty] | TABLEEXAM | Table, Exam | Hamilton Medical
NO | YES |  |  |  | 129-07937 | 129-07937 | SMITH | POWER II |  | AAX34465 | Sugar Land-OR | MHHS-Sugarland |  | Table, Exam |  | 129-07937 | 129-07937 | Sugar Land | MHHS-Sugarland | Sugar Land-OR | Equipment Storage W2 300.5 |  |  |  |  | ARTHROSCOPIC SHAVER SYSTEMS | Table, Exam | TABLEEXAM-Hamilton Medical-Power II | TABLEEXAM | Power II |  |  |  | Hamilton Medical | Table, Exam |  |  | TABLEEXAM-Hamilton Medical-Power II | 12/1/17 |  |  | Covered PM Repair - Biomedical | MHHS-Sugarland | [8 empty] | TABLEEXAM | Table, Exam | Hamilton Medical
NO | YES |  |  |  | 129-07938 | 129-07938 | SMITH | POWER II |  | AAX34462 | Sugar Land-OR | MHHS-Sugarland |  | Table, Exam |  | 129-07938 | 129-07938 | Sugar Land | MHHS-Sugarland | Sugar Land-OR | W2 300.5 | 10/1/19 |  |  |  | ARTHROSCOPIC SHAVER SYSTEMS | Table, Exam | TABLEEXAM-Hamilton Medical-Power II | TABLEEXAM | Power II |  |  |  | Hamilton Medical | Table, Exam |  |  | TABLEEXAM-Hamilton Medical-Power II | 12/1/17 |  |  | Covered PM Repair - Biomedical | MHHS-Sugarland | [8 empty] | TABLEEXAM | Table, Exam | Hamilton Medical
YES | YES |  |  |  | 041-34462 | 041-34462 | Smith | Procedure Cart with Transformer |  | AAP 04346 | MEMORIAL CITY - MHT - JHC OR |  |  |  |  | 041-34462 | 041-34462 | West | West | MEMORIAL CITY - MHT - JHC OR | MH11:504.1 Equipment Storage
YES | YES |  |  |  | AAP 03272 | AAP 03272 | Smith | Procedure Cart with Transformer |  | AAP 03272 | MEMORIAL CITY - MHT - JHC OR |  |  |  |  | AAP 03272 | AAP 03272 | West | West | MEMORIAL CITY - MHT - JHC OR | MH11:504.1 Equipment Storage
NO | YES | Serial Number 10-160605 |  |  |  |  | Smith | SC-SX19-A1511 |  | 10-160605 | SW-Preop | MHHS-Southwest |  | Monitor, Video |  |  |  | Southwest | MHHS-Southwest | SW-Preop | Rm 2 | 5/1/19 |  | 5/1/20 |  | MONITORS, VIDEO | Monitor, Video | MONITORVIDEO-National Display Sys-SC-SX19-A1511 | MONITORVIDEO | SC-SX19-A1511 |  |  |  | National Display Sys | Monitor, Video |  |  | MONITORVIDEO-National Display Sys-SC-SX19-A1511 |  |  |  | Covered PM Repair - Biomedical | MHHS-Southwest | [8 empty] | MONITORVIDEO | Monitor, Video | National Display Sys
NO | YES |  |  |  | 005-00764 | 005-00764 | Smith | SYNERGY |  |  | SE-OR | MHHS-Southeast |  | Shaver System Control Unit |  | 005-00764 | 005-00764 | Southeast | MHHS-Southeast | SE-OR | Clean supply | 12/1/19 |  |  |  | MICROSURGICAL INSTRUMENTS |  | SHAVERSYSCONTROLUNIT-SmithNephew-Synergy | SHAVERSYSCONTROLUNIT | Synergy |  |  |  | SmithNephew | Shaver System Control Unit |  | SHAVERSYSCONTROLUNIT-SmithNephew-Synergy |  |  |  |  | Covered PM Repair - Biomedical | MHHS-Southeast
NO | YES |  |  |  | 133-02376 | 133-02376 | Smith | TM-300 |  | 1212N | SMR-(KY)-Katy (Mp2) | MHHS-SMR |  | Traction Apparatus |  | 133-02376 | 133-02376 | Katy | MHHS-Others | SMR-(KY)-Katy (Mp2) | Treatment 2 | 1/1/20 | 7/1/20 |  |  | TRACTION UNITS | Traction Apparatus | TRACTIONAPPARATUS-SammonsPrestRoly-TM-300 | TRACTIONAPPARATUS | TM-300 |  |  |  | SammonsPrestRoly | Traction Apparatus |  |  | TRACTIONAPPARATUS-SammonsPrestRoly-TM-300 | 4/1/18 |  | TA-A | Covered PM Repair - Biomedical | MHHS-SMR | [8 empty] | TRACTIONAPPARATUS | Traction Apparatus | SammonsPrestRoly
NO | YES |  |  |  | 151-01549 | 151-01549 | Smith | TRUCLEAR CONTROL UNIT |  | YF7147 | CY-OR | MHHS-Cypress |  |  |  | 151-01549 | 151-01549 | Northwest | MHHS-Cypress | CY-OR | Or storage | 1/1/19 | 1/1/20 |  |  | HANDPIECES, SURGICAL |  | .needs class | [5 empty] | SmithNephew |  |  |  |  | 12/24/19 |  |  | Covered PM Repair - Biomedical | MHHS-Cypress
NO | YES |  |  |  | 041-18753 | 041-18753 | Smith | TRUCLEAR CONTROL UNIT |  | YF5453 | MEMORIAL CITY - OUTPATIENT SURGERY | MHHS-Mem City |  |  |  | 041-18753 | 041-18753 | West | Memorial herman - memorial city medical center | MEMORIAL CITY - OUTPATIENT SURGERY | W1 case cart staging area |  |  |  |  | HANDPIECES, SURGICAL |  | .needs class | [5 empty] | SmithNephew | [7 empty] | Covered PM Repair - Biomedical | MHHS-Mem City
NO | YES |  |  |  | 005-11889 | 005-11889 | Smith | TRUCLEAR CONTROL UNIT |  |  | SE-OR | MHHS-Southeast |  |  |  | 005-11889 | 005-11889 | Southeast | MHHS-Southeast | SE-OR |  | 4/1/19 |  |  |  | HANDPIECES, SURGICAL |  | .needs class | [5 empty] | SmithNephew |  |  |  |  | 4/1/18 |  |  | Covered PM Repair - Biomedical | MHHS-Southeast
NO | YES |  |  |  | 009-08353 | 009-08353 | Smith | VERSAJET |  | KWFA130010 | GH-OR | MHHS-Greater Heights |  | Automation Systems, Operating Room, Endoscopy |  | 009-08353 | 009-08353 | Central & Greater Heights | MHHS-Greater Heights | GH-OR | Storage room | 12/1/19 |  | 6/1/20 |  | IRRIGATION/DISTENTION SYSTEMS | Automation Systems, Operating Room, Endoscopy | MISCELLANEOUS-SmithNephew-VersaJet | MISCELLANEOUS | VersaJet |  |  |  | SmithNephew | Automation Systems, Operating Room, Endoscopy |  | MISCELLANEOUS-SmithNephew-VersaJet |  | 6/1/20 |  |  | Not Covered Vendor Only - Biomedical | MHHS-Greater Heights | [8 empty] | MISCELLANEOUS | Automation Systems, Operating Room, Endoscopy | SmithNephew
NO | YES |  |  |  | 151-02291 | 151-02291 | Smith | VERSAJET II |  | KWHD170025 | CY-OR | MHHS-Cypress |  | Irrigation/Aspiration Unit |  | 151-02291 | 151-02291 | Northwest | MHHS-Cypress | CY-OR | Or storage | 12/1/19 | 12/1/20 |  |  | IRRIGATION/DISTENTION SYSTEMS | Irrigation/Aspiration Unit | IRRIGATIONASPNUNIT-SmithNephew-Versajet II | IRRIGATIONASPNUNIT | Versajet II |  |  |  | SmithNephew | Irrigation/Aspiration Unit |  | IRRIGATIONASPNUNIT-SmithNephew-Versajet II |  | 7/15/18 |  | IAU-SA | Covered PM Repair - Biomedical | MHHS-Cypress | [8 empty] | IRRIGATIONASPNUNIT | Irrigation/Aspiration Unit | SmithNephew
NO | YES |  |  |  | 009-34431 | 009-34431 | Smith | VERSAJET II |  | KW1E190001 | GH-OR Endoscopy | MHHS-Greater Heights |  | Irrigation/Aspiration Unit |  | 009-34431 | 009-34431 | Central | MHHS-Greater Heights | GH-OR Endoscopy | OR | 12/1/19 |  | 6/1/20 |  | IRRIGATION/DISTENTION SYSTEMS | Irrigation/Aspiration Unit | IRRIGATIONASPNUNIT-SmithNephew-Versajet II | IRRIGATIONASPNUNIT | Versajet II |  |  |  | SmithNephew | Irrigation/Aspiration Unit |  | IRRIGATIONASPNUNIT-SmithNephew-Versajet II |  | 8/7/18 |  | IAU-SA | Covered PM Repair - Biomedical | MHHS-Greater Heights | [8 empty] | IRRIGATIONASPNUNIT | Irrigation/Aspiration Unit | SmithNephew
NO | YES |  |  |  | 133-31095 | 133-31095 | Smith | VERSAJET II |  | KWIG190048 | Katy-OR | MHHS-Katy |  | Irrigation/Aspiration Unit |  | 133-31095 | 133-31095 | Katy | MHHS-Katy | Katy-OR | OR - Equipment | 9/1/19 | 9/1/20 |  |  | IRRIGATION/DISTENTION SYSTEMS | Irrigation/Aspiration Unit | IRRIGATIONASPNUNIT-SmithNephew-Versajet II | IRRIGATIONASPNUNIT | Versajet II |  |  |  | SmithNephew | Irrigation/Aspiration Unit |  | IRRIGATIONASPNUNIT-SmithNephew-Versajet II |  | 7/15/18 |  | IAU-SA | Covered PM Repair - Biomedical | MHHS-Katy | [8 empty] | IRRIGATIONASPNUNIT | Irrigation/Aspiration Unit | SmithNephew
NO | YES |  |  |  | 041-17410 | 041-17410 | Smith | VERSAJET II |  | KWHH170010 | OR East Building | MHHS-Mem City |  | Irrigation/Aspiration Unit |  | 041-17410 | 041-17410 | West | Memorial Hermann - Memorial City | OR East Building | E2 Room 300 Storage Equipment Room |  |  |  |  | IRRIGATION/DISTENTION SYSTEMS |  | IRRIGATIONASPNUNIT-SmithNephew-Versajet II | IRRIGATIONASPNUNIT | Versajet II |  |  |  | SmithNephew | Irrigation/Aspiration Unit |  | IRRIGATIONASPNUNIT-SmithNephew-Versajet II |  |  |  |  | Covered PM Repair - Biomedical | MHHS-Mem City
NO | YES |  |  |  | 142-08223 | 142-08223 | Smith | VERSAJET II |  | KWHA150020 | NE-OR | MHHS-Northeast |  | Irrigation/Aspiration Unit |  | 142-08223 | 142-08223 | Katy | MHHS-Northeast | NE-OR |  | 4/1/19 | 4/1/20 |  |  | IRRIGATION/DISTENTION SYSTEMS | Irrigation/Aspiration Unit | IRRIGATIONASPNUNIT-SmithNephew-Versajet II | IRRIGATIONASPNUNIT | Versajet II |  |  |  | SmithNephew | Irrigation/Aspiration Unit |  | IRRIGATIONASPNUNIT-SmithNephew-Versajet II |  | 7/15/18 |  | IAU-SA | Covered PM Repair - Biomedical | MHHS-Northeast | [8 empty] | IRRIGATIONASPNUNIT | Irrigation/Aspiration Unit | SmithNephew
NO | YES |  |  |  | 005-10516 | 005-10516 | Smith | VERSAJET II |  | KWHF150011 | SE-OR | MHHS-Southeast |  | Irrigation/Aspiration Unit |  | 005-10516 | 005-10516 | Southeast | MHHS-Southeast | SE-OR |  | 10/1/19 |  |  |  | IRRIGATION/DISTENTION SYSTEMS |  | IRRIGATIONASPNUNIT-SmithNephew-Versajet II | IRRIGATIONASPNUNIT | Versajet II |  |  |  | SmithNephew | Irrigation/Aspiration Unit |  | IRRIGATIONASPNUNIT-SmithNephew-Versajet II |  | 7/1/17 |  |  | Covered PM Repair - Biomedical | MHHS-Southeast
NO | YES |  |  |  | 013-38992 | 013-38992 | Smith | VERSAJET II |  | KWIG190020 | SW-OR | MHHS-Southwest |  | Irrigation/Aspiration Unit |  | 013-38992 | 013-38992 | Southwest | MHHS-Southwest | SW-OR | OR | 8/1/19 |  | 8/1/20 |  | IRRIGATION/DISTENTION SYSTEMS | Irrigation/Aspiration Unit | IRRIGATIONASPNUNIT-SmithNephew-Versajet II | IRRIGATIONASPNUNIT | Versajet II |  |  |  | SmithNephew | Irrigation/Aspiration Unit |  | IRRIGATIONASPNUNIT-SmithNephew-Versajet II |  | 7/15/18 |  | IAU-SA | Covered PM Repair - Biomedical | MHHS-Southwest | [8 empty] | IRRIGATIONASPNUNIT | Irrigation/Aspiration Unit | SmithNephew
NO | YES |  |  |  | 129-06893 | 129-06893 | Smith | VERSAJET II |  | KWHF140074 | Sugar Land-OR | MHHS-Sugarland |  | Irrigation/Aspiration Unit |  | 129-06893 | 129-06893 | Sugar Land | MHHS-Sugarland | Sugar Land-OR |  | 9/1/19 | 9/1/20 |  |  | IRRIGATION/DISTENTION SYSTEMS | Irrigation/Aspiration Unit | IRRIGATIONASPNUNIT-SmithNephew-Versajet II | IRRIGATIONASPNUNIT | Versajet II |  |  |  | SmithNephew | Irrigation/Aspiration Unit |  | IRRIGATIONASPNUNIT-SmithNephew-Versajet II |  | 9/29/18 |  | IAU-SA | Covered PM Repair - Biomedical | MHHS-Sugarland | [8 empty] | IRRIGATIONASPNUNIT | Irrigation/Aspiration Unit | SmithNephew
NO | YES |  |  |  | 029-08847 | 029-08847 | Smith | VERSAJET II |  | KWFA130034 | Woodlands-OR | MHHS-Woodlands |  | Irrigation/Aspiration Unit |  | 029-08847 | 029-08847 | Woodlands | MHHS-Woodlands | Woodlands-OR | Equipment Storage | 10/1/19 |  | 4/1/20 |  | IRRIGATION/DISTENTION SYSTEMS | Irrigation/Aspiration Unit | IRRIGATIONASPNUNIT-SmithNephew-Versajet II | IRRIGATIONASPNUNIT | Versajet II |  |  |  | SmithNephew | Irrigation/Aspiration Unit |  | IRRIGATIONASPNUNIT-SmithNephew-Versajet II |  | 7/15/18 |  | IAU-SA | Covered PM Repair - Biomedical | MHHS-Woodlands | [8 empty] | IRRIGATIONASPNUNIT | Irrigation/Aspiration Unit | SmithNephew
NO | YES |  |  |  | 029-08787 | 029-08787 | Smith | VISION 635 |  | YF5196 | Woodlands-Noninvasive Cardiology | MHHS-Woodlands |  |  |  | 029-08787 | 029-08787 | Woodlands | MHHS-Woodlands | Woodlands-Noninvasive Cardiology | Biomed | 8/1/18 |  | 8/1/19 |  | IMAGE STORAGE DEVICES |  | .needs class | [5 empty] | SmithNephew | [7 empty] | Covered PM Repair - Biomedical | MHHS-Woodlands
NO | YES |  |  |  | 133-10354 | 133-10354 | Smith | VULCAN 7210812 |  | ZL15283 | Katy-OR | MHHS-Katy |  |  |  | 133-10354 | 133-10354 | Katy | MHHS-Katy | Katy-OR | O.R. Storage W2:207 | 7/1/19 | 7/1/20 |  |  | RADIOFREQUENCY GENERATOR |  | .needs class | [5 empty] | SmithNephew | [7 empty] | Not Covered Vendor Only - Biomedical | MHHS-Katy
NO | YES |  |  |  | 041-32736 | 041-32736 | Smith | VULCAN 7210812 |  | ZL10534 | MEMORIAL CITY - MHT - JHC OR | MHHS-Mem City |  |  |  | 041-32736 | 041-32736 | West | Memorial Hermann - Memorial City | MEMORIAL CITY - MHT - JHC OR | MH11 Room 503.1 |  |  |  |  | RADIOFREQUENCY GENERATOR |  | .needs class | [5 empty] | SmithNephew | [7 empty] | Covered PM Repair - Biomedical | MHHS-Mem City
NO | YES |  |  |  | 041-32870 | 041-32870 | Smith | VULCAN 7210812 |  | ZL11457 | MEMORIAL CITY - MHT - JHC OR | MHHS-Mem City |  |  |  | 041-32870 | 041-32870 | West | Memorial Hermann Memorial City Medical Center | MEMORIAL CITY - MHT - JHC OR | MEMORIAL CITY - MHT - JHC OR |  |  |  |  | RADIOFREQUENCY GENERATOR |  | .needs class | [5 empty] | SmithNephew | [7 empty] | Covered PM Repair - Biomedical | MHHS-Mem City
NO | YES |  |  |  | 041-34069 | 041-34069 | Smith | VULCAN 7210812 |  | ZL 15538 | MEMORIAL CITY - MHT - JHC OR | MHHS-Mem City |  |  |  | 041-34069 | 041-34069 | West | Memorial Hermann - Memorial City | MEMORIAL CITY - MHT - JHC OR | MH11 Room 503.1 |  |  |  |  | RADIOFREQUENCY GENERATOR |  | .needs class | [5 empty] | SmithNephew | [7 empty] | Covered PM Repair - Biomedical | MHHS-Mem City
NO | YES |  |  |  | 041-20102 | 041-20102 | Smith | VULCAN 7210812 |  | ZL10816 | MEMORIAL CITY - Outpatient Surgery | MHHS-Mem City |  |  |  | 041-20102 | 041-20102 | West | Memorial Hermann Memorial City Medical Center | MEMORIAL CITY - Outpatient Surgery | W1 Case Cart Staging Area |  |  |  |  | RADIOFREQUENCY GENERATOR |  | .needs class | [5 empty] | SmithNephew | [7 empty] | Covered PM Repair - Biomedical | MHHS-Mem City
NO | YES |  |  |  | 013-39065 | 013-39065 | Smith | VULCAN 7210812 |  | ZL 10104 | SW-OR | MHHS-Southwest |  |  |  | 013-39065 | 013-39065 | Southwest | MHHS-Southwest | SW-OR | Room 9 | 1/1/20 |  | 7/1/20 |  | RADIOFREQUENCY GENERATOR |  | .needs class | [5 empty] | SmithNephew |  |  |  |  | 4/3/17 |  |  | Covered PM Repair - Biomedical | MHHS-Southwest
NO | YES |  |  |  | 013-39066 | 013-39066 | Smith | VULCAN 7210812 |  | ZL 1491 | SW-OR | MHHS-Southwest |  |  |  | 013-39066 | 013-39066 | Southwest | MHHS-Southwest | SW-OR | Room 9 | 1/1/20 |  | 7/1/20 |  | RADIOFREQUENCY GENERATOR |  | .needs class | [5 empty] | SmithNephew | [7 empty] | Covered PM Repair - Biomedical | MHHS-Southwest
NO | YES |  |  |  | 013-39067 | 013-39067 | Smith | VULCAN 7210812 |  | ZL 10442 | SW-OR | MHHS-Southwest |  |  |  | 013-39067 | 013-39067 | Southwest | MHHS-Southwest | SW-OR | Room 9 | 1/1/20 |  | 7/1/20 |  | RADIOFREQUENCY GENERATOR |  | .needs class | [5 empty] | SmithNephew | [7 empty] | Covered PM Repair - Biomedical | MHHS-Southwest
NO | YES |  |  |  | 129-07681 | 129-07681 | Smith | VULCAN 7210812 |  | ZL4970 | Sugar Land-OR | MHHS-Sugarland |  |  |  | 129-07681 | 129-07681 | Sugar Land | MHHS-Sugarland | Sugar Land-OR | W2 300.5 | 8/1/19 | 2/1/20 |  |  | RADIOFREQUENCY GENERATOR |  | .needs class | [5 empty] | SmithNephew |  |  |  |  | 4/1/16 |  |  | Covered PM Repair - Biomedical | MHHS-Sugarland
NO | YES |  |  |  | 129-07684 | 129-07684 | Smith | VULCAN 7210812 |  | ZL2691 | Operating Room | MHHS-Sugarland |  |  |  | 129-07684 | 129-07684 | Sugar Land | Memorial Hermann Sugar Land Hospital | Operating Room | Equipment Storage W2 300.5 | 8/1/19 |  |  | Damaged screen! | RADIOFREQUENCY GENERATOR |  | .needs class | [5 empty] | SmithNephew |  |  |  |  | 1/2/19 |  |  | Covered PM Repair - Biomedical | MHHS-Sugarland
NO | YES |  |  |  | 129-07766 | 129-07766 | Smith | VULCAN 7210812 |  | ZL15037 | Sugar Land-OR | MHHS-Sugarland |  |  |  | 129-07766 | 129-07766 | Sugar Land | MHHS-Sugarland | Sugar Land-OR | W2 300.5 | 2/1/20 | 8/1/20 |  |  | RADIOFREQUENCY GENERATOR |  | .needs class | [5 empty] | SmithNephew |  |  |  |  | 4/1/17 |  |  | Covered PM Repair - Biomedical | MHHS-Sugarland
NO | YES |  |  |  | 129-07928 | 129-07928 | Smith | VULCAN 7210812 |  | ZL 4370 | Sugar Land-OR | MHHS-Sugarland |  |  |  | 129-07928 | 129-07928 | Sugar Land | MHHS-Sugarland | Sugar Land-OR | W2 300.5 | 9/1/19 |  |  |  | RADIOFREQUENCY GENERATOR |  | .needs class | [5 empty] | SmithNephew |  |  |  |  | 4/1/17 |  |  | Covered PM Repair - Biomedical | MHHS-Sugarland
NO | YES |  |  |  | 129-07929 | 129-07929 | Smith | VULCAN 7210812 |  | ZL 5004 | Sugar Land-OR | MHHS-Sugarland |  |  |  | 129-07929 | 129-07929 | Sugar Land | MHHS-Sugarland | Sugar Land-OR | W2 300.5 | 9/1/19 |  |  |  | RADIOFREQUENCY GENERATOR |  | .needs class | [5 empty] | SmithNephew |  |  |  |  | 4/1/17 |  |  | Covered PM Repair - Biomedical | MHHS-Sugarland
NO | YES |  |  |  | 009-10293 | 009-10293 | Smith | VULCAN EAS |  | VG3351 | GH-OR | MHHS-Greater Heights |  | Shaver System Control Unit |  | 009-10293 | 009-10293 | Central | MHHS-Greater Heights | GH-OR | Equipment storage | 12/1/19 |  | 6/1/20 |  | ELECTROSURGICAL UNITS | Shaver System Control Unit | SHAVERSYSCONTROLUNIT-SmithNephew-Vulcan EAS | SHAVERSYSCONTROLUNIT | Vulcan EAS |  |  |  | SmithNephew | Shaver System Control Unit |  | SHAVERSYSCONTROLUNIT-SmithNephew-Vulcan EAS |  | 4/1/17 |  |  | Not Covered Vendor Only - Biomedical | MHHS-Greater Heights | [8 empty] | SHAVERSYSCONTROLUNIT | Shaver System Control Unit | SmithNephew
NO | YES |  |  |  | 009-10327 | 009-10327 | Smith | VULCAN EAS |  | ZL15201 | GH-OR Endoscopy | MHHS-Greater Heights |  | Shaver System Control Unit |  | 009-10327 | 009-10327 | Central | MHHS-Greater Heights | GH-OR Endoscopy | OR | 12/1/19 |  | 6/1/20 |  | ELECTROSURGICAL UNITS | Shaver System Control Unit | SHAVERSYSCONTROLUNIT-SmithNephew-Vulcan EAS | SHAVERSYSCONTROLUNIT | Vulcan EAS |  |  |  | SmithNephew | Shaver System Control Unit |  | SHAVERSYSCONTROLUNIT-SmithNephew-Vulcan EAS |  |  |  |  | Covered PM Repair - Biomedical | MHHS-Greater Heights | [8 empty] | SHAVERSYSCONTROLUNIT | Shaver System Control Unit | SmithNephew
NO | YES |  |  |  | 009-10328 | 009-10328 | Smith | VULCAN EAS |  | ZL15133 | GH-OR Endoscopy | MHHS-Greater Heights |  | Shaver System Control Unit |  | 009-10328 | 009-10328 | Central | MHHS-Greater Heights | GH-OR Endoscopy | OR | 12/1/19 |  | 12/1/20 |  | ELECTROSURGICAL UNITS | Shaver System Control Unit | SHAVERSYSCONTROLUNIT-SmithNephew-Vulcan EAS | SHAVERSYSCONTROLUNIT | Vulcan EAS |  |  |  | SmithNephew | Shaver System Control Unit |  | SHAVERSYSCONTROLUNIT-SmithNephew-Vulcan EAS |  |  |  |  | Covered PM Repair - Biomedical | MHHS-Greater Heights | [8 empty] | SHAVERSYSCONTROLUNIT | Shaver System Control Unit | SmithNephew
NO | YES |  |  |  | 013-15816 | 013-15816 | Smith | VULCAN EAS |  | VG1272 | SW-OR | MHHS-Southwest |  | Shaver System Control Unit |  | 013-15816 | 013-15816 | Southwest | MHHS-Southwest | SW-OR | Room 9 | 1/1/20 |  | 7/1/20 |  | ELECTROSURGICAL UNITS | Shaver System Control Unit | SHAVERSYSCONTROLUNIT-SmithNephew-Vulcan EAS | SHAVERSYSCONTROLUNIT | Vulcan EAS |  |  |  | SmithNephew | Shaver System Control Unit |  | SHAVERSYSCONTROLUNIT-SmithNephew-Vulcan EAS |  |  |  |  | Clinical Miscellaneous | MHHS-Southwest | [8 empty] | SHAVERSYSCONTROLUNIT | Shaver System Control Unit | SmithNephew
NO | YES |  |  |  | 009-33320 | 009-33320 | Smith | WEREWOLF RF20000 |  | YA0B00073O | GH-OR Endoscopy | MHHS-Greater Heights |  |  |  | 009-33320 | 009-33320 | Central | MHHS-Greater Heights | GH-OR Endoscopy | OR | 6/1/19 |  | 6/1/20 | I?Aoll n | ELECTROSURGICAL UNITS |  | .needs class | [5 empty] | SmithNephew |  |  |  |  | 4/4/17 |  |  | Covered PM Repair - Biomedical | MHHS-Greater Heights
NO | YES |  |  |  | 041-32575 | 041-32575 | Smith | WEREWOLF RF20000 |  | YA0B0006YY | MEMORIAL CITY - MHT - JHC OR | MHHS-Mem City |  |  |  | 041-32575 | 041-32575 | West | West | MEMORIAL CITY - MHT - JHC OR | MH11:504.1 Equipment Storage |  |  |  |  | ELECTROSURGICAL UNITS |  | .needs class | [5 empty] | SmithNephew | [7 empty] | Covered PM Repair - Biomedical | MHHS-Mem City
NO | YES |  |  |  | 925-01678 | 925-01678 | Smith | WEREWOLF RF20000 |  | YA0D0007ZY | GH-OR | MHHS Orthopedic & Spine |  |  |  | 925-01678 | 925-01678 | Central | MHHS-Greater Heights | GH-OR | OR 9 | 12/1/18 |  |  |  | ELECTROSURGICAL UNITS |  | .needs class | [5 empty] | SmithNephew |  |  |  |  | 1/1/18 | MHOSH Inventory Dec 2019 into 2020 - Copy.xls - Already Verified |  | Covered PM Repair - Biomedical | MHHS Orthopedic & Spine
NO | YES |  |  |  | 145-01299 | 145-01299 | Smith | WEREWOLF RF20000 |  | WN0E000473 | Pearland-OR | MHHS-Pearland Hospital |  |  |  | 145-01299 | 145-01299 | Pearland | MHHS-Pearland Hospital | Pearland-OR | O.R. Pack storage 207 | 4/1/19 | 11/1/19 |  |  | ELECTROSURGICAL UNITS |  | .needs class | [5 empty] | SmithNephew |  |  |  |  | 5/2/17 |  |  | Covered PM Repair - Biomedical | MHHS-Pearland Hospital
NO | YES |  |  |  | 145-01313 | 145-01313 | Smith | WEREWOLF RF20000 |  | WN0E0002ZZ | Pearland-OR | MHHS-Pearland Hospital |  |  |  | 145-01313 | 145-01313 | Pearland | MHHS-Pearland Hospital | Pearland-OR | O.R. Pack syorage 207 | 6/1/16 | 7/1/20 |  |  | ELECTROSURGICAL UNITS |  | .needs class | [5 empty] | SmithNephew |  |  |  |  | 5/2/17 |  |  | Covered PM Repair - Biomedical | MHHS-Pearland Hospital
NO | YES |  |  |  | 013-38869 | 013-38869 | Smith | WEREWOLF RF20000 |  | YA0B0006BJ | SW-OR | MHHS-Southwest |  |  |  | 013-38869 | 013-38869 | Southwest | MHHS-Southwest | SW-OR | Room 9 | 1/1/20 |  | 7/1/20 |  | ELECTROSURGICAL UNITS |  | .needs class | [5 empty] | SmithNephew |  |  |  |  | 10/6/20 |  |  | Not Covered Vendor Only - Rad, Low End | MHHS-Southwest
NO | YES | Serial Number YA0B0006IY |  |  | 013-38870 | 013-38870 | Smith | WEREWOLF RF20000 |  | YA0B0006IY | SW - OR | MHHS-Southwest |  |  |  | 013-38870 | 013-38870 | Southwest | Memorial Hermann Southwest Hospital | SW - OR | Room 9 |  |  |  |  | ELECTROSURGICAL UNITS |  | .needs class | [5 empty] | SmithNephew | [7 empty] | Covered PM Repair - Biomedical | MHHS-Southwest
NO | YES | Serial Number YA0B0006IY |  |  | 013-38871 | 013-38871 | Smith | WEREWOLF RF20000 |  | YA0B0006IY | SW-OR | MHHS-Southwest |  |  |  | 013-38871 | 013-38871 | Southwest | MHHS-Southwest | SW-OR | Room 9 | 1/1/20 |  | 7/1/20 |  | ELECTROSURGICAL UNITS |  | .needs class | [5 empty] | SmithNephew |  |  |  |  | 5/2/17 |  |  | Covered PM Repair - Biomedical | MHHS-Southwest
NO | YES |  |  |  | 013-39068 | 013-39068 | Smith | WEREWOLF RF20000 |  | WN0E00054C | SW-OR | MHHS-Southwest |  |  |  | 013-39068 | 013-39068 | Southwest | MHHS-Southwest | SW-OR | Room 9 | 1/1/20 |  | 7/1/20 |  | ELECTROSURGICAL UNITS |  | .needs class | [5 empty] | SmithNephew |  |  |  |  | 5/2/17 |  |  | Covered PM Repair - Biomedical | MHHS-Southwest
NO | YES |  |  |  | 029-11522 | 029-11522 | Smith | WEREWOLF RF20000 |  | WN0D0001TD | Woodlands-OR | MHHS-Woodlands |  |  |  | 029-11522 | 029-11522 | Woodlands | MHHS-Woodlands | Woodlands-OR | Equipment Storage | 4/1/18 |  |  | ?AuNo pm required?Au sticker | ELECTROSURGICAL UNITS |  | .needs class | [5 empty] | SmithNephew |  |  |  |  | 5/2/17 |  |  | Covered PM Repair - Biomedical | MHHS-Woodlands
NO | YES |  |  |  | 029-11781 | 029-11781 | Smith | WEREWOLF RF20000 |  | WNOC000145 | Woodlands-OR | MHHS-Woodlands |  |  |  | 029-11781 | 029-11781 | Woodlands | MHHS-Woodlands | Woodlands-OR | Equipment Storage | 7/1/19 |  | 7/1/20 |  | ELECTROSURGICAL UNITS |  | .needs class | [5 empty] | SmithNephew |  |  |  |  | 3/1/20 |  |  | Not Covered Vendor Only - Biomedical | MHHS-Woodlands
NO | NO |  |  |  | 041-17456 |  | SMITH & NEPHEW DYONICS IN | POWER II |  | AAX29277 | MEMORIAL CITY - MHT - JHC OR | MHHS-Mem City |  | Table, Exam |  | 041-17456 |  | West & Memorial City |  | MEMORIAL CITY - MHT - JHC OR | [5 empty] | ARTHROSCOPIC SHAVER SYSTEMS |  | TABLEEXAM-Hamilton Medical-Power II | TABLEEXAM | Power II |  |  |  | Hamilton Medical | Table, Exam |  |  | TABLEEXAM-Hamilton Medical-Power II |  |  |  | Covered PM Repair - Biomedical | MHHS-Mem City
NO | YES | Asset Tag 013-20061 |  |  | 013-20061 | 013-20061 | Smith & Nephew Endoscopy Div Smith & Nephew plc | DYONICS 25 |  | ZN 06383 | SW-OR | MHHS-Southwest |  | Irrigation/Aspiration Unit |  | 013-20061 | 013-20061 | Southwest | MHHS-Southwest | SW-OR |  | 7/9/19 |  |  |  | IRRIGATION/DISTENTION SYSTEMS | Irrigation/Aspiration Unit | IRRIGATIONASPNUNIT-SmithNephew-Dyonics 25 | IRRIGATIONASPNUNIT | Dyonics 25 |  |  |  | SmithNephew | Irrigation/Aspiration Unit |  | IRRIGATIONASPNUNIT-SmithNephew-Dyonics 25 |  | 4/4/17 | Finished from Script 3/27/2020 12:11:52pm (Central) | IAU-SA | Covered PM Repair - Biomedical | MHHS-Southwest | [8 empty] | IRRIGATIONASPNUNIT | Irrigation/Aspiration Unit | SmithNephew
NO | NO |  |  |  | 041-18978 |  | Smith & Nephew Endoscopy Div Smith & Nephew plc | DYONICS 25 |  | ZN11396 | MEMORIAL CITY - MHT - JHC OR | MHHS-Mem City |  | Irrigation/Aspiration Unit |  | 041-18978 |  | West & Memorial City |  | MEMORIAL CITY - MHT - JHC OR | [5 empty] | IRRIGATION/DISTENTION SYSTEMS |  | IRRIGATIONASPNUNIT-SmithNephew-Dyonics 25 | IRRIGATIONASPNUNIT | Dyonics 25 |  |  |  | SmithNephew | Irrigation/Aspiration Unit |  | IRRIGATIONASPNUNIT-SmithNephew-Dyonics 25 |  |  |  |  | Covered PM Repair - Biomedical | MHHS-Mem City
NO | NO |  |  |  | 041-20096 |  | Smith & Nephew Endoscopy Div Smith & Nephew plc | DYONICS 25 |  | ZN11094 | MEMORIAL CITY - MHT - JHC OR | MHHS-Mem City |  | Irrigation/Aspiration Unit |  | 041-20096 |  | West & Memorial City |  | MEMORIAL CITY - MHT - JHC OR | [5 empty] | IRRIGATION/DISTENTION SYSTEMS |  | IRRIGATIONASPNUNIT-SmithNephew-Dyonics 25 | IRRIGATIONASPNUNIT | Dyonics 25 |  |  |  | SmithNephew | Irrigation/Aspiration Unit |  | IRRIGATIONASPNUNIT-SmithNephew-Dyonics 25 |  |  |  |  | Covered PM Repair - Biomedical | MHHS-Mem City
NO | NO |  |  |  | 041-32023 |  | Smith & Nephew Endoscopy Div Smith & Nephew plc | DYONICS 25 |  |  | MEMORIAL CITY - MHT - JHC OR | MHHS-Mem City |  | Irrigation/Aspiration Unit |  | 041-32023 |  | West & Memorial City |  | MEMORIAL CITY - MHT - JHC OR | [5 empty] | IRRIGATION/DISTENTION SYSTEMS |  | IRRIGATIONASPNUNIT-SmithNephew-Dyonics 25 | IRRIGATIONASPNUNIT | Dyonics 25 |  |  |  | SmithNephew | Irrigation/Aspiration Unit |  | IRRIGATIONASPNUNIT-SmithNephew-Dyonics 25 |  |  |  |  | Covered PM Repair - Biomedical | MHHS-Mem City
NO | NO |  |  |  | 041-32571 |  | Smith & Nephew Endoscopy Div Smith & Nephew plc | DYONICS 25 |  | ZN16178 | MEMORIAL CITY - MHT - JHC OR | MHHS-Mem City |  | Irrigation/Aspiration Unit |  | 041-32571 |  | West & Memorial City |  | MEMORIAL CITY - MHT - JHC OR | [5 empty] | IRRIGATION/DISTENTION SYSTEMS |  | IRRIGATIONASPNUNIT-SmithNephew-Dyonics 25 | IRRIGATIONASPNUNIT | Dyonics 25 |  |  |  | SmithNephew | Irrigation/Aspiration Unit |  | IRRIGATIONASPNUNIT-SmithNephew-Dyonics 25 |  |  |  |  | Covered PM Repair - Biomedical | MHHS-Mem City
NO | YES | [5 empty] | Smith & Nephew Endoscopy Div Smith & Nephew plc | DYONICS POWER II |  | AAX9042 | MHOSH-OR | MHHS Orthopedic & Spine |  | Shaver System Control Unit |  |  |  | Central & Greater Heights | MHHS-Orthopedic & Spine | MHOSH-OR |  | 3/15/19 |  |  |  | ARTHROSCOPIC SHAVER SYSTEMS | Shaver System Control Unit | SHAVERSYSCONTROLUNIT-SmithNephew-Dyonics Power II | SHAVERSYSCONTROLUNIT | Dyonics Power II |  |  |  | SmithNephew | Shaver System Control Unit |  | SHAVERSYSCONTROLUNIT-SmithNephew-Dyonics Power II |  |  | MHOSH Inventory Dec 2019 into 2020 - Copy.xls - Newly Verified |  | Covered PM Repair - Biomedical | MHHS Orthopedic & Spine | [8 empty] | SHAVERSYSCONTROLUNIT | Shaver System Control Unit | SmithNephew
NO | YES |  |  |  | 925-00947 | 925-00947 | Smith & Nephew Endoscopy Div Smith & Nephew plc | DYONICS POWER II |  | AAX 10299 | MHOSH-OR | MHHS Orthopedic & Spine |  | Shaver System Control Unit |  | 925-00947 | 925-00947 | Central & Greater Heights | MHHS-Orthopedic & Spine | MHOSH-OR |  | 3/12/19 |  |  |  | ARTHROSCOPIC SHAVER SYSTEMS | Shaver System Control Unit | SHAVERSYSCONTROLUNIT-SmithNephew-Dyonics Power II | SHAVERSYSCONTROLUNIT | Dyonics Power II |  |  |  | SmithNephew | Shaver System Control Unit |  | SHAVERSYSCONTROLUNIT-SmithNephew-Dyonics Power II |  |  | MHOSH Inventory Dec 2019 into 2020 - Copy.xls - Newly Verified |  | Covered PM Repair - Biomedical | MHHS Orthopedic & Spine | [8 empty] | SHAVERSYSCONTROLUNIT | Shaver System Control Unit | SmithNephew
NO | YES |  |  |  | 925-01179 | 925-01179 | Smith & Nephew Endoscopy Div Smith & Nephew plc | DYONICS POWER II |  | AAX34971 | MHOSH-OR | MHHS Orthopedic & Spine |  | Shaver System Control Unit |  | 925-01179 | 925-01179 | Central & Greater Heights | MHHS-Orthopedic & Spine | MHOSH-OR |  | 3/12/19 |  |  |  | ARTHROSCOPIC SHAVER SYSTEMS | Shaver System Control Unit | SHAVERSYSCONTROLUNIT-SmithNephew-Dyonics Power II | SHAVERSYSCONTROLUNIT | Dyonics Power II |  |  |  | SmithNephew | Shaver System Control Unit |  | SHAVERSYSCONTROLUNIT-SmithNephew-Dyonics Power II |  |  | MHOSH Inventory Dec 2019 into 2020 - Copy.xls - Newly Verified |  | Covered PM Repair - Biomedical | MHHS Orthopedic & Spine | [8 empty] | SHAVERSYSCONTROLUNIT | Shaver System Control Unit | SmithNephew
NO | NO |  |  |  | 013-37605 |  | Smith & Nephew Endoscopy Div Smith & Nephew plc | DYONICS POWER II |  | AAX6359 | SW - OR | MHHS-Southwest |  | Shaver System Control Unit |  | 013-37605 |  | Southwest |  | SW - OR | [5 empty] | ARTHROSCOPIC SHAVER SYSTEMS |  | SHAVERSYSCONTROLUNIT-SmithNephew-Dyonics Power II | SHAVERSYSCONTROLUNIT | Dyonics Power II |  |  |  | SmithNephew | Shaver System Control Unit |  | SHAVERSYSCONTROLUNIT-SmithNephew-Dyonics Power II |  |  |  |  | Covered PM Repair - Biomedical | MHHS-Southwest
NO | NO |  |  |  | 129-07367 |  | Smith & Nephew Endoscopy Div Smith & Nephew plc | DYONICS POWER II |  | AAX28664 | SUGAR LAND - OR | MHHS-Sugarland |  | Shaver System Control Unit |  | 129-07367 |  | Sugar Land |  | SUGAR LAND - OR | [5 empty] | ARTHROSCOPIC SHAVER SYSTEMS |  | SHAVERSYSCONTROLUNIT-SmithNephew-Dyonics Power II | SHAVERSYSCONTROLUNIT | Dyonics Power II |  |  |  | SmithNephew | Shaver System Control Unit |  | SHAVERSYSCONTROLUNIT-SmithNephew-Dyonics Power II |  |  |  |  | Covered PM Repair - Biomedical | MHHS-Sugarland
NO | NO |  |  |  | 129-07850 |  | Smith & Nephew Endoscopy Div Smith & Nephew plc | DYONICS POWER II |  | AAX9883 | SUGAR LAND - OR | MHHS-Sugarland |  | Shaver System Control Unit |  | 129-07850 |  | Sugar Land |  | SUGAR LAND - OR | [5 empty] | ARTHROSCOPIC SHAVER SYSTEMS |  | SHAVERSYSCONTROLUNIT-SmithNephew-Dyonics Power II | SHAVERSYSCONTROLUNIT | Dyonics Power II |  |  |  | SmithNephew | Shaver System Control Unit |  | SHAVERSYSCONTROLUNIT-SmithNephew-Dyonics Power II |  |  |  |  | Covered PM Repair - Biomedical | MHHS-Sugarland
NO | NO |  |  |  | 129-07851 |  | Smith & Nephew Endoscopy Div Smith & Nephew plc | DYONICS POWER II |  | AAX9884 | SUGAR LAND - OR | MHHS-Sugarland |  | Shaver System Control Unit |  | 129-07851 |  | Sugar Land |  | SUGAR LAND - OR | [5 empty] | ARTHROSCOPIC SHAVER SYSTEMS |  | SHAVERSYSCONTROLUNIT-SmithNephew-Dyonics Power II | SHAVERSYSCONTROLUNIT | Dyonics Power II |  |  |  | SmithNephew | Shaver System Control Unit |  | SHAVERSYSCONTROLUNIT-SmithNephew-Dyonics Power II |  |  |  |  | Covered PM Repair - Biomedical | MHHS-Sugarland
NO | NO |  |  |  | 129-07439 |  | Smith & Nephew Endoscopy Div Smith & Nephew plc | FLOW IQ |  | WN0D0002G6 | SUGAR LAND - OR | MHHS-Sugarland |  |  |  | 129-07439 |  | Sugar Land |  | SUGAR LAND - OR | [5 empty] | CONTROLLERS |  | .needs class | [5 empty] | SmithNephew | [7 empty] | Covered PM Repair - Biomedical | MHHS-Sugarland
NO | NO |  |  |  | 013-35647 |  | Smith & Nephew Endoscopy Div Smith & Nephew plc | HD1200 |  | DDR 0281 | SW - OR | MHHS-Southwest |  |  |  | 013-35647 |  | Southwest |  | SW - OR | [5 empty] | ENDOSCOPIC EQUIPMENT, VIDEO PROCESSOR |  | .needs class | [5 empty] | SmithNephew | [7 empty] | Covered PM Repair - Biomedical | MHHS-Southwest
NO | NO | [5 empty] | Smith & Nephew Endoscopy Div Smith & Nephew plc | ILLUMINATOR II |  |  | GH - CENTRAL SUPPLY | MHHS-Greater Heights | [5 empty] | Central & Greater Heights |  | GH - CENTRAL SUPPLY | [5 empty] | LIGHT SOURCES, FIBEROPTIC |  | .needs class | [5 empty] | SmithNephew | [7 empty] | Covered PM Repair - Biomedical | MHHS-Greater Heights
NO | NO |  |  |  | 133-08676 |  | Smith & Nephew Endoscopy Div Smith & Nephew plc | TRUCLEAR CONTROL UNIT |  | YF-00619 | KATY - OR | MHHS-Katy |  |  |  | 133-08676 |  | Katy |  | KATY - OR | [5 empty] | HANDPIECES, SURGICAL |  | .needs class | [5 empty] | SmithNephew | [7 empty] | Covered PM Repair - Radiology, Low End | MHHS-Katy
NO | NO |  |  |  | 041-18865 |  | Smith & Nephew Endoscopy Div Smith & Nephew plc | TRUCLEAR CONTROL UNIT |  | YF5501 | MEMORIAL CITY - OUTPATIENT SURGERY | MHHS-Mem City |  |  |  | 041-18865 |  | West & Memorial City |  | MEMORIAL CITY - OUTPATIENT SURGERY | [5 empty] | HANDPIECES, SURGICAL |  | .needs class | [5 empty] | SmithNephew | [7 empty] | Covered PM Repair - Biomedical | MHHS-Mem City
NO | NO |  |  |  | 069-41235 |  | Smith & Nephew Endoscopy Div Smith & Nephew plc | TRUCLEAR CONTROL UNIT |  | YF5536 | TMC - OR - ROBERTSON (2R) | MHHS-TMC |  |  |  | 069-41235 |  | TMC |  | TMC - OR - ROBERTSON (2R) | [5 empty] | HANDPIECES, SURGICAL |  | .needs class | [5 empty] | SmithNephew | [7 empty] | Not Covered Vendor Only - Biomedical | MHHS-TMC
NO | NO |  |  |  | 029-10985 |  | Smith & Nephew Endoscopy Div Smith & Nephew plc | TRUCLEAR CONTROL UNIT |  | YF5926 | WOODLANDS - OR | MHHS-Woodlands |  |  |  | 029-10985 |  | Woodlands |  | WOODLANDS - OR | [5 empty] | HANDPIECES, SURGICAL |  | .needs class | [5 empty] | SmithNephew | [7 empty] | Covered PM Repair - Biomedical | MHHS-Woodlands
NO | NO |  |  |  | 129-07277 |  | Smith & Nephew Endoscopy Div Smith & Nephew plc | VULCAN 7210812 |  | ZL3120 | SUGAR LAND - OR | MHHS-Sugarland |  |  |  | 129-07277 |  | Sugar Land |  | SUGAR LAND - OR | [5 empty] | RADIOFREQUENCY GENERATOR |  | .needs class | [5 empty] | SmithNephew | [7 empty] | Covered PM Repair - Biomedical | MHHS-Sugarland
NO | NO |  |  |  | 129-07764 |  | Smith & Nephew Endoscopy Div Smith & Nephew plc | VULCAN 7210812 |  | ZL10307 | SUGAR LAND - OR | MHHS-Sugarland |  |  |  | 129-07764 |  | Sugar Land |  | SUGAR LAND - OR | [5 empty] | RADIOFREQUENCY GENERATOR |  | .needs class | [5 empty] | SmithNephew | [7 empty] | Not Covered Vendor Only - Biomedical | MHHS-Sugarland
NO | NO |  |  |  | 129-07765 |  | Smith & Nephew Endoscopy Div Smith & Nephew plc | VULCAN 7210812 |  | ZL15074 | SUGAR LAND - OR | MHHS-Sugarland |  |  |  | 129-07765 |  | Sugar Land |  | SUGAR LAND - OR | [5 empty] | RADIOFREQUENCY GENERATOR |  | .needs class | [5 empty] | SmithNephew | [7 empty] | Covered PM Repair - Biomedical | MHHS-Sugarland
NO | NO |  |  |  | 129-07935 |  | Smith & Nephew Endoscopy Div Smith & Nephew plc | VULCAN 7210812 |  | ZL3338 | SUGAR LAND - OR | MHHS-Sugarland |  |  |  | 129-07935 |  | Sugar Land |  | SUGAR LAND - OR | [5 empty] | RADIOFREQUENCY GENERATOR |  | .needs class | [5 empty] | SmithNephew | [7 empty] | Covered PM Repair - Biomedical | MHHS-Sugarland
NO | YES | [5 empty] | Smith & Nephew Endoscopy Div Smith & Nephew plc | VULCAN EAS |  | ZL05533 | MHOSH-OR | MHHS Orthopedic & Spine |  | Shaver System Control Unit |  |  |  | Central & Greater Heights | MHHS-Orthopedic & Spine | MHOSH-OR |  | 7/16/19 |  |  |  | ELECTROSURGICAL UNITS | Shaver System Control Unit | SHAVERSYSCONTROLUNIT-SmithNephew-Vulcan EAS | SHAVERSYSCONTROLUNIT | Vulcan EAS |  |  |  | SmithNephew | Shaver System Control Unit |  | SHAVERSYSCONTROLUNIT-SmithNephew-Vulcan EAS |  |  | MHOSH Inventory Dec 2019 into 2020 - Copy.xls - Newly Verified |  | Not Covered Vendor Only - Biomedical | MHHS Orthopedic & Spine | [8 empty] | SHAVERSYSCONTROLUNIT | Shaver System Control Unit | SmithNephew
NO | YES | [5 empty] | Smith & Nephew Endoscopy Div Smith & Nephew plc | VULCAN EAS |  | ZL2618 | MHOSH-OR | MHHS Orthopedic & Spine |  | Shaver System Control Unit |  |  |  | Central & Greater Heights | MHHS-Orthopedic & Spine | MHOSH-OR |  | 7/16/19 |  |  |  | ELECTROSURGICAL UNITS | Shaver System Control Unit | SHAVERSYSCONTROLUNIT-SmithNephew-Vulcan EAS | SHAVERSYSCONTROLUNIT | Vulcan EAS |  |  |  | SmithNephew | Shaver System Control Unit |  | SHAVERSYSCONTROLUNIT-SmithNephew-Vulcan EAS |  | 4/3/17 | MHOSH Inventory Dec 2019 into 2020 - Copy.xls - Newly Verified |  | Covered PM Repair - Biomedical | MHHS Orthopedic & Spine | [8 empty] | SHAVERSYSCONTROLUNIT | Shaver System Control Unit | SmithNephew
NO | NO |  |  |  | 069-42655 |  | Smith & Nephew Endoscopy Div Smith & Nephew plc | VULCAN EAS |  | VG6416 | TMC - OR - ROBERTSON (2R) | MHHS-TMC |  | Shaver System Control Unit |  | 069-42655 |  | TMC |  | TMC - OR - ROBERTSON (2R) | [5 empty] | ELECTROSURGICAL UNITS |  | SHAVERSYSCONTROLUNIT-SmithNephew-Vulcan EAS | SHAVERSYSCONTROLUNIT | Vulcan EAS |  |  |  | SmithNephew | Shaver System Control Unit |  | SHAVERSYSCONTROLUNIT-SmithNephew-Vulcan EAS |  |  |  |  | Covered PM Repair - Biomedical | MHHS-TMC
NO | NO | [5 empty] | Smith & Nephew Surgical Div Smith & Nephew plc |  |  |  | SW - OR | MHHS-Southwest |  | Processor, Video |  |  |  | Southwest |  | SW - OR | [5 empty] | IMAGE STORAGE DEVICES |  | PROCVID-SmithNephew-640 | PROCVID |  |  |  |  | SmithNephew | Processor, Video |  | PROCVID-SmithNephew-640 |  |  |  |  | Covered PM Repair - Biomedical | MHHS-Southwest
NO | NO |  |  |  | 069-41429 |  | Smith & Nephew Surgical Div Smith & Nephew plc |  |  | 1506CM0492 | TMC - OR - ROBERTSON (2R) | MHHS-TMC |  | Monitor, Volume |  | 069-41429 |  | TMC |  | TMC - OR - ROBERTSON (2R) | [5 empty] | IRRIGATION/DISTENTION SYSTEMS |  | MONITORVOLUME-SmithNephew-7210165 | MONITORVOLUME |  |  |  |  | SmithNephew | Monitor, Volume |  | MONITORVOLUME-SmithNephew-7210165 |  |  |  |  | Covered PM Repair - Biomedical | MHHS-TMC
NO | NO |  |  |  | 029-10630 |  | Smith & Nephew Surgical Div Smith & Nephew plc |  |  | 1310CM403 | WOODLANDS - OR | MHHS-Woodlands |  | Monitor, Volume |  | 029-10630 |  | Woodlands |  | WOODLANDS - OR | [5 empty] | IRRIGATION/DISTENTION SYSTEMS |  | MONITORVOLUME-SmithNephew-7210165 | MONITORVOLUME |  |  |  |  | SmithNephew | Monitor, Volume |  | MONITORVOLUME-SmithNephew-7210165 |  |  |  |  | Covered PM Repair - Biomedical | MHHS-Woodlands
NO | NO |  |  |  | 029-10984 |  | Smith & Nephew Surgical Div Smith & Nephew plc |  |  | 1601CM0198 | WOODLANDS - OR | MHHS-Woodlands |  | Monitor, Volume |  | 029-10984 |  | Woodlands |  | WOODLANDS - OR | [5 empty] | IRRIGATION/DISTENTION SYSTEMS |  | MONITORVOLUME-SmithNephew-7210165 | MONITORVOLUME |  |  |  |  | SmithNephew | Monitor, Volume |  | MONITORVOLUME-SmithNephew-7210165 |  |  |  |  | Covered PM Repair - Biomedical | MHHS-Woodlands
NO | NO |  |  |  | 069-43152 |  | Smith & Nephew Surgical Div Smith & Nephew plc | SPIDER 2 |  |  | TMC - OR - HERMANN (2HP) | MHHS-TMC |  | Limb or Body Positioner |  | 069-43152 |  | TMC |  | TMC - OR - HERMANN (2HP) | [5 empty] | POSITIONING AIDS, RADIOGRAPHIC/RADIOTHERAPUETIC |  | POSITION-SmithNephew-Spider 2 | POSITION | Spider 2 |  |  |  | SmithNephew | Limb or Body Positioner |  | POSITION-SmithNephew-Spider 2 |  |  |  |  | Covered PM Repair - Biomedical | MHHS-TMC
NO | NO | [5 empty] | Smith & Nephew Surgical Div Smith & Nephew plc | SPIDER 2 |  |  | TMC - OR - PEDI OR (2R) | MHHS-TMC |  | Limb or Body Positioner |  |  |  | TMC |  | TMC - OR - PEDI OR (2R) | [5 empty] | POSITIONING AIDS, RADIOGRAPHIC/RADIOTHERAPUETIC |  | POSITION-SmithNephew-Spider 2 | POSITION | Spider 2 |  |  |  | SmithNephew | Limb or Body Positioner |  | POSITION-SmithNephew-Spider 2 |  |  |  |  | Covered PM Repair - Biomedical | MHHS-TMC
NO | NO |  |  |  | 013-13449 |  | Smith & Nephew Surgical Div Smith & Nephew plc | VERSAJET II |  | KWFA130005 | SW - OR | MHHS-Southwest |  | Irrigation/Aspiration Unit |  | 013-13449 |  | Southwest |  | SW - OR | [5 empty] | IRRIGATION/DISTENTION SYSTEMS |  | IRRIGATIONASPNUNIT-SmithNephew-Versajet II | IRRIGATIONASPNUNIT | Versajet II |  |  |  | SmithNephew | Irrigation/Aspiration Unit |  | IRRIGATIONASPNUNIT-SmithNephew-Versajet II |  |  |  |  | Covered PM Repair - Biomedical | MHHS-Southwest
NO | NO |  |  |  | 069-38625 |  | Smith & Nephew Surgical Div Smith & Nephew plc | VERSAJET II |  | KWEH110075 | TMC - OR - ROBERTSON (2R) | MHHS-TMC |  | Irrigation/Aspiration Unit |  | 069-38625 |  | TMC |  | TMC - OR - ROBERTSON (2R) | [5 empty] | IRRIGATION/DISTENTION SYSTEMS |  | IRRIGATIONASPNUNIT-SmithNephew-Versajet II | IRRIGATIONASPNUNIT | Versajet II |  |  |  | SmithNephew | Irrigation/Aspiration Unit |  | IRRIGATIONASPNUNIT-SmithNephew-Versajet II |  |  |  |  | Covered PM Repair - Biomedical | MHHS-TMC
NO | NO |  |  |  | 069-39583 |  | Smith & Nephew Surgical Div Smith & Nephew plc | VERSAJET II |  | KWGC140036 | TMC - OR - ROBERTSON (2R) | MHHS-TMC |  | Irrigation/Aspiration Unit |  | 069-39583 |  | TMC |  | TMC - OR - ROBERTSON (2R) | [5 empty] | IRRIGATION/DISTENTION SYSTEMS |  | IRRIGATIONASPNUNIT-SmithNephew-Versajet II | IRRIGATIONASPNUNIT | Versajet II |  |  |  | SmithNephew | Irrigation/Aspiration Unit |  | IRRIGATIONASPNUNIT-SmithNephew-Versajet II |  |  |  |  | Covered PM Repair - Biomedical | MHHS-TMC
NO | YES |  |  |  | 925-01676 | 925-01676 | Smith & Nephew Surgical Div Smith & Nephew plc | WEREWOLF RF20000 |  | YA0D000880 | MHOSH-OR | MHHS Orthopedic & Spine |  |  |  | 925-01676 | 925-01676 | Central & Greater Heights | MHHS-Orthopedic & Spine | MHOSH-OR |  | 12/12/18 |  |  |  | ELECTROSURGICAL UNITS |  | .needs class | [5 empty] | SmithNephew |  |  |  |  | 4/3/17 | MHOSH Inventory Dec 2019 into 2020 - Copy.xls - Newly Verified |  | Covered PM Repair - Biomedical | MHHS Orthopedic & Spine
NO | YES |  |  |  | 925-01677 | 925-01677 | Smith & Nephew Surgical Div Smith & Nephew plc | WEREWOLF RF20000 |  | YA0D00087Z | MHOSH-OR | MHHS Orthopedic & Spine |  |  |  | 925-01677 | 925-01677 | Central & Greater Heights | MHHS-Orthopedic & Spine | MHOSH-OR |  | 12/12/18 |  |  |  | ELECTROSURGICAL UNITS |  | .needs class | [5 empty] | SmithNephew |  |  |  |  | 1/1/18 | MHOSH Inventory Dec 2019 into 2020 - Copy.xls - Newly Verified |  | Covered PM Repair - Biomedical | MHHS Orthopedic & Spine
NO | YES |  |  |  | 925-01679 | 925-01679 | Smith & Nephew Surgical Div Smith & Nephew plc | WEREWOLF RF20000 |  | YA0D00087N | MHOSH-OR | MHHS Orthopedic & Spine |  |  |  | 925-01679 | 925-01679 | Central & Greater Heights | MHHS-Orthopedic & Spine | MHOSH-OR |  | 12/12/18 |  |  |  | ELECTROSURGICAL UNITS |  | .needs class | [5 empty] | SmithNephew |  |  |  |  | 5/2/17 | MHOSH Inventory Dec 2019 into 2020 - Copy.xls - Newly Verified |  | Covered PM Repair - Biomedical | MHHS Orthopedic & Spine
NO | NO |  |  |  | 145-01314 |  | Smith & Nephew Surgical Div Smith & Nephew plc | WEREWOLF RF20000 |  | WNoD00022W | PEARLAND - OR | MHHS-Pearland Hospital |  |  |  | 145-01314 |  | Pearland |  | PEARLAND - OR | [5 empty] | ELECTROSURGICAL UNITS |  | .needs class | [5 empty] | SmithNephew | [7 empty] | Not Covered Vendor Only - Biomedical | MHHS-Pearland Hospital
NO | YES |  |  |  | 069-44500 | 069-44500 | Smith Medical | 530A1167 |  |  | OR |  |  |  |  | 069-44500 | 069-44500 | TMC | Memorial Hermann-Texas Medical Center | OR | S 3404 | 4/1/20
NO | YES | Serial Number 4015312 |  |  | 013-19240 | 013-19240 | Smith Medical |  |  |  | SW Endoscopy |  |  |  |  | 013-19240 | 013-19240 | Southwest | Memorial Hermann Southwest Hospital | SW Endoscopy | SW Endoscopy
YES | YES |  |  |  | 142-00625 | 142-00625 | Smith medical | Level 1 |  | 2004 0684 | [5 empty] | 142-00625 | 142-00625 | Katy | Memorial Hermann Northeast Hospital |  | Sterile Core | 1/1/19 | 1/1/20 |  |  |  | Warmer, Blood/Fluid | WARMERBLOODFLUID-Smiths Medical-Level 1 | [12 empty] | WBF-SA | [10 empty] | WARMERBLOODFLUID | Warmer, Blood/Fluid | Smiths Medical
YES | YES |  |  |  | 151-04968 | 151-04968 | Smith Nephew |  |  | 1605CM0281 | CY - OR |  |  |  |  | 151-04968 | 151-04968 | Northwest | Memorial Hermann Cypress Hospital | CY - OR | Or storage
YES | YES |  |  |  | 005-33146 | 005-33146 | Smith Nephew |  |  | ZM 00052 | SUGAR LAND - OR |  |  |  |  | 005-33146 | 005-33146 | Sugar Land | Memorial Hermann Sugar Land Hospital | SUGAR LAND - OR | W2 300.5 | 2/1/20
YES | YES |  |  |  | 005-33147 | 005-33147 | Smith Nephew |  |  | ZM 00053 | SUGAR LAND - OR |  |  |  |  | 005-33147 | 005-33147 | Sugar Land | Memorial Hermann Sugar Land Hospital | SUGAR LAND - OR | W2 300.5 | 2/1/20
YES | YES |  |  |  | 005-33142 | 005-33142 | Smith Nephew |  |  | AAP 01721 | SUGAR LAND - OR |  |  |  |  | 005-33142 | 005-33142 | Sugar Land | Memorial Hermann Sugar Land Hospital | SUGAR LAND - OR | W2 300.5
YES | YES |  |  |  | 005-33143 | 005-33143 | Smith Nephew |  |  | AAP02662 | SUGAR LAND - OR |  |  |  |  | 005-33143 | 005-33143 | Sugar Land | Memorial Hermann Sugar Land Hospital | SUGAR LAND - OR | W2 300.5
YES | YES |  |  |  | 005-33144 | 005-33144 | Smith Nephew |  |  | AAP00945 | SUGAR LAND - OR |  |  |  |  | 005-33144 | 005-33144 | Sugar Land | Memorial Hermann Sugar Land Hospital | SUGAR LAND - OR | W2 300.5
YES | YES |  |  |  | AAP03972 | AAP03972 | Smith Nephew |  |  | AAP03972 | MEMORIAL CITY - MHT - JHC OR |  |  |  |  | AAP03972 | AAP03972 | West | Memorial Hermann - Memorial City | MEMORIAL CITY - MHT - JHC OR | MH11 Room 503.1 |  |  |  | Procedure Cart with Transformer.
YES | YES |  |  |  | 005-33145 | 005-33145 | Smith Nephew |  |  | AAX34345 | SUGAR LAND - OR |  |  |  |  | 005-33145 | 005-33145 | Sugar Land | Memorial Hermann Sugar Land Hospital | SUGAR LAND - OR | W2 300.5
YES | YES |  |  |  | 041-34460 | 041-34460 | Smith Nephew |  |  | YAOH000BCI | MEMORIAL CITY - MHT - JHC OR |  |  |  |  | 041-34460 | 041-34460 | West | Memorial Hermann Memorial City Medical Center | MEMORIAL CITY - MHT - JHC OR | MEMORIAL CITY - MHT - JHC OR
YES | YES |  |  |  | 041-34459 | 041-34459 | Smith Nephew |  |  | YAOHOOOBCN | MEMORIAL CITY - MHT - JHC OR |  |  |  |  | 041-34459 | 041-34459 | West | Memorial Hermann Memorial City Medical Center | MEMORIAL CITY - MHT - JHC OR | MEMORIAL CITY - MHT - JHC OR
NO | YES | Asset Tag 013-20061 |  |  | 013-20061 | 013-20061 | Smith Nephew | Dyonics 25 |  | ZN 06383 | SW-OR |  |  |  |  | 013-20061 | 013-20061 | Southwest | MHHS-Southwest | SW-OR | Room 9 | 1/1/20 |  | 7/1/20
YES | YES |  |  |  | 041-34463 | 041-34463 | Smith Nephew | Dyonics Power II |  | AAX15304 | MEMORIAL CITY - MHT - JHC OR |  |  |  |  | 041-34463 | 041-34463 | West | Memorial Hermann - Memorial City | MEMORIAL CITY - MHT - JHC OR | MH11 Room 503.1
YES | YES |  |  |  | 099-00216 | 099-00216 | Smith Nephew | Level 1 Temp Check Thermometer |  | S111A01680 | KATY - BIOMEDICAL SERVICES |  |  |  |  | 099-00216 | 099-00216 | Katy | Memorial Hermann Katy Hospital | KATY - BIOMEDICAL SERVICES | Biomed Storage
YES | YES |  |  |  | 133-08142 | 133-08142 | Smith Nephew | Level 1 Temp Check Thermometer |  | S111A00493 | KATY - BIOMEDICAL SERVICES |  |  |  |  | 133-08142 | 133-08142 | Katy | Memorial Hermann Katy Hospital | KATY - BIOMEDICAL SERVICES | Biomed Storage
YES | YES |  |  |  | 069-48596 | 069-48596 | Smith Nephew | Versajet II |  | KEIA200002 | 3rd floor OR |  |  |  |  | 069-48596 | 069-48596 | TMC | Memorial Hermann-Texas Medical Center | 3rd floor OR | S3 415 | 3/1/20 |  | 3/1/21
YES | YES |  |  |  | 925-01180 | 925-01180 | Smith Nephew | VULCAN |  | zL11385 | [5 empty] | 925-01180 | 925-01180 | Central | Joint Center - Orthopedic and Spine Hospital
YES | YES |  |  |  | 925-00615 | 925-00615 | Smith Nephew | VULCAN |  |  | 4th floor |  |  |  |  | 925-00615 | 925-00615 | Central | Joint Center - Orthopedic and Spine Hospital | 4th floor | RM437
YES | YES |  |  |  | 145-01327 | 145-01327 | Smith Nephew | Werewolf |  | WnoD0001SX | OR |  |  |  |  | 145-01327 | 145-01327 | Pearland | Memorial Hermann Pearland Hospital | OR | Room 207 storage | 2/1/20 | 2/1/21
NO | NO |  |  |  | 129-01963 |  | Smiths Medical | 200D |  |  | SUGAR LAND - RESPIRATORY | MHHS-Sugarland |  | Ventilator Condensate Traps, Disposable |  | 129-01963 |  | Sugar Land |  | SUGAR LAND - RESPIRATORY | [5 empty] | VENTILATORS |  | MISCELLANEOUS-Smiths Medical-200D | MISCELLANEOUS | 200D |  |  |  | Smiths Medical | Ventilator Condensate Traps, Disposable |  | MISCELLANEOUS-Smiths Medical-200D |  |  |  |  | Covered PM Repair - Biomedical | MHHS-Sugarland
NO | NO |  |  |  | 129-01964 |  | Smiths Medical | 200D |  |  | SUGAR LAND - RESPIRATORY | MHHS-Sugarland |  | Ventilator Condensate Traps, Disposable |  | 129-01964 |  | Sugar Land |  | SUGAR LAND - RESPIRATORY | [5 empty] | VENTILATORS |  | MISCELLANEOUS-Smiths Medical-200D | MISCELLANEOUS | 200D |  |  |  | Smiths Medical | Ventilator Condensate Traps, Disposable |  | MISCELLANEOUS-Smiths Medical-200D |  |  |  |  | Covered PM Repair - Biomedical | MHHS-Sugarland
NO | NO |  |  |  | 129-03237 |  | Smiths Medical | 200D |  |  | SUGAR LAND - RESPIRATORY | MHHS-Sugarland |  | Ventilator Condensate Traps, Disposable |  | 129-03237 |  | Sugar Land |  | SUGAR LAND - RESPIRATORY | [5 empty] | VENTILATORS |  | MISCELLANEOUS-Smiths Medical-200D | MISCELLANEOUS | 200D |  |  |  | Smiths Medical | Ventilator Condensate Traps, Disposable |  | MISCELLANEOUS-Smiths Medical-200D |  |  |  |  | Covered PM Repair - Biomedical | MHHS-Sugarland
NO | YES |  |  |  | JOJ552 |  | SMITHS MEDICAL | 21-2111-0100-51 |  |  | Rental Equipment | MHHS-Cypress |  |  |  | JOJ552 |  | Northwest & Cypress |  | Rental Equipment | [7 empty] | PUMPINFUSION-Smiths Medical-CADD Solis 2110 |  | CADD SOLIS 2110, GREY FACE - UPDATED AID |  |  | PUMPINFUSION-Smiths Medical-CADD Solis 2110 | [6 empty] | Verified as Rental |  |  | MHHS-Cypress
NO | YES |  |  |  | JOJ989 |  | SMITHS MEDICAL | 21-2111-0100-51 |  |  | Rental Equipment | MHHS-Cypress |  |  |  | JOJ989 |  | Northwest & Cypress |  | Rental Equipment | [7 empty] | PUMPINFUSION-Smiths Medical-CADD Solis 2110 |  | CADD SOLIS 2110, GREY FACE - UPDATED AID |  |  | PUMPINFUSION-Smiths Medical-CADD Solis 2110 | [6 empty] | Verified as Rental |  |  | MHHS-Cypress
NO | YES |  |  |  | JOJ991 |  | SMITHS MEDICAL | 21-2111-0100-51 |  |  | Rental Equipment | MHHS-Cypress |  |  |  | JOJ991 |  | Northwest & Cypress |  | Rental Equipment | [7 empty] | PUMPINFUSION-Smiths Medical-CADD Solis 2110 |  | CADD SOLIS 2110, GREY FACE - UPDATED AID |  |  | PUMPINFUSION-Smiths Medical-CADD Solis 2110 | [6 empty] | Verified as Rental |  |  | MHHS-Cypress
NO | YES |  |  |  | JOJ1039 |  | SMITHS MEDICAL | 21-2111-0100-51 |  |  | Rental Equipment | MHHS-Cypress |  |  |  | JOJ1039 |  | Northwest & Cypress |  | Rental Equipment | [7 empty] | PUMPINFUSION-Smiths Medical-CADD Solis 2110 |  | CADD SOLIS 2110, GREY FACE - UPDATED AID |  |  | PUMPINFUSION-Smiths Medical-CADD Solis 2110 | [6 empty] | Verified as Rental |  |  | MHHS-Cypress
NO | YES |  |  |  | JOJ1087 |  | SMITHS MEDICAL | 21-2111-0100-51 |  |  | Rental Equipment | MHHS-Cypress |  |  |  | JOJ1087 |  | Northwest & Cypress |  | Rental Equipment | [7 empty] | PUMPINFUSION-Smiths Medical-CADD Solis 2110 |  | CADD SOLIS 2110, GREY FACE - UPDATED AID |  |  | PUMPINFUSION-Smiths Medical-CADD Solis 2110 | [6 empty] | Verified as Rental |  |  | MHHS-Cypress
NO | YES |  |  |  | JOJ1132 |  | SMITHS MEDICAL | 21-2111-0100-51 |  |  | Rental Equipment | MHHS-Cypress |  |  |  | JOJ1132 |  | Northwest & Cypress |  | Rental Equipment | [7 empty] | PUMPINFUSION-Smiths Medical-CADD Solis 2110 |  | CADD SOLIS 2110, GREY FACE - UPDATED AID |  |  | PUMPINFUSION-Smiths Medical-CADD Solis 2110 | [6 empty] | Verified as Rental |  |  | MHHS-Cypress
NO | YES |  |  |  | JOJ1140 |  | SMITHS MEDICAL | 21-2111-0100-51 |  |  | Rental Equipment | MHHS-Cypress |  |  |  | JOJ1140 |  | Northwest & Cypress |  | Rental Equipment | [7 empty] | PUMPINFUSION-Smiths Medical-CADD Solis 2110 |  | CADD SOLIS 2110, GREY FACE - UPDATED AID |  |  | PUMPINFUSION-Smiths Medical-CADD Solis 2110 | [6 empty] | Verified as Rental |  |  | MHHS-Cypress
NO | YES |  |  |  | JOJ1142 |  | SMITHS MEDICAL | 21-2111-0100-51 |  |  | Rental Equipment | MHHS-Cypress |  |  |  | JOJ1142 |  | Northwest & Cypress |  | Rental Equipment | [7 empty] | PUMPINFUSION-Smiths Medical-CADD Solis 2110 |  | CADD SOLIS 2110, GREY FACE - UPDATED AID |  |  | PUMPINFUSION-Smiths Medical-CADD Solis 2110 | [6 empty] | Verified as Rental |  |  | MHHS-Cypress
NO | YES |  |  |  | JOJ1175 |  | SMITHS MEDICAL | 21-2111-0100-51 |  |  | Rental Equipment | MHHS-Cypress |  |  |  | JOJ1175 |  | Northwest & Cypress |  | Rental Equipment | [7 empty] | PUMPINFUSION-Smiths Medical-CADD Solis 2110 |  | CADD SOLIS 2110, GREY FACE - UPDATED AID |  |  | PUMPINFUSION-Smiths Medical-CADD Solis 2110 | [6 empty] | Verified as Rental |  |  | MHHS-Cypress
NO | YES |  |  |  | JOJ1182 |  | SMITHS MEDICAL | 21-2111-0100-51 |  |  | Rental Equipment | MHHS-Cypress |  |  |  | JOJ1182 |  | Northwest & Cypress |  | Rental Equipment | [7 empty] | PUMPINFUSION-Smiths Medical-CADD Solis 2110 |  | CADD SOLIS 2110, GREY FACE - UPDATED AID |  |  | PUMPINFUSION-Smiths Medical-CADD Solis 2110 | [6 empty] | Verified as Rental |  |  | MHHS-Cypress
NO | YES |  |  |  | JOJ1215 |  | SMITHS MEDICAL | 21-2111-0100-51 |  |  | Rental Equipment | MHHS-Cypress |  |  |  | JOJ1215 |  | Northwest & Cypress |  | Rental Equipment | [7 empty] | PUMPINFUSION-Smiths Medical-CADD Solis 2110 |  | CADD SOLIS 2110, GREY FACE - UPDATED AID |  |  | PUMPINFUSION-Smiths Medical-CADD Solis 2110 | [6 empty] | Verified as Rental |  |  | MHHS-Cypress
NO | YES |  |  |  | JOJ559 |  | SMITHS MEDICAL | 21-2111-0100-51 |  |  | Rental Equipment | MHHS-Greater Heights |  |  |  | JOJ559 |  | Central & Greater Heights |  | Rental Equipment | [7 empty] | PUMPINFUSION-Smiths Medical-CADD Solis 2110 |  | CADD SOLIS 2110, GREY FACE - UPDATED AID |  |  | PUMPINFUSION-Smiths Medical-CADD Solis 2110 | [6 empty] | Verified as Rental |  |  | MHHS-Greater Heights
NO | YES |  |  |  | JOJ977 |  | SMITHS MEDICAL | 21-2111-0100-51 |  |  | Rental Equipment | MHHS-Greater Heights |  |  |  | JOJ977 |  | Central & Greater Heights |  | Rental Equipment | [7 empty] | PUMPINFUSION-Smiths Medical-CADD Solis 2110 |  | CADD SOLIS 2110, GREY FACE - UPDATED AID |  |  | PUMPINFUSION-Smiths Medical-CADD Solis 2110 | [6 empty] | Verified as Rental |  |  | MHHS-Greater Heights
NO | YES |  |  |  | JOJ1022 |  | SMITHS MEDICAL | 21-2111-0100-51 |  |  | Rental Equipment | MHHS-Greater Heights |  |  |  | JOJ1022 |  | Central & Greater Heights |  | Rental Equipment | [7 empty] | PUMPINFUSION-Smiths Medical-CADD Solis 2110 |  | CADD SOLIS 2110, GREY FACE - UPDATED AID |  |  | PUMPINFUSION-Smiths Medical-CADD Solis 2110 | [6 empty] | Verified as Rental |  |  | MHHS-Greater Heights
NO | YES |  |  |  | JOJ1155 |  | SMITHS MEDICAL | 21-2111-0100-51 |  |  | Rental Equipment | MHHS-Greater Heights |  |  |  | JOJ1155 |  | Central & Greater Heights |  | Rental Equipment | [7 empty] | PUMPINFUSION-Smiths Medical-CADD Solis 2110 |  | CADD SOLIS 2110, GREY FACE - UPDATED AID |  |  | PUMPINFUSION-Smiths Medical-CADD Solis 2110 | [6 empty] | Verified as Rental |  |  | MHHS-Greater Heights
NO | YES |  |  |  | JOJ1157 |  | SMITHS MEDICAL | 21-2111-0100-51 |  |  | Rental Equipment | MHHS-Greater Heights |  |  |  | JOJ1157 |  | Central & Greater Heights |  | Rental Equipment | [7 empty] | PUMPINFUSION-Smiths Medical-CADD Solis 2110 |  | CADD SOLIS 2110, GREY FACE - UPDATED AID |  |  | PUMPINFUSION-Smiths Medical-CADD Solis 2110 | [6 empty] | Verified as Rental |  |  | MHHS-Greater Heights
NO | YES |  |  |  | JOJ1173 |  | SMITHS MEDICAL | 21-2111-0100-51 |  |  | Rental Equipment | MHHS-Greater Heights |  |  |  | JOJ1173 |  | Central & Greater Heights |  | Rental Equipment | [7 empty] | PUMPINFUSION-Smiths Medical-CADD Solis 2110 |  | CADD SOLIS 2110, GREY FACE - UPDATED AID |  |  | PUMPINFUSION-Smiths Medical-CADD Solis 2110 | [6 empty] | Verified as Rental |  |  | MHHS-Greater Heights
NO | YES |  |  |  | JOJ1174 |  | SMITHS MEDICAL | 21-2111-0100-51 |  |  | Rental Equipment | MHHS-Greater Heights |  |  |  | JOJ1174 |  | Central & Greater Heights |  | Rental Equipment | [7 empty] | PUMPINFUSION-Smiths Medical-CADD Solis 2110 |  | CADD SOLIS 2110, GREY FACE - UPDATED AID |  |  | PUMPINFUSION-Smiths Medical-CADD Solis 2110 | [6 empty] | Verified as Rental |  |  | MHHS-Greater Heights
NO | YES |  |  |  | JOJ1235 |  | SMITHS MEDICAL | 21-2111-0100-51 |  |  | Rental Equipment | MHHS-Greater Heights |  |  |  | JOJ1235 |  | Central & Greater Heights |  | Rental Equipment | [7 empty] | PUMPINFUSION-Smiths Medical-CADD Solis 2110 |  | CADD SOLIS 2110, GREY FACE - UPDATED AID |  |  | PUMPINFUSION-Smiths Medical-CADD Solis 2110 | [6 empty] | Verified as Rental |  |  | MHHS-Greater Heights
NO | YES |  |  |  | JOJ1254 |  | SMITHS MEDICAL | 21-2111-0100-51 |  |  | Rental Equipment | MHHS-Greater Heights |  |  |  | JOJ1254 |  | Central & Greater Heights |  | Rental Equipment | [7 empty] | PUMPINFUSION-Smiths Medical-CADD Solis 2110 |  | CADD SOLIS 2110, GREY FACE - UPDATED AID |  |  | PUMPINFUSION-Smiths Medical-CADD Solis 2110 | [6 empty] | Verified as Rental |  |  | MHHS-Greater Heights
NO | YES |  |  |  | JOJ1255 |  | SMITHS MEDICAL | 21-2111-0100-51 |  |  | Rental Equipment | MHHS-Greater Heights |  |  |  | JOJ1255 |  | Central & Greater Heights |  | Rental Equipment | [7 empty] | PUMPINFUSION-Smiths Medical-CADD Solis 2110 |  | CADD SOLIS 2110, GREY FACE - UPDATED AID |  |  | PUMPINFUSION-Smiths Medical-CADD Solis 2110 | [6 empty] | Verified as Rental |  |  | MHHS-Greater Heights
NO | YES |  |  |  | JOJ1264 |  | SMITHS MEDICAL | 21-2111-0100-51 |  |  | Rental Equipment | MHHS-Greater Heights |  |  |  | JOJ1264 |  | Central & Greater Heights |  | Rental Equipment | [7 empty] | PUMPINFUSION-Smiths Medical-CADD Solis 2110 |  | CADD SOLIS 2110, GREY FACE - UPDATED AID |  |  | PUMPINFUSION-Smiths Medical-CADD Solis 2110 | [6 empty] | Verified as Rental |  |  | MHHS-Greater Heights
NO | YES |  |  |  | JOJ741 |  | SMITHS MEDICAL | 21-2111-0100-51 |  |  | Rental | MHHS-Katy |  |  |  | JOJ741 |  | Katy |  | Rental | [7 empty] | PUMPINFUSION-Smiths Medical-CADD Solis 2110 |  | CADD SOLIS 2110, GREY FACE - UPDATED AID |  |  | PUMPINFUSION-Smiths Medical-CADD Solis 2110 | [6 empty] | Verified as Rental |  |  | MHHS-Katy
NO | YES |  |  |  | JOJ852 |  | SMITHS MEDICAL | 21-2111-0100-51 |  |  | Rental | MHHS-Katy |  |  |  | JOJ852 |  | Katy |  | Rental | [7 empty] | PUMPINFUSION-Smiths Medical-CADD Solis 2110 |  | CADD SOLIS 2110, GREY FACE - UPDATED AID |  |  | PUMPINFUSION-Smiths Medical-CADD Solis 2110 | [6 empty] | Verified as Rental |  |  | MHHS-Katy
NO | YES |  |  |  | JOJ902 |  | SMITHS MEDICAL | 21-2111-0100-51 |  |  | Rental | MHHS-Katy |  |  |  | JOJ902 |  | Katy |  | Rental | [7 empty] | PUMPINFUSION-Smiths Medical-CADD Solis 2110 |  | CADD SOLIS 2110, GREY FACE - UPDATED AID |  |  | PUMPINFUSION-Smiths Medical-CADD Solis 2110 | [6 empty] | Verified as Rental |  |  | MHHS-Katy
NO | YES |  |  |  | JOJ1062 |  | SMITHS MEDICAL | 21-2111-0100-51 |  |  | Rental | MHHS-Katy |  |  |  | JOJ1062 |  | Katy |  | Rental | [7 empty] | PUMPINFUSION-Smiths Medical-CADD Solis 2110 |  | CADD SOLIS 2110, GREY FACE - UPDATED AID |  |  | PUMPINFUSION-Smiths Medical-CADD Solis 2110 | [6 empty] | Verified as Rental |  |  | MHHS-Katy
NO | YES |  |  |  | JOJ1141 |  | SMITHS MEDICAL | 21-2111-0100-51 |  |  | Rental | MHHS-Katy |  |  |  | JOJ1141 |  | Katy |  | Rental | [7 empty] | PUMPINFUSION-Smiths Medical-CADD Solis 2110 |  | CADD SOLIS 2110, GREY FACE - UPDATED AID |  |  | PUMPINFUSION-Smiths Medical-CADD Solis 2110 | [6 empty] | Verified as Rental |  |  | MHHS-Katy
NO | YES |  |  |  | JOJ1240 |  | SMITHS MEDICAL | 21-2111-0100-51 |  |  | Rental | MHHS-Katy |  |  |  | JOJ1240 |  | Katy |  | Rental | [7 empty] | PUMPINFUSION-Smiths Medical-CADD Solis 2110 |  | CADD SOLIS 2110, GREY FACE - UPDATED AID |  |  | PUMPINFUSION-Smiths Medical-CADD Solis 2110 | [6 empty] | Verified as Rental |  |  | MHHS-Katy
NO | YES |  |  |  | JOJ1291 |  | SMITHS MEDICAL | 21-2111-0100-51 |  |  | Rental | MHHS-Katy |  |  |  | JOJ1291 |  | Katy |  | Rental | [7 empty] | PUMPINFUSION-Smiths Medical-CADD Solis 2110 |  | CADD SOLIS 2110, GREY FACE - UPDATED AID |  |  | PUMPINFUSION-Smiths Medical-CADD Solis 2110 | [6 empty] | Verified as Rental |  |  | MHHS-Katy
NO | YES |  |  |  | JOJ730 |  | SMITHS MEDICAL | 21-2111-0100-51 |  |  | Rental | MHHS-Mem City |  |  |  | JOJ730 |  | West & Memorial City |  | Rental | [7 empty] | PUMPINFUSION-Smiths Medical-CADD Solis 2110 |  | CADD SOLIS 2110, GREY FACE - UPDATED AID |  |  | PUMPINFUSION-Smiths Medical-CADD Solis 2110 | [6 empty] | Verified as Rental |  |  | MHHS-Mem City
NO | YES |  |  |  | JOJ869 |  | SMITHS MEDICAL | 21-2111-0100-51 |  |  | Rental | MHHS-Mem City |  |  |  | JOJ869 |  | West & Memorial City |  | Rental | [7 empty] | PUMPINFUSION-Smiths Medical-CADD Solis 2110 |  | CADD SOLIS 2110, GREY FACE - UPDATED AID |  |  | PUMPINFUSION-Smiths Medical-CADD Solis 2110 | [6 empty] | Verified as Rental |  |  | MHHS-Mem City
NO | YES |  |  |  | JOJ982 |  | SMITHS MEDICAL | 21-2111-0100-51 |  |  | Rental | MHHS-Mem City |  |  |  | JOJ982 |  | West & Memorial City |  | Rental | [7 empty] | PUMPINFUSION-Smiths Medical-CADD Solis 2110 |  | CADD SOLIS 2110, GREY FACE - UPDATED AID |  |  | PUMPINFUSION-Smiths Medical-CADD Solis 2110 | [6 empty] | Verified as Rental |  |  | MHHS-Mem City
NO | YES |  |  |  | JOJ983 |  | SMITHS MEDICAL | 21-2111-0100-51 |  |  | Rental | MHHS-Mem City |  |  |  | JOJ983 |  | West & Memorial City |  | Rental | [7 empty] | PUMPINFUSION-Smiths Medical-CADD Solis 2110 |  | CADD SOLIS 2110, GREY FACE - UPDATED AID |  |  | PUMPINFUSION-Smiths Medical-CADD Solis 2110 | [6 empty] | Verified as Rental |  |  | MHHS-Mem City
NO | YES |  |  |  | JOJ986 |  | SMITHS MEDICAL | 21-2111-0100-51 |  |  | Rental | MHHS-Mem City |  |  |  | JOJ986 |  | West & Memorial City |  | Rental | [7 empty] | PUMPINFUSION-Smiths Medical-CADD Solis 2110 |  | CADD SOLIS 2110, GREY FACE - UPDATED AID |  |  | PUMPINFUSION-Smiths Medical-CADD Solis 2110 | [6 empty] | Verified as Rental |  |  | MHHS-Mem City
NO | YES |  |  |  | JOJ1136 |  | SMITHS MEDICAL | 21-2111-0100-51 |  |  | Rental | MHHS-Mem City |  |  |  | JOJ1136 |  | West & Memorial City |  | Rental | [7 empty] | PUMPINFUSION-Smiths Medical-CADD Solis 2110 |  | CADD SOLIS 2110, GREY FACE - UPDATED AID |  |  | PUMPINFUSION-Smiths Medical-CADD Solis 2110 | [6 empty] | Verified as Rental |  |  | MHHS-Mem City
NO | YES |  |  |  | JOJ1147 |  | SMITHS MEDICAL | 21-2111-0100-51 |  |  | Rental | MHHS-Mem City |  |  |  | JOJ1147 |  | West & Memorial City |  | Rental | [7 empty] | PUMPINFUSION-Smiths Medical-CADD Solis 2110 |  | CADD SOLIS 2110, GREY FACE - UPDATED AID |  |  | PUMPINFUSION-Smiths Medical-CADD Solis 2110 | [6 empty] | Verified as Rental |  |  | MHHS-Mem City
NO | YES |  |  |  | JOJ1163 |  | SMITHS MEDICAL | 21-2111-0100-51 |  |  | Rental | MHHS-Mem City |  |  |  | JOJ1163 |  | West & Memorial City |  | Rental | [7 empty] | PUMPINFUSION-Smiths Medical-CADD Solis 2110 |  | CADD SOLIS 2110, GREY FACE - UPDATED AID |  |  | PUMPINFUSION-Smiths Medical-CADD Solis 2110 | [6 empty] | Verified as Rental |  |  | MHHS-Mem City
NO | YES |  |  |  | JOJ1181 |  | SMITHS MEDICAL | 21-2111-0100-51 |  |  | Rental | MHHS-Mem City |  |  |  | JOJ1181 |  | West & Memorial City |  | Rental | [7 empty] | PUMPINFUSION-Smiths Medical-CADD Solis 2110 |  | CADD SOLIS 2110, GREY FACE - UPDATED AID |  |  | PUMPINFUSION-Smiths Medical-CADD Solis 2110 | [6 empty] | Verified as Rental |  |  | MHHS-Mem City
NO | YES |  |  |  | JOJ1201 |  | SMITHS MEDICAL | 21-2111-0100-51 |  |  | Rental | MHHS-Mem City |  |  |  | JOJ1201 |  | West & Memorial City |  | Rental | [7 empty] | PUMPINFUSION-Smiths Medical-CADD Solis 2110 |  | CADD SOLIS 2110, GREY FACE - UPDATED AID |  |  | PUMPINFUSION-Smiths Medical-CADD Solis 2110 | [6 empty] | Verified as Rental |  |  | MHHS-Mem City
NO | YES |  |  |  | JOJ1205 |  | SMITHS MEDICAL | 21-2111-0100-51 |  |  | Rental | MHHS-Mem City |  |  |  | JOJ1205 |  | West & Memorial City |  | Rental | [7 empty] | PUMPINFUSION-Smiths Medical-CADD Solis 2110 |  | CADD SOLIS 2110, GREY FACE - UPDATED AID |  |  | PUMPINFUSION-Smiths Medical-CADD Solis 2110 | [6 empty] | Verified as Rental |  |  | MHHS-Mem City
NO | YES |  |  |  | JOJ1209 |  | SMITHS MEDICAL | 21-2111-0100-51 |  |  | Rental | MHHS-Mem City |  |  |  | JOJ1209 |  | West & Memorial City |  | Rental | [7 empty] | PUMPINFUSION-Smiths Medical-CADD Solis 2110 |  | CADD SOLIS 2110, GREY FACE - UPDATED AID |  |  | PUMPINFUSION-Smiths Medical-CADD Solis 2110 | [6 empty] | Verified as Rental |  |  | MHHS-Mem City
NO | YES |  |  |  | JOJ1211 |  | SMITHS MEDICAL | 21-2111-0100-51 |  |  | Rental | MHHS-Mem City |  |  |  | JOJ1211 |  | West & Memorial City |  | Rental | [7 empty] | PUMPINFUSION-Smiths Medical-CADD Solis 2110 |  | CADD SOLIS 2110, GREY FACE - UPDATED AID |  |  | PUMPINFUSION-Smiths Medical-CADD Solis 2110 | [6 empty] | Verified as Rental |  |  | MHHS-Mem City
NO | YES |  |  |  | JOJ1263 |  | SMITHS MEDICAL | 21-2111-0100-51 |  |  | Rental | MHHS-Mem City |  |  |  | JOJ1263 |  | West & Memorial City |  | Rental | [7 empty] | PUMPINFUSION-Smiths Medical-CADD Solis 2110 |  | CADD SOLIS 2110, GREY FACE - UPDATED AID |  |  | PUMPINFUSION-Smiths Medical-CADD Solis 2110 | [6 empty] | Verified as Rental |  |  | MHHS-Mem City
NO | YES |  |  |  | JOJ1282 |  | SMITHS MEDICAL | 21-2111-0100-51 |  |  | Rental | MHHS-Mem City |  |  |  | JOJ1282 |  | West & Memorial City |  | Rental | [7 empty] | PUMPINFUSION-Smiths Medical-CADD Solis 2110 |  | CADD SOLIS 2110, GREY FACE - UPDATED AID |  |  | PUMPINFUSION-Smiths Medical-CADD Solis 2110 | [6 empty] | Verified as Rental |  |  | MHHS-Mem City
NO | YES |  |  |  | JOJ1293 |  | SMITHS MEDICAL | 21-2111-0100-51 |  |  | Rental | MHHS-Mem City |  |  |  | JOJ1293 |  | West & Memorial City |  | Rental | [7 empty] | PUMPINFUSION-Smiths Medical-CADD Solis 2110 |  | CADD SOLIS 2110, GREY FACE - UPDATED AID |  |  | PUMPINFUSION-Smiths Medical-CADD Solis 2110 | [6 empty] | Verified as Rental |  |  | MHHS-Mem City
NO | YES |  |  |  | JOJ1307 |  | SMITHS MEDICAL | 21-2111-0100-51 |  |  | Rental | MHHS-Mem City |  |  |  | JOJ1307 |  | West & Memorial City |  | Rental | [7 empty] | PUMPINFUSION-Smiths Medical-CADD Solis 2110 |  | CADD SOLIS 2110, GREY FACE - UPDATED AID |  |  | PUMPINFUSION-Smiths Medical-CADD Solis 2110 | [6 empty] | Verified as Rental |  |  | MHHS-Mem City
NO | YES |  |  |  | JOJ720 |  | SMITHS MEDICAL | 21-2111-0100-51 |  |  | Rental | MHHS-Northeast |  |  |  | JOJ720 |  | Katy |  | Rental | [7 empty] | PUMPINFUSION-Smiths Medical-CADD Solis 2110 |  | CADD SOLIS 2110, GREY FACE - UPDATED AID |  |  | PUMPINFUSION-Smiths Medical-CADD Solis 2110 | [6 empty] | Verified as Rental |  |  | MHHS-Northeast
NO | YES |  |  |  | JOJ737 |  | SMITHS MEDICAL | 21-2111-0100-51 |  |  | Rental | MHHS-Northeast |  |  |  | JOJ737 |  | Katy |  | Rental | [7 empty] | PUMPINFUSION-Smiths Medical-CADD Solis 2110 |  | CADD SOLIS 2110, GREY FACE - UPDATED AID |  |  | PUMPINFUSION-Smiths Medical-CADD Solis 2110 | [6 empty] | Verified as Rental |  |  | MHHS-Northeast
NO | YES |  |  |  | JOJ944 |  | SMITHS MEDICAL | 21-2111-0100-51 |  |  | Rental | MHHS-Northeast |  |  |  | JOJ944 |  | Katy |  | Rental | [7 empty] | PUMPINFUSION-Smiths Medical-CADD Solis 2110 |  | CADD SOLIS 2110, GREY FACE - UPDATED AID |  |  | PUMPINFUSION-Smiths Medical-CADD Solis 2110 | [6 empty] | Verified as Rental |  |  | MHHS-Northeast
NO | YES |  |  |  | JOJ997 |  | SMITHS MEDICAL | 21-2111-0100-51 |  |  | Rental | MHHS-Northeast |  |  |  | JOJ997 |  | Katy |  | Rental | [7 empty] | PUMPINFUSION-Smiths Medical-CADD Solis 2110 |  | CADD SOLIS 2110, GREY FACE - UPDATED AID |  |  | PUMPINFUSION-Smiths Medical-CADD Solis 2110 | [6 empty] | Verified as Rental |  |  | MHHS-Northeast
NO | YES |  |  |  | JOJ1152 |  | SMITHS MEDICAL | 21-2111-0100-51 |  |  | Rental | MHHS-Northeast |  |  |  | JOJ1152 |  | Katy |  | Rental | [7 empty] | PUMPINFUSION-Smiths Medical-CADD Solis 2110 |  | CADD SOLIS 2110, GREY FACE - UPDATED AID |  |  | PUMPINFUSION-Smiths Medical-CADD Solis 2110 | [6 empty] | Verified as Rental |  |  | MHHS-Northeast
NO | YES |  |  |  | JOJ1167 |  | SMITHS MEDICAL | 21-2111-0100-51 |  |  | Rental | MHHS-Northeast |  |  |  | JOJ1167 |  | Katy |  | Rental | [7 empty] | PUMPINFUSION-Smiths Medical-CADD Solis 2110 |  | CADD SOLIS 2110, GREY FACE - UPDATED AID |  |  | PUMPINFUSION-Smiths Medical-CADD Solis 2110 | [6 empty] | Verified as Rental |  |  | MHHS-Northeast
NO | YES |  |  |  | JOJ1169 |  | SMITHS MEDICAL | 21-2111-0100-51 |  |  | Rental | MHHS-Northeast |  |  |  | JOJ1169 |  | Katy |  | Rental | [7 empty] | PUMPINFUSION-Smiths Medical-CADD Solis 2110 |  | CADD SOLIS 2110, GREY FACE - UPDATED AID |  |  | PUMPINFUSION-Smiths Medical-CADD Solis 2110 | [6 empty] | Verified as Rental |  |  | MHHS-Northeast
NO | YES |  |  |  | JOJ1276 |  | SMITHS MEDICAL | 21-2111-0100-51 |  |  | Rental | MHHS-Northeast |  |  |  | JOJ1276 |  | Katy |  | Rental | [7 empty] | PUMPINFUSION-Smiths Medical-CADD Solis 2110 |  | CADD SOLIS 2110, GREY FACE - UPDATED AID |  |  | PUMPINFUSION-Smiths Medical-CADD Solis 2110 | [6 empty] | Verified as Rental |  |  | MHHS-Northeast
NO | YES |  |  |  | JOJ907 |  | SMITHS MEDICAL | 21-2111-0100-51 |  |  | Rental | MHHS-Orthopedic & Spine |  |  |  | JOJ907 |  | Central & Greater Heights |  | Rental | [7 empty] | PUMPINFUSION-Smiths Medical-CADD Solis 2110 |  | CADD SOLIS 2110, GREY FACE - UPDATED AID |  |  | PUMPINFUSION-Smiths Medical-CADD Solis 2110 | [6 empty] | Verified as Rental |  |  | MHHS-Orthopedic & Spine
NO | YES |  |  |  | JOJ984 |  | SMITHS MEDICAL | 21-2111-0100-51 |  |  | Rental | MHHS-Orthopedic & Spine |  |  |  | JOJ984 |  | Central & Greater Heights |  | Rental | [7 empty] | PUMPINFUSION-Smiths Medical-CADD Solis 2110 |  | CADD SOLIS 2110, GREY FACE - UPDATED AID |  |  | PUMPINFUSION-Smiths Medical-CADD Solis 2110 | [6 empty] | Verified as Rental |  |  | MHHS-Orthopedic & Spine
NO | YES |  |  |  | JOJ1158 |  | SMITHS MEDICAL | 21-2111-0100-51 |  |  | Rental | MHHS-Orthopedic & Spine |  |  |  | JOJ1158 |  | Central & Greater Heights |  | Rental | [7 empty] | PUMPINFUSION-Smiths Medical-CADD Solis 2110 |  | CADD SOLIS 2110, GREY FACE - UPDATED AID |  |  | PUMPINFUSION-Smiths Medical-CADD Solis 2110 | [6 empty] | Verified as Rental |  |  | MHHS-Orthopedic & Spine
NO | YES |  |  |  | JOJ1168 |  | SMITHS MEDICAL | 21-2111-0100-51 |  |  | Rental | MHHS-Orthopedic & Spine |  |  |  | JOJ1168 |  | Central & Greater Heights |  | Rental | [7 empty] | PUMPINFUSION-Smiths Medical-CADD Solis 2110 |  | CADD SOLIS 2110, GREY FACE - UPDATED AID |  |  | PUMPINFUSION-Smiths Medical-CADD Solis 2110 | [6 empty] | Verified as Rental |  |  | MHHS-Orthopedic & Spine
NO | YES |  |  |  | JOJ1219 |  | SMITHS MEDICAL | 21-2111-0100-51 |  |  | Rental | MHHS-Orthopedic & Spine |  |  |  | JOJ1219 |  | Central & Greater Heights |  | Rental | [7 empty] | PUMPINFUSION-Smiths Medical-CADD Solis 2110 |  | CADD SOLIS 2110, GREY FACE - UPDATED AID |  |  | PUMPINFUSION-Smiths Medical-CADD Solis 2110 | [6 empty] | Verified as Rental |  |  | MHHS-Orthopedic & Spine
NO | YES |  |  |  | JOJ733 |  | SMITHS MEDICAL | 21-2111-0100-51 |  |  | Rental | MHHS-Southeast |  |  |  | JOJ733 |  | Southeast & Bay Area |  | Rental | [7 empty] | PUMPINFUSION-Smiths Medical-CADD Solis 2110 |  | CADD SOLIS 2110, GREY FACE - UPDATED AID |  |  | PUMPINFUSION-Smiths Medical-CADD Solis 2110 | [6 empty] | Verified as Rental |  |  | MHHS-Southeast
NO | YES |  |  |  | JOJ913 |  | SMITHS MEDICAL | 21-2111-0100-51 |  |  | Rental | MHHS-Southeast |  |  |  | JOJ913 |  | Southeast & Bay Area |  | Rental | [7 empty] | PUMPINFUSION-Smiths Medical-CADD Solis 2110 |  | CADD SOLIS 2110, GREY FACE - UPDATED AID |  |  | PUMPINFUSION-Smiths Medical-CADD Solis 2110 | [6 empty] | Verified as Rental |  |  | MHHS-Southeast
NO | YES |  |  |  | JOJ1021 |  | SMITHS MEDICAL | 21-2111-0100-51 |  |  | Rental | MHHS-Southeast |  |  |  | JOJ1021 |  | Southeast & Bay Area |  | Rental | [7 empty] | PUMPINFUSION-Smiths Medical-CADD Solis 2110 |  | CADD SOLIS 2110, GREY FACE - UPDATED AID |  |  | PUMPINFUSION-Smiths Medical-CADD Solis 2110 | [6 empty] | Verified as Rental |  |  | MHHS-Southeast
NO | YES |  |  |  | JOJ1079 |  | SMITHS MEDICAL | 21-2111-0100-51 |  |  | Rental | MHHS-Southeast |  |  |  | JOJ1079 |  | Southeast & Bay Area |  | Rental | [7 empty] | PUMPINFUSION-Smiths Medical-CADD Solis 2110 |  | CADD SOLIS 2110, GREY FACE - UPDATED AID |  |  | PUMPINFUSION-Smiths Medical-CADD Solis 2110 | [6 empty] | Verified as Rental |  |  | MHHS-Southeast
NO | YES |  |  |  | JOJ1149 |  | SMITHS MEDICAL | 21-2111-0100-51 |  |  | Rental | MHHS-Southeast |  |  |  | JOJ1149 |  | Southeast & Bay Area |  | Rental | [7 empty] | PUMPINFUSION-Smiths Medical-CADD Solis 2110 |  | CADD SOLIS 2110, GREY FACE - UPDATED AID |  |  | PUMPINFUSION-Smiths Medical-CADD Solis 2110 | [6 empty] | Verified as Rental |  |  | MHHS-Southeast
NO | YES |  |  |  | JOJ1198 |  | SMITHS MEDICAL | 21-2111-0100-51 |  |  | Rental | MHHS-Southeast |  |  |  | JOJ1198 |  | Southeast & Bay Area |  | Rental | [7 empty] | PUMPINFUSION-Smiths Medical-CADD Solis 2110 |  | CADD SOLIS 2110, GREY FACE - UPDATED AID |  |  | PUMPINFUSION-Smiths Medical-CADD Solis 2110 | [6 empty] | Verified as Rental |  |  | MHHS-Southeast
NO | YES |  |  |  | JOJ1216 |  | SMITHS MEDICAL | 21-2111-0100-51 |  |  | Rental | MHHS-Southeast |  |  |  | JOJ1216 |  | Southeast & Bay Area |  | Rental | [7 empty] | PUMPINFUSION-Smiths Medical-CADD Solis 2110 |  | CADD SOLIS 2110, GREY FACE - UPDATED AID |  |  | PUMPINFUSION-Smiths Medical-CADD Solis 2110 | [6 empty] | Verified as Rental |  |  | MHHS-Southeast
NO | YES |  |  |  | JOJ1354 |  | SMITHS MEDICAL | 21-2111-0100-51 |  |  | Rental | MHHS-Southeast |  |  |  | JOJ1354 |  | Southeast & Bay Area |  | Rental | [7 empty] | PUMPINFUSION-Smiths Medical-CADD Solis 2110 |  | CADD SOLIS 2110, GREY FACE - UPDATED AID |  |  | PUMPINFUSION-Smiths Medical-CADD Solis 2110 | [6 empty] | Verified as Rental |  |  | MHHS-Southeast
NO | YES |  |  |  | JOJ441 |  | SMITHS MEDICAL | 21-2111-0100-51 |  |  | Rental | MHHS-Southwest |  |  |  | JOJ441 |  | Southwest |  | Rental | [7 empty] | PUMPINFUSION-Smiths Medical-CADD Solis 2110 |  | CADD SOLIS 2110, GREY FACE - UPDATED AID |  |  | PUMPINFUSION-Smiths Medical-CADD Solis 2110 | [6 empty] | Verified as Rental |  |  | MHHS-Southwest
NO | YES |  |  |  | JOJ600 |  | SMITHS MEDICAL | 21-2111-0100-51 |  |  | Rental | MHHS-Southwest |  |  |  | JOJ600 |  | Southwest |  | Rental | [7 empty] | PUMPINFUSION-Smiths Medical-CADD Solis 2110 |  | CADD SOLIS 2110, GREY FACE - UPDATED AID |  |  | PUMPINFUSION-Smiths Medical-CADD Solis 2110 | [6 empty] | Verified as Rental |  |  | MHHS-Southwest
NO | YES |  |  |  | JOJ697 |  | SMITHS MEDICAL | 21-2111-0100-51 |  |  | Rental | MHHS-Southwest |  |  |  | JOJ697 |  | Southwest |  | Rental | [7 empty] | PUMPINFUSION-Smiths Medical-CADD Solis 2110 |  | CADD SOLIS 2110, GREY FACE - UPDATED AID |  |  | PUMPINFUSION-Smiths Medical-CADD Solis 2110 | [6 empty] | Verified as Rental |  |  | MHHS-Southwest
NO | YES |  |  |  | JOJ724 |  | SMITHS MEDICAL | 21-2111-0100-51 |  |  | Rental | MHHS-Southwest |  |  |  | JOJ724 |  | Southwest |  | Rental | [7 empty] | PUMPINFUSION-Smiths Medical-CADD Solis 2110 |  | CADD SOLIS 2110, GREY FACE - UPDATED AID |  |  | PUMPINFUSION-Smiths Medical-CADD Solis 2110 | [6 empty] | Verified as Rental |  |  | MHHS-Southwest
NO | YES |  |  |  | JOJ858 |  | SMITHS MEDICAL | 21-2111-0100-51 |  |  | Rental | MHHS-Southwest |  |  |  | JOJ858 |  | Southwest |  | Rental | [7 empty] | PUMPINFUSION-Smiths Medical-CADD Solis 2110 |  | CADD SOLIS 2110, GREY FACE - UPDATED AID |  |  | PUMPINFUSION-Smiths Medical-CADD Solis 2110 | [6 empty] | Verified as Rental |  |  | MHHS-Southwest
NO | YES |  |  |  | JOJ1012 |  | SMITHS MEDICAL | 21-2111-0100-51 |  |  | Rental | MHHS-Southwest |  |  |  | JOJ1012 |  | Southwest |  | Rental | [7 empty] | PUMPINFUSION-Smiths Medical-CADD Solis 2110 |  | CADD SOLIS 2110, GREY FACE - UPDATED AID |  |  | PUMPINFUSION-Smiths Medical-CADD Solis 2110 | [6 empty] | Verified as Rental |  |  | MHHS-Southwest
NO | YES |  |  |  | JOJ1033 |  | SMITHS MEDICAL | 21-2111-0100-51 |  |  | Rental | MHHS-Southwest |  |  |  | JOJ1033 |  | Southwest |  | Rental | [7 empty] | PUMPINFUSION-Smiths Medical-CADD Solis 2110 |  | CADD SOLIS 2110, GREY FACE - UPDATED AID |  |  | PUMPINFUSION-Smiths Medical-CADD Solis 2110 | [6 empty] | Verified as Rental |  |  | MHHS-Southwest
NO | YES |  |  |  | JOJ1042 |  | SMITHS MEDICAL | 21-2111-0100-51 |  |  | Rental | MHHS-Southwest |  |  |  | JOJ1042 |  | Southwest |  | Rental | [7 empty] | PUMPINFUSION-Smiths Medical-CADD Solis 2110 |  | CADD SOLIS 2110, GREY FACE - UPDATED AID |  |  | PUMPINFUSION-Smiths Medical-CADD Solis 2110 | [6 empty] | Verified as Rental |  |  | MHHS-Southwest
NO | YES |  |  |  | JOJ1105 |  | SMITHS MEDICAL | 21-2111-0100-51 |  |  | Rental | MHHS-Southwest |  |  |  | JOJ1105 |  | Southwest |  | Rental | [7 empty] | PUMPINFUSION-Smiths Medical-CADD Solis 2110 |  | CADD SOLIS 2110, GREY FACE - UPDATED AID |  |  | PUMPINFUSION-Smiths Medical-CADD Solis 2110 | [6 empty] | Verified as Rental |  |  | MHHS-Southwest
NO | YES |  |  |  | JOJ1160 |  | SMITHS MEDICAL | 21-2111-0100-51 |  |  | Rental | MHHS-Southwest |  |  |  | JOJ1160 |  | Southwest |  | Rental | [7 empty] | PUMPINFUSION-Smiths Medical-CADD Solis 2110 |  | CADD SOLIS 2110, GREY FACE - UPDATED AID |  |  | PUMPINFUSION-Smiths Medical-CADD Solis 2110 | [6 empty] | Verified as Rental |  |  | MHHS-Southwest
NO | YES |  |  |  | JOJ1203 |  | SMITHS MEDICAL | 21-2111-0100-51 |  |  | Rental | MHHS-Southwest |  |  |  | JOJ1203 |  | Southwest |  | Rental | [7 empty] | PUMPINFUSION-Smiths Medical-CADD Solis 2110 |  | CADD SOLIS 2110, GREY FACE - UPDATED AID |  |  | PUMPINFUSION-Smiths Medical-CADD Solis 2110 | [6 empty] | Verified as Rental |  |  | MHHS-Southwest
NO | YES |  |  |  | JOJ1222 |  | SMITHS MEDICAL | 21-2111-0100-51 |  |  | Rental | MHHS-Southwest |  |  |  | JOJ1222 |  | Southwest |  | Rental | [7 empty] | PUMPINFUSION-Smiths Medical-CADD Solis 2110 |  | CADD SOLIS 2110, GREY FACE - UPDATED AID |  |  | PUMPINFUSION-Smiths Medical-CADD Solis 2110 | [6 empty] | Verified as Rental |  |  | MHHS-Southwest
NO | YES |  |  |  | JOJ1224 |  | SMITHS MEDICAL | 21-2111-0100-51 |  |  | Rental | MHHS-Southwest |  |  |  | JOJ1224 |  | Southwest |  | Rental | [7 empty] | PUMPINFUSION-Smiths Medical-CADD Solis 2110 |  | CADD SOLIS 2110, GREY FACE - UPDATED AID |  |  | PUMPINFUSION-Smiths Medical-CADD Solis 2110 | [6 empty] | Verified as Rental |  |  | MHHS-Southwest
NO | YES |  |  |  | JOJ1314 |  | SMITHS MEDICAL | 21-2111-0100-51 |  |  | Rental | MHHS-Southwest |  |  |  | JOJ1314 |  | Southwest |  | Rental | [7 empty] | PUMPINFUSION-Smiths Medical-CADD Solis 2110 |  | CADD SOLIS 2110, GREY FACE - UPDATED AID |  |  | PUMPINFUSION-Smiths Medical-CADD Solis 2110 | [6 empty] | Verified as Rental |  |  | MHHS-Southwest
NO | YES |  |  |  | JOJ723 |  | SMITHS MEDICAL | 21-2111-0100-51 |  |  | Rental | MHHS-Sugarland |  |  |  | JOJ723 |  | Sugar Land |  | Rental | [7 empty] | PUMPINFUSION-Smiths Medical-CADD Solis 2110 |  | CADD SOLIS 2110, GREY FACE - UPDATED AID |  |  | PUMPINFUSION-Smiths Medical-CADD Solis 2110 | [6 empty] | Verified as Rental |  |  | MHHS-Sugarland
NO | YES |  |  |  | JOJ751 |  | SMITHS MEDICAL | 21-2111-0100-51 |  |  | Rental | MHHS-Sugarland |  |  |  | JOJ751 |  | Sugar Land |  | Rental | [7 empty] | PUMPINFUSION-Smiths Medical-CADD Solis 2110 |  | CADD SOLIS 2110, GREY FACE - UPDATED AID |  |  | PUMPINFUSION-Smiths Medical-CADD Solis 2110 | [6 empty] | Verified as Rental |  |  | MHHS-Sugarland
NO | YES |  |  |  | JOJ855 |  | SMITHS MEDICAL | 21-2111-0100-51 |  |  | Rental | MHHS-Sugarland |  |  |  | JOJ855 |  | Sugar Land |  | Rental | [7 empty] | PUMPINFUSION-Smiths Medical-CADD Solis 2110 |  | CADD SOLIS 2110, GREY FACE - UPDATED AID |  |  | PUMPINFUSION-Smiths Medical-CADD Solis 2110 | [6 empty] | Verified as Rental |  |  | MHHS-Sugarland
NO | YES |  |  |  | JOJ863 |  | SMITHS MEDICAL | 21-2111-0100-51 |  |  | Rental | MHHS-Sugarland |  |  |  | JOJ863 |  | Sugar Land |  | Rental | [7 empty] | PUMPINFUSION-Smiths Medical-CADD Solis 2110 |  | CADD SOLIS 2110, GREY FACE - UPDATED AID |  |  | PUMPINFUSION-Smiths Medical-CADD Solis 2110 | [6 empty] | Verified as Rental |  |  | MHHS-Sugarland
NO | YES |  |  |  | JOJ864 |  | SMITHS MEDICAL | 21-2111-0100-51 |  |  | Rental | MHHS-Sugarland |  |  |  | JOJ864 |  | Sugar Land |  | Rental | [7 empty] | PUMPINFUSION-Smiths Medical-CADD Solis 2110 |  | CADD SOLIS 2110, GREY FACE - UPDATED AID |  |  | PUMPINFUSION-Smiths Medical-CADD Solis 2110 | [6 empty] | Verified as Rental |  |  | MHHS-Sugarland
NO | YES |  |  |  | JOJ955 |  | SMITHS MEDICAL | 21-2111-0100-51 |  |  | Rental | MHHS-Sugarland |  |  |  | JOJ955 |  | Sugar Land |  | Rental | [7 empty] | PUMPINFUSION-Smiths Medical-CADD Solis 2110 |  | CADD SOLIS 2110, GREY FACE - UPDATED AID |  |  | PUMPINFUSION-Smiths Medical-CADD Solis 2110 | [6 empty] | Verified as Rental |  |  | MHHS-Sugarland
NO | YES |  |  |  | JOJ976 |  | SMITHS MEDICAL | 21-2111-0100-51 |  |  | Rental | MHHS-Sugarland |  |  |  | JOJ976 |  | Sugar Land |  | Rental | [7 empty] | PUMPINFUSION-Smiths Medical-CADD Solis 2110 |  | CADD SOLIS 2110, GREY FACE - UPDATED AID |  |  | PUMPINFUSION-Smiths Medical-CADD Solis 2110 | [6 empty] | Verified as Rental |  |  | MHHS-Sugarland
NO | YES |  |  |  | JOJ1118 |  | SMITHS MEDICAL | 21-2111-0100-51 |  |  | Rental | MHHS-Sugarland |  |  |  | JOJ1118 |  | Sugar Land |  | Rental | [7 empty] | PUMPINFUSION-Smiths Medical-CADD Solis 2110 |  | CADD SOLIS 2110, GREY FACE - UPDATED AID |  |  | PUMPINFUSION-Smiths Medical-CADD Solis 2110 | [6 empty] | Verified as Rental |  |  | MHHS-Sugarland
NO | YES |  |  |  | JOJ1139 |  | SMITHS MEDICAL | 21-2111-0100-51 |  |  | Rental | MHHS-Sugarland |  |  |  | JOJ1139 |  | Sugar Land |  | Rental | [7 empty] | PUMPINFUSION-Smiths Medical-CADD Solis 2110 |  | CADD SOLIS 2110, GREY FACE - UPDATED AID |  |  | PUMPINFUSION-Smiths Medical-CADD Solis 2110 | [6 empty] | Verified as Rental |  |  | MHHS-Sugarland
NO | YES |  |  |  | JOJ1154 |  | SMITHS MEDICAL | 21-2111-0100-51 |  |  | Rental | MHHS-Sugarland |  |  |  | JOJ1154 |  | Sugar Land |  | Rental | [7 empty] | PUMPINFUSION-Smiths Medical-CADD Solis 2110 |  | CADD SOLIS 2110, GREY FACE - UPDATED AID |  |  | PUMPINFUSION-Smiths Medical-CADD Solis 2110 | [6 empty] | Verified as Rental |  |  | MHHS-Sugarland
NO | YES |  |  |  | JOJ1220 |  | SMITHS MEDICAL | 21-2111-0100-51 |  |  | Rental | MHHS-Sugarland |  |  |  | JOJ1220 |  | Sugar Land |  | Rental | [7 empty] | PUMPINFUSION-Smiths Medical-CADD Solis 2110 |  | CADD SOLIS 2110, GREY FACE - UPDATED AID |  |  | PUMPINFUSION-Smiths Medical-CADD Solis 2110 | [6 empty] | Verified as Rental |  |  | MHHS-Sugarland
NO | YES |  |  |  | JOJ1260 |  | SMITHS MEDICAL | 21-2111-0100-51 |  |  | Rental | MHHS-Sugarland |  |  |  | JOJ1260 |  | Sugar Land |  | Rental | [7 empty] | PUMPINFUSION-Smiths Medical-CADD Solis 2110 |  | CADD SOLIS 2110, GREY FACE - UPDATED AID |  |  | PUMPINFUSION-Smiths Medical-CADD Solis 2110 | [6 empty] | Verified as Rental |  |  | MHHS-Sugarland
NO | YES |  |  |  | JOJ1277 |  | SMITHS MEDICAL | 21-2111-0100-51 |  |  | Rental | MHHS-Sugarland |  |  |  | JOJ1277 |  | Sugar Land |  | Rental | [7 empty] | PUMPINFUSION-Smiths Medical-CADD Solis 2110 |  | CADD SOLIS 2110, GREY FACE - UPDATED AID |  |  | PUMPINFUSION-Smiths Medical-CADD Solis 2110 | [6 empty] | Verified as Rental |  |  | MHHS-Sugarland
NO | YES |  |  |  | JOJ1303 |  | SMITHS MEDICAL | 21-2111-0100-51 |  |  | Rental | MHHS-Sugarland |  |  |  | JOJ1303 |  | Sugar Land |  | Rental | [7 empty] | PUMPINFUSION-Smiths Medical-CADD Solis 2110 |  | CADD SOLIS 2110, GREY FACE - UPDATED AID |  |  | PUMPINFUSION-Smiths Medical-CADD Solis 2110 | [6 empty] | Verified as Rental |  |  | MHHS-Sugarland
NO | YES |  |  |  | JOJ1324 |  | SMITHS MEDICAL | 21-2111-0100-51 |  |  | Rental | MHHS-Sugarland |  |  |  | JOJ1324 |  | Sugar Land |  | Rental | [7 empty] | PUMPINFUSION-Smiths Medical-CADD Solis 2110 |  | CADD SOLIS 2110, GREY FACE - UPDATED AID |  |  | PUMPINFUSION-Smiths Medical-CADD Solis 2110 | [6 empty] | Verified as Rental |  |  | MHHS-Sugarland
NO | YES |  |  |  | JOJ217 |  | SMITHS MEDICAL | 21-2111-0100-51 |  |  | Rental | MHHS-TMC |  |  |  | JOJ217 |  | TMC |  | Rental | [7 empty] | PUMPINFUSION-Smiths Medical-CADD Solis 2110 |  | CADD SOLIS 2110, GREY FACE - UPDATED AID |  |  | PUMPINFUSION-Smiths Medical-CADD Solis 2110 | [6 empty] | Verified as Rental |  |  | MHHS-TMC
NO | YES |  |  |  | JOJ296 |  | SMITHS MEDICAL | 21-2111-0100-51 |  |  | Rental | MHHS-TMC |  |  |  | JOJ296 |  | TMC |  | Rental | [7 empty] | PUMPINFUSION-Smiths Medical-CADD Solis 2110 |  | CADD SOLIS 2110, GREY FACE - UPDATED AID |  |  | PUMPINFUSION-Smiths Medical-CADD Solis 2110 | [6 empty] | Verified as Rental |  |  | MHHS-TMC
NO | YES |  |  |  | JOJ480 |  | SMITHS MEDICAL | 21-2111-0100-51 |  |  | Rental | MHHS-TMC |  |  |  | JOJ480 |  | TMC |  | Rental | [7 empty] | PUMPINFUSION-Smiths Medical-CADD Solis 2110 |  | CADD SOLIS 2110, GREY FACE - UPDATED AID |  |  | PUMPINFUSION-Smiths Medical-CADD Solis 2110 | [6 empty] | Verified as Rental |  |  | MHHS-TMC
NO | YES |  |  |  | JOJ692 |  | SMITHS MEDICAL | 21-2111-0100-51 |  |  | Rental | MHHS-TMC |  |  |  | JOJ692 |  | TMC |  | Rental | [7 empty] | PUMPINFUSION-Smiths Medical-CADD Solis 2110 |  | CADD SOLIS 2110, GREY FACE - UPDATED AID |  |  | PUMPINFUSION-Smiths Medical-CADD Solis 2110 | [6 empty] | Verified as Rental |  |  | MHHS-TMC
NO | YES |  |  |  | JOJ700 |  | SMITHS MEDICAL | 21-2111-0100-51 |  |  | Rental | MHHS-TMC |  |  |  | JOJ700 |  | TMC |  | Rental | [7 empty] | PUMPINFUSION-Smiths Medical-CADD Solis 2110 |  | CADD SOLIS 2110, GREY FACE - UPDATED AID |  |  | PUMPINFUSION-Smiths Medical-CADD Solis 2110 | [6 empty] | Verified as Rental |  |  | MHHS-TMC
NO | YES |  |  |  | JOJ734 |  | SMITHS MEDICAL | 21-2111-0100-51 |  |  | Rental | MHHS-TMC |  |  |  | JOJ734 |  | TMC |  | Rental | [7 empty] | PUMPINFUSION-Smiths Medical-CADD Solis 2110 |  | CADD SOLIS 2110, GREY FACE - UPDATED AID |  |  | PUMPINFUSION-Smiths Medical-CADD Solis 2110 | [6 empty] | Verified as Rental |  |  | MHHS-TMC
NO | YES |  |  |  | JOJ740 |  | SMITHS MEDICAL | 21-2111-0100-51 |  |  | Rental | MHHS-TMC |  |  |  | JOJ740 |  | TMC |  | Rental | [7 empty] | PUMPINFUSION-Smiths Medical-CADD Solis 2110 |  | CADD SOLIS 2110, GREY FACE - UPDATED AID |  |  | PUMPINFUSION-Smiths Medical-CADD Solis 2110 | [6 empty] | Verified as Rental |  |  | MHHS-TMC
NO | YES |  |  |  | JOJ853 |  | SMITHS MEDICAL | 21-2111-0100-51 |  |  | Rental | MHHS-TMC |  |  |  | JOJ853 |  | TMC |  | Rental | [7 empty] | PUMPINFUSION-Smiths Medical-CADD Solis 2110 |  | CADD SOLIS 2110, GREY FACE - UPDATED AID |  |  | PUMPINFUSION-Smiths Medical-CADD Solis 2110 | [6 empty] | Verified as Rental |  |  | MHHS-TMC
NO | YES |  |  |  | JOJ866 |  | SMITHS MEDICAL | 21-2111-0100-51 |  |  | Rental | MHHS-TMC |  |  |  | JOJ866 |  | TMC |  | Rental | [7 empty] | PUMPINFUSION-Smiths Medical-CADD Solis 2110 |  | CADD SOLIS 2110, GREY FACE - UPDATED AID |  |  | PUMPINFUSION-Smiths Medical-CADD Solis 2110 | [6 empty] | Verified as Rental |  |  | MHHS-TMC
NO | YES |  |  |  | JOJ871 |  | SMITHS MEDICAL | 21-2111-0100-51 |  |  | Rental | MHHS-TMC |  |  |  | JOJ871 |  | TMC |  | Rental | [7 empty] | PUMPINFUSION-Smiths Medical-CADD Solis 2110 |  | CADD SOLIS 2110, GREY FACE - UPDATED AID |  |  | PUMPINFUSION-Smiths Medical-CADD Solis 2110 | [6 empty] | Verified as Rental |  |  | MHHS-TMC
NO | YES |  |  |  | JOJ874 |  | SMITHS MEDICAL | 21-2111-0100-51 |  |  | Rental | MHHS-TMC |  |  |  | JOJ874 |  | TMC |  | Rental | [7 empty] | PUMPINFUSION-Smiths Medical-CADD Solis 2110 |  | CADD SOLIS 2110, GREY FACE - UPDATED AID |  |  | PUMPINFUSION-Smiths Medical-CADD Solis 2110 | [6 empty] | Verified as Rental |  |  | MHHS-TMC
NO | YES |  |  |  | JOJ882 |  | SMITHS MEDICAL | 21-2111-0100-51 |  |  | Rental | MHHS-TMC |  |  |  | JOJ882 |  | TMC |  | Rental | [7 empty] | PUMPINFUSION-Smiths Medical-CADD Solis 2110 |  | CADD SOLIS 2110, GREY FACE - UPDATED AID |  |  | PUMPINFUSION-Smiths Medical-CADD Solis 2110 | [6 empty] | Verified as Rental |  |  | MHHS-TMC
NO | YES |  |  |  | JOJ893 |  | SMITHS MEDICAL | 21-2111-0100-51 |  |  | Rental | MHHS-TMC |  |  |  | JOJ893 |  | TMC |  | Rental | [7 empty] | PUMPINFUSION-Smiths Medical-CADD Solis 2110 |  | CADD SOLIS 2110, GREY FACE - UPDATED AID |  |  | PUMPINFUSION-Smiths Medical-CADD Solis 2110 | [6 empty] | Verified as Rental |  |  | MHHS-TMC
NO | YES |  |  |  | JOJ901 |  | SMITHS MEDICAL | 21-2111-0100-51 |  |  | Rental | MHHS-TMC |  |  |  | JOJ901 |  | TMC |  | Rental | [7 empty] | PUMPINFUSION-Smiths Medical-CADD Solis 2110 |  | CADD SOLIS 2110, GREY FACE - UPDATED AID |  |  | PUMPINFUSION-Smiths Medical-CADD Solis 2110 | [6 empty] | Verified as Rental |  |  | MHHS-TMC
NO | YES |  |  |  | JOJ909 |  | SMITHS MEDICAL | 21-2111-0100-51 |  |  | Rental | MHHS-TMC |  |  |  | JOJ909 |  | TMC |  | Rental | [7 empty] | PUMPINFUSION-Smiths Medical-CADD Solis 2110 |  | CADD SOLIS 2110, GREY FACE - UPDATED AID |  |  | PUMPINFUSION-Smiths Medical-CADD Solis 2110 | [6 empty] | Verified as Rental |  |  | MHHS-TMC
NO | YES |  |  |  | JOJ960 |  | SMITHS MEDICAL | 21-2111-0100-51 |  |  | Rental | MHHS-TMC |  |  |  | JOJ960 |  | TMC |  | Rental | [7 empty] | PUMPINFUSION-Smiths Medical-CADD Solis 2110 |  | CADD SOLIS 2110, GREY FACE - UPDATED AID |  |  | PUMPINFUSION-Smiths Medical-CADD Solis 2110 | [6 empty] | Verified as Rental |  |  | MHHS-TMC
NO | YES |  |  |  | JOJ987 |  | SMITHS MEDICAL | 21-2111-0100-51 |  |  | Rental | MHHS-TMC |  |  |  | JOJ987 |  | TMC |  | Rental | [7 empty] | PUMPINFUSION-Smiths Medical-CADD Solis 2110 |  | CADD SOLIS 2110, GREY FACE - UPDATED AID |  |  | PUMPINFUSION-Smiths Medical-CADD Solis 2110 | [6 empty] | Verified as Rental |  |  | MHHS-TMC
NO | YES |  |  |  | JOJ1084 |  | SMITHS MEDICAL | 21-2111-0100-51 |  |  | Rental | MHHS-TMC |  |  |  | JOJ1084 |  | TMC |  | Rental | [7 empty] | PUMPINFUSION-Smiths Medical-CADD Solis 2110 |  | CADD SOLIS 2110, GREY FACE - UPDATED AID |  |  | PUMPINFUSION-Smiths Medical-CADD Solis 2110 | [6 empty] | Verified as Rental |  |  | MHHS-TMC
NO | YES |  |  |  | JOJ1098 |  | SMITHS MEDICAL | 21-2111-0100-51 |  |  | Rental | MHHS-TMC |  |  |  | JOJ1098 |  | TMC |  | Rental | [7 empty] | PUMPINFUSION-Smiths Medical-CADD Solis 2110 |  | CADD SOLIS 2110, GREY FACE - UPDATED AID |  |  | PUMPINFUSION-Smiths Medical-CADD Solis 2110 | [6 empty] | Verified as Rental |  |  | MHHS-TMC
NO | YES |  |  |  | JOJ1126 |  | SMITHS MEDICAL | 21-2111-0100-51 |  |  | Rental | MHHS-TMC |  |  |  | JOJ1126 |  | TMC |  | Rental | [7 empty] | PUMPINFUSION-Smiths Medical-CADD Solis 2110 |  | CADD SOLIS 2110, GREY FACE - UPDATED AID |  |  | PUMPINFUSION-Smiths Medical-CADD Solis 2110 | [6 empty] | Verified as Rental |  |  | MHHS-TMC
NO | YES |  |  |  | JOJ1146 |  | SMITHS MEDICAL | 21-2111-0100-51 |  |  | Rental | MHHS-TMC |  |  |  | JOJ1146 |  | TMC |  | Rental | [7 empty] | PUMPINFUSION-Smiths Medical-CADD Solis 2110 |  | CADD SOLIS 2110, GREY FACE - UPDATED AID |  |  | PUMPINFUSION-Smiths Medical-CADD Solis 2110 | [6 empty] | Verified as Rental |  |  | MHHS-TMC
NO | YES |  |  |  | JOJ1161 |  | SMITHS MEDICAL | 21-2111-0100-51 |  |  | Rental | MHHS-TMC |  |  |  | JOJ1161 |  | TMC |  | Rental | [7 empty] | PUMPINFUSION-Smiths Medical-CADD Solis 2110 |  | CADD SOLIS 2110, GREY FACE - UPDATED AID |  |  | PUMPINFUSION-Smiths Medical-CADD Solis 2110 | [6 empty] | Verified as Rental |  |  | MHHS-TMC
NO | YES |  |  |  | JOJ1170 |  | SMITHS MEDICAL | 21-2111-0100-51 |  |  | Rental | MHHS-TMC |  |  |  | JOJ1170 |  | TMC |  | Rental | [7 empty] | PUMPINFUSION-Smiths Medical-CADD Solis 2110 |  | CADD SOLIS 2110, GREY FACE - UPDATED AID |  |  | PUMPINFUSION-Smiths Medical-CADD Solis 2110 | [6 empty] | Verified as Rental |  |  | MHHS-TMC
NO | YES |  |  |  | JOJ1186 |  | SMITHS MEDICAL | 21-2111-0100-51 |  |  | Rental | MHHS-TMC |  |  |  | JOJ1186 |  | TMC |  | Rental | [7 empty] | PUMPINFUSION-Smiths Medical-CADD Solis 2110 |  | CADD SOLIS 2110, GREY FACE - UPDATED AID |  |  | PUMPINFUSION-Smiths Medical-CADD Solis 2110 | [6 empty] | Verified as Rental |  |  | MHHS-TMC
NO | YES |  |  |  | JOJ1188 |  | SMITHS MEDICAL | 21-2111-0100-51 |  |  | Rental | MHHS-TMC |  |  |  | JOJ1188 |  | TMC |  | Rental | [7 empty] | PUMPINFUSION-Smiths Medical-CADD Solis 2110 |  | CADD SOLIS 2110, GREY FACE - UPDATED AID |  |  | PUMPINFUSION-Smiths Medical-CADD Solis 2110 | [6 empty] | Verified as Rental |  |  | MHHS-TMC
NO | YES |  |  |  | JOJ1193 |  | SMITHS MEDICAL | 21-2111-0100-51 |  |  | Rental | MHHS-TMC |  |  |  | JOJ1193 |  | TMC |  | Rental | [7 empty] | PUMPINFUSION-Smiths Medical-CADD Solis 2110 |  | CADD SOLIS 2110, GREY FACE - UPDATED AID |  |  | PUMPINFUSION-Smiths Medical-CADD Solis 2110 | [6 empty] | Verified as Rental |  |  | MHHS-TMC
NO | YES |  |  |  | JOJ1208 |  | SMITHS MEDICAL | 21-2111-0100-51 |  |  | Rental | MHHS-TMC |  |  |  | JOJ1208 |  | TMC |  | Rental | [7 empty] | PUMPINFUSION-Smiths Medical-CADD Solis 2110 |  | CADD SOLIS 2110, GREY FACE - UPDATED AID |  |  | PUMPINFUSION-Smiths Medical-CADD Solis 2110 | [6 empty] | Verified as Rental |  |  | MHHS-TMC
NO | YES |  |  |  | JOJ1213 |  | SMITHS MEDICAL | 21-2111-0100-51 |  |  | Rental | MHHS-TMC |  |  |  | JOJ1213 |  | TMC |  | Rental | [7 empty] | PUMPINFUSION-Smiths Medical-CADD Solis 2110 |  | CADD SOLIS 2110, GREY FACE - UPDATED AID |  |  | PUMPINFUSION-Smiths Medical-CADD Solis 2110 | [6 empty] | Verified as Rental |  |  | MHHS-TMC
NO | YES |  |  |  | JOJ1296 |  | SMITHS MEDICAL | 21-2111-0100-51 |  |  | Rental | MHHS-TMC |  |  |  | JOJ1296 |  | TMC |  | Rental | [7 empty] | PUMPINFUSION-Smiths Medical-CADD Solis 2110 |  | CADD SOLIS 2110, GREY FACE - UPDATED AID |  |  | PUMPINFUSION-Smiths Medical-CADD Solis 2110 | [6 empty] | Verified as Rental |  |  | MHHS-TMC
NO | YES |  |  |  | JOJ1308 |  | SMITHS MEDICAL | 21-2111-0100-51 |  |  | Rental | MHHS-TMC |  |  |  | JOJ1308 |  | TMC |  | Rental | [7 empty] | PUMPINFUSION-Smiths Medical-CADD Solis 2110 |  | CADD SOLIS 2110, GREY FACE - UPDATED AID |  |  | PUMPINFUSION-Smiths Medical-CADD Solis 2110 | [6 empty] | Verified as Rental |  |  | MHHS-TMC
NO | YES |  |  |  | JOJ1312 |  | SMITHS MEDICAL | 21-2111-0100-51 |  |  | Rental | MHHS-TMC |  |  |  | JOJ1312 |  | TMC |  | Rental | [7 empty] | PUMPINFUSION-Smiths Medical-CADD Solis 2110 |  | CADD SOLIS 2110, GREY FACE - UPDATED AID |  |  | PUMPINFUSION-Smiths Medical-CADD Solis 2110 | [6 empty] | Verified as Rental |  |  | MHHS-TMC
NO | YES |  |  |  | JOJ1327 |  | SMITHS MEDICAL | 21-2111-0100-51 |  |  | Rental | MHHS-TMC |  |  |  | JOJ1327 |  | TMC |  | Rental | [7 empty] | PUMPINFUSION-Smiths Medical-CADD Solis 2110 |  | CADD SOLIS 2110, GREY FACE - UPDATED AID |  |  | PUMPINFUSION-Smiths Medical-CADD Solis 2110 | [6 empty] | Verified as Rental |  |  | MHHS-TMC
NO | YES |  |  |  | JOJ1359 |  | SMITHS MEDICAL | 21-2111-0100-51 |  |  | Rental | MHHS-TMC |  |  |  | JOJ1359 |  | TMC |  | Rental | [7 empty] | PUMPINFUSION-Smiths Medical-CADD Solis 2110 |  | CADD SOLIS 2110, GREY FACE - UPDATED AID |  |  | PUMPINFUSION-Smiths Medical-CADD Solis 2110 | [6 empty] | Verified as Rental |  |  | MHHS-TMC
NO | YES |  |  |  | JOJ736 |  | SMITHS MEDICAL | 21-2111-0100-51 |  |  | Rental | MHHS-Woodlands |  |  |  | JOJ736 |  | Woodlands |  | Rental | [7 empty] | PUMPINFUSION-Smiths Medical-CADD Solis 2110 |  | CADD SOLIS 2110, GREY FACE - UPDATED AID |  |  | PUMPINFUSION-Smiths Medical-CADD Solis 2110 | [6 empty] | Verified as Rental |  |  | MHHS-Woodlands
NO | YES |  |  |  | JOJ860 |  | SMITHS MEDICAL | 21-2111-0100-51 |  |  | Rental | MHHS-Woodlands |  |  |  | JOJ860 |  | Woodlands |  | Rental | [7 empty] | PUMPINFUSION-Smiths Medical-CADD Solis 2110 |  | CADD SOLIS 2110, GREY FACE - UPDATED AID |  |  | PUMPINFUSION-Smiths Medical-CADD Solis 2110 | [6 empty] | Verified as Rental |  |  | MHHS-Woodlands
NO | YES |  |  |  | JOJ880 |  | SMITHS MEDICAL | 21-2111-0100-51 |  |  | Rental | MHHS-Woodlands |  |  |  | JOJ880 |  | Woodlands |  | Rental | [7 empty] | PUMPINFUSION-Smiths Medical-CADD Solis 2110 |  | CADD SOLIS 2110, GREY FACE - UPDATED AID |  |  | PUMPINFUSION-Smiths Medical-CADD Solis 2110 | [6 empty] | Verified as Rental |  |  | MHHS-Woodlands
NO | YES |  |  |  | JOJ881 |  | SMITHS MEDICAL | 21-2111-0100-51 |  |  | Rental | MHHS-Woodlands |  |  |  | JOJ881 |  | Woodlands |  | Rental | [7 empty] | PUMPINFUSION-Smiths Medical-CADD Solis 2110 |  | CADD SOLIS 2110, GREY FACE - UPDATED AID |  |  | PUMPINFUSION-Smiths Medical-CADD Solis 2110 | [6 empty] | Verified as Rental |  |  | MHHS-Woodlands
NO | YES |  |  |  | JOJ962 |  | SMITHS MEDICAL | 21-2111-0100-51 |  |  | Rental | MHHS-Woodlands |  |  |  | JOJ962 |  | Woodlands |  | Rental | [7 empty] | PUMPINFUSION-Smiths Medical-CADD Solis 2110 |  | CADD SOLIS 2110, GREY FACE - UPDATED AID |  |  | PUMPINFUSION-Smiths Medical-CADD Solis 2110 | [6 empty] | Verified as Rental |  |  | MHHS-Woodlands
NO | YES |  |  |  | JOJ1044 |  | SMITHS MEDICAL | 21-2111-0100-51 |  |  | Rental | MHHS-Woodlands |  |  |  | JOJ1044 |  | Woodlands |  | Rental | [7 empty] | PUMPINFUSION-Smiths Medical-CADD Solis 2110 |  | CADD SOLIS 2110, GREY FACE - UPDATED AID |  |  | PUMPINFUSION-Smiths Medical-CADD Solis 2110 | [6 empty] | Verified as Rental |  |  | MHHS-Woodlands
NO | YES |  |  |  | JOJ1109 |  | SMITHS MEDICAL | 21-2111-0100-51 |  |  | Rental | MHHS-Woodlands |  |  |  | JOJ1109 |  | Woodlands |  | Rental | [7 empty] | PUMPINFUSION-Smiths Medical-CADD Solis 2110 |  | CADD SOLIS 2110, GREY FACE - UPDATED AID |  |  | PUMPINFUSION-Smiths Medical-CADD Solis 2110 | [6 empty] | Verified as Rental |  |  | MHHS-Woodlands
NO | YES |  |  |  | JOJ1165 |  | SMITHS MEDICAL | 21-2111-0100-51 |  |  | Rental | MHHS-Woodlands |  |  |  | JOJ1165 |  | Woodlands |  | Rental | [7 empty] | PUMPINFUSION-Smiths Medical-CADD Solis 2110 |  | CADD SOLIS 2110, GREY FACE - UPDATED AID |  |  | PUMPINFUSION-Smiths Medical-CADD Solis 2110 | [6 empty] | Verified as Rental |  |  | MHHS-Woodlands
NO | YES |  |  |  | JOJ1179 |  | SMITHS MEDICAL | 21-2111-0100-51 |  |  | Rental | MHHS-Woodlands |  |  |  | JOJ1179 |  | Woodlands |  | Rental | [7 empty] | PUMPINFUSION-Smiths Medical-CADD Solis 2110 |  | CADD SOLIS 2110, GREY FACE - UPDATED AID |  |  | PUMPINFUSION-Smiths Medical-CADD Solis 2110 | [6 empty] | Verified as Rental |  |  | MHHS-Woodlands
NO | YES |  |  |  | JOJ1225 |  | SMITHS MEDICAL | 21-2111-0100-51 |  |  | Rental | MHHS-Woodlands |  |  |  | JOJ1225 |  | Woodlands |  | Rental | [7 empty] | PUMPINFUSION-Smiths Medical-CADD Solis 2110 |  | CADD SOLIS 2110, GREY FACE - UPDATED AID |  |  | PUMPINFUSION-Smiths Medical-CADD Solis 2110 | [6 empty] | Verified as Rental |  |  | MHHS-Woodlands
NO | YES |  |  |  | JOJ1256 |  | SMITHS MEDICAL | 21-2111-0100-51 |  |  | Rental | MHHS-Woodlands |  |  |  | JOJ1256 |  | Woodlands |  | Rental | [7 empty] | PUMPINFUSION-Smiths Medical-CADD Solis 2110 |  | CADD SOLIS 2110, GREY FACE - UPDATED AID |  |  | PUMPINFUSION-Smiths Medical-CADD Solis 2110 | [6 empty] | Verified as Rental |  |  | MHHS-Woodlands
NO | YES |  |  |  | JOJ1257 |  | SMITHS MEDICAL | 21-2111-0100-51 |  |  | Rental | MHHS-Woodlands |  |  |  | JOJ1257 |  | Woodlands |  | Rental | [7 empty] | PUMPINFUSION-Smiths Medical-CADD Solis 2110 |  | CADD SOLIS 2110, GREY FACE - UPDATED AID |  |  | PUMPINFUSION-Smiths Medical-CADD Solis 2110 | [6 empty] | Verified as Rental |  |  | MHHS-Woodlands
NO | YES |  |  |  | JOJ1294 |  | SMITHS MEDICAL | 21-2111-0100-51 |  |  | Rental | MHHS-Woodlands |  |  |  | JOJ1294 |  | Woodlands |  | Rental | [7 empty] | PUMPINFUSION-Smiths Medical-CADD Solis 2110 |  | CADD SOLIS 2110, GREY FACE - UPDATED AID |  |  | PUMPINFUSION-Smiths Medical-CADD Solis 2110 | [6 empty] | Verified as Rental |  |  | MHHS-Woodlands
NO | YES |  |  |  | JOJ1301 |  | SMITHS MEDICAL | 21-2111-0100-51 |  |  | Rental | MHHS-Woodlands |  |  |  | JOJ1301 |  | Woodlands |  | Rental | [7 empty] | PUMPINFUSION-Smiths Medical-CADD Solis 2110 |  | CADD SOLIS 2110, GREY FACE - UPDATED AID |  |  | PUMPINFUSION-Smiths Medical-CADD Solis 2110 | [6 empty] | Verified as Rental |  |  | MHHS-Woodlands
NO | YES |  |  |  | JOJ1350 |  | SMITHS MEDICAL | 21-2111-0100-51 |  |  | Rental | MHHS-Woodlands |  |  |  | JOJ1350 |  | Woodlands |  | Rental | [7 empty] | PUMPINFUSION-Smiths Medical-CADD Solis 2110 |  | CADD SOLIS 2110, GREY FACE - UPDATED AID |  |  | PUMPINFUSION-Smiths Medical-CADD Solis 2110 | [6 empty] | Verified as Rental |  |  | MHHS-Woodlands
NO | YES |  |  |  | JPA172 |  | SMITHS MEDICAL |  |  | M95174 | Rental Equipment | MHHS-Cypress |  |  |  | JPA172 |  | Northwest & Cypress |  | Rental Equipment | [7 empty] | PUMPINFUSIONSYRINGE-Smiths Medical-Medfusion 3500 |  | MEDFUSION 3500-USED AS FEEDING PUMP,128M |  |  | PUMPINFUSIONSYRINGE-Smiths Medical-Medfusion 3500 | [6 empty] | Verified as Rental |  |  | MHHS-Cypress
NO | YES |  |  |  | JPA188 |  | SMITHS MEDICAL |  |  | M19923 | Rental Equipment | MHHS-Cypress |  |  |  | JPA188 |  | Northwest & Cypress |  | Rental Equipment | [7 empty] | PUMPINFUSIONSYRINGE-Smiths Medical-Medfusion 3500 |  | MEDFUSION 3500-USED AS FEEDING PUMP,128M |  |  | PUMPINFUSIONSYRINGE-Smiths Medical-Medfusion 3500 | [6 empty] | Verified as Rental |  |  | MHHS-Cypress
NO | YES |  |  |  | JPA218 |  | SMITHS MEDICAL |  |  | M01869 | Rental Equipment | MHHS-Cypress |  |  |  | JPA218 |  | Northwest & Cypress |  | Rental Equipment | [7 empty] | PUMPINFUSIONSYRINGE-Smiths Medical-Medfusion 3500 |  | MEDFUSION 3500-USED AS FEEDING PUMP,128M |  |  | PUMPINFUSIONSYRINGE-Smiths Medical-Medfusion 3500 | [6 empty] | Verified as Rental |  |  | MHHS-Cypress
NO | YES |  |  |  | JPA369 |  | SMITHS MEDICAL |  |  | M65463 | Rental Equipment | MHHS-Cypress |  |  |  | JPA369 |  | Northwest & Cypress |  | Rental Equipment | [7 empty] | PUMPINFUSIONSYRINGE-Smiths Medical-Medfusion 3500 |  | MEDFUSION 3500-USED AS FEEDING PUMP,128M |  |  | PUMPINFUSIONSYRINGE-Smiths Medical-Medfusion 3500 | [6 empty] | Verified as Rental |  |  | MHHS-Cypress
NO | YES |  |  |  | JPA428 |  | SMITHS MEDICAL |  |  |  | Rental Equipment | MHHS-Cypress |  |  |  | JPA428 |  | Northwest & Cypress |  | Rental Equipment | [7 empty] | PUMPINFUSIONSYRINGE-Smiths Medical-Medfusion 3500 |  | MEDFUSION 3500-USED AS FEEDING PUMP,128M |  |  | PUMPINFUSIONSYRINGE-Smiths Medical-Medfusion 3500 | [6 empty] | Verified as Rental |  |  | MHHS-Cypress
NO | YES |  |  |  | JPA490 |  | SMITHS MEDICAL |  |  | M11450 | Rental Equipment | MHHS-Cypress |  |  |  | JPA490 |  | Northwest & Cypress |  | Rental Equipment | [7 empty] | PUMPINFUSIONSYRINGE-Smiths Medical-Medfusion 3500 |  | MEDFUSION 3500-USED AS FEEDING PUMP,128M |  |  | PUMPINFUSIONSYRINGE-Smiths Medical-Medfusion 3500 | [6 empty] | Verified as Rental |  |  | MHHS-Cypress
NO | YES |  |  |  | JPA498 |  | SMITHS MEDICAL |  |  |  | Rental Equipment | MHHS-Cypress |  |  |  | JPA498 |  | Northwest & Cypress |  | Rental Equipment | [7 empty] | PUMPINFUSIONSYRINGE-Smiths Medical-Medfusion 3500 |  | MEDFUSION 3500-USED AS FEEDING PUMP,128M |  |  | PUMPINFUSIONSYRINGE-Smiths Medical-Medfusion 3500 | [6 empty] | Verified as Rental |  |  | MHHS-Cypress
NO | YES |  |  |  | JPA236 |  | SMITHS MEDICAL |  |  | M77989 | Rental Equipment | MHHS-Greater Heights |  |  |  | JPA236 |  | Central & Greater Heights |  | Rental Equipment | [7 empty] | PUMPINFUSIONSYRINGE-Smiths Medical-Medfusion 3500 |  | MEDFUSION 3500-USED AS FEEDING PUMP,128M |  |  | PUMPINFUSIONSYRINGE-Smiths Medical-Medfusion 3500 | [6 empty] | Verified as Rental |  |  | MHHS-Greater Heights
NO | YES |  |  |  | JPA247 |  | SMITHS MEDICAL |  |  |  | Rental Equipment | MHHS-Greater Heights |  |  |  | JPA247 |  | Central & Greater Heights |  | Rental Equipment | [7 empty] | PUMPINFUSIONSYRINGE-Smiths Medical-Medfusion 3500 |  | MEDFUSION 3500-USED AS FEEDING PUMP,128M |  |  | PUMPINFUSIONSYRINGE-Smiths Medical-Medfusion 3500 | [6 empty] | Verified as Rental |  |  | MHHS-Greater Heights
NO | YES |  |  |  | JPA261 |  | SMITHS MEDICAL |  |  | M11067 | Rental Equipment | MHHS-Greater Heights |  |  |  | JPA261 |  | Central & Greater Heights |  | Rental Equipment | [7 empty] | PUMPINFUSIONSYRINGE-Smiths Medical-Medfusion 3500 |  | MEDFUSION 3500-USED AS FEEDING PUMP,128M |  |  | PUMPINFUSIONSYRINGE-Smiths Medical-Medfusion 3500 | [6 empty] | Verified as Rental |  |  | MHHS-Greater Heights
NO | YES |  |  |  | JPA277 |  | SMITHS MEDICAL |  |  | M54427 | Rental Equipment | MHHS-Greater Heights |  |  |  | JPA277 |  | Central & Greater Heights |  | Rental Equipment | [7 empty] | PUMPINFUSIONSYRINGE-Smiths Medical-Medfusion 3500 |  | MEDFUSION 3500-USED AS FEEDING PUMP,128M |  |  | PUMPINFUSIONSYRINGE-Smiths Medical-Medfusion 3500 | [6 empty] | Verified as Rental |  |  | MHHS-Greater Heights
NO | YES |  |  |  | JPA315 |  | SMITHS MEDICAL |  |  |  | Rental Equipment | MHHS-Greater Heights |  |  |  | JPA315 |  | Central & Greater Heights |  | Rental Equipment | [7 empty] | PUMPINFUSIONSYRINGE-Smiths Medical-Medfusion 3500 |  | MEDFUSION 3500-USED AS FEEDING PUMP,128M |  |  | PUMPINFUSIONSYRINGE-Smiths Medical-Medfusion 3500 | [6 empty] | Verified as Rental |  |  | MHHS-Greater Heights
NO | YES |  |  |  | JPA455 |  | SMITHS MEDICAL |  |  | M48343 | Rental Equipment | MHHS-Greater Heights |  |  |  | JPA455 |  | Central & Greater Heights |  | Rental Equipment | [7 empty] | PUMPINFUSIONSYRINGE-Smiths Medical-Medfusion 3500 |  | MEDFUSION 3500-USED AS FEEDING PUMP,128M |  |  | PUMPINFUSIONSYRINGE-Smiths Medical-Medfusion 3500 | [6 empty] | Verified as Rental |  |  | MHHS-Greater Heights
NO | YES |  |  |  | JPA456 |  | SMITHS MEDICAL |  |  | M78867 | Rental Equipment | MHHS-Greater Heights |  |  |  | JPA456 |  | Central & Greater Heights |  | Rental Equipment | [7 empty] | PUMPINFUSIONSYRINGE-Smiths Medical-Medfusion 3500 |  | MEDFUSION 3500-USED AS FEEDING PUMP,128M |  |  | PUMPINFUSIONSYRINGE-Smiths Medical-Medfusion 3500 | [6 empty] | Verified as Rental |  |  | MHHS-Greater Heights
NO | YES | Serial Number M94653 |  |  | JPA151 |  | SMITHS MEDICAL |  |  | M94653 | Rental | MHHS-Katy |  |  |  | JPA151 |  | Katy |  | Rental | [7 empty] | PUMPINFUSIONSYRINGE-Smiths Medical-Medfusion 3500 |  | MEDFUSION 3500-USED AS FEEDING PUMP,128M |  |  | PUMPINFUSIONSYRINGE-Smiths Medical-Medfusion 3500 | [6 empty] | Verified as Rental |  |  | MHHS-Katy
NO | YES |  |  |  | JPA164 |  | SMITHS MEDICAL |  |  | M12136 | Rental | MHHS-Katy |  |  |  | JPA164 |  | Katy |  | Rental | [7 empty] | PUMPINFUSIONSYRINGE-Smiths Medical-Medfusion 3500 |  | MEDFUSION 3500-USED AS FEEDING PUMP,128M |  |  | PUMPINFUSIONSYRINGE-Smiths Medical-Medfusion 3500 | [6 empty] | Verified as Rental |  |  | MHHS-Katy
NO | YES |  |  |  | JPA187 |  | SMITHS MEDICAL |  |  | M38875 | Rental | MHHS-Katy |  |  |  | JPA187 |  | Katy |  | Rental | [7 empty] | PUMPINFUSIONSYRINGE-Smiths Medical-Medfusion 3500 |  | MEDFUSION 3500-USED AS FEEDING PUMP,128M |  |  | PUMPINFUSIONSYRINGE-Smiths Medical-Medfusion 3500 | [6 empty] | Verified as Rental |  |  | MHHS-Katy
NO | YES |  |  |  | JPA193 |  | SMITHS MEDICAL |  |  | M94116 | Rental | MHHS-Katy |  |  |  | JPA193 |  | Katy |  | Rental | [7 empty] | PUMPINFUSIONSYRINGE-Smiths Medical-Medfusion 3500 |  | MEDFUSION 3500-USED AS FEEDING PUMP,128M |  |  | PUMPINFUSIONSYRINGE-Smiths Medical-Medfusion 3500 | [6 empty] | Verified as Rental |  |  | MHHS-Katy
NO | YES |  |  |  | JPA213 |  | SMITHS MEDICAL |  |  | M38706 | Rental | MHHS-Katy |  |  |  | JPA213 |  | Katy |  | Rental | [7 empty] | PUMPINFUSIONSYRINGE-Smiths Medical-Medfusion 3500 |  | MEDFUSION 3500-USED AS FEEDING PUMP,128M |  |  | PUMPINFUSIONSYRINGE-Smiths Medical-Medfusion 3500 | [6 empty] | Verified as Rental |  |  | MHHS-Katy
NO | YES |  |  |  | JPA260 |  | SMITHS MEDICAL |  |  | M38713 | Rental | MHHS-Katy |  |  |  | JPA260 |  | Katy |  | Rental | [7 empty] | PUMPINFUSIONSYRINGE-Smiths Medical-Medfusion 3500 |  | MEDFUSION 3500-USED AS FEEDING PUMP,128M |  |  | PUMPINFUSIONSYRINGE-Smiths Medical-Medfusion 3500 | [6 empty] | Verified as Rental |  |  | MHHS-Katy
NO | YES |  |  |  | JPA265 |  | SMITHS MEDICAL |  |  |  | Rental | MHHS-Katy |  |  |  | JPA265 |  | Katy |  | Rental | [7 empty] | PUMPINFUSIONSYRINGE-Smiths Medical-Medfusion 3500 |  | MEDFUSION 3500-USED AS FEEDING PUMP,128M |  |  | PUMPINFUSIONSYRINGE-Smiths Medical-Medfusion 3500 | [6 empty] | Verified as Rental |  |  | MHHS-Katy
NO | YES |  |  |  | JPA273 |  | SMITHS MEDICAL |  |  | M12072 | Rental | MHHS-Katy |  |  |  | JPA273 |  | Katy |  | Rental | [7 empty] | PUMPINFUSIONSYRINGE-Smiths Medical-Medfusion 3500 |  | MEDFUSION 3500-USED AS FEEDING PUMP,128M |  |  | PUMPINFUSIONSYRINGE-Smiths Medical-Medfusion 3500 | [6 empty] | Verified as Rental |  |  | MHHS-Katy
NO | YES |  |  |  | JPA283 |  | SMITHS MEDICAL |  |  | M20017 | Rental | MHHS-Katy |  |  |  | JPA283 |  | Katy |  | Rental | [7 empty] | PUMPINFUSIONSYRINGE-Smiths Medical-Medfusion 3500 |  | MEDFUSION 3500-USED AS FEEDING PUMP,128M |  |  | PUMPINFUSIONSYRINGE-Smiths Medical-Medfusion 3500 | [6 empty] | Verified as Rental |  |  | MHHS-Katy
NO | YES |  |  |  | JPA296 |  | SMITHS MEDICAL |  |  | M53518 | Rental | MHHS-Katy |  |  |  | JPA296 |  | Katy |  | Rental | [7 empty] | PUMPINFUSIONSYRINGE-Smiths Medical-Medfusion 3500 |  | MEDFUSION 3500-USED AS FEEDING PUMP,128M |  |  | PUMPINFUSIONSYRINGE-Smiths Medical-Medfusion 3500 | [6 empty] | Verified as Rental |  |  | MHHS-Katy
NO | YES |  |  |  | JPA319 |  | SMITHS MEDICAL |  |  |  | Rental | MHHS-Katy |  |  |  | JPA319 |  | Katy |  | Rental | [7 empty] | PUMPINFUSIONSYRINGE-Smiths Medical-Medfusion 3500 |  | MEDFUSION 3500-USED AS FEEDING PUMP,128M |  |  | PUMPINFUSIONSYRINGE-Smiths Medical-Medfusion 3500 | [6 empty] | Verified as Rental |  |  | MHHS-Katy
NO | YES |  |  |  | JPA429 |  | SMITHS MEDICAL |  |  | M06719 | Rental | MHHS-Katy |  |  |  | JPA429 |  | Katy |  | Rental | [7 empty] | PUMPINFUSIONSYRINGE-Smiths Medical-Medfusion 3500 |  | MEDFUSION 3500-USED AS FEEDING PUMP,128M |  |  | PUMPINFUSIONSYRINGE-Smiths Medical-Medfusion 3500 | [6 empty] | Verified as Rental |  |  | MHHS-Katy
NO | YES | Serial Number M20140 |  |  | JPA462 |  | SMITHS MEDICAL |  |  | M20140 | Rental | MHHS-Katy |  |  |  | JPA462 |  | Katy |  | Rental | [7 empty] | PUMPINFUSIONSYRINGE-Smiths Medical-Medfusion 3500 |  | MEDFUSION 3500-USED AS FEEDING PUMP,128M |  |  | PUMPINFUSIONSYRINGE-Smiths Medical-Medfusion 3500 | [6 empty] | Verified as Rental |  |  | MHHS-Katy
NO | YES | Serial Number M78580 |  |  | JPA499 |  | SMITHS MEDICAL |  |  | M78580 | Rental | MHHS-Katy |  |  |  | JPA499 |  | Katy |  | Rental | [7 empty] | PUMPINFUSIONSYRINGE-Smiths Medical-Medfusion 3500 |  | MEDFUSION 3500-USED AS FEEDING PUMP,128M |  |  | PUMPINFUSIONSYRINGE-Smiths Medical-Medfusion 3500 | [6 empty] | Verified as Rental |  |  | MHHS-Katy
NO | YES |  |  |  | JPA502 |  | SMITHS MEDICAL |  |  | M94926 | Rental | MHHS-Katy |  |  |  | JPA502 |  | Katy |  | Rental | [7 empty] | PUMPINFUSIONSYRINGE-Smiths Medical-Medfusion 3500 |  | MEDFUSION 3500-USED AS FEEDING PUMP,128M |  |  | PUMPINFUSIONSYRINGE-Smiths Medical-Medfusion 3500 | [6 empty] | Verified as Rental |  |  | MHHS-Katy
NO | YES |  |  |  | JPA503 |  | SMITHS MEDICAL |  |  | M80555 | Rental | MHHS-Katy |  |  |  | JPA503 |  | Katy |  | Rental | [7 empty] | PUMPINFUSIONSYRINGE-Smiths Medical-Medfusion 3500 |  | MEDFUSION 3500-USED AS FEEDING PUMP,128M |  |  | PUMPINFUSIONSYRINGE-Smiths Medical-Medfusion 3500 | [6 empty] | Verified as Rental |  |  | MHHS-Katy
NO | YES |  |  |  | JPA505 |  | SMITHS MEDICAL |  |  | M19247 | Rental | MHHS-Katy |  |  |  | JPA505 |  | Katy |  | Rental | [7 empty] | PUMPINFUSIONSYRINGE-Smiths Medical-Medfusion 3500 |  | MEDFUSION 3500-USED AS FEEDING PUMP,128M |  |  | PUMPINFUSIONSYRINGE-Smiths Medical-Medfusion 3500 | [6 empty] | Verified as Rental |  |  | MHHS-Katy
NO | YES |  |  |  | JPA506 |  | SMITHS MEDICAL |  |  | M20979 | Rental | MHHS-Katy |  |  |  | JPA506 |  | Katy |  | Rental | [7 empty] | PUMPINFUSIONSYRINGE-Smiths Medical-Medfusion 3500 |  | MEDFUSION 3500-USED AS FEEDING PUMP,128M |  |  | PUMPINFUSIONSYRINGE-Smiths Medical-Medfusion 3500 | [6 empty] | Verified as Rental |  |  | MHHS-Katy
NO | YES |  |  |  | JPA127 |  | SMITHS MEDICAL |  |  | M94646 | Rental | MHHS-Mem City |  |  |  | JPA127 |  | West & Memorial City |  | Rental | [7 empty] | PUMPINFUSIONSYRINGE-Smiths Medical-Medfusion 3500 |  | MEDFUSION 3500-USED AS FEEDING PUMP,128M |  |  | PUMPINFUSIONSYRINGE-Smiths Medical-Medfusion 3500 | [6 empty] | Verified as Rental |  |  | MHHS-Mem City
NO | YES |  |  |  | JPA130 |  | SMITHS MEDICAL |  |  | M20129 | Rental | MHHS-Mem City |  |  |  | JPA130 |  | West & Memorial City |  | Rental | [7 empty] | PUMPINFUSIONSYRINGE-Smiths Medical-Medfusion 3500 |  | MEDFUSION 3500-USED AS FEEDING PUMP,128M |  |  | PUMPINFUSIONSYRINGE-Smiths Medical-Medfusion 3500 | [6 empty] | Verified as Rental |  |  | MHHS-Mem City
NO | YES |  |  |  | JPA175 |  | SMITHS MEDICAL |  |  |  | Rental | MHHS-Mem City |  |  |  | JPA175 |  | West & Memorial City |  | Rental | [7 empty] | PUMPINFUSIONSYRINGE-Smiths Medical-Medfusion 3500 |  | MEDFUSION 3500-USED AS FEEDING PUMP,128M |  |  | PUMPINFUSIONSYRINGE-Smiths Medical-Medfusion 3500 | [6 empty] | Verified as Rental |  |  | MHHS-Mem City
NO | YES |  |  |  | JPA206 |  | SMITHS MEDICAL |  |  |  | Rental | MHHS-Mem City |  |  |  | JPA206 |  | West & Memorial City |  | Rental | [7 empty] | PUMPINFUSIONSYRINGE-Smiths Medical-Medfusion 3500 |  | MEDFUSION 3500-USED AS FEEDING PUMP,128M |  |  | PUMPINFUSIONSYRINGE-Smiths Medical-Medfusion 3500 | [6 empty] | Verified as Rental |  |  | MHHS-Mem City
NO | YES |  |  |  | JPA214 |  | SMITHS MEDICAL |  |  |  | Rental | MHHS-Mem City |  |  |  | JPA214 |  | West & Memorial City |  | Rental | [7 empty] | PUMPINFUSIONSYRINGE-Smiths Medical-Medfusion 3500 |  | MEDFUSION 3500-USED AS FEEDING PUMP,128M |  |  | PUMPINFUSIONSYRINGE-Smiths Medical-Medfusion 3500 | [6 empty] | Verified as Rental |  |  | MHHS-Mem City
NO | YES |  |  |  | JPA219 |  | SMITHS MEDICAL |  |  | M95817 | Rental | MHHS-Mem City |  |  |  | JPA219 |  | West & Memorial City |  | Rental | [7 empty] | PUMPINFUSIONSYRINGE-Smiths Medical-Medfusion 3500 |  | MEDFUSION 3500-USED AS FEEDING PUMP,128M |  |  | PUMPINFUSIONSYRINGE-Smiths Medical-Medfusion 3500 | [6 empty] | Verified as Rental |  |  | MHHS-Mem City
NO | YES |  |  |  | JPA222 |  | SMITHS MEDICAL |  |  | M48431 | Rental | MHHS-Mem City |  |  |  | JPA222 |  | West & Memorial City |  | Rental | [7 empty] | PUMPINFUSIONSYRINGE-Smiths Medical-Medfusion 3500 |  | MEDFUSION 3500-USED AS FEEDING PUMP,128M |  |  | PUMPINFUSIONSYRINGE-Smiths Medical-Medfusion 3500 | [6 empty] | Verified as Rental |  |  | MHHS-Mem City
NO | YES |  |  |  | JPA263 |  | SMITHS MEDICAL |  |  | M85812 | Rental | MHHS-Mem City |  |  |  | JPA263 |  | West & Memorial City |  | Rental | [7 empty] | PUMPINFUSIONSYRINGE-Smiths Medical-Medfusion 3500 |  | MEDFUSION 3500-USED AS FEEDING PUMP,128M |  |  | PUMPINFUSIONSYRINGE-Smiths Medical-Medfusion 3500 | [6 empty] | Verified as Rental |  |  | MHHS-Mem City
NO | YES |  |  |  | JPA292 |  | SMITHS MEDICAL |  |  | M20145 | Rental | MHHS-Mem City |  |  |  | JPA292 |  | West & Memorial City |  | Rental | [7 empty] | PUMPINFUSIONSYRINGE-Smiths Medical-Medfusion 3500 |  | MEDFUSION 3500-USED AS FEEDING PUMP,128M |  |  | PUMPINFUSIONSYRINGE-Smiths Medical-Medfusion 3500 | [6 empty] | Verified as Rental |  |  | MHHS-Mem City
NO | YES |  |  |  | JPA307 |  | SMITHS MEDICAL |  |  | M50848 | Rental | MHHS-Mem City |  |  |  | JPA307 |  | West & Memorial City |  | Rental | [7 empty] | PUMPINFUSIONSYRINGE-Smiths Medical-Medfusion 3500 |  | MEDFUSION 3500-USED AS FEEDING PUMP,128M |  |  | PUMPINFUSIONSYRINGE-Smiths Medical-Medfusion 3500 | [6 empty] | Verified as Rental |  |  | MHHS-Mem City
NO | YES |  |  |  | JPA318 |  | SMITHS MEDICAL |  |  |  | Rental | MHHS-Mem City |  |  |  | JPA318 |  | West & Memorial City |  | Rental | [7 empty] | PUMPINFUSIONSYRINGE-Smiths Medical-Medfusion 3500 |  | MEDFUSION 3500-USED AS FEEDING PUMP,128M |  |  | PUMPINFUSIONSYRINGE-Smiths Medical-Medfusion 3500 | [6 empty] | Verified as Rental |  |  | MHHS-Mem City
NO | YES |  |  |  | JPA322 |  | SMITHS MEDICAL |  |  |  | Rental | MHHS-Mem City |  |  |  | JPA322 |  | West & Memorial City |  | Rental | [7 empty] | PUMPINFUSIONSYRINGE-Smiths Medical-Medfusion 3500 |  | MEDFUSION 3500-USED AS FEEDING PUMP,128M |  |  | PUMPINFUSIONSYRINGE-Smiths Medical-Medfusion 3500 | [6 empty] | Verified as Rental |  |  | MHHS-Mem City
NO | YES |  |  |  | JPA328 |  | SMITHS MEDICAL |  |  | M42386 | Rental | MHHS-Mem City |  |  |  | JPA328 |  | West & Memorial City |  | Rental | [7 empty] | PUMPINFUSIONSYRINGE-Smiths Medical-Medfusion 3500 |  | MEDFUSION 3500-USED AS FEEDING PUMP,128M |  |  | PUMPINFUSIONSYRINGE-Smiths Medical-Medfusion 3500 | [6 empty] | Verified as Rental |  |  | MHHS-Mem City
NO | YES |  |  |  | JPA354 |  | SMITHS MEDICAL |  |  | M38873 | Rental | MHHS-Mem City |  |  |  | JPA354 |  | West & Memorial City |  | Rental | [7 empty] | PUMPINFUSIONSYRINGE-Smiths Medical-Medfusion 3500 |  | MEDFUSION 3500-USED AS FEEDING PUMP,128M |  |  | PUMPINFUSIONSYRINGE-Smiths Medical-Medfusion 3500 | [6 empty] | Verified as Rental |  |  | MHHS-Mem City
NO | YES |  |  |  | JPA374 |  | SMITHS MEDICAL |  |  | M20174 | Rental | MHHS-Mem City |  |  |  | JPA374 |  | West & Memorial City |  | Rental | [7 empty] | PUMPINFUSIONSYRINGE-Smiths Medical-Medfusion 3500 |  | MEDFUSION 3500-USED AS FEEDING PUMP,128M |  |  | PUMPINFUSIONSYRINGE-Smiths Medical-Medfusion 3500 | [6 empty] | Verified as Rental |  |  | MHHS-Mem City
NO | YES |  |  |  | JPA400 |  | SMITHS MEDICAL |  |  |  | Rental | MHHS-Mem City |  |  |  | JPA400 |  | West & Memorial City |  | Rental | [7 empty] | PUMPINFUSIONSYRINGE-Smiths Medical-Medfusion 3500 |  | MEDFUSION 3500-USED AS FEEDING PUMP,128M |  |  | PUMPINFUSIONSYRINGE-Smiths Medical-Medfusion 3500 | [6 empty] | Verified as Rental |  |  | MHHS-Mem City
NO | YES |  |  |  | JPA405 |  | SMITHS MEDICAL |  |  |  | Rental | MHHS-Mem City |  |  |  | JPA405 |  | West & Memorial City |  | Rental | [7 empty] | PUMPINFUSIONSYRINGE-Smiths Medical-Medfusion 3500 |  | MEDFUSION 3500-USED AS FEEDING PUMP,128M |  |  | PUMPINFUSIONSYRINGE-Smiths Medical-Medfusion 3500 | [6 empty] | Verified as Rental |  |  | MHHS-Mem City
NO | YES |  |  |  | JPA425 |  | SMITHS MEDICAL |  |  | M38862 | Rental | MHHS-Mem City |  |  |  | JPA425 |  | West & Memorial City |  | Rental | [7 empty] | PUMPINFUSIONSYRINGE-Smiths Medical-Medfusion 3500 |  | MEDFUSION 3500-USED AS FEEDING PUMP,128M |  |  | PUMPINFUSIONSYRINGE-Smiths Medical-Medfusion 3500 | [6 empty] | Verified as Rental |  |  | MHHS-Mem City
NO | YES |  |  |  | JPA444 |  | SMITHS MEDICAL |  |  | M43581 | Rental | MHHS-Mem City |  |  |  | JPA444 |  | West & Memorial City |  | Rental | [7 empty] | PUMPINFUSIONSYRINGE-Smiths Medical-Medfusion 3500 |  | MEDFUSION 3500-USED AS FEEDING PUMP,128M |  |  | PUMPINFUSIONSYRINGE-Smiths Medical-Medfusion 3500 | [6 empty] | Verified as Rental |  |  | MHHS-Mem City
NO | YES |  |  |  | JPA447 |  | SMITHS MEDICAL |  |  | M11256 | Rental | MHHS-Mem City |  |  |  | JPA447 |  | West & Memorial City |  | Rental | [7 empty] | PUMPINFUSIONSYRINGE-Smiths Medical-Medfusion 3500 |  | MEDFUSION 3500-USED AS FEEDING PUMP,128M |  |  | PUMPINFUSIONSYRINGE-Smiths Medical-Medfusion 3500 | [6 empty] | Verified as Rental |  |  | MHHS-Mem City
NO | YES |  |  |  | JPA450 |  | SMITHS MEDICAL |  |  | M09624 | Rental | MHHS-Mem City |  |  |  | JPA450 |  | West & Memorial City |  | Rental | [7 empty] | PUMPINFUSIONSYRINGE-Smiths Medical-Medfusion 3500 |  | MEDFUSION 3500-USED AS FEEDING PUMP,128M |  |  | PUMPINFUSIONSYRINGE-Smiths Medical-Medfusion 3500 | [6 empty] | Verified as Rental |  |  | MHHS-Mem City
NO | YES |  |  |  | JPA459 |  | SMITHS MEDICAL |  |  |  | Rental | MHHS-Mem City |  |  |  | JPA459 |  | West & Memorial City |  | Rental | [7 empty] | PUMPINFUSIONSYRINGE-Smiths Medical-Medfusion 3500 |  | MEDFUSION 3500-USED AS FEEDING PUMP,128M |  |  | PUMPINFUSIONSYRINGE-Smiths Medical-Medfusion 3500 | [6 empty] | Verified as Rental |  |  | MHHS-Mem City
NO | YES |  |  |  | JPA500 |  | SMITHS MEDICAL |  |  | M78102 | Rental | MHHS-Mem City |  |  |  | JPA500 |  | West & Memorial City |  | Rental | [7 empty] | PUMPINFUSIONSYRINGE-Smiths Medical-Medfusion 3500 |  | MEDFUSION 3500-USED AS FEEDING PUMP,128M |  |  | PUMPINFUSIONSYRINGE-Smiths Medical-Medfusion 3500 | [6 empty] | Verified as Rental |  |  | MHHS-Mem City
NO | YES |  |  |  | JNA123 |  | SMITHS MEDICAL |  |  | M69559 | Rental | MHHS-Northeast |  |  |  | JNA123 |  | Katy |  | Rental | [7 empty] | PUMPINFUSIONSYRINGE-Smiths Medical-Medfusion 3500 |  | MEDFUSION 3500 SYRINGE PUMP,128 MEMORY |  |  | PUMPINFUSIONSYRINGE-Smiths Medical-Medfusion 3500 | [6 empty] | Verified as Rental |  |  | MHHS-Northeast
NO | YES |  |  |  | JNA169 |  | SMITHS MEDICAL |  |  | M69560 | Rental | MHHS-Northeast |  |  |  | JNA169 |  | Katy |  | Rental | [7 empty] | PUMPINFUSIONSYRINGE-Smiths Medical-Medfusion 3500 |  | MEDFUSION 3500 SYRINGE PUMP,128 MEMORY |  |  | PUMPINFUSIONSYRINGE-Smiths Medical-Medfusion 3500 | [6 empty] | Verified as Rental |  |  | MHHS-Northeast
NO | YES |  |  |  | JNA1362 |  | SMITHS MEDICAL |  |  | M64071 | Rental | MHHS-Northeast |  |  |  | JNA1362 |  | Katy |  | Rental | [7 empty] | PUMPINFUSIONSYRINGE-Smiths Medical-Medfusion 3500 |  | MEDFUSION 3500 SYRINGE PUMP,128 MEMORY |  |  | PUMPINFUSIONSYRINGE-Smiths Medical-Medfusion 3500 | [6 empty] | Verified as Rental |  |  | MHHS-Northeast
NO | YES |  |  |  | JNA1415 |  | SMITHS MEDICAL |  |  | M43996 | Rental | MHHS-Northeast |  |  |  | JNA1415 |  | Katy |  | Rental | [7 empty] | PUMPINFUSIONSYRINGE-Smiths Medical-Medfusion 3500 |  | MEDFUSION 3500 SYRINGE PUMP,128 MEMORY |  |  | PUMPINFUSIONSYRINGE-Smiths Medical-Medfusion 3500 | [6 empty] | Verified as Rental |  |  | MHHS-Northeast
NO | YES | Serial Number M59920 |  |  | JNA1477 |  | SMITHS MEDICAL |  |  | M59920 | Rental | MHHS-Northeast |  |  |  | JNA1477 |  | Katy |  | Rental | [7 empty] | PUMPINFUSIONSYRINGE-Smiths Medical-Medfusion 3500 |  | MEDFUSION 3500 SYRINGE PUMP,128 MEMORY |  |  | PUMPINFUSIONSYRINGE-Smiths Medical-Medfusion 3500 | [6 empty] | Verified as Rental |  |  | MHHS-Northeast
NO | YES |  |  |  | JNA1752 |  | SMITHS MEDICAL |  |  |  | Rental | MHHS-Northeast |  |  |  | JNA1752 |  | Katy |  | Rental | [7 empty] | PUMPINFUSIONSYRINGE-Smiths Medical-Medfusion 3500 |  | MEDFUSION 3500 SYRINGE PUMP,128 MEMORY |  |  | PUMPINFUSIONSYRINGE-Smiths Medical-Medfusion 3500 | [6 empty] | Verified as Rental |  |  | MHHS-Northeast
NO | YES |  |  |  | JNA1803 |  | SMITHS MEDICAL |  |  |  | Rental | MHHS-Northeast |  |  |  | JNA1803 |  | Katy |  | Rental | [7 empty] | PUMPINFUSIONSYRINGE-Smiths Medical-Medfusion 3500 |  | MEDFUSION 3500 SYRINGE PUMP,128 MEMORY |  |  | PUMPINFUSIONSYRINGE-Smiths Medical-Medfusion 3500 | [6 empty] | Verified as Rental |  |  | MHHS-Northeast
NO | YES |  |  |  | JNA1810 |  | SMITHS MEDICAL |  |  |  | Rental | MHHS-Northeast |  |  |  | JNA1810 |  | Katy |  | Rental | [7 empty] | PUMPINFUSIONSYRINGE-Smiths Medical-Medfusion 3500 |  | MEDFUSION 3500 SYRINGE PUMP,128 MEMORY |  |  | PUMPINFUSIONSYRINGE-Smiths Medical-Medfusion 3500 | [6 empty] | Verified as Rental |  |  | MHHS-Northeast
NO | YES |  |  |  | JNA2181 |  | SMITHS MEDICAL |  |  | M54441 | Rental | MHHS-Northeast |  |  |  | JNA2181 |  | Katy |  | Rental | [7 empty] | PUMPINFUSIONSYRINGE-Smiths Medical-Medfusion 3500 |  | MEDFUSION 3500 SYRINGE PUMP,128 MEMORY |  |  | PUMPINFUSIONSYRINGE-Smiths Medical-Medfusion 3500 | [6 empty] | Verified as Rental |  |  | MHHS-Northeast
NO | YES |  |  |  | JNA2628 |  | SMITHS MEDICAL |  |  | M78130 | Rental | MHHS-Northeast |  |  |  | JNA2628 |  | Katy |  | Rental | [7 empty] | PUMPINFUSIONSYRINGE-Smiths Medical-Medfusion 3500 |  | MEDFUSION 3500 SYRINGE PUMP,128 MEMORY |  |  | PUMPINFUSIONSYRINGE-Smiths Medical-Medfusion 3500 | [6 empty] | Verified as Rental |  |  | MHHS-Northeast
NO | YES |  |  |  | JNA2842 |  | SMITHS MEDICAL |  |  | M79094 | Rental | MHHS-Northeast |  |  |  | JNA2842 |  | Katy |  | Rental | [7 empty] | PUMPINFUSIONSYRINGE-Smiths Medical-Medfusion 3500 |  | MEDFUSION 3500 SYRINGE PUMP,128 MEMORY |  |  | PUMPINFUSIONSYRINGE-Smiths Medical-Medfusion 3500 | [6 empty] | Verified as Rental |  |  | MHHS-Northeast
NO | YES | Serial Number M78892 |  |  | JNA2872 |  | SMITHS MEDICAL |  |  | M78892 | Rental | MHHS-Northeast |  |  |  | JNA2872 |  | Katy |  | Rental | [7 empty] | PUMPINFUSIONSYRINGE-Smiths Medical-Medfusion 3500 |  | MEDFUSION 3500 SYRINGE PUMP,128 MEMORY |  |  | PUMPINFUSIONSYRINGE-Smiths Medical-Medfusion 3500 | [6 empty] | Verified as Rental |  |  | MHHS-Northeast
NO | YES |  |  |  | JNA2955 |  | SMITHS MEDICAL |  |  | M80419 | Rental | MHHS-Northeast |  |  |  | JNA2955 |  | Katy |  | Rental | [7 empty] | PUMPINFUSIONSYRINGE-Smiths Medical-Medfusion 3500 |  | MEDFUSION 3500 SYRINGE PUMP,128 MEMORY |  |  | PUMPINFUSIONSYRINGE-Smiths Medical-Medfusion 3500 | [6 empty] | Verified as Rental |  |  | MHHS-Northeast
NO | YES |  |  |  | JNA3546 |  | SMITHS MEDICAL |  |  | M20043 | Rental | MHHS-Northeast |  |  |  | JNA3546 |  | Katy |  | Rental | [7 empty] | PUMPINFUSIONSYRINGE-Smiths Medical-Medfusion 3500 |  | MEDFUSION 3500 SYRINGE PUMP,128 MEMORY |  |  | PUMPINFUSIONSYRINGE-Smiths Medical-Medfusion 3500 | [6 empty] | Verified as Rental |  |  | MHHS-Northeast
NO | YES |  |  |  | JNA3570 |  | SMITHS MEDICAL |  |  | M57345 | Rental | MHHS-Northeast |  |  |  | JNA3570 |  | Katy |  | Rental | [7 empty] | PUMPINFUSIONSYRINGE-Smiths Medical-Medfusion 3500 |  | MEDFUSION 3500 SYRINGE PUMP,128 MEMORY |  |  | PUMPINFUSIONSYRINGE-Smiths Medical-Medfusion 3500 | [6 empty] | Verified as Rental |  |  | MHHS-Northeast
NO | YES |  |  |  | JNA3646 |  | SMITHS MEDICAL |  |  | M48379 | Rental | MHHS-Northeast |  |  |  | JNA3646 |  | Katy |  | Rental | [7 empty] | PUMPINFUSIONSYRINGE-Smiths Medical-Medfusion 3500 |  | MEDFUSION 3500 SYRINGE PUMP,128 MEMORY |  |  | PUMPINFUSIONSYRINGE-Smiths Medical-Medfusion 3500 | [6 empty] | Verified as Rental |  |  | MHHS-Northeast
NO | YES |  |  |  | JPA108 |  | SMITHS MEDICAL |  |  | M48336 | Rental | MHHS-Northeast |  |  |  | JPA108 |  | Katy |  | Rental | [7 empty] | PUMPINFUSIONSYRINGE-Smiths Medical-Medfusion 3500 |  | MEDFUSION 3500-USED AS FEEDING PUMP,128M |  |  | PUMPINFUSIONSYRINGE-Smiths Medical-Medfusion 3500 | [6 empty] | Verified as Rental |  |  | MHHS-Northeast
NO | YES |  |  |  | JPA146 |  | SMITHS MEDICAL |  |  | M19748 | Rental | MHHS-Northeast |  |  |  | JPA146 |  | Katy |  | Rental | [7 empty] | PUMPINFUSIONSYRINGE-Smiths Medical-Medfusion 3500 |  | MEDFUSION 3500-USED AS FEEDING PUMP,128M |  |  | PUMPINFUSIONSYRINGE-Smiths Medical-Medfusion 3500 | [6 empty] | Verified as Rental |  |  | MHHS-Northeast
NO | YES |  |  |  | JPA156 |  | SMITHS MEDICAL |  |  |  | Rental | MHHS-Northeast |  |  |  | JPA156 |  | Katy |  | Rental | [7 empty] | PUMPINFUSIONSYRINGE-Smiths Medical-Medfusion 3500 |  | MEDFUSION 3500-USED AS FEEDING PUMP,128M |  |  | PUMPINFUSIONSYRINGE-Smiths Medical-Medfusion 3500 | [6 empty] | Verified as Rental |  |  | MHHS-Northeast
NO | YES | Serial Number M57352 |  |  | JPA289 |  | SMITHS MEDICAL |  |  | M57352 | Rental | MHHS-Northeast |  |  |  | JPA289 |  | Katy |  | Rental | [7 empty] | PUMPINFUSIONSYRINGE-Smiths Medical-Medfusion 3500 |  | MEDFUSION 3500-USED AS FEEDING PUMP,128M |  |  | PUMPINFUSIONSYRINGE-Smiths Medical-Medfusion 3500 | [6 empty] | Verified as Rental |  |  | MHHS-Northeast
NO | YES | Serial Number M38412 |  |  | JPA291 |  | SMITHS MEDICAL |  |  | M38412 | Rental | MHHS-Northeast |  |  |  | JPA291 |  | Katy |  | Rental | [7 empty] | PUMPINFUSIONSYRINGE-Smiths Medical-Medfusion 3500 |  | MEDFUSION 3500-USED AS FEEDING PUMP,128M |  |  | PUMPINFUSIONSYRINGE-Smiths Medical-Medfusion 3500 | [6 empty] | Verified as Rental |  |  | MHHS-Northeast
NO | YES | Serial Number M19811 |  |  | JPA344 |  | SMITHS MEDICAL |  |  | M19811 | Rental | MHHS-Northeast |  |  |  | JPA344 |  | Katy |  | Rental | [7 empty] | PUMPINFUSIONSYRINGE-Smiths Medical-Medfusion 3500 |  | MEDFUSION 3500-USED AS FEEDING PUMP,128M |  |  | PUMPINFUSIONSYRINGE-Smiths Medical-Medfusion 3500 | [6 empty] | Verified as Rental |  |  | MHHS-Northeast
NO | YES |  |  |  | JPA345 |  | SMITHS MEDICAL |  |  | M12488 | Rental | MHHS-Northeast |  |  |  | JPA345 |  | Katy |  | Rental | [7 empty] | PUMPINFUSIONSYRINGE-Smiths Medical-Medfusion 3500 |  | MEDFUSION 3500-USED AS FEEDING PUMP,128M |  |  | PUMPINFUSIONSYRINGE-Smiths Medical-Medfusion 3500 | [6 empty] | Verified as Rental |  |  | MHHS-Northeast
NO | YES |  |  |  | JPA347 |  | SMITHS MEDICAL |  |  | M20001 | Rental | MHHS-Northeast |  |  |  | JPA347 |  | Katy |  | Rental | [7 empty] | PUMPINFUSIONSYRINGE-Smiths Medical-Medfusion 3500 |  | MEDFUSION 3500-USED AS FEEDING PUMP,128M |  |  | PUMPINFUSIONSYRINGE-Smiths Medical-Medfusion 3500 | [6 empty] | Verified as Rental |  |  | MHHS-Northeast
NO | YES |  |  |  | JPA361 |  | SMITHS MEDICAL |  |  |  | Rental | MHHS-Northeast |  |  |  | JPA361 |  | Katy |  | Rental | [7 empty] | PUMPINFUSIONSYRINGE-Smiths Medical-Medfusion 3500 |  | MEDFUSION 3500-USED AS FEEDING PUMP,128M |  |  | PUMPINFUSIONSYRINGE-Smiths Medical-Medfusion 3500 | [6 empty] | Verified as Rental |  |  | MHHS-Northeast
NO | YES |  |  |  | JPA390 |  | SMITHS MEDICAL |  |  | M15852 | Rental | MHHS-Northeast |  |  |  | JPA390 |  | Katy |  | Rental | [7 empty] | PUMPINFUSIONSYRINGE-Smiths Medical-Medfusion 3500 |  | MEDFUSION 3500-USED AS FEEDING PUMP,128M |  |  | PUMPINFUSIONSYRINGE-Smiths Medical-Medfusion 3500 | [6 empty] | Verified as Rental |  |  | MHHS-Northeast
NO | YES |  |  |  | JPA401 |  | SMITHS MEDICAL |  |  | M42880 | Rental | MHHS-Northeast |  |  |  | JPA401 |  | Katy |  | Rental | [7 empty] | PUMPINFUSIONSYRINGE-Smiths Medical-Medfusion 3500 |  | MEDFUSION 3500-USED AS FEEDING PUMP,128M |  |  | PUMPINFUSIONSYRINGE-Smiths Medical-Medfusion 3500 | [6 empty] | Verified as Rental |  |  | MHHS-Northeast
NO | YES |  |  |  | JPA441 |  | SMITHS MEDICAL |  |  | M33820 | Rental | MHHS-Northeast |  |  |  | JPA441 |  | Katy |  | Rental | [7 empty] | PUMPINFUSIONSYRINGE-Smiths Medical-Medfusion 3500 |  | MEDFUSION 3500-USED AS FEEDING PUMP,128M |  |  | PUMPINFUSIONSYRINGE-Smiths Medical-Medfusion 3500 | [6 empty] | Verified as Rental |  |  | MHHS-Northeast
NO | YES |  |  |  | JPA457 |  | SMITHS MEDICAL |  |  | M37958 | Rental | MHHS-Northeast |  |  |  | JPA457 |  | Katy |  | Rental | [7 empty] | PUMPINFUSIONSYRINGE-Smiths Medical-Medfusion 3500 |  | MEDFUSION 3500-USED AS FEEDING PUMP,128M |  |  | PUMPINFUSIONSYRINGE-Smiths Medical-Medfusion 3500 | [6 empty] | Verified as Rental |  |  | MHHS-Northeast
NO | YES |  |  |  | JPA491 |  | SMITHS MEDICAL |  |  | M43560 | Rental | MHHS-Northeast |  |  |  | JPA491 |  | Katy |  | Rental | [7 empty] | PUMPINFUSIONSYRINGE-Smiths Medical-Medfusion 3500 |  | MEDFUSION 3500-USED AS FEEDING PUMP,128M |  |  | PUMPINFUSIONSYRINGE-Smiths Medical-Medfusion 3500 | [6 empty] | Verified as Rental |  |  | MHHS-Northeast
NO | YES |  |  |  | JPA192 |  | SMITHS MEDICAL |  |  |  | Rental | MHHS-Southeast |  |  |  | JPA192 |  | Southeast & Bay Area |  | Rental | [7 empty] | PUMPINFUSIONSYRINGE-Smiths Medical-Medfusion 3500 |  | MEDFUSION 3500-USED AS FEEDING PUMP,128M |  |  | PUMPINFUSIONSYRINGE-Smiths Medical-Medfusion 3500 | [6 empty] | Verified as Rental |  |  | MHHS-Southeast
NO | YES |  |  |  | JPA249 |  | SMITHS MEDICAL |  |  | M69587 | Rental | MHHS-Southeast |  |  |  | JPA249 |  | Southeast & Bay Area |  | Rental | [7 empty] | PUMPINFUSIONSYRINGE-Smiths Medical-Medfusion 3500 |  | MEDFUSION 3500-USED AS FEEDING PUMP,128M |  |  | PUMPINFUSIONSYRINGE-Smiths Medical-Medfusion 3500 | [6 empty] | Verified as Rental |  |  | MHHS-Southeast
NO | YES |  |  |  | JPA298 |  | SMITHS MEDICAL |  |  | M38863 | Rental | MHHS-Southeast |  |  |  | JPA298 |  | Southeast & Bay Area |  | Rental | [7 empty] | PUMPINFUSIONSYRINGE-Smiths Medical-Medfusion 3500 |  | MEDFUSION 3500-USED AS FEEDING PUMP,128M |  |  | PUMPINFUSIONSYRINGE-Smiths Medical-Medfusion 3500 | [6 empty] | Verified as Rental |  |  | MHHS-Southeast
NO | YES |  |  |  | JPA350 |  | SMITHS MEDICAL |  |  | M78234 | Rental | MHHS-Southeast |  |  |  | JPA350 |  | Southeast & Bay Area |  | Rental | [7 empty] | PUMPINFUSIONSYRINGE-Smiths Medical-Medfusion 3500 |  | MEDFUSION 3500-USED AS FEEDING PUMP,128M |  |  | PUMPINFUSIONSYRINGE-Smiths Medical-Medfusion 3500 | [6 empty] | Verified as Rental |  |  | MHHS-Southeast
NO | YES |  |  |  | JPA366 |  | SMITHS MEDICAL |  |  | M48380 | Rental | MHHS-Southeast |  |  |  | JPA366 |  | Southeast & Bay Area |  | Rental | [7 empty] | PUMPINFUSIONSYRINGE-Smiths Medical-Medfusion 3500 |  | MEDFUSION 3500-USED AS FEEDING PUMP,128M |  |  | PUMPINFUSIONSYRINGE-Smiths Medical-Medfusion 3500 | [6 empty] | Verified as Rental |  |  | MHHS-Southeast
NO | YES |  |  |  | JPA397 |  | SMITHS MEDICAL |  |  | M43985 | Rental | MHHS-Southeast |  |  |  | JPA397 |  | Southeast & Bay Area |  | Rental | [7 empty] | PUMPINFUSIONSYRINGE-Smiths Medical-Medfusion 3500 |  | MEDFUSION 3500-USED AS FEEDING PUMP,128M |  |  | PUMPINFUSIONSYRINGE-Smiths Medical-Medfusion 3500 | [6 empty] | Verified as Rental |  |  | MHHS-Southeast
NO | YES |  |  |  | JPA423 |  | SMITHS MEDICAL |  |  | M20206 | Rental | MHHS-Southeast |  |  |  | JPA423 |  | Southeast & Bay Area |  | Rental | [7 empty] | PUMPINFUSIONSYRINGE-Smiths Medical-Medfusion 3500 |  | MEDFUSION 3500-USED AS FEEDING PUMP,128M |  |  | PUMPINFUSIONSYRINGE-Smiths Medical-Medfusion 3500 | [6 empty] | Verified as Rental |  |  | MHHS-Southeast
NO | YES |  |  |  | JNA184 |  | SMITHS MEDICAL |  |  | M38308 | Rental | MHHS-Southwest |  |  |  | JNA184 |  | Southwest |  | Rental | [7 empty] | PUMPINFUSIONSYRINGE-Smiths Medical-Medfusion 3500 |  | MEDFUSION 3500 SYRINGE PUMP,128 MEMORY |  |  | PUMPINFUSIONSYRINGE-Smiths Medical-Medfusion 3500 | [6 empty] | Verified as Rental |  |  | MHHS-Southwest
NO | YES |  |  |  | JNA955 |  | SMITHS MEDICAL |  |  | M43977 | Rental | MHHS-Southwest |  |  |  | JNA955 |  | Southwest |  | Rental | [7 empty] | PUMPINFUSIONSYRINGE-Smiths Medical-Medfusion 3500 |  | MEDFUSION 3500 SYRINGE PUMP,128 MEMORY |  |  | PUMPINFUSIONSYRINGE-Smiths Medical-Medfusion 3500 | [6 empty] | Verified as Rental |  |  | MHHS-Southwest
NO | YES |  |  |  | JNA1066 |  | SMITHS MEDICAL |  |  | M41635 | Rental | MHHS-Southwest |  |  |  | JNA1066 |  | Southwest |  | Rental | [7 empty] | PUMPINFUSIONSYRINGE-Smiths Medical-Medfusion 3500 |  | MEDFUSION 3500 SYRINGE PUMP,128 MEMORY |  |  | PUMPINFUSIONSYRINGE-Smiths Medical-Medfusion 3500 | [6 empty] | Verified as Rental |  |  | MHHS-Southwest
NO | YES |  |  |  | JNA1130 |  | SMITHS MEDICAL |  |  | M11223 | Rental | MHHS-Southwest |  |  |  | JNA1130 |  | Southwest |  | Rental | [7 empty] | PUMPINFUSIONSYRINGE-Smiths Medical-Medfusion 3500 |  | MEDFUSION 3500 SYRINGE PUMP,128 MEMORY |  |  | PUMPINFUSIONSYRINGE-Smiths Medical-Medfusion 3500 | [6 empty] | Verified as Rental |  |  | MHHS-Southwest
NO | YES |  |  |  | JNA1186 |  | SMITHS MEDICAL |  |  | M12462 | Rental | MHHS-Southwest |  |  |  | JNA1186 |  | Southwest |  | Rental | [7 empty] | PUMPINFUSIONSYRINGE-Smiths Medical-Medfusion 3500 |  | MEDFUSION 3500 SYRINGE PUMP,128 MEMORY |  |  | PUMPINFUSIONSYRINGE-Smiths Medical-Medfusion 3500 | [6 empty] | Verified as Rental |  |  | MHHS-Southwest
NO | YES |  |  |  | JNA1217 |  | SMITHS MEDICAL |  |  | M11266 | Rental | MHHS-Southwest |  |  |  | JNA1217 |  | Southwest |  | Rental | [7 empty] | PUMPINFUSIONSYRINGE-Smiths Medical-Medfusion 3500 |  | MEDFUSION 3500 SYRINGE PUMP,128 MEMORY |  |  | PUMPINFUSIONSYRINGE-Smiths Medical-Medfusion 3500 | [6 empty] | Verified as Rental |  |  | MHHS-Southwest
NO | YES |  |  |  | JNA1717 |  | SMITHS MEDICAL |  |  | M43976 | Rental | MHHS-Southwest |  |  |  | JNA1717 |  | Southwest |  | Rental | [7 empty] | PUMPINFUSIONSYRINGE-Smiths Medical-Medfusion 3500 |  | MEDFUSION 3500 SYRINGE PUMP,128 MEMORY |  |  | PUMPINFUSIONSYRINGE-Smiths Medical-Medfusion 3500 | [6 empty] | Verified as Rental |  |  | MHHS-Southwest
NO | YES |  |  |  | JNA1758 |  | SMITHS MEDICAL |  |  |  | Rental | MHHS-Southwest |  |  |  | JNA1758 |  | Southwest |  | Rental | [7 empty] | PUMPINFUSIONSYRINGE-Smiths Medical-Medfusion 3500 |  | MEDFUSION 3500 SYRINGE PUMP,128 MEMORY |  |  | PUMPINFUSIONSYRINGE-Smiths Medical-Medfusion 3500 | [6 empty] | Verified as Rental |  |  | MHHS-Southwest
NO | YES |  |  |  | JNA1973 |  | SMITHS MEDICAL |  |  |  | Rental | MHHS-Southwest |  |  |  | JNA1973 |  | Southwest |  | Rental | [7 empty] | PUMPINFUSIONSYRINGE-Smiths Medical-Medfusion 3500 |  | MEDFUSION 3500 SYRINGE PUMP,128 MEMORY |  |  | PUMPINFUSIONSYRINGE-Smiths Medical-Medfusion 3500 | [6 empty] | Verified as Rental |  |  | MHHS-Southwest
NO | YES |  |  |  | JNA1976 |  | SMITHS MEDICAL |  |  | M48340 | Rental | MHHS-Southwest |  |  |  | JNA1976 |  | Southwest |  | Rental | [7 empty] | PUMPINFUSIONSYRINGE-Smiths Medical-Medfusion 3500 |  | MEDFUSION 3500 SYRINGE PUMP,128 MEMORY |  |  | PUMPINFUSIONSYRINGE-Smiths Medical-Medfusion 3500 | [6 empty] | Verified as Rental |  |  | MHHS-Southwest
NO | YES |  |  |  | JNA2041 |  | SMITHS MEDICAL |  |  |  | Rental | MHHS-Southwest |  |  |  | JNA2041 |  | Southwest |  | Rental | [7 empty] | PUMPINFUSIONSYRINGE-Smiths Medical-Medfusion 3500 |  | MEDFUSION 3500 SYRINGE PUMP,128 MEMORY |  |  | PUMPINFUSIONSYRINGE-Smiths Medical-Medfusion 3500 | [6 empty] | Verified as Rental |  |  | MHHS-Southwest
NO | YES |  |  |  | JNA2072 |  | SMITHS MEDICAL |  |  | M94342 | Rental | MHHS-Southwest |  |  |  | JNA2072 |  | Southwest |  | Rental | [7 empty] | PUMPINFUSIONSYRINGE-Smiths Medical-Medfusion 3500 |  | MEDFUSION 3500 SYRINGE PUMP,128 MEMORY |  |  | PUMPINFUSIONSYRINGE-Smiths Medical-Medfusion 3500 | [6 empty] | Verified as Rental |  |  | MHHS-Southwest
NO | YES |  |  |  | JNA2098 |  | SMITHS MEDICAL |  |  | M37445 | Rental | MHHS-Southwest |  |  |  | JNA2098 |  | Southwest |  | Rental | [7 empty] | PUMPINFUSIONSYRINGE-Smiths Medical-Medfusion 3500 |  | MEDFUSION 3500 SYRINGE PUMP,128 MEMORY |  |  | PUMPINFUSIONSYRINGE-Smiths Medical-Medfusion 3500 | [6 empty] | Verified as Rental |  |  | MHHS-Southwest
NO | YES |  |  |  | JNA2107 |  | SMITHS MEDICAL |  |  | M37978 | Rental | MHHS-Southwest |  |  |  | JNA2107 |  | Southwest |  | Rental | [7 empty] | PUMPINFUSIONSYRINGE-Smiths Medical-Medfusion 3500 |  | MEDFUSION 3500 SYRINGE PUMP,128 MEMORY |  |  | PUMPINFUSIONSYRINGE-Smiths Medical-Medfusion 3500 | [6 empty] | Verified as Rental |  |  | MHHS-Southwest
NO | YES |  |  |  | JNA2141 |  | SMITHS MEDICAL |  |  | M19383 | Rental | MHHS-Southwest |  |  |  | JNA2141 |  | Southwest |  | Rental | [7 empty] | PUMPINFUSIONSYRINGE-Smiths Medical-Medfusion 3500 |  | MEDFUSION 3500 SYRINGE PUMP,128 MEMORY |  |  | PUMPINFUSIONSYRINGE-Smiths Medical-Medfusion 3500 | [6 empty] | Verified as Rental |  |  | MHHS-Southwest
NO | YES |  |  |  | JNA2178 |  | SMITHS MEDICAL |  |  | M54439 | Rental | MHHS-Southwest |  |  |  | JNA2178 |  | Southwest |  | Rental | [7 empty] | PUMPINFUSIONSYRINGE-Smiths Medical-Medfusion 3500 |  | MEDFUSION 3500 SYRINGE PUMP,128 MEMORY |  |  | PUMPINFUSIONSYRINGE-Smiths Medical-Medfusion 3500 | [6 empty] | Verified as Rental |  |  | MHHS-Southwest
NO | YES |  |  |  | JNA3483 |  | SMITHS MEDICAL |  |  | M19821 | Rental | MHHS-Southwest |  |  |  | JNA3483 |  | Southwest |  | Rental | [7 empty] | PUMPINFUSIONSYRINGE-Smiths Medical-Medfusion 3500 |  | MEDFUSION 3500 SYRINGE PUMP,128 MEMORY |  |  | PUMPINFUSIONSYRINGE-Smiths Medical-Medfusion 3500 | [6 empty] | Verified as Rental |  |  | MHHS-Southwest
NO | YES |  |  |  | JNA3494 |  | SMITHS MEDICAL |  |  | M19796 | Rental | MHHS-Southwest |  |  |  | JNA3494 |  | Southwest |  | Rental | [7 empty] | PUMPINFUSIONSYRINGE-Smiths Medical-Medfusion 3500 |  | MEDFUSION 3500 SYRINGE PUMP,128 MEMORY |  |  | PUMPINFUSIONSYRINGE-Smiths Medical-Medfusion 3500 | [6 empty] | Verified as Rental |  |  | MHHS-Southwest
NO | YES |  |  |  | JPA161 |  | SMITHS MEDICAL |  |  | M66130 | Rental | MHHS-Southwest |  |  |  | JPA161 |  | Southwest |  | Rental | [7 empty] | PUMPINFUSIONSYRINGE-Smiths Medical-Medfusion 3500 |  | MEDFUSION 3500-USED AS FEEDING PUMP,128M |  |  | PUMPINFUSIONSYRINGE-Smiths Medical-Medfusion 3500 | [6 empty] | Verified as Rental |  |  | MHHS-Southwest
NO | YES |  |  |  | JPA176 |  | SMITHS MEDICAL |  |  | M73849 | Rental | MHHS-Southwest |  |  |  | JPA176 |  | Southwest |  | Rental | [7 empty] | PUMPINFUSIONSYRINGE-Smiths Medical-Medfusion 3500 |  | MEDFUSION 3500-USED AS FEEDING PUMP,128M |  |  | PUMPINFUSIONSYRINGE-Smiths Medical-Medfusion 3500 | [6 empty] | Verified as Rental |  |  | MHHS-Southwest
NO | YES |  |  |  | JPA196 |  | SMITHS MEDICAL |  |  | M19885 | Rental | MHHS-Southwest |  |  |  | JPA196 |  | Southwest |  | Rental | [7 empty] | PUMPINFUSIONSYRINGE-Smiths Medical-Medfusion 3500 |  | MEDFUSION 3500-USED AS FEEDING PUMP,128M |  |  | PUMPINFUSIONSYRINGE-Smiths Medical-Medfusion 3500 | [6 empty] | Verified as Rental |  |  | MHHS-Southwest
NO | YES |  |  |  | JPA278 |  | SMITHS MEDICAL |  |  | M48376 | Rental | MHHS-Southwest |  |  |  | JPA278 |  | Southwest |  | Rental | [7 empty] | PUMPINFUSIONSYRINGE-Smiths Medical-Medfusion 3500 |  | MEDFUSION 3500-USED AS FEEDING PUMP,128M |  |  | PUMPINFUSIONSYRINGE-Smiths Medical-Medfusion 3500 | [6 empty] | Verified as Rental |  |  | MHHS-Southwest
NO | YES |  |  |  | JPA308 |  | SMITHS MEDICAL |  |  | M38801 | Rental | MHHS-Southwest |  |  |  | JPA308 |  | Southwest |  | Rental | [7 empty] | PUMPINFUSIONSYRINGE-Smiths Medical-Medfusion 3500 |  | MEDFUSION 3500-USED AS FEEDING PUMP,128M |  |  | PUMPINFUSIONSYRINGE-Smiths Medical-Medfusion 3500 | [6 empty] | Verified as Rental |  |  | MHHS-Southwest
NO | YES |  |  |  | JPA460 |  | SMITHS MEDICAL |  |  | M13754 | Rental | MHHS-Southwest |  |  |  | JPA460 |  | Southwest |  | Rental | [7 empty] | PUMPINFUSIONSYRINGE-Smiths Medical-Medfusion 3500 |  | MEDFUSION 3500-USED AS FEEDING PUMP,128M |  |  | PUMPINFUSIONSYRINGE-Smiths Medical-Medfusion 3500 | [6 empty] | Verified as Rental |  |  | MHHS-Southwest
NO | YES |  |  |  | JPA216 |  | SMITHS MEDICAL |  |  | M17916 | Rental | MHHS-Sugarland |  |  |  | JPA216 |  | Sugar Land |  | Rental | [7 empty] | PUMPINFUSIONSYRINGE-Smiths Medical-Medfusion 3500 |  | MEDFUSION 3500-USED AS FEEDING PUMP,128M |  |  | PUMPINFUSIONSYRINGE-Smiths Medical-Medfusion 3500 | [6 empty] | Verified as Rental |  |  | MHHS-Sugarland
NO | YES |  |  |  | JPA228 |  | SMITHS MEDICAL |  |  | M43720 | Rental | MHHS-Sugarland |  |  |  | JPA228 |  | Sugar Land |  | Rental | [7 empty] | PUMPINFUSIONSYRINGE-Smiths Medical-Medfusion 3500 |  | MEDFUSION 3500-USED AS FEEDING PUMP,128M |  |  | PUMPINFUSIONSYRINGE-Smiths Medical-Medfusion 3500 | [6 empty] | Verified as Rental |  |  | MHHS-Sugarland
NO | YES | Serial Number M59964 |  |  | JPA262 |  | SMITHS MEDICAL |  |  | M59964 | Rental | MHHS-Sugarland |  |  |  | JPA262 |  | Sugar Land |  | Rental | [7 empty] | PUMPINFUSIONSYRINGE-Smiths Medical-Medfusion 3500 |  | MEDFUSION 3500-USED AS FEEDING PUMP,128M |  |  | PUMPINFUSIONSYRINGE-Smiths Medical-Medfusion 3500 | [6 empty] | Verified as Rental |  |  | MHHS-Sugarland
NO | YES |  |  |  | JPA293 |  | SMITHS MEDICAL |  |  | M19973 | Rental | MHHS-Sugarland |  |  |  | JPA293 |  | Sugar Land |  | Rental | [7 empty] | PUMPINFUSIONSYRINGE-Smiths Medical-Medfusion 3500 |  | MEDFUSION 3500-USED AS FEEDING PUMP,128M |  |  | PUMPINFUSIONSYRINGE-Smiths Medical-Medfusion 3500 | [6 empty] | Verified as Rental |  |  | MHHS-Sugarland
NO | YES |  |  |  | JPA329 |  | SMITHS MEDICAL |  |  | M54445 | Rental | MHHS-Sugarland |  |  |  | JPA329 |  | Sugar Land |  | Rental | [7 empty] | PUMPINFUSIONSYRINGE-Smiths Medical-Medfusion 3500 |  | MEDFUSION 3500-USED AS FEEDING PUMP,128M |  |  | PUMPINFUSIONSYRINGE-Smiths Medical-Medfusion 3500 | [6 empty] | Verified as Rental |  |  | MHHS-Sugarland
NO | YES |  |  |  | JPA370 |  | SMITHS MEDICAL |  |  | M19384 | Rental | MHHS-Sugarland |  |  |  | JPA370 |  | Sugar Land |  | Rental | [7 empty] | PUMPINFUSIONSYRINGE-Smiths Medical-Medfusion 3500 |  | MEDFUSION 3500-USED AS FEEDING PUMP,128M |  |  | PUMPINFUSIONSYRINGE-Smiths Medical-Medfusion 3500 | [6 empty] | Verified as Rental |  |  | MHHS-Sugarland
NO | YES |  |  |  | JPA446 |  | SMITHS MEDICAL |  |  | M27529 | Rental | MHHS-Sugarland |  |  |  | JPA446 |  | Sugar Land |  | Rental | [7 empty] | PUMPINFUSIONSYRINGE-Smiths Medical-Medfusion 3500 |  | MEDFUSION 3500-USED AS FEEDING PUMP,128M |  |  | PUMPINFUSIONSYRINGE-Smiths Medical-Medfusion 3500 | [6 empty] | Verified as Rental |  |  | MHHS-Sugarland
NO | YES |  |  |  | JPA103 |  | SMITHS MEDICAL |  |  | M19854 | Rental | MHHS-TMC |  |  |  | JPA103 |  | TMC |  | Rental | [7 empty] | PUMPINFUSIONSYRINGE-Smiths Medical-Medfusion 3500 |  | MEDFUSION 3500-USED AS FEEDING PUMP,128M |  |  | PUMPINFUSIONSYRINGE-Smiths Medical-Medfusion 3500 | [6 empty] | Verified as Rental |  |  | MHHS-TMC
NO | YES |  |  |  | JPA106 |  | SMITHS MEDICAL |  |  | M38637 | Rental | MHHS-TMC |  |  |  | JPA106 |  | TMC |  | Rental | [7 empty] | PUMPINFUSIONSYRINGE-Smiths Medical-Medfusion 3500 |  | MEDFUSION 3500-USED AS FEEDING PUMP,128M |  |  | PUMPINFUSIONSYRINGE-Smiths Medical-Medfusion 3500 | [6 empty] | Verified as Rental |  |  | MHHS-TMC
NO | YES |  |  |  | JPA111 |  | SMITHS MEDICAL |  |  | M63198 | Rental | MHHS-TMC |  |  |  | JPA111 |  | TMC |  | Rental | [7 empty] | PUMPINFUSIONSYRINGE-Smiths Medical-Medfusion 3500 |  | MEDFUSION 3500-USED AS FEEDING PUMP,128M |  |  | PUMPINFUSIONSYRINGE-Smiths Medical-Medfusion 3500 | [6 empty] | Verified as Rental |  |  | MHHS-TMC
NO | YES |  |  |  | JPA126 |  | SMITHS MEDICAL |  |  | M19784 | Rental | MHHS-TMC |  |  |  | JPA126 |  | TMC |  | Rental | [7 empty] | PUMPINFUSIONSYRINGE-Smiths Medical-Medfusion 3500 |  | MEDFUSION 3500-USED AS FEEDING PUMP,128M |  |  | PUMPINFUSIONSYRINGE-Smiths Medical-Medfusion 3500 | [6 empty] | Verified as Rental |  |  | MHHS-TMC
NO | YES |  |  |  | JPA129 |  | SMITHS MEDICAL |  |  | M93892 | Rental | MHHS-TMC |  |  |  | JPA129 |  | TMC |  | Rental | [7 empty] | PUMPINFUSIONSYRINGE-Smiths Medical-Medfusion 3500 |  | MEDFUSION 3500-USED AS FEEDING PUMP,128M |  |  | PUMPINFUSIONSYRINGE-Smiths Medical-Medfusion 3500 | [6 empty] | Verified as Rental |  |  | MHHS-TMC
NO | YES |  |  |  | JPA133 |  | SMITHS MEDICAL |  |  | M77999 | Rental | MHHS-TMC |  |  |  | JPA133 |  | TMC |  | Rental | [7 empty] | PUMPINFUSIONSYRINGE-Smiths Medical-Medfusion 3500 |  | MEDFUSION 3500-USED AS FEEDING PUMP,128M |  |  | PUMPINFUSIONSYRINGE-Smiths Medical-Medfusion 3500 | [6 empty] | Verified as Rental |  |  | MHHS-TMC
NO | YES |  |  |  | JPA145 |  | SMITHS MEDICAL |  |  | M12361 | Rental | MHHS-TMC |  |  |  | JPA145 |  | TMC |  | Rental | [7 empty] | PUMPINFUSIONSYRINGE-Smiths Medical-Medfusion 3500 |  | MEDFUSION 3500-USED AS FEEDING PUMP,128M |  |  | PUMPINFUSIONSYRINGE-Smiths Medical-Medfusion 3500 | [6 empty] | Verified as Rental |  |  | MHHS-TMC
NO | YES |  |  |  | JPA150 |  | SMITHS MEDICAL |  |  | M57335 | Rental | MHHS-TMC |  |  |  | JPA150 |  | TMC |  | Rental | [7 empty] | PUMPINFUSIONSYRINGE-Smiths Medical-Medfusion 3500 |  | MEDFUSION 3500-USED AS FEEDING PUMP,128M |  |  | PUMPINFUSIONSYRINGE-Smiths Medical-Medfusion 3500 | [6 empty] | Verified as Rental |  |  | MHHS-TMC
NO | YES |  |  |  | JPA155 |  | SMITHS MEDICAL |  |  |  | Rental | MHHS-TMC |  |  |  | JPA155 |  | TMC |  | Rental | [7 empty] | PUMPINFUSIONSYRINGE-Smiths Medical-Medfusion 3500 |  | MEDFUSION 3500-USED AS FEEDING PUMP,128M |  |  | PUMPINFUSIONSYRINGE-Smiths Medical-Medfusion 3500 | [6 empty] | Verified as Rental |  |  | MHHS-TMC
NO | YES |  |  |  | JPA166 |  | SMITHS MEDICAL |  |  | M69580 | Rental | MHHS-TMC |  |  |  | JPA166 |  | TMC |  | Rental | [7 empty] | PUMPINFUSIONSYRINGE-Smiths Medical-Medfusion 3500 |  | MEDFUSION 3500-USED AS FEEDING PUMP,128M |  |  | PUMPINFUSIONSYRINGE-Smiths Medical-Medfusion 3500 | [6 empty] | Verified as Rental |  |  | MHHS-TMC
NO | YES |  |  |  | JPA177 |  | SMITHS MEDICAL |  |  |  | Rental | MHHS-TMC |  |  |  | JPA177 |  | TMC |  | Rental | [7 empty] | PUMPINFUSIONSYRINGE-Smiths Medical-Medfusion 3500 |  | MEDFUSION 3500-USED AS FEEDING PUMP,128M |  |  | PUMPINFUSIONSYRINGE-Smiths Medical-Medfusion 3500 | [6 empty] | Verified as Rental |  |  | MHHS-TMC
NO | YES |  |  |  | JPA195 |  | SMITHS MEDICAL |  |  | M20144 | Rental | MHHS-TMC |  |  |  | JPA195 |  | TMC |  | Rental | [7 empty] | PUMPINFUSIONSYRINGE-Smiths Medical-Medfusion 3500 |  | MEDFUSION 3500-USED AS FEEDING PUMP,128M |  |  | PUMPINFUSIONSYRINGE-Smiths Medical-Medfusion 3500 | [6 empty] | Verified as Rental |  |  | MHHS-TMC
NO | YES |  |  |  | JPA202 |  | SMITHS MEDICAL |  |  |  | Rental | MHHS-TMC |  |  |  | JPA202 |  | TMC |  | Rental | [7 empty] | PUMPINFUSIONSYRINGE-Smiths Medical-Medfusion 3500 |  | MEDFUSION 3500-USED AS FEEDING PUMP,128M |  |  | PUMPINFUSIONSYRINGE-Smiths Medical-Medfusion 3500 | [6 empty] | Verified as Rental |  |  | MHHS-TMC
NO | YES |  |  |  | JPA208 |  | SMITHS MEDICAL |  |  |  | Rental | MHHS-TMC |  |  |  | JPA208 |  | TMC |  | Rental | [7 empty] | PUMPINFUSIONSYRINGE-Smiths Medical-Medfusion 3500 |  | MEDFUSION 3500-USED AS FEEDING PUMP,128M |  |  | PUMPINFUSIONSYRINGE-Smiths Medical-Medfusion 3500 | [6 empty] | Verified as Rental |  |  | MHHS-TMC
NO | YES |  |  |  | JPA209 |  | SMITHS MEDICAL |  |  |  | Rental | MHHS-TMC |  |  |  | JPA209 |  | TMC |  | Rental | [7 empty] | PUMPINFUSIONSYRINGE-Smiths Medical-Medfusion 3500 |  | MEDFUSION 3500-USED AS FEEDING PUMP,128M |  |  | PUMPINFUSIONSYRINGE-Smiths Medical-Medfusion 3500 | [6 empty] | Verified as Rental |  |  | MHHS-TMC
NO | YES |  |  |  | JPA212 |  | SMITHS MEDICAL |  |  | M50871 | Rental | MHHS-TMC |  |  |  | JPA212 |  | TMC |  | Rental | [7 empty] | PUMPINFUSIONSYRINGE-Smiths Medical-Medfusion 3500 |  | MEDFUSION 3500-USED AS FEEDING PUMP,128M |  |  | PUMPINFUSIONSYRINGE-Smiths Medical-Medfusion 3500 | [6 empty] | Verified as Rental |  |  | MHHS-TMC
NO | YES |  |  |  | JPA220 |  | SMITHS MEDICAL |  |  | M80554 | Rental | MHHS-TMC |  |  |  | JPA220 |  | TMC |  | Rental | [7 empty] | PUMPINFUSIONSYRINGE-Smiths Medical-Medfusion 3500 |  | MEDFUSION 3500-USED AS FEEDING PUMP,128M |  |  | PUMPINFUSIONSYRINGE-Smiths Medical-Medfusion 3500 | [6 empty] | Verified as Rental |  |  | MHHS-TMC
NO | YES |  |  |  | JPA226 |  | SMITHS MEDICAL |  |  | M04826 | Rental | MHHS-TMC |  |  |  | JPA226 |  | TMC |  | Rental | [7 empty] | PUMPINFUSIONSYRINGE-Smiths Medical-Medfusion 3500 |  | MEDFUSION 3500-USED AS FEEDING PUMP,128M |  |  | PUMPINFUSIONSYRINGE-Smiths Medical-Medfusion 3500 | [6 empty] | Verified as Rental |  |  | MHHS-TMC
NO | YES | Serial Number M20038 |  |  | JPA227 |  | SMITHS MEDICAL |  |  | M20038 | Rental | MHHS-TMC |  |  |  | JPA227 |  | TMC |  | Rental | [7 empty] | PUMPINFUSIONSYRINGE-Smiths Medical-Medfusion 3500 |  | MEDFUSION 3500-USED AS FEEDING PUMP,128M |  |  | PUMPINFUSIONSYRINGE-Smiths Medical-Medfusion 3500 | [6 empty] | Verified as Rental |  |  | MHHS-TMC
NO | YES |  |  |  | JPA229 |  | SMITHS MEDICAL |  |  | M11228 | Rental | MHHS-TMC |  |  |  | JPA229 |  | TMC |  | Rental | [7 empty] | PUMPINFUSIONSYRINGE-Smiths Medical-Medfusion 3500 |  | MEDFUSION 3500-USED AS FEEDING PUMP,128M |  |  | PUMPINFUSIONSYRINGE-Smiths Medical-Medfusion 3500 | [6 empty] | Verified as Rental |  |  | MHHS-TMC
NO | YES |  |  |  | JPA230 |  | SMITHS MEDICAL |  |  | M43951 | Rental | MHHS-TMC |  |  |  | JPA230 |  | TMC |  | Rental | [7 empty] | PUMPINFUSIONSYRINGE-Smiths Medical-Medfusion 3500 |  | MEDFUSION 3500-USED AS FEEDING PUMP,128M |  |  | PUMPINFUSIONSYRINGE-Smiths Medical-Medfusion 3500 | [6 empty] | Verified as Rental |  |  | MHHS-TMC
NO | YES |  |  |  | JPA234 |  | SMITHS MEDICAL |  |  | M95179 | Rental | MHHS-TMC |  |  |  | JPA234 |  | TMC |  | Rental | [7 empty] | PUMPINFUSIONSYRINGE-Smiths Medical-Medfusion 3500 |  | MEDFUSION 3500-USED AS FEEDING PUMP,128M |  |  | PUMPINFUSIONSYRINGE-Smiths Medical-Medfusion 3500 | [6 empty] | Verified as Rental |  |  | MHHS-TMC
NO | YES |  |  |  | JPA235 |  | SMITHS MEDICAL |  |  | M28222 | Rental | MHHS-TMC |  |  |  | JPA235 |  | TMC |  | Rental | [7 empty] | PUMPINFUSIONSYRINGE-Smiths Medical-Medfusion 3500 |  | MEDFUSION 3500-USED AS FEEDING PUMP,128M |  |  | PUMPINFUSIONSYRINGE-Smiths Medical-Medfusion 3500 | [6 empty] | Verified as Rental |  |  | MHHS-TMC
NO | YES |  |  |  | JPA244 |  | SMITHS MEDICAL |  |  | M80440 | Rental | MHHS-TMC |  |  |  | JPA244 |  | TMC |  | Rental | [7 empty] | PUMPINFUSIONSYRINGE-Smiths Medical-Medfusion 3500 |  | MEDFUSION 3500-USED AS FEEDING PUMP,128M |  |  | PUMPINFUSIONSYRINGE-Smiths Medical-Medfusion 3500 | [6 empty] | Verified as Rental |  |  | MHHS-TMC
NO | YES |  |  |  | JPA245 |  | SMITHS MEDICAL |  |  | M85794 | Rental | MHHS-TMC |  |  |  | JPA245 |  | TMC |  | Rental | [7 empty] | PUMPINFUSIONSYRINGE-Smiths Medical-Medfusion 3500 |  | MEDFUSION 3500-USED AS FEEDING PUMP,128M |  |  | PUMPINFUSIONSYRINGE-Smiths Medical-Medfusion 3500 | [6 empty] | Verified as Rental |  |  | MHHS-TMC
NO | YES |  |  |  | JPA246 |  | SMITHS MEDICAL |  |  | M78082 | Rental | MHHS-TMC |  |  |  | JPA246 |  | TMC |  | Rental | [7 empty] | PUMPINFUSIONSYRINGE-Smiths Medical-Medfusion 3500 |  | MEDFUSION 3500-USED AS FEEDING PUMP,128M |  |  | PUMPINFUSIONSYRINGE-Smiths Medical-Medfusion 3500 | [6 empty] | Verified as Rental |  |  | MHHS-TMC
NO | YES |  |  |  | JPA251 |  | SMITHS MEDICAL |  |  | M41677 | Rental | MHHS-TMC |  |  |  | JPA251 |  | TMC |  | Rental | [7 empty] | PUMPINFUSIONSYRINGE-Smiths Medical-Medfusion 3500 |  | MEDFUSION 3500-USED AS FEEDING PUMP,128M |  |  | PUMPINFUSIONSYRINGE-Smiths Medical-Medfusion 3500 | [6 empty] | Verified as Rental |  |  | MHHS-TMC
NO | YES |  |  |  | JPA254 |  | SMITHS MEDICAL |  |  | M33825 | Rental | MHHS-TMC |  |  |  | JPA254 |  | TMC |  | Rental | [7 empty] | PUMPINFUSIONSYRINGE-Smiths Medical-Medfusion 3500 |  | MEDFUSION 3500-USED AS FEEDING PUMP,128M |  |  | PUMPINFUSIONSYRINGE-Smiths Medical-Medfusion 3500 | [6 empty] | Verified as Rental |  |  | MHHS-TMC
NO | YES |  |  |  | JPA264 |  | SMITHS MEDICAL |  |  | M10704 | Rental | MHHS-TMC |  |  |  | JPA264 |  | TMC |  | Rental | [7 empty] | PUMPINFUSIONSYRINGE-Smiths Medical-Medfusion 3500 |  | MEDFUSION 3500-USED AS FEEDING PUMP,128M |  |  | PUMPINFUSIONSYRINGE-Smiths Medical-Medfusion 3500 | [6 empty] | Verified as Rental |  |  | MHHS-TMC
NO | YES |  |  |  | JPA266 |  | SMITHS MEDICAL |  |  |  | Rental | MHHS-TMC |  |  |  | JPA266 |  | TMC |  | Rental | [7 empty] | PUMPINFUSIONSYRINGE-Smiths Medical-Medfusion 3500 |  | MEDFUSION 3500-USED AS FEEDING PUMP,128M |  |  | PUMPINFUSIONSYRINGE-Smiths Medical-Medfusion 3500 | [6 empty] | Verified as Rental |  |  | MHHS-TMC
NO | YES |  |  |  | JPA267 |  | SMITHS MEDICAL |  |  | M93349 | Rental | MHHS-TMC |  |  |  | JPA267 |  | TMC |  | Rental | [7 empty] | PUMPINFUSIONSYRINGE-Smiths Medical-Medfusion 3500 |  | MEDFUSION 3500-USED AS FEEDING PUMP,128M |  |  | PUMPINFUSIONSYRINGE-Smiths Medical-Medfusion 3500 | [6 empty] | Verified as Rental |  |  | MHHS-TMC
NO | YES |  |  |  | JPA269 |  | SMITHS MEDICAL |  |  |  | Rental | MHHS-TMC |  |  |  | JPA269 |  | TMC |  | Rental | [7 empty] | PUMPINFUSIONSYRINGE-Smiths Medical-Medfusion 3500 |  | MEDFUSION 3500-USED AS FEEDING PUMP,128M |  |  | PUMPINFUSIONSYRINGE-Smiths Medical-Medfusion 3500 | [6 empty] | Verified as Rental |  |  | MHHS-TMC
NO | YES |  |  |  | JPA276 |  | SMITHS MEDICAL |  |  | M95819 | Rental | MHHS-TMC |  |  |  | JPA276 |  | TMC |  | Rental | [7 empty] | PUMPINFUSIONSYRINGE-Smiths Medical-Medfusion 3500 |  | MEDFUSION 3500-USED AS FEEDING PUMP,128M |  |  | PUMPINFUSIONSYRINGE-Smiths Medical-Medfusion 3500 | [6 empty] | Verified as Rental |  |  | MHHS-TMC
NO | YES |  |  |  | JPA282 |  | SMITHS MEDICAL |  |  | M78379 | Rental | MHHS-TMC |  |  |  | JPA282 |  | TMC |  | Rental | [7 empty] | PUMPINFUSIONSYRINGE-Smiths Medical-Medfusion 3500 |  | MEDFUSION 3500-USED AS FEEDING PUMP,128M |  |  | PUMPINFUSIONSYRINGE-Smiths Medical-Medfusion 3500 | [6 empty] | Verified as Rental |  |  | MHHS-TMC
NO | YES |  |  |  | JPA286 |  | SMITHS MEDICAL |  |  | M19673 | Rental | MHHS-TMC |  |  |  | JPA286 |  | TMC |  | Rental | [7 empty] | PUMPINFUSIONSYRINGE-Smiths Medical-Medfusion 3500 |  | MEDFUSION 3500-USED AS FEEDING PUMP,128M |  |  | PUMPINFUSIONSYRINGE-Smiths Medical-Medfusion 3500 | [6 empty] | Verified as Rental |  |  | MHHS-TMC
NO | YES |  |  |  | JPA288 |  | SMITHS MEDICAL |  |  | M20179 | Rental | MHHS-TMC |  |  |  | JPA288 |  | TMC |  | Rental | [7 empty] | PUMPINFUSIONSYRINGE-Smiths Medical-Medfusion 3500 |  | MEDFUSION 3500-USED AS FEEDING PUMP,128M |  |  | PUMPINFUSIONSYRINGE-Smiths Medical-Medfusion 3500 | [6 empty] | Verified as Rental |  |  | MHHS-TMC
NO | YES |  |  |  | JPA294 |  | SMITHS MEDICAL |  |  | M19998 | Rental | MHHS-TMC |  |  |  | JPA294 |  | TMC |  | Rental | [7 empty] | PUMPINFUSIONSYRINGE-Smiths Medical-Medfusion 3500 |  | MEDFUSION 3500-USED AS FEEDING PUMP,128M |  |  | PUMPINFUSIONSYRINGE-Smiths Medical-Medfusion 3500 | [6 empty] | Verified as Rental |  |  | MHHS-TMC
NO | YES |  |  |  | JPA295 |  | SMITHS MEDICAL |  |  | M20183 | Rental | MHHS-TMC |  |  |  | JPA295 |  | TMC |  | Rental | [7 empty] | PUMPINFUSIONSYRINGE-Smiths Medical-Medfusion 3500 |  | MEDFUSION 3500-USED AS FEEDING PUMP,128M |  |  | PUMPINFUSIONSYRINGE-Smiths Medical-Medfusion 3500 | [6 empty] | Verified as Rental |  |  | MHHS-TMC
NO | YES |  |  |  | JPA297 |  | SMITHS MEDICAL |  |  | M100958 | Rental | MHHS-TMC |  |  |  | JPA297 |  | TMC |  | Rental | [7 empty] | PUMPINFUSIONSYRINGE-Smiths Medical-Medfusion 3500 |  | MEDFUSION 3500-USED AS FEEDING PUMP,128M |  |  | PUMPINFUSIONSYRINGE-Smiths Medical-Medfusion 3500 | [6 empty] | Verified as Rental |  |  | MHHS-TMC
NO | YES |  |  |  | JPA299 |  | SMITHS MEDICAL |  |  |  | Rental | MHHS-TMC |  |  |  | JPA299 |  | TMC |  | Rental | [7 empty] | PUMPINFUSIONSYRINGE-Smiths Medical-Medfusion 3500 |  | MEDFUSION 3500-USED AS FEEDING PUMP,128M |  |  | PUMPINFUSIONSYRINGE-Smiths Medical-Medfusion 3500 | [6 empty] | Verified as Rental |  |  | MHHS-TMC
NO | YES |  |  |  | JPA316 |  | SMITHS MEDICAL |  |  |  | Rental | MHHS-TMC |  |  |  | JPA316 |  | TMC |  | Rental | [7 empty] | PUMPINFUSIONSYRINGE-Smiths Medical-Medfusion 3500 |  | MEDFUSION 3500-USED AS FEEDING PUMP,128M |  |  | PUMPINFUSIONSYRINGE-Smiths Medical-Medfusion 3500 | [6 empty] | Verified as Rental |  |  | MHHS-TMC
NO | YES |  |  |  | JPA324 |  | SMITHS MEDICAL |  |  |  | Rental | MHHS-TMC |  |  |  | JPA324 |  | TMC |  | Rental | [7 empty] | PUMPINFUSIONSYRINGE-Smiths Medical-Medfusion 3500 |  | MEDFUSION 3500-USED AS FEEDING PUMP,128M |  |  | PUMPINFUSIONSYRINGE-Smiths Medical-Medfusion 3500 | [6 empty] | Verified as Rental |  |  | MHHS-TMC
NO | YES |  |  |  | JPA326 |  | SMITHS MEDICAL |  |  | M05732 | Rental | MHHS-TMC |  |  |  | JPA326 |  | TMC |  | Rental | [7 empty] | PUMPINFUSIONSYRINGE-Smiths Medical-Medfusion 3500 |  | MEDFUSION 3500-USED AS FEEDING PUMP,128M |  |  | PUMPINFUSIONSYRINGE-Smiths Medical-Medfusion 3500 | [6 empty] | Verified as Rental |  |  | MHHS-TMC
NO | YES |  |  |  | JPA331 |  | SMITHS MEDICAL |  |  | M94924 | Rental | MHHS-TMC |  |  |  | JPA331 |  | TMC |  | Rental | [7 empty] | PUMPINFUSIONSYRINGE-Smiths Medical-Medfusion 3500 |  | MEDFUSION 3500-USED AS FEEDING PUMP,128M |  |  | PUMPINFUSIONSYRINGE-Smiths Medical-Medfusion 3500 | [6 empty] | Verified as Rental |  |  | MHHS-TMC
NO | YES |  |  |  | JPA332 |  | SMITHS MEDICAL |  |  | M43302 | Rental | MHHS-TMC |  |  |  | JPA332 |  | TMC |  | Rental | [7 empty] | PUMPINFUSIONSYRINGE-Smiths Medical-Medfusion 3500 |  | MEDFUSION 3500-USED AS FEEDING PUMP,128M |  |  | PUMPINFUSIONSYRINGE-Smiths Medical-Medfusion 3500 | [6 empty] | Verified as Rental |  |  | MHHS-TMC
NO | YES |  |  |  | JPA335 |  | SMITHS MEDICAL |  |  | M06775 | Rental | MHHS-TMC |  |  |  | JPA335 |  | TMC |  | Rental | [7 empty] | PUMPINFUSIONSYRINGE-Smiths Medical-Medfusion 3500 |  | MEDFUSION 3500-USED AS FEEDING PUMP,128M |  |  | PUMPINFUSIONSYRINGE-Smiths Medical-Medfusion 3500 | [6 empty] | Verified as Rental |  |  | MHHS-TMC
NO | YES |  |  |  | JPA338 |  | SMITHS MEDICAL |  |  | M14862 | Rental | MHHS-TMC |  |  |  | JPA338 |  | TMC |  | Rental | [7 empty] | PUMPINFUSIONSYRINGE-Smiths Medical-Medfusion 3500 |  | MEDFUSION 3500-USED AS FEEDING PUMP,128M |  |  | PUMPINFUSIONSYRINGE-Smiths Medical-Medfusion 3500 | [6 empty] | Verified as Rental |  |  | MHHS-TMC
NO | YES |  |  |  | JPA339 |  | SMITHS MEDICAL |  |  |  | Rental | MHHS-TMC |  |  |  | JPA339 |  | TMC |  | Rental | [7 empty] | PUMPINFUSIONSYRINGE-Smiths Medical-Medfusion 3500 |  | MEDFUSION 3500-USED AS FEEDING PUMP,128M |  |  | PUMPINFUSIONSYRINGE-Smiths Medical-Medfusion 3500 | [6 empty] | Verified as Rental |  |  | MHHS-TMC
NO | YES |  |  |  | JPA340 |  | SMITHS MEDICAL |  |  | M12102 | Rental | MHHS-TMC |  |  |  | JPA340 |  | TMC |  | Rental | [7 empty] | PUMPINFUSIONSYRINGE-Smiths Medical-Medfusion 3500 |  | MEDFUSION 3500-USED AS FEEDING PUMP,128M |  |  | PUMPINFUSIONSYRINGE-Smiths Medical-Medfusion 3500 | [6 empty] | Verified as Rental |  |  | MHHS-TMC
NO | YES |  |  |  | JPA353 |  | SMITHS MEDICAL |  |  | M41555 | Rental | MHHS-TMC |  |  |  | JPA353 |  | TMC |  | Rental | [7 empty] | PUMPINFUSIONSYRINGE-Smiths Medical-Medfusion 3500 |  | MEDFUSION 3500-USED AS FEEDING PUMP,128M |  |  | PUMPINFUSIONSYRINGE-Smiths Medical-Medfusion 3500 | [6 empty] | Verified as Rental |  |  | MHHS-TMC
NO | YES |  |  |  | JPA355 |  | SMITHS MEDICAL |  |  | M43990 | Rental | MHHS-TMC |  |  |  | JPA355 |  | TMC |  | Rental | [7 empty] | PUMPINFUSIONSYRINGE-Smiths Medical-Medfusion 3500 |  | MEDFUSION 3500-USED AS FEEDING PUMP,128M |  |  | PUMPINFUSIONSYRINGE-Smiths Medical-Medfusion 3500 | [6 empty] | Verified as Rental |  |  | MHHS-TMC
NO | YES |  |  |  | JPA357 |  | SMITHS MEDICAL |  |  | M38618 | Rental | MHHS-TMC |  |  |  | JPA357 |  | TMC |  | Rental | [7 empty] | PUMPINFUSIONSYRINGE-Smiths Medical-Medfusion 3500 |  | MEDFUSION 3500-USED AS FEEDING PUMP,128M |  |  | PUMPINFUSIONSYRINGE-Smiths Medical-Medfusion 3500 | [6 empty] | Verified as Rental |  |  | MHHS-TMC
NO | YES |  |  |  | JPA358 |  | SMITHS MEDICAL |  |  | M85819 | Rental | MHHS-TMC |  |  |  | JPA358 |  | TMC |  | Rental | [7 empty] | PUMPINFUSIONSYRINGE-Smiths Medical-Medfusion 3500 |  | MEDFUSION 3500-USED AS FEEDING PUMP,128M |  |  | PUMPINFUSIONSYRINGE-Smiths Medical-Medfusion 3500 | [6 empty] | Verified as Rental |  |  | MHHS-TMC
NO | YES |  |  |  | JPA359 |  | SMITHS MEDICAL |  |  | M09598 | Rental | MHHS-TMC |  |  |  | JPA359 |  | TMC |  | Rental | [7 empty] | PUMPINFUSIONSYRINGE-Smiths Medical-Medfusion 3500 |  | MEDFUSION 3500-USED AS FEEDING PUMP,128M |  |  | PUMPINFUSIONSYRINGE-Smiths Medical-Medfusion 3500 | [6 empty] | Verified as Rental |  |  | MHHS-TMC
NO | YES |  |  |  | JPA365 |  | SMITHS MEDICAL |  |  | M54448 | Rental | MHHS-TMC |  |  |  | JPA365 |  | TMC |  | Rental | [7 empty] | PUMPINFUSIONSYRINGE-Smiths Medical-Medfusion 3500 |  | MEDFUSION 3500-USED AS FEEDING PUMP,128M |  |  | PUMPINFUSIONSYRINGE-Smiths Medical-Medfusion 3500 | [6 empty] | Verified as Rental |  |  | MHHS-TMC
NO | YES |  |  |  | JPA372 |  | SMITHS MEDICAL |  |  | M80550 | Rental | MHHS-TMC |  |  |  | JPA372 |  | TMC |  | Rental | [7 empty] | PUMPINFUSIONSYRINGE-Smiths Medical-Medfusion 3500 |  | MEDFUSION 3500-USED AS FEEDING PUMP,128M |  |  | PUMPINFUSIONSYRINGE-Smiths Medical-Medfusion 3500 | [6 empty] | Verified as Rental |  |  | MHHS-TMC
NO | YES |  |  |  | JPA373 |  | SMITHS MEDICAL |  |  | M10851 | Rental | MHHS-TMC |  |  |  | JPA373 |  | TMC |  | Rental | [7 empty] | PUMPINFUSIONSYRINGE-Smiths Medical-Medfusion 3500 |  | MEDFUSION 3500-USED AS FEEDING PUMP,128M |  |  | PUMPINFUSIONSYRINGE-Smiths Medical-Medfusion 3500 | [6 empty] | Verified as Rental |  |  | MHHS-TMC
NO | YES |  |  |  | JPA376 |  | SMITHS MEDICAL |  |  | M19452 | Rental | MHHS-TMC |  |  |  | JPA376 |  | TMC |  | Rental | [7 empty] | PUMPINFUSIONSYRINGE-Smiths Medical-Medfusion 3500 |  | MEDFUSION 3500-USED AS FEEDING PUMP,128M |  |  | PUMPINFUSIONSYRINGE-Smiths Medical-Medfusion 3500 | [6 empty] | Verified as Rental |  |  | MHHS-TMC
NO | YES |  |  |  | JPA377 |  | SMITHS MEDICAL |  |  | M20047 | Rental | MHHS-TMC |  |  |  | JPA377 |  | TMC |  | Rental | [7 empty] | PUMPINFUSIONSYRINGE-Smiths Medical-Medfusion 3500 |  | MEDFUSION 3500-USED AS FEEDING PUMP,128M |  |  | PUMPINFUSIONSYRINGE-Smiths Medical-Medfusion 3500 | [6 empty] | Verified as Rental |  |  | MHHS-TMC
NO | YES |  |  |  | JPA381 |  | SMITHS MEDICAL |  |  | M94918 | Rental | MHHS-TMC |  |  |  | JPA381 |  | TMC |  | Rental | [7 empty] | PUMPINFUSIONSYRINGE-Smiths Medical-Medfusion 3500 |  | MEDFUSION 3500-USED AS FEEDING PUMP,128M |  |  | PUMPINFUSIONSYRINGE-Smiths Medical-Medfusion 3500 | [6 empty] | Verified as Rental |  |  | MHHS-TMC
NO | YES |  |  |  | JPA382 |  | SMITHS MEDICAL |  |  | M22351 | Rental | MHHS-TMC |  |  |  | JPA382 |  | TMC |  | Rental | [7 empty] | PUMPINFUSIONSYRINGE-Smiths Medical-Medfusion 3500 |  | MEDFUSION 3500-USED AS FEEDING PUMP,128M |  |  | PUMPINFUSIONSYRINGE-Smiths Medical-Medfusion 3500 | [6 empty] | Verified as Rental |  |  | MHHS-TMC
NO | YES |  |  |  | JPA386 |  | SMITHS MEDICAL |  |  | M50829 | Rental | MHHS-TMC |  |  |  | JPA386 |  | TMC |  | Rental | [7 empty] | PUMPINFUSIONSYRINGE-Smiths Medical-Medfusion 3500 |  | MEDFUSION 3500-USED AS FEEDING PUMP,128M |  |  | PUMPINFUSIONSYRINGE-Smiths Medical-Medfusion 3500 | [6 empty] | Verified as Rental |  |  | MHHS-TMC
NO | YES |  |  |  | JPA387 |  | SMITHS MEDICAL |  |  | M78560 | Rental | MHHS-TMC |  |  |  | JPA387 |  | TMC |  | Rental | [7 empty] | PUMPINFUSIONSYRINGE-Smiths Medical-Medfusion 3500 |  | MEDFUSION 3500-USED AS FEEDING PUMP,128M |  |  | PUMPINFUSIONSYRINGE-Smiths Medical-Medfusion 3500 | [6 empty] | Verified as Rental |  |  | MHHS-TMC
NO | YES |  |  |  | JPA389 |  | SMITHS MEDICAL |  |  | M23916 | Rental | MHHS-TMC |  |  |  | JPA389 |  | TMC |  | Rental | [7 empty] | PUMPINFUSIONSYRINGE-Smiths Medical-Medfusion 3500 |  | MEDFUSION 3500-USED AS FEEDING PUMP,128M |  |  | PUMPINFUSIONSYRINGE-Smiths Medical-Medfusion 3500 | [6 empty] | Verified as Rental |  |  | MHHS-TMC
NO | YES |  |  |  | JPA392 |  | SMITHS MEDICAL |  |  |  | Rental | MHHS-TMC |  |  |  | JPA392 |  | TMC |  | Rental | [7 empty] | PUMPINFUSIONSYRINGE-Smiths Medical-Medfusion 3500 |  | MEDFUSION 3500-USED AS FEEDING PUMP,128M |  |  | PUMPINFUSIONSYRINGE-Smiths Medical-Medfusion 3500 | [6 empty] | Verified as Rental |  |  | MHHS-TMC
NO | YES |  |  |  | JPA393 |  | SMITHS MEDICAL |  |  |  | Rental | MHHS-TMC |  |  |  | JPA393 |  | TMC |  | Rental | [7 empty] | PUMPINFUSIONSYRINGE-Smiths Medical-Medfusion 3500 |  | MEDFUSION 3500-USED AS FEEDING PUMP,128M |  |  | PUMPINFUSIONSYRINGE-Smiths Medical-Medfusion 3500 | [6 empty] | Verified as Rental |  |  | MHHS-TMC
NO | YES |  |  |  | JPA395 |  | SMITHS MEDICAL |  |  | M95176 | Rental | MHHS-TMC |  |  |  | JPA395 |  | TMC |  | Rental | [7 empty] | PUMPINFUSIONSYRINGE-Smiths Medical-Medfusion 3500 |  | MEDFUSION 3500-USED AS FEEDING PUMP,128M |  |  | PUMPINFUSIONSYRINGE-Smiths Medical-Medfusion 3500 | [6 empty] | Verified as Rental |  |  | MHHS-TMC
NO | YES |  |  |  | JPA396 |  | SMITHS MEDICAL |  |  | M19804 | Rental | MHHS-TMC |  |  |  | JPA396 |  | TMC |  | Rental | [7 empty] | PUMPINFUSIONSYRINGE-Smiths Medical-Medfusion 3500 |  | MEDFUSION 3500-USED AS FEEDING PUMP,128M |  |  | PUMPINFUSIONSYRINGE-Smiths Medical-Medfusion 3500 | [6 empty] | Verified as Rental |  |  | MHHS-TMC
NO | YES |  |  |  | JPA398 |  | SMITHS MEDICAL |  |  | M38315 | Rental | MHHS-TMC |  |  |  | JPA398 |  | TMC |  | Rental | [7 empty] | PUMPINFUSIONSYRINGE-Smiths Medical-Medfusion 3500 |  | MEDFUSION 3500-USED AS FEEDING PUMP,128M |  |  | PUMPINFUSIONSYRINGE-Smiths Medical-Medfusion 3500 | [6 empty] | Verified as Rental |  |  | MHHS-TMC
NO | YES |  |  |  | JPA403 |  | SMITHS MEDICAL |  |  | M20014 | Rental | MHHS-TMC |  |  |  | JPA403 |  | TMC |  | Rental | [7 empty] | PUMPINFUSIONSYRINGE-Smiths Medical-Medfusion 3500 |  | MEDFUSION 3500-USED AS FEEDING PUMP,128M |  |  | PUMPINFUSIONSYRINGE-Smiths Medical-Medfusion 3500 | [6 empty] | Verified as Rental |  |  | MHHS-TMC
NO | YES |  |  |  | JPA407 |  | SMITHS MEDICAL |  |  | M19827 | Rental | MHHS-TMC |  |  |  | JPA407 |  | TMC |  | Rental | [7 empty] | PUMPINFUSIONSYRINGE-Smiths Medical-Medfusion 3500 |  | MEDFUSION 3500-USED AS FEEDING PUMP,128M |  |  | PUMPINFUSIONSYRINGE-Smiths Medical-Medfusion 3500 | [6 empty] | Verified as Rental |  |  | MHHS-TMC
NO | YES |  |  |  | JPA410 |  | SMITHS MEDICAL |  |  | M50834 | Rental | MHHS-TMC |  |  |  | JPA410 |  | TMC |  | Rental | [7 empty] | PUMPINFUSIONSYRINGE-Smiths Medical-Medfusion 3500 |  | MEDFUSION 3500-USED AS FEEDING PUMP,128M |  |  | PUMPINFUSIONSYRINGE-Smiths Medical-Medfusion 3500 | [6 empty] | Verified as Rental |  |  | MHHS-TMC
NO | YES |  |  |  | JPA411 |  | SMITHS MEDICAL |  |  |  | Rental | MHHS-TMC |  |  |  | JPA411 |  | TMC |  | Rental | [7 empty] | PUMPINFUSIONSYRINGE-Smiths Medical-Medfusion 3500 |  | MEDFUSION 3500-USED AS FEEDING PUMP,128M |  |  | PUMPINFUSIONSYRINGE-Smiths Medical-Medfusion 3500 | [6 empty] | Verified as Rental |  |  | MHHS-TMC
NO | YES |  |  |  | JPA412 |  | SMITHS MEDICAL |  |  | M43699 | Rental | MHHS-TMC |  |  |  | JPA412 |  | TMC |  | Rental | [7 empty] | PUMPINFUSIONSYRINGE-Smiths Medical-Medfusion 3500 |  | MEDFUSION 3500-USED AS FEEDING PUMP,128M |  |  | PUMPINFUSIONSYRINGE-Smiths Medical-Medfusion 3500 | [6 empty] | Verified as Rental |  |  | MHHS-TMC
NO | YES |  |  |  | JPA416 |  | SMITHS MEDICAL |  |  |  | Rental | MHHS-TMC |  |  |  | JPA416 |  | TMC |  | Rental | [7 empty] | PUMPINFUSIONSYRINGE-Smiths Medical-Medfusion 3500 |  | MEDFUSION 3500-USED AS FEEDING PUMP,128M |  |  | PUMPINFUSIONSYRINGE-Smiths Medical-Medfusion 3500 | [6 empty] | Verified as Rental |  |  | MHHS-TMC
NO | YES |  |  |  | JPA427 |  | SMITHS MEDICAL |  |  | M11622 | Rental | MHHS-TMC |  |  |  | JPA427 |  | TMC |  | Rental | [7 empty] | PUMPINFUSIONSYRINGE-Smiths Medical-Medfusion 3500 |  | MEDFUSION 3500-USED AS FEEDING PUMP,128M |  |  | PUMPINFUSIONSYRINGE-Smiths Medical-Medfusion 3500 | [6 empty] | Verified as Rental |  |  | MHHS-TMC
NO | YES |  |  |  | JPA440 |  | SMITHS MEDICAL |  |  | M11188 | Rental | MHHS-TMC |  |  |  | JPA440 |  | TMC |  | Rental | [7 empty] | PUMPINFUSIONSYRINGE-Smiths Medical-Medfusion 3500 |  | MEDFUSION 3500-USED AS FEEDING PUMP,128M |  |  | PUMPINFUSIONSYRINGE-Smiths Medical-Medfusion 3500 | [6 empty] | Verified as Rental |  |  | MHHS-TMC
NO | YES |  |  |  | JPA442 |  | SMITHS MEDICAL |  |  | M41650 | Rental | MHHS-TMC |  |  |  | JPA442 |  | TMC |  | Rental | [7 empty] | PUMPINFUSIONSYRINGE-Smiths Medical-Medfusion 3500 |  | MEDFUSION 3500-USED AS FEEDING PUMP,128M |  |  | PUMPINFUSIONSYRINGE-Smiths Medical-Medfusion 3500 | [6 empty] | Verified as Rental |  |  | MHHS-TMC
NO | YES |  |  |  | JPA443 |  | SMITHS MEDICAL |  |  | M11249 | Rental | MHHS-TMC |  |  |  | JPA443 |  | TMC |  | Rental | [7 empty] | PUMPINFUSIONSYRINGE-Smiths Medical-Medfusion 3500 |  | MEDFUSION 3500-USED AS FEEDING PUMP,128M |  |  | PUMPINFUSIONSYRINGE-Smiths Medical-Medfusion 3500 | [6 empty] | Verified as Rental |  |  | MHHS-TMC
NO | YES |  |  |  | JPA451 |  | SMITHS MEDICAL |  |  |  | Rental | MHHS-TMC |  |  |  | JPA451 |  | TMC |  | Rental | [7 empty] | PUMPINFUSIONSYRINGE-Smiths Medical-Medfusion 3500 |  | MEDFUSION 3500-USED AS FEEDING PUMP,128M |  |  | PUMPINFUSIONSYRINGE-Smiths Medical-Medfusion 3500 | [6 empty] | Verified as Rental |  |  | MHHS-TMC
NO | YES |  |  |  | JPA452 |  | SMITHS MEDICAL |  |  |  | Rental | MHHS-TMC |  |  |  | JPA452 |  | TMC |  | Rental | [7 empty] | PUMPINFUSIONSYRINGE-Smiths Medical-Medfusion 3500 |  | MEDFUSION 3500-USED AS FEEDING PUMP,128M |  |  | PUMPINFUSIONSYRINGE-Smiths Medical-Medfusion 3500 | [6 empty] | Verified as Rental |  |  | MHHS-TMC
NO | YES |  |  |  | JPA454 |  | SMITHS MEDICAL |  |  | M54416 | Rental | MHHS-TMC |  |  |  | JPA454 |  | TMC |  | Rental | [7 empty] | PUMPINFUSIONSYRINGE-Smiths Medical-Medfusion 3500 |  | MEDFUSION 3500-USED AS FEEDING PUMP,128M |  |  | PUMPINFUSIONSYRINGE-Smiths Medical-Medfusion 3500 | [6 empty] | Verified as Rental |  |  | MHHS-TMC
NO | YES |  |  |  | JPA461 |  | SMITHS MEDICAL |  |  | M19664 | Rental | MHHS-TMC |  |  |  | JPA461 |  | TMC |  | Rental | [7 empty] | PUMPINFUSIONSYRINGE-Smiths Medical-Medfusion 3500 |  | MEDFUSION 3500-USED AS FEEDING PUMP,128M |  |  | PUMPINFUSIONSYRINGE-Smiths Medical-Medfusion 3500 | [6 empty] | Verified as Rental |  |  | MHHS-TMC
NO | YES |  |  |  | JPA463 |  | SMITHS MEDICAL |  |  | M100954 | Rental | MHHS-TMC |  |  |  | JPA463 |  | TMC |  | Rental | [7 empty] | PUMPINFUSIONSYRINGE-Smiths Medical-Medfusion 3500 |  | MEDFUSION 3500-USED AS FEEDING PUMP,128M |  |  | PUMPINFUSIONSYRINGE-Smiths Medical-Medfusion 3500 | [6 empty] | Verified as Rental |  |  | MHHS-TMC
NO | YES |  |  |  | JPA492 |  | SMITHS MEDICAL |  |  | M09454 | Rental | MHHS-TMC |  |  |  | JPA492 |  | TMC |  | Rental | [7 empty] | PUMPINFUSIONSYRINGE-Smiths Medical-Medfusion 3500 |  | MEDFUSION 3500-USED AS FEEDING PUMP,128M |  |  | PUMPINFUSIONSYRINGE-Smiths Medical-Medfusion 3500 | [6 empty] | Verified as Rental |  |  | MHHS-TMC
NO | YES |  |  |  | JPA493 |  | SMITHS MEDICAL |  |  | M66115 | Rental | MHHS-TMC |  |  |  | JPA493 |  | TMC |  | Rental | [7 empty] | PUMPINFUSIONSYRINGE-Smiths Medical-Medfusion 3500 |  | MEDFUSION 3500-USED AS FEEDING PUMP,128M |  |  | PUMPINFUSIONSYRINGE-Smiths Medical-Medfusion 3500 | [6 empty] | Verified as Rental |  |  | MHHS-TMC
NO | YES |  |  |  | JPA494 |  | SMITHS MEDICAL |  |  |  | Rental | MHHS-TMC |  |  |  | JPA494 |  | TMC |  | Rental | [7 empty] | PUMPINFUSIONSYRINGE-Smiths Medical-Medfusion 3500 |  | MEDFUSION 3500-USED AS FEEDING PUMP,128M |  |  | PUMPINFUSIONSYRINGE-Smiths Medical-Medfusion 3500 | [6 empty] | Verified as Rental |  |  | MHHS-TMC
NO | YES |  |  |  | JPA495 |  | SMITHS MEDICAL |  |  |  | Rental | MHHS-TMC |  |  |  | JPA495 |  | TMC |  | Rental | [7 empty] | PUMPINFUSIONSYRINGE-Smiths Medical-Medfusion 3500 |  | MEDFUSION 3500-USED AS FEEDING PUMP,128M |  |  | PUMPINFUSIONSYRINGE-Smiths Medical-Medfusion 3500 | [6 empty] | Verified as Rental |  |  | MHHS-TMC
NO | YES |  |  |  | JPA497 |  | SMITHS MEDICAL |  |  | M19806 | Rental | MHHS-TMC |  |  |  | JPA497 |  | TMC |  | Rental | [7 empty] | PUMPINFUSIONSYRINGE-Smiths Medical-Medfusion 3500 |  | MEDFUSION 3500-USED AS FEEDING PUMP,128M |  |  | PUMPINFUSIONSYRINGE-Smiths Medical-Medfusion 3500 | [6 empty] | Verified as Rental |  |  | MHHS-TMC
NO | YES |  |  |  | JNA175 |  | SMITHS MEDICAL |  |  | M11112 | Rental | MHHS-Woodlands |  |  |  | JNA175 |  | Woodlands |  | Rental | [7 empty] | PUMPINFUSIONSYRINGE-Smiths Medical-Medfusion 3500 |  | MEDFUSION 3500 SYRINGE PUMP,128 MEMORY |  |  | PUMPINFUSIONSYRINGE-Smiths Medical-Medfusion 3500 | [6 empty] | Verified as Rental |  |  | MHHS-Woodlands
NO | YES |  |  |  | JNA871 |  | SMITHS MEDICAL |  |  | M11168 | Rental | MHHS-Woodlands |  |  |  | JNA871 |  | Woodlands |  | Rental | [7 empty] | PUMPINFUSIONSYRINGE-Smiths Medical-Medfusion 3500 |  | MEDFUSION 3500 SYRINGE PUMP,128 MEMORY |  |  | PUMPINFUSIONSYRINGE-Smiths Medical-Medfusion 3500 | [6 empty] | Verified as Rental |  |  | MHHS-Woodlands
NO | YES |  |  |  | JNA1360 |  | SMITHS MEDICAL |  |  | M38710 | Rental | MHHS-Woodlands |  |  |  | JNA1360 |  | Woodlands |  | Rental | [7 empty] | PUMPINFUSIONSYRINGE-Smiths Medical-Medfusion 3500 |  | MEDFUSION 3500 SYRINGE PUMP,128 MEMORY |  |  | PUMPINFUSIONSYRINGE-Smiths Medical-Medfusion 3500 | [6 empty] | Verified as Rental |  |  | MHHS-Woodlands
NO | YES |  |  |  | JNA1671 |  | SMITHS MEDICAL |  |  | M86668 | Rental | MHHS-Woodlands |  |  |  | JNA1671 |  | Woodlands |  | Rental | [7 empty] | PUMPINFUSIONSYRINGE-Smiths Medical-Medfusion 3500 |  | MEDFUSION 3500 SYRINGE PUMP,128 MEMORY |  |  | PUMPINFUSIONSYRINGE-Smiths Medical-Medfusion 3500 | [6 empty] | Verified as Rental |  |  | MHHS-Woodlands
NO | YES |  |  |  | JNA1739 |  | SMITHS MEDICAL |  |  |  | Rental | MHHS-Woodlands |  |  |  | JNA1739 |  | Woodlands |  | Rental | [7 empty] | PUMPINFUSIONSYRINGE-Smiths Medical-Medfusion 3500 |  | MEDFUSION 3500 SYRINGE PUMP,128 MEMORY |  |  | PUMPINFUSIONSYRINGE-Smiths Medical-Medfusion 3500 | [6 empty] | Verified as Rental |  |  | MHHS-Woodlands
NO | YES |  |  |  | JNA1831 |  | SMITHS MEDICAL |  |  |  | Rental | MHHS-Woodlands |  |  |  | JNA1831 |  | Woodlands |  | Rental | [7 empty] | PUMPINFUSIONSYRINGE-Smiths Medical-Medfusion 3500 |  | MEDFUSION 3500 SYRINGE PUMP,128 MEMORY |  |  | PUMPINFUSIONSYRINGE-Smiths Medical-Medfusion 3500 | [6 empty] | Verified as Rental |  |  | MHHS-Woodlands
NO | YES |  |  |  | JNA3097 |  | SMITHS MEDICAL |  |  | M94124 | Rental | MHHS-Woodlands |  |  |  | JNA3097 |  | Woodlands |  | Rental | [7 empty] | PUMPINFUSIONSYRINGE-Smiths Medical-Medfusion 3500 |  | MEDFUSION 3500 SYRINGE PUMP,128 MEMORY |  |  | PUMPINFUSIONSYRINGE-Smiths Medical-Medfusion 3500 | [6 empty] | Verified as Rental |  |  | MHHS-Woodlands
NO | YES |  |  |  | JNA3291 |  | SMITHS MEDICAL |  |  | M63864 | Rental | MHHS-Woodlands |  |  |  | JNA3291 |  | Woodlands |  | Rental | [7 empty] | PUMPINFUSIONSYRINGE-Smiths Medical-Medfusion 3500 |  | MEDFUSION 3500 SYRINGE PUMP,128 MEMORY |  |  | PUMPINFUSIONSYRINGE-Smiths Medical-Medfusion 3500 | [6 empty] | Verified as Rental |  |  | MHHS-Woodlands
NO | YES |  |  |  | JNA3547 |  | SMITHS MEDICAL |  |  | M20125 | Rental | MHHS-Woodlands |  |  |  | JNA3547 |  | Woodlands |  | Rental | [7 empty] | PUMPINFUSIONSYRINGE-Smiths Medical-Medfusion 3500 |  | MEDFUSION 3500 SYRINGE PUMP,128 MEMORY |  |  | PUMPINFUSIONSYRINGE-Smiths Medical-Medfusion 3500 | [6 empty] | Verified as Rental |  |  | MHHS-Woodlands
NO | YES |  |  |  | JNA3650 |  | SMITHS MEDICAL |  |  | M80390 | Rental | MHHS-Woodlands |  |  |  | JNA3650 |  | Woodlands |  | Rental | [7 empty] | PUMPINFUSIONSYRINGE-Smiths Medical-Medfusion 3500 |  | MEDFUSION 3500 SYRINGE PUMP,128 MEMORY |  |  | PUMPINFUSIONSYRINGE-Smiths Medical-Medfusion 3500 | [6 empty] | Verified as Rental |  |  | MHHS-Woodlands
NO | YES |  |  |  | JPA104 |  | SMITHS MEDICAL |  |  |  | Rental | MHHS-Woodlands |  |  |  | JPA104 |  | Woodlands |  | Rental | [7 empty] | PUMPINFUSIONSYRINGE-Smiths Medical-Medfusion 3500 |  | MEDFUSION 3500-USED AS FEEDING PUMP,128M |  |  | PUMPINFUSIONSYRINGE-Smiths Medical-Medfusion 3500 | [6 empty] | Verified as Rental |  |  | MHHS-Woodlands
NO | YES |  |  |  | JPA131 |  | SMITHS MEDICAL |  |  | M11828 | Rental | MHHS-Woodlands |  |  |  | JPA131 |  | Woodlands |  | Rental | [7 empty] | PUMPINFUSIONSYRINGE-Smiths Medical-Medfusion 3500 |  | MEDFUSION 3500-USED AS FEEDING PUMP,128M |  |  | PUMPINFUSIONSYRINGE-Smiths Medical-Medfusion 3500 | [6 empty] | Verified as Rental |  |  | MHHS-Woodlands
NO | YES |  |  |  | JPA148 |  | SMITHS MEDICAL |  |  | M44247 | Rental | MHHS-Woodlands |  |  |  | JPA148 |  | Woodlands |  | Rental | [7 empty] | PUMPINFUSIONSYRINGE-Smiths Medical-Medfusion 3500 |  | MEDFUSION 3500-USED AS FEEDING PUMP,128M |  |  | PUMPINFUSIONSYRINGE-Smiths Medical-Medfusion 3500 | [6 empty] | Verified as Rental |  |  | MHHS-Woodlands
NO | YES |  |  |  | JPA182 |  | SMITHS MEDICAL |  |  | M85788 | Rental | MHHS-Woodlands |  |  |  | JPA182 |  | Woodlands |  | Rental | [7 empty] | PUMPINFUSIONSYRINGE-Smiths Medical-Medfusion 3500 |  | MEDFUSION 3500-USED AS FEEDING PUMP,128M |  |  | PUMPINFUSIONSYRINGE-Smiths Medical-Medfusion 3500 | [6 empty] | Verified as Rental |  |  | MHHS-Woodlands
NO | YES |  |  |  | JPA199 |  | SMITHS MEDICAL |  |  | M19451 | Rental | MHHS-Woodlands |  |  |  | JPA199 |  | Woodlands |  | Rental | [7 empty] | PUMPINFUSIONSYRINGE-Smiths Medical-Medfusion 3500 |  | MEDFUSION 3500-USED AS FEEDING PUMP,128M |  |  | PUMPINFUSIONSYRINGE-Smiths Medical-Medfusion 3500 | [6 empty] | Verified as Rental |  |  | MHHS-Woodlands
NO | YES |  |  |  | JPA200 |  | SMITHS MEDICAL |  |  | M66949 | Rental | MHHS-Woodlands |  |  |  | JPA200 |  | Woodlands |  | Rental | [7 empty] | PUMPINFUSIONSYRINGE-Smiths Medical-Medfusion 3500 |  | MEDFUSION 3500-USED AS FEEDING PUMP,128M |  |  | PUMPINFUSIONSYRINGE-Smiths Medical-Medfusion 3500 | [6 empty] | Verified as Rental |  |  | MHHS-Woodlands
NO | YES | Serial Number 93322 |  |  | JPA203 |  | SMITHS MEDICAL |  |  |  | Rental | MHHS-Woodlands |  |  |  | JPA203 |  | Woodlands |  | Rental | [7 empty] | PUMPINFUSIONSYRINGE-Smiths Medical-Medfusion 3500 |  | MEDFUSION 3500-USED AS FEEDING PUMP,128M |  |  | PUMPINFUSIONSYRINGE-Smiths Medical-Medfusion 3500 | [6 empty] | Verified as Rental |  |  | MHHS-Woodlands
NO | YES |  |  |  | JPA237 |  | SMITHS MEDICAL |  |  | M95831 | Rental | MHHS-Woodlands |  |  |  | JPA237 |  | Woodlands |  | Rental | [7 empty] | PUMPINFUSIONSYRINGE-Smiths Medical-Medfusion 3500 |  | MEDFUSION 3500-USED AS FEEDING PUMP,128M |  |  | PUMPINFUSIONSYRINGE-Smiths Medical-Medfusion 3500 | [6 empty] | Verified as Rental |  |  | MHHS-Woodlands
NO | YES |  |  |  | JPA240 |  | SMITHS MEDICAL |  |  |  | Rental | MHHS-Woodlands |  |  |  | JPA240 |  | Woodlands |  | Rental | [7 empty] | PUMPINFUSIONSYRINGE-Smiths Medical-Medfusion 3500 |  | MEDFUSION 3500-USED AS FEEDING PUMP,128M |  |  | PUMPINFUSIONSYRINGE-Smiths Medical-Medfusion 3500 | [6 empty] | Verified as Rental |  |  | MHHS-Woodlands
NO | YES |  |  |  | JPA250 |  | SMITHS MEDICAL |  |  | M69543 | Rental | MHHS-Woodlands |  |  |  | JPA250 |  | Woodlands |  | Rental | [7 empty] | PUMPINFUSIONSYRINGE-Smiths Medical-Medfusion 3500 |  | MEDFUSION 3500-USED AS FEEDING PUMP,128M |  |  | PUMPINFUSIONSYRINGE-Smiths Medical-Medfusion 3500 | [6 empty] | Verified as Rental |  |  | MHHS-Woodlands
NO | YES |  |  |  | JPA255 |  | SMITHS MEDICAL |  |  | M43992 | Rental | MHHS-Woodlands |  |  |  | JPA255 |  | Woodlands |  | Rental | [7 empty] | PUMPINFUSIONSYRINGE-Smiths Medical-Medfusion 3500 |  | MEDFUSION 3500-USED AS FEEDING PUMP,128M |  |  | PUMPINFUSIONSYRINGE-Smiths Medical-Medfusion 3500 | [6 empty] | Verified as Rental |  |  | MHHS-Woodlands
NO | YES |  |  |  | JPA256 |  | SMITHS MEDICAL |  |  | M38619 | Rental | MHHS-Woodlands |  |  |  | JPA256 |  | Woodlands |  | Rental | [7 empty] | PUMPINFUSIONSYRINGE-Smiths Medical-Medfusion 3500 |  | MEDFUSION 3500-USED AS FEEDING PUMP,128M |  |  | PUMPINFUSIONSYRINGE-Smiths Medical-Medfusion 3500 | [6 empty] | Verified as Rental |  |  | MHHS-Woodlands
NO | YES |  |  |  | JPA259 |  | SMITHS MEDICAL |  |  | M43704 | Rental | MHHS-Woodlands |  |  |  | JPA259 |  | Woodlands |  | Rental | [7 empty] | PUMPINFUSIONSYRINGE-Smiths Medical-Medfusion 3500 |  | MEDFUSION 3500-USED AS FEEDING PUMP,128M |  |  | PUMPINFUSIONSYRINGE-Smiths Medical-Medfusion 3500 | [6 empty] | Verified as Rental |  |  | MHHS-Woodlands
NO | YES |  |  |  | JPA271 |  | SMITHS MEDICAL |  |  |  | Rental | MHHS-Woodlands |  |  |  | JPA271 |  | Woodlands |  | Rental | [7 empty] | PUMPINFUSIONSYRINGE-Smiths Medical-Medfusion 3500 |  | MEDFUSION 3500-USED AS FEEDING PUMP,128M |  |  | PUMPINFUSIONSYRINGE-Smiths Medical-Medfusion 3500 | [6 empty] | Verified as Rental |  |  | MHHS-Woodlands
NO | YES |  |  |  | JPA274 |  | SMITHS MEDICAL |  |  | M54433 | Rental | MHHS-Woodlands |  |  |  | JPA274 |  | Woodlands |  | Rental | [7 empty] | PUMPINFUSIONSYRINGE-Smiths Medical-Medfusion 3500 |  | MEDFUSION 3500-USED AS FEEDING PUMP,128M |  |  | PUMPINFUSIONSYRINGE-Smiths Medical-Medfusion 3500 | [6 empty] | Verified as Rental |  |  | MHHS-Woodlands
NO | YES |  |  |  | JPA309 |  | SMITHS MEDICAL |  |  | M70826 | Rental | MHHS-Woodlands |  |  |  | JPA309 |  | Woodlands |  | Rental | [7 empty] | PUMPINFUSIONSYRINGE-Smiths Medical-Medfusion 3500 |  | MEDFUSION 3500-USED AS FEEDING PUMP,128M |  |  | PUMPINFUSIONSYRINGE-Smiths Medical-Medfusion 3500 | [6 empty] | Verified as Rental |  |  | MHHS-Woodlands
NO | YES |  |  |  | JPA310 |  | SMITHS MEDICAL |  |  | M09458 | Rental | MHHS-Woodlands |  |  |  | JPA310 |  | Woodlands |  | Rental | [7 empty] | PUMPINFUSIONSYRINGE-Smiths Medical-Medfusion 3500 |  | MEDFUSION 3500-USED AS FEEDING PUMP,128M |  |  | PUMPINFUSIONSYRINGE-Smiths Medical-Medfusion 3500 | [6 empty] | Verified as Rental |  |  | MHHS-Woodlands
NO | YES |  |  |  | JPA313 |  | SMITHS MEDICAL |  |  |  | Rental | MHHS-Woodlands |  |  |  | JPA313 |  | Woodlands |  | Rental | [7 empty] | PUMPINFUSIONSYRINGE-Smiths Medical-Medfusion 3500 |  | MEDFUSION 3500-USED AS FEEDING PUMP,128M |  |  | PUMPINFUSIONSYRINGE-Smiths Medical-Medfusion 3500 | [6 empty] | Verified as Rental |  |  | MHHS-Woodlands
NO | YES |  |  |  | JPA321 |  | SMITHS MEDICAL |  |  |  | Rental | MHHS-Woodlands |  |  |  | JPA321 |  | Woodlands |  | Rental | [7 empty] | PUMPINFUSIONSYRINGE-Smiths Medical-Medfusion 3500 |  | MEDFUSION 3500-USED AS FEEDING PUMP,128M |  |  | PUMPINFUSIONSYRINGE-Smiths Medical-Medfusion 3500 | [6 empty] | Verified as Rental |  |  | MHHS-Woodlands
NO | YES |  |  |  | JPA343 |  | SMITHS MEDICAL |  |  | M57301 | Rental | MHHS-Woodlands |  |  |  | JPA343 |  | Woodlands |  | Rental | [7 empty] | PUMPINFUSIONSYRINGE-Smiths Medical-Medfusion 3500 |  | MEDFUSION 3500-USED AS FEEDING PUMP,128M |  |  | PUMPINFUSIONSYRINGE-Smiths Medical-Medfusion 3500 | [6 empty] | Verified as Rental |  |  | MHHS-Woodlands
NO | YES |  |  |  | JPA352 |  | SMITHS MEDICAL |  |  | M43999 | Rental | MHHS-Woodlands |  |  |  | JPA352 |  | Woodlands |  | Rental | [7 empty] | PUMPINFUSIONSYRINGE-Smiths Medical-Medfusion 3500 |  | MEDFUSION 3500-USED AS FEEDING PUMP,128M |  |  | PUMPINFUSIONSYRINGE-Smiths Medical-Medfusion 3500 | [6 empty] | Verified as Rental |  |  | MHHS-Woodlands
NO | YES |  |  |  | JPA367 |  | SMITHS MEDICAL |  |  | M43488 | Rental | MHHS-Woodlands |  |  |  | JPA367 |  | Woodlands |  | Rental | [7 empty] | PUMPINFUSIONSYRINGE-Smiths Medical-Medfusion 3500 |  | MEDFUSION 3500-USED AS FEEDING PUMP,128M |  |  | PUMPINFUSIONSYRINGE-Smiths Medical-Medfusion 3500 | [6 empty] | Verified as Rental |  |  | MHHS-Woodlands
NO | YES |  |  |  | JPA375 |  | SMITHS MEDICAL |  |  | M48027 | Rental | MHHS-Woodlands |  |  |  | JPA375 |  | Woodlands |  | Rental | [7 empty] | PUMPINFUSIONSYRINGE-Smiths Medical-Medfusion 3500 |  | MEDFUSION 3500-USED AS FEEDING PUMP,128M |  |  | PUMPINFUSIONSYRINGE-Smiths Medical-Medfusion 3500 | [6 empty] | Verified as Rental |  |  | MHHS-Woodlands
NO | YES |  |  |  | JPA378 |  | SMITHS MEDICAL |  |  | M28329 | Rental | MHHS-Woodlands |  |  |  | JPA378 |  | Woodlands |  | Rental | [7 empty] | PUMPINFUSIONSYRINGE-Smiths Medical-Medfusion 3500 |  | MEDFUSION 3500-USED AS FEEDING PUMP,128M |  |  | PUMPINFUSIONSYRINGE-Smiths Medical-Medfusion 3500 | [6 empty] | Verified as Rental |  |  | MHHS-Woodlands
NO | YES |  |  |  | JPA408 |  | SMITHS MEDICAL |  |  | M80430 | Rental | MHHS-Woodlands |  |  |  | JPA408 |  | Woodlands |  | Rental | [7 empty] | PUMPINFUSIONSYRINGE-Smiths Medical-Medfusion 3500 |  | MEDFUSION 3500-USED AS FEEDING PUMP,128M |  |  | PUMPINFUSIONSYRINGE-Smiths Medical-Medfusion 3500 | [6 empty] | Verified as Rental |  |  | MHHS-Woodlands
NO | YES |  |  |  | JPA448 |  | SMITHS MEDICAL |  |  | M11652 | Rental | MHHS-Woodlands |  |  |  | JPA448 |  | Woodlands |  | Rental | [7 empty] | PUMPINFUSIONSYRINGE-Smiths Medical-Medfusion 3500 |  | MEDFUSION 3500-USED AS FEEDING PUMP,128M |  |  | PUMPINFUSIONSYRINGE-Smiths Medical-Medfusion 3500 | [6 empty] | Verified as Rental |  |  | MHHS-Woodlands
NO | YES |  |  |  | JPA453 |  | SMITHS MEDICAL |  |  |  | Rental | MHHS-Woodlands |  |  |  | JPA453 |  | Woodlands |  | Rental | [7 empty] | PUMPINFUSIONSYRINGE-Smiths Medical-Medfusion 3500 |  | MEDFUSION 3500-USED AS FEEDING PUMP,128M |  |  | PUMPINFUSIONSYRINGE-Smiths Medical-Medfusion 3500 | [6 empty] | Verified as Rental |  |  | MHHS-Woodlands
NO | YES |  |  |  | JPA458 |  | SMITHS MEDICAL |  |  | M63873 | Rental | MHHS-Woodlands |  |  |  | JPA458 |  | Woodlands |  | Rental | [7 empty] | PUMPINFUSIONSYRINGE-Smiths Medical-Medfusion 3500 |  | MEDFUSION 3500-USED AS FEEDING PUMP,128M |  |  | PUMPINFUSIONSYRINGE-Smiths Medical-Medfusion 3500 | [6 empty] | Verified as Rental |  |  | MHHS-Woodlands
NO | YES |  |  |  | JPA464 |  | SMITHS MEDICAL |  |  | M48362 | Rental | MHHS-Woodlands |  |  |  | JPA464 |  | Woodlands |  | Rental | [7 empty] | PUMPINFUSIONSYRINGE-Smiths Medical-Medfusion 3500 |  | MEDFUSION 3500-USED AS FEEDING PUMP,128M |  |  | PUMPINFUSIONSYRINGE-Smiths Medical-Medfusion 3500 | [6 empty] | Verified as Rental |  |  | MHHS-Woodlands
NO | YES |  |  |  | JPA496 |  | SMITHS MEDICAL |  |  | M63184 | Rental | MHHS-Woodlands |  |  |  | JPA496 |  | Woodlands |  | Rental | [7 empty] | PUMPINFUSIONSYRINGE-Smiths Medical-Medfusion 3500 |  | MEDFUSION 3500-USED AS FEEDING PUMP,128M |  |  | PUMPINFUSIONSYRINGE-Smiths Medical-Medfusion 3500 | [6 empty] | Verified as Rental |  |  | MHHS-Woodlands
NO | YES |  |  |  | JYA113 |  | SMITHS MEDICAL | 4000-0101-51 |  |  | Rental | MHHS-TMC |  |  |  | JYA113 |  | TMC |  | Rental | [7 empty] | PUMPINFUSIONSYRINGE-Smiths Medical-Medfusion 4000 |  | MEDFUSION 4000 SYRINGE PUMP |  |  | PUMPINFUSIONSYRINGE-Smiths Medical-Medfusion 4000 | [6 empty] | Verified as Rental |  |  | MHHS-TMC
NO | YES |  |  |  | JYA170 |  | SMITHS MEDICAL | 4000-0101-51 |  |  | Rental | MHHS-TMC |  |  |  | JYA170 |  | TMC |  | Rental | [7 empty] | PUMPINFUSIONSYRINGE-Smiths Medical-Medfusion 4000 |  | MEDFUSION 4000 SYRINGE PUMP |  |  | PUMPINFUSIONSYRINGE-Smiths Medical-Medfusion 4000 | [6 empty] | Verified as Rental |  |  | MHHS-TMC
NO | YES |  |  |  | JYA184 |  | SMITHS MEDICAL | 4000-0101-51 |  |  | Rental | MHHS-TMC |  |  |  | JYA184 |  | TMC |  | Rental | [7 empty] | PUMPINFUSIONSYRINGE-Smiths Medical-Medfusion 4000 |  | MEDFUSION 4000 SYRINGE PUMP |  |  | PUMPINFUSIONSYRINGE-Smiths Medical-Medfusion 4000 | [6 empty] | Verified as Rental |  |  | MHHS-TMC
NO | YES |  |  |  | JYA189 |  | SMITHS MEDICAL | 4000-0101-51 |  |  | Rental | MHHS-TMC |  |  |  | JYA189 |  | TMC |  | Rental | [7 empty] | PUMPINFUSIONSYRINGE-Smiths Medical-Medfusion 4000 |  | MEDFUSION 4000 SYRINGE PUMP |  |  | PUMPINFUSIONSYRINGE-Smiths Medical-Medfusion 4000 | [6 empty] | Verified as Rental |  |  | MHHS-TMC
NO | YES |  |  |  | JYA201 |  | SMITHS MEDICAL | 4000-0101-51 |  |  | Rental | MHHS-TMC |  |  |  | JYA201 |  | TMC |  | Rental | [7 empty] | PUMPINFUSIONSYRINGE-Smiths Medical-Medfusion 4000 |  | MEDFUSION 4000 SYRINGE PUMP |  |  | PUMPINFUSIONSYRINGE-Smiths Medical-Medfusion 4000 | [6 empty] | Verified as Rental |  |  | MHHS-TMC
NO | YES |  |  |  | JYA240 |  | SMITHS MEDICAL | 4000-0101-51 |  |  | Rental | MHHS-TMC |  |  |  | JYA240 |  | TMC |  | Rental | [7 empty] | PUMPINFUSIONSYRINGE-Smiths Medical-Medfusion 4000 |  | MEDFUSION 4000 SYRINGE PUMP |  |  | PUMPINFUSIONSYRINGE-Smiths Medical-Medfusion 4000 | [6 empty] | Verified as Rental |  |  | MHHS-TMC
NO | YES |  |  |  | JYA243 |  | SMITHS MEDICAL | 4000-0101-51 |  |  | Rental | MHHS-TMC |  |  |  | JYA243 |  | TMC |  | Rental | [7 empty] | PUMPINFUSIONSYRINGE-Smiths Medical-Medfusion 4000 |  | MEDFUSION 4000 SYRINGE PUMP |  |  | PUMPINFUSIONSYRINGE-Smiths Medical-Medfusion 4000 | [6 empty] | Verified as Rental |  |  | MHHS-TMC
NO | YES |  |  |  | JYA244 |  | SMITHS MEDICAL | 4000-0101-51 |  |  | Rental | MHHS-TMC |  |  |  | JYA244 |  | TMC |  | Rental | [7 empty] | PUMPINFUSIONSYRINGE-Smiths Medical-Medfusion 4000 |  | MEDFUSION 4000 SYRINGE PUMP |  |  | PUMPINFUSIONSYRINGE-Smiths Medical-Medfusion 4000 | [6 empty] | Verified as Rental |  |  | MHHS-TMC
NO | YES |  |  |  | JYA246 |  | SMITHS MEDICAL | 4000-0101-51 |  |  | Rental | MHHS-TMC |  |  |  | JYA246 |  | TMC |  | Rental | [7 empty] | PUMPINFUSIONSYRINGE-Smiths Medical-Medfusion 4000 |  | MEDFUSION 4000 SYRINGE PUMP |  |  | PUMPINFUSIONSYRINGE-Smiths Medical-Medfusion 4000 | [6 empty] | Verified as Rental |  |  | MHHS-TMC
NO | YES |  |  |  | JYA250 |  | SMITHS MEDICAL | 4000-0101-51 |  |  | Rental | MHHS-TMC |  |  |  | JYA250 |  | TMC |  | Rental | [7 empty] | PUMPINFUSIONSYRINGE-Smiths Medical-Medfusion 4000 |  | MEDFUSION 4000 SYRINGE PUMP |  |  | PUMPINFUSIONSYRINGE-Smiths Medical-Medfusion 4000 | [6 empty] | Verified as Rental |  |  | MHHS-TMC
NO | YES |  |  |  | JYA251 |  | SMITHS MEDICAL | 4000-0101-51 |  |  | Rental | MHHS-TMC |  |  |  | JYA251 |  | TMC |  | Rental | [7 empty] | PUMPINFUSIONSYRINGE-Smiths Medical-Medfusion 4000 |  | MEDFUSION 4000 SYRINGE PUMP |  |  | PUMPINFUSIONSYRINGE-Smiths Medical-Medfusion 4000 | [6 empty] | Verified as Rental |  |  | MHHS-TMC
NO | YES |  |  |  | JYA252 |  | SMITHS MEDICAL | 4000-0101-51 |  |  | Rental | MHHS-TMC |  |  |  | JYA252 |  | TMC |  | Rental | [7 empty] | PUMPINFUSIONSYRINGE-Smiths Medical-Medfusion 4000 |  | MEDFUSION 4000 SYRINGE PUMP |  |  | PUMPINFUSIONSYRINGE-Smiths Medical-Medfusion 4000 | [6 empty] | Verified as Rental |  |  | MHHS-TMC
NO | YES |  |  |  | JYA253 |  | SMITHS MEDICAL | 4000-0101-51 |  |  | Rental | MHHS-TMC |  |  |  | JYA253 |  | TMC |  | Rental | [7 empty] | PUMPINFUSIONSYRINGE-Smiths Medical-Medfusion 4000 |  | MEDFUSION 4000 SYRINGE PUMP |  |  | PUMPINFUSIONSYRINGE-Smiths Medical-Medfusion 4000 | [6 empty] | Verified as Rental |  |  | MHHS-TMC
NO | YES |  |  |  | JYA257 |  | SMITHS MEDICAL | 4000-0101-51 |  |  | Rental | MHHS-TMC |  |  |  | JYA257 |  | TMC |  | Rental | [7 empty] | PUMPINFUSIONSYRINGE-Smiths Medical-Medfusion 4000 |  | MEDFUSION 4000 SYRINGE PUMP |  |  | PUMPINFUSIONSYRINGE-Smiths Medical-Medfusion 4000 | [6 empty] | Verified as Rental |  |  | MHHS-TMC
NO | YES |  |  |  | JYA258 |  | SMITHS MEDICAL | 4000-0101-51 |  |  | Rental | MHHS-TMC |  |  |  | JYA258 |  | TMC |  | Rental | [7 empty] | PUMPINFUSIONSYRINGE-Smiths Medical-Medfusion 4000 |  | MEDFUSION 4000 SYRINGE PUMP |  |  | PUMPINFUSIONSYRINGE-Smiths Medical-Medfusion 4000 | [6 empty] | Verified as Rental |  |  | MHHS-TMC
NO | YES |  |  |  | JYA259 |  | SMITHS MEDICAL | 4000-0101-51 |  |  | Rental | MHHS-TMC |  |  |  | JYA259 |  | TMC |  | Rental | [7 empty] | PUMPINFUSIONSYRINGE-Smiths Medical-Medfusion 4000 |  | MEDFUSION 4000 SYRINGE PUMP |  |  | PUMPINFUSIONSYRINGE-Smiths Medical-Medfusion 4000 | [6 empty] | Verified as Rental |  |  | MHHS-TMC
NO | YES |  |  |  | JYA260 |  | SMITHS MEDICAL | 4000-0101-51 |  |  | Rental | MHHS-TMC |  |  |  | JYA260 |  | TMC |  | Rental | [7 empty] | PUMPINFUSIONSYRINGE-Smiths Medical-Medfusion 4000 |  | MEDFUSION 4000 SYRINGE PUMP |  |  | PUMPINFUSIONSYRINGE-Smiths Medical-Medfusion 4000 | [6 empty] | Verified as Rental |  |  | MHHS-TMC
NO | YES |  |  |  | JYA261 |  | SMITHS MEDICAL | 4000-0101-51 |  |  | Rental | MHHS-TMC |  |  |  | JYA261 |  | TMC |  | Rental | [7 empty] | PUMPINFUSIONSYRINGE-Smiths Medical-Medfusion 4000 |  | MEDFUSION 4000 SYRINGE PUMP |  |  | PUMPINFUSIONSYRINGE-Smiths Medical-Medfusion 4000 | [6 empty] | Verified as Rental |  |  | MHHS-TMC
NO | YES |  |  |  | JYA262 |  | SMITHS MEDICAL | 4000-0101-51 |  |  | Rental | MHHS-TMC |  |  |  | JYA262 |  | TMC |  | Rental | [7 empty] | PUMPINFUSIONSYRINGE-Smiths Medical-Medfusion 4000 |  | MEDFUSION 4000 SYRINGE PUMP |  |  | PUMPINFUSIONSYRINGE-Smiths Medical-Medfusion 4000 | [6 empty] | Verified as Rental |  |  | MHHS-TMC
NO | YES |  |  |  | JYA265 |  | SMITHS MEDICAL | 4000-0101-51 |  |  | Rental | MHHS-TMC |  |  |  | JYA265 |  | TMC |  | Rental | [7 empty] | PUMPINFUSIONSYRINGE-Smiths Medical-Medfusion 4000 |  | MEDFUSION 4000 SYRINGE PUMP |  |  | PUMPINFUSIONSYRINGE-Smiths Medical-Medfusion 4000 | [6 empty] | Verified as Rental |  |  | MHHS-TMC
NO | YES |  |  |  | JYA266 |  | SMITHS MEDICAL | 4000-0101-51 |  |  | Rental | MHHS-TMC |  |  |  | JYA266 |  | TMC |  | Rental | [7 empty] | PUMPINFUSIONSYRINGE-Smiths Medical-Medfusion 4000 |  | MEDFUSION 4000 SYRINGE PUMP |  |  | PUMPINFUSIONSYRINGE-Smiths Medical-Medfusion 4000 | [6 empty] | Verified as Rental |  |  | MHHS-TMC
NO | YES |  |  |  | JYA273 |  | SMITHS MEDICAL | 4000-0101-51 |  |  | Rental | MHHS-TMC |  |  |  | JYA273 |  | TMC |  | Rental | [7 empty] | PUMPINFUSIONSYRINGE-Smiths Medical-Medfusion 4000 |  | MEDFUSION 4000 SYRINGE PUMP |  |  | PUMPINFUSIONSYRINGE-Smiths Medical-Medfusion 4000 | [6 empty] | Verified as Rental |  |  | MHHS-TMC
NO | YES |  |  |  | JYA276 |  | SMITHS MEDICAL | 4000-0101-51 |  |  | Rental | MHHS-TMC |  |  |  | JYA276 |  | TMC |  | Rental | [7 empty] | PUMPINFUSIONSYRINGE-Smiths Medical-Medfusion 4000 |  | MEDFUSION 4000 SYRINGE PUMP |  |  | PUMPINFUSIONSYRINGE-Smiths Medical-Medfusion 4000 | [6 empty] | Verified as Rental |  |  | MHHS-TMC
NO | YES |  |  |  | JYA278 |  | SMITHS MEDICAL | 4000-0101-51 |  |  | Rental | MHHS-TMC |  |  |  | JYA278 |  | TMC |  | Rental | [7 empty] | PUMPINFUSIONSYRINGE-Smiths Medical-Medfusion 4000 |  | MEDFUSION 4000 SYRINGE PUMP |  |  | PUMPINFUSIONSYRINGE-Smiths Medical-Medfusion 4000 | [6 empty] | Verified as Rental |  |  | MHHS-TMC
NO | YES |  |  |  | JYA280 |  | SMITHS MEDICAL | 4000-0101-51 |  |  | Rental | MHHS-TMC |  |  |  | JYA280 |  | TMC |  | Rental | [7 empty] | PUMPINFUSIONSYRINGE-Smiths Medical-Medfusion 4000 |  | MEDFUSION 4000 SYRINGE PUMP |  |  | PUMPINFUSIONSYRINGE-Smiths Medical-Medfusion 4000 | [6 empty] | Verified as Rental |  |  | MHHS-TMC
NO | YES |  |  |  | JYA281 |  | SMITHS MEDICAL | 4000-0101-51 |  |  | Rental | MHHS-TMC |  |  |  | JYA281 |  | TMC |  | Rental | [7 empty] | PUMPINFUSIONSYRINGE-Smiths Medical-Medfusion 4000 |  | MEDFUSION 4000 SYRINGE PUMP |  |  | PUMPINFUSIONSYRINGE-Smiths Medical-Medfusion 4000 | [6 empty] | Verified as Rental |  |  | MHHS-TMC
NO | YES |  |  |  | JYA282 |  | SMITHS MEDICAL | 4000-0101-51 |  |  | Rental | MHHS-TMC |  |  |  | JYA282 |  | TMC |  | Rental | [7 empty] | PUMPINFUSIONSYRINGE-Smiths Medical-Medfusion 4000 |  | MEDFUSION 4000 SYRINGE PUMP |  |  | PUMPINFUSIONSYRINGE-Smiths Medical-Medfusion 4000 | [6 empty] | Verified as Rental |  |  | MHHS-TMC
NO | YES |  |  |  | JYA283 |  | SMITHS MEDICAL | 4000-0101-51 |  |  | Rental | MHHS-TMC |  |  |  | JYA283 |  | TMC |  | Rental | [7 empty] | PUMPINFUSIONSYRINGE-Smiths Medical-Medfusion 4000 |  | MEDFUSION 4000 SYRINGE PUMP |  |  | PUMPINFUSIONSYRINGE-Smiths Medical-Medfusion 4000 | [6 empty] | Verified as Rental |  |  | MHHS-TMC
NO | YES |  |  |  | JYA284 |  | SMITHS MEDICAL | 4000-0101-51 |  |  | Rental | MHHS-TMC |  |  |  | JYA284 |  | TMC |  | Rental | [7 empty] | PUMPINFUSIONSYRINGE-Smiths Medical-Medfusion 4000 |  | MEDFUSION 4000 SYRINGE PUMP |  |  | PUMPINFUSIONSYRINGE-Smiths Medical-Medfusion 4000 | [6 empty] | Verified as Rental |  |  | MHHS-TMC
NO | YES |  |  |  | JYA285 |  | SMITHS MEDICAL | 4000-0101-51 |  |  | Rental | MHHS-TMC |  |  |  | JYA285 |  | TMC |  | Rental | [7 empty] | PUMPINFUSIONSYRINGE-Smiths Medical-Medfusion 4000 |  | MEDFUSION 4000 SYRINGE PUMP |  |  | PUMPINFUSIONSYRINGE-Smiths Medical-Medfusion 4000 | [6 empty] | Verified as Rental |  |  | MHHS-TMC
NO | YES |  |  |  | JYA287 |  | SMITHS MEDICAL | 4000-0101-51 |  |  | Rental | MHHS-TMC |  |  |  | JYA287 |  | TMC |  | Rental | [7 empty] | PUMPINFUSIONSYRINGE-Smiths Medical-Medfusion 4000 |  | MEDFUSION 4000 SYRINGE PUMP |  |  | PUMPINFUSIONSYRINGE-Smiths Medical-Medfusion 4000 | [6 empty] | Verified as Rental |  |  | MHHS-TMC
NO | YES |  |  |  | JYA292 |  | SMITHS MEDICAL | 4000-0101-51 |  |  | Rental | MHHS-TMC |  |  |  | JYA292 |  | TMC |  | Rental | [7 empty] | PUMPINFUSIONSYRINGE-Smiths Medical-Medfusion 4000 |  | MEDFUSION 4000 SYRINGE PUMP |  |  | PUMPINFUSIONSYRINGE-Smiths Medical-Medfusion 4000 | [6 empty] | Verified as Rental |  |  | MHHS-TMC
NO | YES |  |  |  | JYA297 |  | SMITHS MEDICAL | 4000-0101-51 |  |  | Rental | MHHS-TMC |  |  |  | JYA297 |  | TMC |  | Rental | [7 empty] | PUMPINFUSIONSYRINGE-Smiths Medical-Medfusion 4000 |  | MEDFUSION 4000 SYRINGE PUMP |  |  | PUMPINFUSIONSYRINGE-Smiths Medical-Medfusion 4000 | [6 empty] | Verified as Rental |  |  | MHHS-TMC
NO | YES |  |  |  | JYA299 |  | SMITHS MEDICAL | 4000-0101-51 |  |  | Rental | MHHS-TMC |  |  |  | JYA299 |  | TMC |  | Rental | [7 empty] | PUMPINFUSIONSYRINGE-Smiths Medical-Medfusion 4000 |  | MEDFUSION 4000 SYRINGE PUMP |  |  | PUMPINFUSIONSYRINGE-Smiths Medical-Medfusion 4000 | [6 empty] | Verified as Rental |  |  | MHHS-TMC
NO | YES |  |  |  | JYA302 |  | SMITHS MEDICAL | 4000-0101-51 |  |  | Rental | MHHS-TMC |  |  |  | JYA302 |  | TMC |  | Rental | [7 empty] | PUMPINFUSIONSYRINGE-Smiths Medical-Medfusion 4000 |  | MEDFUSION 4000 SYRINGE PUMP |  |  | PUMPINFUSIONSYRINGE-Smiths Medical-Medfusion 4000 | [6 empty] | Verified as Rental |  |  | MHHS-TMC
NO | YES |  |  |  | JYA303 |  | SMITHS MEDICAL | 4000-0101-51 |  |  | Rental | MHHS-TMC |  |  |  | JYA303 |  | TMC |  | Rental | [7 empty] | PUMPINFUSIONSYRINGE-Smiths Medical-Medfusion 4000 |  | MEDFUSION 4000 SYRINGE PUMP |  |  | PUMPINFUSIONSYRINGE-Smiths Medical-Medfusion 4000 | [6 empty] | Verified as Rental |  |  | MHHS-TMC
NO | YES |  |  |  | JYA304 |  | SMITHS MEDICAL | 4000-0101-51 |  |  | Rental | MHHS-TMC |  |  |  | JYA304 |  | TMC |  | Rental | [7 empty] | PUMPINFUSIONSYRINGE-Smiths Medical-Medfusion 4000 |  | MEDFUSION 4000 SYRINGE PUMP |  |  | PUMPINFUSIONSYRINGE-Smiths Medical-Medfusion 4000 | [6 empty] | Verified as Rental |  |  | MHHS-TMC
NO | YES |  |  |  | JYA305 |  | SMITHS MEDICAL | 4000-0101-51 |  |  | Rental | MHHS-TMC |  |  |  | JYA305 |  | TMC |  | Rental | [7 empty] | PUMPINFUSIONSYRINGE-Smiths Medical-Medfusion 4000 |  | MEDFUSION 4000 SYRINGE PUMP |  |  | PUMPINFUSIONSYRINGE-Smiths Medical-Medfusion 4000 | [6 empty] | Verified as Rental |  |  | MHHS-TMC
NO | YES |  |  |  | JYA307 |  | SMITHS MEDICAL | 4000-0101-51 |  |  | Rental | MHHS-TMC |  |  |  | JYA307 |  | TMC |  | Rental | [7 empty] | PUMPINFUSIONSYRINGE-Smiths Medical-Medfusion 4000 |  | MEDFUSION 4000 SYRINGE PUMP |  |  | PUMPINFUSIONSYRINGE-Smiths Medical-Medfusion 4000 | [6 empty] | Verified as Rental |  |  | MHHS-TMC
NO | YES |  |  |  | JYA308 |  | SMITHS MEDICAL | 4000-0101-51 |  |  | Rental | MHHS-TMC |  |  |  | JYA308 |  | TMC |  | Rental | [7 empty] | PUMPINFUSIONSYRINGE-Smiths Medical-Medfusion 4000 |  | MEDFUSION 4000 SYRINGE PUMP |  |  | PUMPINFUSIONSYRINGE-Smiths Medical-Medfusion 4000 | [6 empty] | Verified as Rental |  |  | MHHS-TMC
NO | YES |  |  |  | JYA312 |  | SMITHS MEDICAL | 4000-0101-51 |  |  | Rental | MHHS-TMC |  |  |  | JYA312 |  | TMC |  | Rental | [7 empty] | PUMPINFUSIONSYRINGE-Smiths Medical-Medfusion 4000 |  | MEDFUSION 4000 SYRINGE PUMP |  |  | PUMPINFUSIONSYRINGE-Smiths Medical-Medfusion 4000 | [6 empty] | Verified as Rental |  |  | MHHS-TMC
NO | YES |  |  |  | JYA314 |  | SMITHS MEDICAL | 4000-0101-51 |  |  | Rental | MHHS-TMC |  |  |  | JYA314 |  | TMC |  | Rental | [7 empty] | PUMPINFUSIONSYRINGE-Smiths Medical-Medfusion 4000 |  | MEDFUSION 4000 SYRINGE PUMP |  |  | PUMPINFUSIONSYRINGE-Smiths Medical-Medfusion 4000 | [6 empty] | Verified as Rental |  |  | MHHS-TMC
NO | YES |  |  |  | JYA315 |  | SMITHS MEDICAL | 4000-0101-51 |  |  | Rental | MHHS-TMC |  |  |  | JYA315 |  | TMC |  | Rental | [7 empty] | PUMPINFUSIONSYRINGE-Smiths Medical-Medfusion 4000 |  | MEDFUSION 4000 SYRINGE PUMP |  |  | PUMPINFUSIONSYRINGE-Smiths Medical-Medfusion 4000 | [6 empty] | Verified as Rental |  |  | MHHS-TMC
NO | YES |  |  |  | JYA316 |  | SMITHS MEDICAL | 4000-0101-51 |  |  | Rental | MHHS-TMC |  |  |  | JYA316 |  | TMC |  | Rental | [7 empty] | PUMPINFUSIONSYRINGE-Smiths Medical-Medfusion 4000 |  | MEDFUSION 4000 SYRINGE PUMP |  |  | PUMPINFUSIONSYRINGE-Smiths Medical-Medfusion 4000 | [6 empty] | Verified as Rental |  |  | MHHS-TMC
NO | YES |  |  |  | JYA318 |  | SMITHS MEDICAL | 4000-0101-51 |  |  | Rental | MHHS-TMC |  |  |  | JYA318 |  | TMC |  | Rental | [7 empty] | PUMPINFUSIONSYRINGE-Smiths Medical-Medfusion 4000 |  | MEDFUSION 4000 SYRINGE PUMP |  |  | PUMPINFUSIONSYRINGE-Smiths Medical-Medfusion 4000 | [6 empty] | Verified as Rental |  |  | MHHS-TMC
NO | YES |  |  |  | JYA320 |  | SMITHS MEDICAL | 4000-0101-51 |  |  | Rental | MHHS-TMC |  |  |  | JYA320 |  | TMC |  | Rental | [7 empty] | PUMPINFUSIONSYRINGE-Smiths Medical-Medfusion 4000 |  | MEDFUSION 4000 SYRINGE PUMP |  |  | PUMPINFUSIONSYRINGE-Smiths Medical-Medfusion 4000 | [6 empty] | Verified as Rental |  |  | MHHS-TMC
NO | YES |  |  |  | JYA321 |  | SMITHS MEDICAL | 4000-0101-51 |  |  | Rental | MHHS-TMC |  |  |  | JYA321 |  | TMC |  | Rental | [7 empty] | PUMPINFUSIONSYRINGE-Smiths Medical-Medfusion 4000 |  | MEDFUSION 4000 SYRINGE PUMP |  |  | PUMPINFUSIONSYRINGE-Smiths Medical-Medfusion 4000 | [6 empty] | Verified as Rental |  |  | MHHS-TMC
NO | YES |  |  |  | JYA322 |  | SMITHS MEDICAL | 4000-0101-51 |  |  | Rental | MHHS-TMC |  |  |  | JYA322 |  | TMC |  | Rental | [7 empty] | PUMPINFUSIONSYRINGE-Smiths Medical-Medfusion 4000 |  | MEDFUSION 4000 SYRINGE PUMP |  |  | PUMPINFUSIONSYRINGE-Smiths Medical-Medfusion 4000 | [6 empty] | Verified as Rental |  |  | MHHS-TMC
NO | YES |  |  |  | JYA323 |  | SMITHS MEDICAL | 4000-0101-51 |  |  | Rental | MHHS-TMC |  |  |  | JYA323 |  | TMC |  | Rental | [7 empty] | PUMPINFUSIONSYRINGE-Smiths Medical-Medfusion 4000 |  | MEDFUSION 4000 SYRINGE PUMP |  |  | PUMPINFUSIONSYRINGE-Smiths Medical-Medfusion 4000 | [6 empty] | Verified as Rental |  |  | MHHS-TMC
NO | YES |  |  |  | JYA326 |  | SMITHS MEDICAL | 4000-0101-51 |  |  | Rental | MHHS-TMC |  |  |  | JYA326 |  | TMC |  | Rental | [7 empty] | PUMPINFUSIONSYRINGE-Smiths Medical-Medfusion 4000 |  | MEDFUSION 4000 SYRINGE PUMP |  |  | PUMPINFUSIONSYRINGE-Smiths Medical-Medfusion 4000 | [6 empty] | Verified as Rental |  |  | MHHS-TMC
NO | YES |  |  |  | JYA327 |  | SMITHS MEDICAL | 4000-0101-51 |  |  | Rental | MHHS-TMC |  |  |  | JYA327 |  | TMC |  | Rental | [7 empty] | PUMPINFUSIONSYRINGE-Smiths Medical-Medfusion 4000 |  | MEDFUSION 4000 SYRINGE PUMP |  |  | PUMPINFUSIONSYRINGE-Smiths Medical-Medfusion 4000 | [6 empty] | Verified as Rental |  |  | MHHS-TMC
NO | YES |  |  |  | JYA329 |  | SMITHS MEDICAL | 4000-0101-51 |  |  | Rental | MHHS-TMC |  |  |  | JYA329 |  | TMC |  | Rental | [7 empty] | PUMPINFUSIONSYRINGE-Smiths Medical-Medfusion 4000 |  | MEDFUSION 4000 SYRINGE PUMP |  |  | PUMPINFUSIONSYRINGE-Smiths Medical-Medfusion 4000 | [6 empty] | Verified as Rental |  |  | MHHS-TMC
NO | YES |  |  |  | JYA330 |  | SMITHS MEDICAL | 4000-0101-51 |  |  | Rental | MHHS-TMC |  |  |  | JYA330 |  | TMC |  | Rental | [7 empty] | PUMPINFUSIONSYRINGE-Smiths Medical-Medfusion 4000 |  | MEDFUSION 4000 SYRINGE PUMP |  |  | PUMPINFUSIONSYRINGE-Smiths Medical-Medfusion 4000 | [6 empty] | Verified as Rental |  |  | MHHS-TMC
NO | YES |  |  |  | JYA332 |  | SMITHS MEDICAL | 4000-0101-51 |  |  | Rental | MHHS-TMC |  |  |  | JYA332 |  | TMC |  | Rental | [7 empty] | PUMPINFUSIONSYRINGE-Smiths Medical-Medfusion 4000 |  | MEDFUSION 4000 SYRINGE PUMP |  |  | PUMPINFUSIONSYRINGE-Smiths Medical-Medfusion 4000 | [6 empty] | Verified as Rental |  |  | MHHS-TMC
NO | YES |  |  |  | JYA334 |  | SMITHS MEDICAL | 4000-0101-51 |  |  | Rental | MHHS-TMC |  |  |  | JYA334 |  | TMC |  | Rental | [7 empty] | PUMPINFUSIONSYRINGE-Smiths Medical-Medfusion 4000 |  | MEDFUSION 4000 SYRINGE PUMP |  |  | PUMPINFUSIONSYRINGE-Smiths Medical-Medfusion 4000 | [6 empty] | Verified as Rental |  |  | MHHS-TMC
NO | YES |  |  |  | JYA335 |  | SMITHS MEDICAL | 4000-0101-51 |  |  | Rental | MHHS-TMC |  |  |  | JYA335 |  | TMC |  | Rental | [7 empty] | PUMPINFUSIONSYRINGE-Smiths Medical-Medfusion 4000 |  | MEDFUSION 4000 SYRINGE PUMP |  |  | PUMPINFUSIONSYRINGE-Smiths Medical-Medfusion 4000 | [6 empty] | Verified as Rental |  |  | MHHS-TMC
NO | YES |  |  |  | JYA336 |  | SMITHS MEDICAL | 4000-0101-51 |  |  | Rental | MHHS-TMC |  |  |  | JYA336 |  | TMC |  | Rental | [7 empty] | PUMPINFUSIONSYRINGE-Smiths Medical-Medfusion 4000 |  | MEDFUSION 4000 SYRINGE PUMP |  |  | PUMPINFUSIONSYRINGE-Smiths Medical-Medfusion 4000 | [6 empty] | Verified as Rental |  |  | MHHS-TMC
NO | YES |  |  |  | JYA337 |  | SMITHS MEDICAL | 4000-0101-51 |  |  | Rental | MHHS-TMC |  |  |  | JYA337 |  | TMC |  | Rental | [7 empty] | PUMPINFUSIONSYRINGE-Smiths Medical-Medfusion 4000 |  | MEDFUSION 4000 SYRINGE PUMP |  |  | PUMPINFUSIONSYRINGE-Smiths Medical-Medfusion 4000 | [6 empty] | Verified as Rental |  |  | MHHS-TMC
NO | YES |  |  |  | JYA344 |  | SMITHS MEDICAL | 4000-0101-51 |  |  | Rental | MHHS-TMC |  |  |  | JYA344 |  | TMC |  | Rental | [7 empty] | PUMPINFUSIONSYRINGE-Smiths Medical-Medfusion 4000 |  | MEDFUSION 4000 SYRINGE PUMP |  |  | PUMPINFUSIONSYRINGE-Smiths Medical-Medfusion 4000 | [6 empty] | Verified as Rental |  |  | MHHS-TMC
NO | YES |  |  |  | JYA345 |  | SMITHS MEDICAL | 4000-0101-51 |  |  | Rental | MHHS-TMC |  |  |  | JYA345 |  | TMC |  | Rental | [7 empty] | PUMPINFUSIONSYRINGE-Smiths Medical-Medfusion 4000 |  | MEDFUSION 4000 SYRINGE PUMP |  |  | PUMPINFUSIONSYRINGE-Smiths Medical-Medfusion 4000 | [6 empty] | Verified as Rental |  |  | MHHS-TMC
NO | YES |  |  |  | JYA347 |  | SMITHS MEDICAL | 4000-0101-51 |  |  | Rental | MHHS-TMC |  |  |  | JYA347 |  | TMC |  | Rental | [7 empty] | PUMPINFUSIONSYRINGE-Smiths Medical-Medfusion 4000 |  | MEDFUSION 4000 SYRINGE PUMP |  |  | PUMPINFUSIONSYRINGE-Smiths Medical-Medfusion 4000 | [6 empty] | Verified as Rental |  |  | MHHS-TMC
NO | YES |  |  |  | JYA351 |  | SMITHS MEDICAL | 4000-0101-51 |  |  | Rental | MHHS-TMC |  |  |  | JYA351 |  | TMC |  | Rental | [7 empty] | PUMPINFUSIONSYRINGE-Smiths Medical-Medfusion 4000 |  | MEDFUSION 4000 SYRINGE PUMP |  |  | PUMPINFUSIONSYRINGE-Smiths Medical-Medfusion 4000 | [6 empty] | Verified as Rental |  |  | MHHS-TMC
NO | YES |  |  |  | JYA353 |  | SMITHS MEDICAL | 4000-0101-51 |  |  | Rental | MHHS-TMC |  |  |  | JYA353 |  | TMC |  | Rental | [7 empty] | PUMPINFUSIONSYRINGE-Smiths Medical-Medfusion 4000 |  | MEDFUSION 4000 SYRINGE PUMP |  |  | PUMPINFUSIONSYRINGE-Smiths Medical-Medfusion 4000 | [6 empty] | Verified as Rental |  |  | MHHS-TMC
NO | YES |  |  |  | JYA359 |  | SMITHS MEDICAL | 4000-0101-51 |  |  | Rental | MHHS-TMC |  |  |  | JYA359 |  | TMC |  | Rental | [7 empty] | PUMPINFUSIONSYRINGE-Smiths Medical-Medfusion 4000 |  | MEDFUSION 4000 SYRINGE PUMP |  |  | PUMPINFUSIONSYRINGE-Smiths Medical-Medfusion 4000 | [6 empty] | Verified as Rental |  |  | MHHS-TMC
NO | YES |  |  |  | JYA360 |  | SMITHS MEDICAL | 4000-0101-51 |  |  | Rental | MHHS-TMC |  |  |  | JYA360 |  | TMC |  | Rental | [7 empty] | PUMPINFUSIONSYRINGE-Smiths Medical-Medfusion 4000 |  | MEDFUSION 4000 SYRINGE PUMP |  |  | PUMPINFUSIONSYRINGE-Smiths Medical-Medfusion 4000 | [6 empty] | Verified as Rental |  |  | MHHS-TMC
NO | YES |  |  |  | JYA362 |  | SMITHS MEDICAL | 4000-0101-51 |  |  | Rental | MHHS-TMC |  |  |  | JYA362 |  | TMC |  | Rental | [7 empty] | PUMPINFUSIONSYRINGE-Smiths Medical-Medfusion 4000 |  | MEDFUSION 4000 SYRINGE PUMP |  |  | PUMPINFUSIONSYRINGE-Smiths Medical-Medfusion 4000 | [6 empty] | Verified as Rental |  |  | MHHS-TMC
NO | YES |  |  |  | JYA364 |  | SMITHS MEDICAL | 4000-0101-51 |  |  | Rental | MHHS-TMC |  |  |  | JYA364 |  | TMC |  | Rental | [7 empty] | PUMPINFUSIONSYRINGE-Smiths Medical-Medfusion 4000 |  | MEDFUSION 4000 SYRINGE PUMP |  |  | PUMPINFUSIONSYRINGE-Smiths Medical-Medfusion 4000 | [6 empty] | Verified as Rental |  |  | MHHS-TMC
NO | YES |  |  |  | JYA366 |  | SMITHS MEDICAL | 4000-0101-51 |  |  | Rental | MHHS-TMC |  |  |  | JYA366 |  | TMC |  | Rental | [7 empty] | PUMPINFUSIONSYRINGE-Smiths Medical-Medfusion 4000 |  | MEDFUSION 4000 SYRINGE PUMP |  |  | PUMPINFUSIONSYRINGE-Smiths Medical-Medfusion 4000 | [6 empty] | Verified as Rental |  |  | MHHS-TMC
NO | YES |  |  |  | JYA367 |  | SMITHS MEDICAL | 4000-0101-51 |  |  | Rental | MHHS-TMC |  |  |  | JYA367 |  | TMC |  | Rental | [7 empty] | PUMPINFUSIONSYRINGE-Smiths Medical-Medfusion 4000 |  | MEDFUSION 4000 SYRINGE PUMP |  |  | PUMPINFUSIONSYRINGE-Smiths Medical-Medfusion 4000 | [6 empty] | Verified as Rental |  |  | MHHS-TMC
NO | YES |  |  |  | JYA368 |  | SMITHS MEDICAL | 4000-0101-51 |  |  | Rental | MHHS-TMC |  |  |  | JYA368 |  | TMC |  | Rental | [7 empty] | PUMPINFUSIONSYRINGE-Smiths Medical-Medfusion 4000 |  | MEDFUSION 4000 SYRINGE PUMP |  |  | PUMPINFUSIONSYRINGE-Smiths Medical-Medfusion 4000 | [6 empty] | Verified as Rental |  |  | MHHS-TMC
NO | YES |  |  |  | JYA371 |  | SMITHS MEDICAL | 4000-0101-51 |  |  | Rental | MHHS-TMC |  |  |  | JYA371 |  | TMC |  | Rental | [7 empty] | PUMPINFUSIONSYRINGE-Smiths Medical-Medfusion 4000 |  | MEDFUSION 4000 SYRINGE PUMP |  |  | PUMPINFUSIONSYRINGE-Smiths Medical-Medfusion 4000 | [6 empty] | Verified as Rental |  |  | MHHS-TMC
NO | YES |  |  |  | JYA372 |  | SMITHS MEDICAL | 4000-0101-51 |  |  | Rental | MHHS-TMC |  |  |  | JYA372 |  | TMC |  | Rental | [7 empty] | PUMPINFUSIONSYRINGE-Smiths Medical-Medfusion 4000 |  | MEDFUSION 4000 SYRINGE PUMP |  |  | PUMPINFUSIONSYRINGE-Smiths Medical-Medfusion 4000 | [6 empty] | Verified as Rental |  |  | MHHS-TMC
NO | YES |  |  |  | JYA376 |  | SMITHS MEDICAL | 4000-0101-51 |  |  | Rental | MHHS-TMC |  |  |  | JYA376 |  | TMC |  | Rental | [7 empty] | PUMPINFUSIONSYRINGE-Smiths Medical-Medfusion 4000 |  | MEDFUSION 4000 SYRINGE PUMP |  |  | PUMPINFUSIONSYRINGE-Smiths Medical-Medfusion 4000 | [6 empty] | Verified as Rental |  |  | MHHS-TMC
NO | YES |  |  |  | JYA381 |  | SMITHS MEDICAL | 4000-0101-51 |  |  | Rental | MHHS-TMC |  |  |  | JYA381 |  | TMC |  | Rental | [7 empty] | PUMPINFUSIONSYRINGE-Smiths Medical-Medfusion 4000 |  | MEDFUSION 4000 SYRINGE PUMP |  |  | PUMPINFUSIONSYRINGE-Smiths Medical-Medfusion 4000 | [6 empty] | Verified as Rental |  |  | MHHS-TMC
NO | YES |  |  |  | JYA383 |  | SMITHS MEDICAL | 4000-0101-51 |  |  | Rental | MHHS-TMC |  |  |  | JYA383 |  | TMC |  | Rental | [7 empty] | PUMPINFUSIONSYRINGE-Smiths Medical-Medfusion 4000 |  | MEDFUSION 4000 SYRINGE PUMP |  |  | PUMPINFUSIONSYRINGE-Smiths Medical-Medfusion 4000 | [6 empty] | Verified as Rental |  |  | MHHS-TMC
NO | YES |  |  |  | JYA385 |  | SMITHS MEDICAL | 4000-0101-51 |  |  | Rental | MHHS-TMC |  |  |  | JYA385 |  | TMC |  | Rental | [7 empty] | PUMPINFUSIONSYRINGE-Smiths Medical-Medfusion 4000 |  | MEDFUSION 4000 SYRINGE PUMP |  |  | PUMPINFUSIONSYRINGE-Smiths Medical-Medfusion 4000 | [6 empty] | Verified as Rental |  |  | MHHS-TMC
NO | YES |  |  |  | JYA387 |  | SMITHS MEDICAL | 4000-0101-51 |  |  | Rental | MHHS-TMC |  |  |  | JYA387 |  | TMC |  | Rental | [7 empty] | PUMPINFUSIONSYRINGE-Smiths Medical-Medfusion 4000 |  | MEDFUSION 4000 SYRINGE PUMP |  |  | PUMPINFUSIONSYRINGE-Smiths Medical-Medfusion 4000 | [6 empty] | Verified as Rental |  |  | MHHS-TMC
NO | YES |  |  |  | JYA389 |  | SMITHS MEDICAL | 4000-0101-51 |  |  | Rental | MHHS-TMC |  |  |  | JYA389 |  | TMC |  | Rental | [7 empty] | PUMPINFUSIONSYRINGE-Smiths Medical-Medfusion 4000 |  | MEDFUSION 4000 SYRINGE PUMP |  |  | PUMPINFUSIONSYRINGE-Smiths Medical-Medfusion 4000 | [6 empty] | Verified as Rental |  |  | MHHS-TMC
NO | YES |  |  |  | JYA393 |  | SMITHS MEDICAL | 4000-0101-51 |  |  | Rental | MHHS-TMC |  |  |  | JYA393 |  | TMC |  | Rental | [7 empty] | PUMPINFUSIONSYRINGE-Smiths Medical-Medfusion 4000 |  | MEDFUSION 4000 SYRINGE PUMP |  |  | PUMPINFUSIONSYRINGE-Smiths Medical-Medfusion 4000 | [6 empty] | Verified as Rental |  |  | MHHS-TMC
NO | YES |  |  |  | JYA394 |  | SMITHS MEDICAL | 4000-0101-51 |  |  | Rental | MHHS-TMC |  |  |  | JYA394 |  | TMC |  | Rental | [7 empty] | PUMPINFUSIONSYRINGE-Smiths Medical-Medfusion 4000 |  | MEDFUSION 4000 SYRINGE PUMP |  |  | PUMPINFUSIONSYRINGE-Smiths Medical-Medfusion 4000 | [6 empty] | Verified as Rental |  |  | MHHS-TMC
NO | YES |  |  |  | JYA397 |  | SMITHS MEDICAL | 4000-0101-51 |  |  | Rental | MHHS-TMC |  |  |  | JYA397 |  | TMC |  | Rental | [7 empty] | PUMPINFUSIONSYRINGE-Smiths Medical-Medfusion 4000 |  | MEDFUSION 4000 SYRINGE PUMP |  |  | PUMPINFUSIONSYRINGE-Smiths Medical-Medfusion 4000 | [6 empty] | Verified as Rental |  |  | MHHS-TMC
NO | YES |  |  |  | JYA398 |  | SMITHS MEDICAL | 4000-0101-51 |  |  | Rental | MHHS-TMC |  |  |  | JYA398 |  | TMC |  | Rental | [7 empty] | PUMPINFUSIONSYRINGE-Smiths Medical-Medfusion 4000 |  | MEDFUSION 4000 SYRINGE PUMP |  |  | PUMPINFUSIONSYRINGE-Smiths Medical-Medfusion 4000 | [6 empty] | Verified as Rental |  |  | MHHS-TMC
NO | YES |  |  |  | JYA399 |  | SMITHS MEDICAL | 4000-0101-51 |  |  | Rental | MHHS-TMC |  |  |  | JYA399 |  | TMC |  | Rental | [7 empty] | PUMPINFUSIONSYRINGE-Smiths Medical-Medfusion 4000 |  | MEDFUSION 4000 SYRINGE PUMP |  |  | PUMPINFUSIONSYRINGE-Smiths Medical-Medfusion 4000 | [6 empty] | Verified as Rental |  |  | MHHS-TMC
NO | YES |  |  |  | JYA404 |  | SMITHS MEDICAL | 4000-0101-51 |  |  | Rental | MHHS-TMC |  |  |  | JYA404 |  | TMC |  | Rental | [7 empty] | PUMPINFUSIONSYRINGE-Smiths Medical-Medfusion 4000 |  | MEDFUSION 4000 SYRINGE PUMP |  |  | PUMPINFUSIONSYRINGE-Smiths Medical-Medfusion 4000 | [6 empty] | Verified as Rental |  |  | MHHS-TMC
NO | YES |  |  |  | JYA409 |  | SMITHS MEDICAL | 4000-0101-51 |  |  | Rental | MHHS-TMC |  |  |  | JYA409 |  | TMC |  | Rental | [7 empty] | PUMPINFUSIONSYRINGE-Smiths Medical-Medfusion 4000 |  | MEDFUSION 4000 SYRINGE PUMP |  |  | PUMPINFUSIONSYRINGE-Smiths Medical-Medfusion 4000 | [6 empty] | Verified as Rental |  |  | MHHS-TMC
NO | YES |  |  |  | JYA412 |  | SMITHS MEDICAL | 4000-0101-51 |  |  | Rental | MHHS-TMC |  |  |  | JYA412 |  | TMC |  | Rental | [7 empty] | PUMPINFUSIONSYRINGE-Smiths Medical-Medfusion 4000 |  | MEDFUSION 4000 SYRINGE PUMP |  |  | PUMPINFUSIONSYRINGE-Smiths Medical-Medfusion 4000 | [6 empty] | Verified as Rental |  |  | MHHS-TMC
NO | YES |  |  |  | JYA413 |  | SMITHS MEDICAL | 4000-0101-51 |  |  | Rental | MHHS-TMC |  |  |  | JYA413 |  | TMC |  | Rental | [7 empty] | PUMPINFUSIONSYRINGE-Smiths Medical-Medfusion 4000 |  | MEDFUSION 4000 SYRINGE PUMP |  |  | PUMPINFUSIONSYRINGE-Smiths Medical-Medfusion 4000 | [6 empty] | Verified as Rental |  |  | MHHS-TMC
NO | YES |  |  |  | JYA414 |  | SMITHS MEDICAL | 4000-0101-51 |  |  | Rental | MHHS-TMC |  |  |  | JYA414 |  | TMC |  | Rental | [7 empty] | PUMPINFUSIONSYRINGE-Smiths Medical-Medfusion 4000 |  | MEDFUSION 4000 SYRINGE PUMP |  |  | PUMPINFUSIONSYRINGE-Smiths Medical-Medfusion 4000 | [6 empty] | Verified as Rental |  |  | MHHS-TMC
NO | YES |  |  |  | JYA415 |  | SMITHS MEDICAL | 4000-0101-51 |  |  | Rental | MHHS-TMC |  |  |  | JYA415 |  | TMC |  | Rental | [7 empty] | PUMPINFUSIONSYRINGE-Smiths Medical-Medfusion 4000 |  | MEDFUSION 4000 SYRINGE PUMP |  |  | PUMPINFUSIONSYRINGE-Smiths Medical-Medfusion 4000 | [6 empty] | Verified as Rental |  |  | MHHS-TMC
NO | YES |  |  |  | JYA418 |  | SMITHS MEDICAL | 4000-0101-51 |  |  | Rental | MHHS-TMC |  |  |  | JYA418 |  | TMC |  | Rental | [7 empty] | PUMPINFUSIONSYRINGE-Smiths Medical-Medfusion 4000 |  | MEDFUSION 4000 SYRINGE PUMP |  |  | PUMPINFUSIONSYRINGE-Smiths Medical-Medfusion 4000 | [6 empty] | Verified as Rental |  |  | MHHS-TMC
NO | YES |  |  |  | JYA419 |  | SMITHS MEDICAL | 4000-0101-51 |  |  | Rental | MHHS-TMC |  |  |  | JYA419 |  | TMC |  | Rental | [7 empty] | PUMPINFUSIONSYRINGE-Smiths Medical-Medfusion 4000 |  | MEDFUSION 4000 SYRINGE PUMP |  |  | PUMPINFUSIONSYRINGE-Smiths Medical-Medfusion 4000 | [6 empty] | Verified as Rental |  |  | MHHS-TMC
NO | YES |  |  |  | JYA422 |  | SMITHS MEDICAL | 4000-0101-51 |  |  | Rental | MHHS-TMC |  |  |  | JYA422 |  | TMC |  | Rental | [7 empty] | PUMPINFUSIONSYRINGE-Smiths Medical-Medfusion 4000 |  | MEDFUSION 4000 SYRINGE PUMP |  |  | PUMPINFUSIONSYRINGE-Smiths Medical-Medfusion 4000 | [6 empty] | Verified as Rental |  |  | MHHS-TMC
NO | YES |  |  |  | JYA424 |  | SMITHS MEDICAL | 4000-0101-51 |  |  | Rental | MHHS-TMC |  |  |  | JYA424 |  | TMC |  | Rental | [7 empty] | PUMPINFUSIONSYRINGE-Smiths Medical-Medfusion 4000 |  | MEDFUSION 4000 SYRINGE PUMP |  |  | PUMPINFUSIONSYRINGE-Smiths Medical-Medfusion 4000 | [6 empty] | Verified as Rental |  |  | MHHS-TMC
NO | YES |  |  |  | JYA425 |  | SMITHS MEDICAL | 4000-0101-51 |  |  | Rental | MHHS-TMC |  |  |  | JYA425 |  | TMC |  | Rental | [7 empty] | PUMPINFUSIONSYRINGE-Smiths Medical-Medfusion 4000 |  | MEDFUSION 4000 SYRINGE PUMP |  |  | PUMPINFUSIONSYRINGE-Smiths Medical-Medfusion 4000 | [6 empty] | Verified as Rental |  |  | MHHS-TMC
NO | YES |  |  |  | JYA426 |  | SMITHS MEDICAL | 4000-0101-51 |  |  | Rental | MHHS-TMC |  |  |  | JYA426 |  | TMC |  | Rental | [7 empty] | PUMPINFUSIONSYRINGE-Smiths Medical-Medfusion 4000 |  | MEDFUSION 4000 SYRINGE PUMP |  |  | PUMPINFUSIONSYRINGE-Smiths Medical-Medfusion 4000 | [6 empty] | Verified as Rental |  |  | MHHS-TMC
NO | YES |  |  |  | JYA428 |  | SMITHS MEDICAL | 4000-0101-51 |  |  | Rental | MHHS-TMC |  |  |  | JYA428 |  | TMC |  | Rental | [7 empty] | PUMPINFUSIONSYRINGE-Smiths Medical-Medfusion 4000 |  | MEDFUSION 4000 SYRINGE PUMP |  |  | PUMPINFUSIONSYRINGE-Smiths Medical-Medfusion 4000 | [6 empty] | Verified as Rental |  |  | MHHS-TMC
NO | YES |  |  |  | JYA429 |  | SMITHS MEDICAL | 4000-0101-51 |  |  | Rental | MHHS-TMC |  |  |  | JYA429 |  | TMC |  | Rental | [7 empty] | PUMPINFUSIONSYRINGE-Smiths Medical-Medfusion 4000 |  | MEDFUSION 4000 SYRINGE PUMP |  |  | PUMPINFUSIONSYRINGE-Smiths Medical-Medfusion 4000 | [6 empty] | Verified as Rental |  |  | MHHS-TMC
NO | YES |  |  |  | JYA432 |  | SMITHS MEDICAL | 4000-0101-51 |  |  | Rental | MHHS-TMC |  |  |  | JYA432 |  | TMC |  | Rental | [7 empty] | PUMPINFUSIONSYRINGE-Smiths Medical-Medfusion 4000 |  | MEDFUSION 4000 SYRINGE PUMP |  |  | PUMPINFUSIONSYRINGE-Smiths Medical-Medfusion 4000 | [6 empty] | Verified as Rental |  |  | MHHS-TMC
NO | YES |  |  |  | JYA436 |  | SMITHS MEDICAL | 4000-0101-51 |  |  | Rental | MHHS-TMC |  |  |  | JYA436 |  | TMC |  | Rental | [7 empty] | PUMPINFUSIONSYRINGE-Smiths Medical-Medfusion 4000 |  | MEDFUSION 4000 SYRINGE PUMP |  |  | PUMPINFUSIONSYRINGE-Smiths Medical-Medfusion 4000 | [6 empty] | Verified as Rental |  |  | MHHS-TMC
NO | YES |  |  |  | JYA437 |  | SMITHS MEDICAL | 4000-0101-51 |  |  | Rental | MHHS-TMC |  |  |  | JYA437 |  | TMC |  | Rental | [7 empty] | PUMPINFUSIONSYRINGE-Smiths Medical-Medfusion 4000 |  | MEDFUSION 4000 SYRINGE PUMP |  |  | PUMPINFUSIONSYRINGE-Smiths Medical-Medfusion 4000 | [6 empty] | Verified as Rental |  |  | MHHS-TMC
NO | YES |  |  |  | JYA438 |  | SMITHS MEDICAL | 4000-0101-51 |  |  | Rental | MHHS-TMC |  |  |  | JYA438 |  | TMC |  | Rental | [7 empty] | PUMPINFUSIONSYRINGE-Smiths Medical-Medfusion 4000 |  | MEDFUSION 4000 SYRINGE PUMP |  |  | PUMPINFUSIONSYRINGE-Smiths Medical-Medfusion 4000 | [6 empty] | Verified as Rental |  |  | MHHS-TMC
NO | YES |  |  |  | JYA439 |  | SMITHS MEDICAL | 4000-0101-51 |  |  | Rental | MHHS-TMC |  |  |  | JYA439 |  | TMC |  | Rental | [7 empty] | PUMPINFUSIONSYRINGE-Smiths Medical-Medfusion 4000 |  | MEDFUSION 4000 SYRINGE PUMP |  |  | PUMPINFUSIONSYRINGE-Smiths Medical-Medfusion 4000 | [6 empty] | Verified as Rental |  |  | MHHS-TMC
NO | YES |  |  |  | JYA441 |  | SMITHS MEDICAL | 4000-0101-51 |  |  | Rental | MHHS-TMC |  |  |  | JYA441 |  | TMC |  | Rental | [7 empty] | PUMPINFUSIONSYRINGE-Smiths Medical-Medfusion 4000 |  | MEDFUSION 4000 SYRINGE PUMP |  |  | PUMPINFUSIONSYRINGE-Smiths Medical-Medfusion 4000 | [6 empty] | Verified as Rental |  |  | MHHS-TMC
NO | YES |  |  |  | JYA443 |  | SMITHS MEDICAL | 4000-0101-51 |  |  | Rental | MHHS-TMC |  |  |  | JYA443 |  | TMC |  | Rental | [7 empty] | PUMPINFUSIONSYRINGE-Smiths Medical-Medfusion 4000 |  | MEDFUSION 4000 SYRINGE PUMP |  |  | PUMPINFUSIONSYRINGE-Smiths Medical-Medfusion 4000 | [6 empty] | Verified as Rental |  |  | MHHS-TMC
NO | YES |  |  |  | JYA445 |  | SMITHS MEDICAL | 4000-0101-51 |  |  | Rental | MHHS-TMC |  |  |  | JYA445 |  | TMC |  | Rental | [7 empty] | PUMPINFUSIONSYRINGE-Smiths Medical-Medfusion 4000 |  | MEDFUSION 4000 SYRINGE PUMP |  |  | PUMPINFUSIONSYRINGE-Smiths Medical-Medfusion 4000 | [6 empty] | Verified as Rental |  |  | MHHS-TMC
NO | YES |  |  |  | JYA448 |  | SMITHS MEDICAL | 4000-0101-51 |  |  | Rental | MHHS-TMC |  |  |  | JYA448 |  | TMC |  | Rental | [7 empty] | PUMPINFUSIONSYRINGE-Smiths Medical-Medfusion 4000 |  | MEDFUSION 4000 SYRINGE PUMP |  |  | PUMPINFUSIONSYRINGE-Smiths Medical-Medfusion 4000 | [6 empty] | Verified as Rental |  |  | MHHS-TMC
NO | YES |  |  |  | JYA450 |  | SMITHS MEDICAL | 4000-0101-51 |  |  | Rental | MHHS-TMC |  |  |  | JYA450 |  | TMC |  | Rental | [7 empty] | PUMPINFUSIONSYRINGE-Smiths Medical-Medfusion 4000 |  | MEDFUSION 4000 SYRINGE PUMP |  |  | PUMPINFUSIONSYRINGE-Smiths Medical-Medfusion 4000 | [6 empty] | Verified as Rental |  |  | MHHS-TMC
NO | YES |  |  |  | JYA451 |  | SMITHS MEDICAL | 4000-0101-51 |  |  | Rental | MHHS-TMC |  |  |  | JYA451 |  | TMC |  | Rental | [7 empty] | PUMPINFUSIONSYRINGE-Smiths Medical-Medfusion 4000 |  | MEDFUSION 4000 SYRINGE PUMP |  |  | PUMPINFUSIONSYRINGE-Smiths Medical-Medfusion 4000 | [6 empty] | Verified as Rental |  |  | MHHS-TMC
NO | YES |  |  |  | JYA456 |  | SMITHS MEDICAL | 4000-0101-51 |  |  | Rental | MHHS-TMC |  |  |  | JYA456 |  | TMC |  | Rental | [7 empty] | PUMPINFUSIONSYRINGE-Smiths Medical-Medfusion 4000 |  | MEDFUSION 4000 SYRINGE PUMP |  |  | PUMPINFUSIONSYRINGE-Smiths Medical-Medfusion 4000 | [6 empty] | Verified as Rental |  |  | MHHS-TMC
NO | YES |  |  |  | JYA457 |  | SMITHS MEDICAL | 4000-0101-51 |  |  | Rental | MHHS-TMC |  |  |  | JYA457 |  | TMC |  | Rental | [7 empty] | PUMPINFUSIONSYRINGE-Smiths Medical-Medfusion 4000 |  | MEDFUSION 4000 SYRINGE PUMP |  |  | PUMPINFUSIONSYRINGE-Smiths Medical-Medfusion 4000 | [6 empty] | Verified as Rental |  |  | MHHS-TMC
NO | YES |  |  |  | JYA460 |  | SMITHS MEDICAL | 4000-0101-51 |  |  | Rental | MHHS-TMC |  |  |  | JYA460 |  | TMC |  | Rental | [7 empty] | PUMPINFUSIONSYRINGE-Smiths Medical-Medfusion 4000 |  | MEDFUSION 4000 SYRINGE PUMP |  |  | PUMPINFUSIONSYRINGE-Smiths Medical-Medfusion 4000 | [6 empty] | Verified as Rental |  |  | MHHS-TMC
NO | YES |  |  |  | JYA461 |  | SMITHS MEDICAL | 4000-0101-51 |  |  | Rental | MHHS-TMC |  |  |  | JYA461 |  | TMC |  | Rental | [7 empty] | PUMPINFUSIONSYRINGE-Smiths Medical-Medfusion 4000 |  | MEDFUSION 4000 SYRINGE PUMP |  |  | PUMPINFUSIONSYRINGE-Smiths Medical-Medfusion 4000 | [6 empty] | Verified as Rental |  |  | MHHS-TMC
NO | YES |  |  |  | JYA462 |  | SMITHS MEDICAL | 4000-0101-51 |  |  | Rental | MHHS-TMC |  |  |  | JYA462 |  | TMC |  | Rental | [7 empty] | PUMPINFUSIONSYRINGE-Smiths Medical-Medfusion 4000 |  | MEDFUSION 4000 SYRINGE PUMP |  |  | PUMPINFUSIONSYRINGE-Smiths Medical-Medfusion 4000 | [6 empty] | Verified as Rental |  |  | MHHS-TMC
NO | YES |  |  |  | JYA463 |  | SMITHS MEDICAL | 4000-0101-51 |  |  | Rental | MHHS-TMC |  |  |  | JYA463 |  | TMC |  | Rental | [7 empty] | PUMPINFUSIONSYRINGE-Smiths Medical-Medfusion 4000 |  | MEDFUSION 4000 SYRINGE PUMP |  |  | PUMPINFUSIONSYRINGE-Smiths Medical-Medfusion 4000 | [6 empty] | Verified as Rental |  |  | MHHS-TMC
NO | YES |  |  |  | JYA467 |  | SMITHS MEDICAL | 4000-0101-51 |  |  | Rental | MHHS-TMC |  |  |  | JYA467 |  | TMC |  | Rental | [7 empty] | PUMPINFUSIONSYRINGE-Smiths Medical-Medfusion 4000 |  | MEDFUSION 4000 SYRINGE PUMP |  |  | PUMPINFUSIONSYRINGE-Smiths Medical-Medfusion 4000 | [6 empty] | Verified as Rental |  |  | MHHS-TMC
NO | YES |  |  |  | JYA471 |  | SMITHS MEDICAL | 4000-0101-51 |  |  | Rental | MHHS-TMC |  |  |  | JYA471 |  | TMC |  | Rental | [7 empty] | PUMPINFUSIONSYRINGE-Smiths Medical-Medfusion 4000 |  | MEDFUSION 4000 SYRINGE PUMP |  |  | PUMPINFUSIONSYRINGE-Smiths Medical-Medfusion 4000 | [6 empty] | Verified as Rental |  |  | MHHS-TMC
NO | YES |  |  |  | JYA475 |  | SMITHS MEDICAL | 4000-0101-51 |  |  | Rental | MHHS-TMC |  |  |  | JYA475 |  | TMC |  | Rental | [7 empty] | PUMPINFUSIONSYRINGE-Smiths Medical-Medfusion 4000 |  | MEDFUSION 4000 SYRINGE PUMP |  |  | PUMPINFUSIONSYRINGE-Smiths Medical-Medfusion 4000 | [6 empty] | Verified as Rental |  |  | MHHS-TMC
NO | YES |  |  |  | JYA476 |  | SMITHS MEDICAL | 4000-0101-51 |  |  | Rental | MHHS-TMC |  |  |  | JYA476 |  | TMC |  | Rental | [7 empty] | PUMPINFUSIONSYRINGE-Smiths Medical-Medfusion 4000 |  | MEDFUSION 4000 SYRINGE PUMP |  |  | PUMPINFUSIONSYRINGE-Smiths Medical-Medfusion 4000 | [6 empty] | Verified as Rental |  |  | MHHS-TMC
NO | YES |  |  |  | JYA479 |  | SMITHS MEDICAL | 4000-0101-51 |  |  | Rental | MHHS-TMC |  |  |  | JYA479 |  | TMC |  | Rental | [7 empty] | PUMPINFUSIONSYRINGE-Smiths Medical-Medfusion 4000 |  | MEDFUSION 4000 SYRINGE PUMP |  |  | PUMPINFUSIONSYRINGE-Smiths Medical-Medfusion 4000 | [6 empty] | Verified as Rental |  |  | MHHS-TMC
NO | YES |  |  |  | JYA480 |  | SMITHS MEDICAL | 4000-0101-51 |  |  | Rental | MHHS-TMC |  |  |  | JYA480 |  | TMC |  | Rental | [7 empty] | PUMPINFUSIONSYRINGE-Smiths Medical-Medfusion 4000 |  | MEDFUSION 4000 SYRINGE PUMP |  |  | PUMPINFUSIONSYRINGE-Smiths Medical-Medfusion 4000 | [6 empty] | Verified as Rental |  |  | MHHS-TMC
NO | YES |  |  |  | JYA481 |  | SMITHS MEDICAL | 4000-0101-51 |  |  | Rental | MHHS-TMC |  |  |  | JYA481 |  | TMC |  | Rental | [7 empty] | PUMPINFUSIONSYRINGE-Smiths Medical-Medfusion 4000 |  | MEDFUSION 4000 SYRINGE PUMP |  |  | PUMPINFUSIONSYRINGE-Smiths Medical-Medfusion 4000 | [6 empty] | Verified as Rental |  |  | MHHS-TMC
NO | YES |  |  |  | JYA482 |  | SMITHS MEDICAL | 4000-0101-51 |  |  | Rental | MHHS-TMC |  |  |  | JYA482 |  | TMC |  | Rental | [7 empty] | PUMPINFUSIONSYRINGE-Smiths Medical-Medfusion 4000 |  | MEDFUSION 4000 SYRINGE PUMP |  |  | PUMPINFUSIONSYRINGE-Smiths Medical-Medfusion 4000 | [6 empty] | Verified as Rental |  |  | MHHS-TMC
NO | YES |  |  |  | JYA485 |  | SMITHS MEDICAL | 4000-0101-51 |  |  | Rental | MHHS-TMC |  |  |  | JYA485 |  | TMC |  | Rental | [7 empty] | PUMPINFUSIONSYRINGE-Smiths Medical-Medfusion 4000 |  | MEDFUSION 4000 SYRINGE PUMP |  |  | PUMPINFUSIONSYRINGE-Smiths Medical-Medfusion 4000 | [6 empty] | Verified as Rental |  |  | MHHS-TMC
NO | YES |  |  |  | JYA486 |  | SMITHS MEDICAL | 4000-0101-51 |  |  | Rental | MHHS-TMC |  |  |  | JYA486 |  | TMC |  | Rental | [7 empty] | PUMPINFUSIONSYRINGE-Smiths Medical-Medfusion 4000 |  | MEDFUSION 4000 SYRINGE PUMP |  |  | PUMPINFUSIONSYRINGE-Smiths Medical-Medfusion 4000 | [6 empty] | Verified as Rental |  |  | MHHS-TMC
NO | YES |  |  |  | JYA487 |  | SMITHS MEDICAL | 4000-0101-51 |  |  | Rental | MHHS-TMC |  |  |  | JYA487 |  | TMC |  | Rental | [7 empty] | PUMPINFUSIONSYRINGE-Smiths Medical-Medfusion 4000 |  | MEDFUSION 4000 SYRINGE PUMP |  |  | PUMPINFUSIONSYRINGE-Smiths Medical-Medfusion 4000 | [6 empty] | Verified as Rental |  |  | MHHS-TMC
NO | YES |  |  |  | JYA488 |  | SMITHS MEDICAL | 4000-0101-51 |  |  | Rental | MHHS-TMC |  |  |  | JYA488 |  | TMC |  | Rental | [7 empty] | PUMPINFUSIONSYRINGE-Smiths Medical-Medfusion 4000 |  | MEDFUSION 4000 SYRINGE PUMP |  |  | PUMPINFUSIONSYRINGE-Smiths Medical-Medfusion 4000 | [6 empty] | Verified as Rental |  |  | MHHS-TMC
NO | YES |  |  |  | JYA491 |  | SMITHS MEDICAL | 4000-0101-51 |  |  | Rental | MHHS-TMC |  |  |  | JYA491 |  | TMC |  | Rental | [7 empty] | PUMPINFUSIONSYRINGE-Smiths Medical-Medfusion 4000 |  | MEDFUSION 4000 SYRINGE PUMP |  |  | PUMPINFUSIONSYRINGE-Smiths Medical-Medfusion 4000 | [6 empty] | Verified as Rental |  |  | MHHS-TMC
NO | YES |  |  |  | JYA492 |  | SMITHS MEDICAL | 4000-0101-51 |  |  | Rental | MHHS-TMC |  |  |  | JYA492 |  | TMC |  | Rental | [7 empty] | PUMPINFUSIONSYRINGE-Smiths Medical-Medfusion 4000 |  | MEDFUSION 4000 SYRINGE PUMP |  |  | PUMPINFUSIONSYRINGE-Smiths Medical-Medfusion 4000 | [6 empty] | Verified as Rental |  |  | MHHS-TMC
NO | YES |  |  |  | JYA494 |  | SMITHS MEDICAL | 4000-0101-51 |  |  | Rental | MHHS-TMC |  |  |  | JYA494 |  | TMC |  | Rental | [7 empty] | PUMPINFUSIONSYRINGE-Smiths Medical-Medfusion 4000 |  | MEDFUSION 4000 SYRINGE PUMP |  |  | PUMPINFUSIONSYRINGE-Smiths Medical-Medfusion 4000 | [6 empty] | Verified as Rental |  |  | MHHS-TMC
NO | YES |  |  |  | JYA496 |  | SMITHS MEDICAL | 4000-0101-51 |  |  | Rental | MHHS-TMC |  |  |  | JYA496 |  | TMC |  | Rental | [7 empty] | PUMPINFUSIONSYRINGE-Smiths Medical-Medfusion 4000 |  | MEDFUSION 4000 SYRINGE PUMP |  |  | PUMPINFUSIONSYRINGE-Smiths Medical-Medfusion 4000 | [6 empty] | Verified as Rental |  |  | MHHS-TMC
NO | YES |  |  |  | JYA498 |  | SMITHS MEDICAL | 4000-0101-51 |  |  | Rental | MHHS-TMC |  |  |  | JYA498 |  | TMC |  | Rental | [7 empty] | PUMPINFUSIONSYRINGE-Smiths Medical-Medfusion 4000 |  | MEDFUSION 4000 SYRINGE PUMP |  |  | PUMPINFUSIONSYRINGE-Smiths Medical-Medfusion 4000 | [6 empty] | Verified as Rental |  |  | MHHS-TMC
NO | YES |  |  |  | JYA500 |  | SMITHS MEDICAL | 4000-0101-51 |  |  | Rental | MHHS-TMC |  |  |  | JYA500 |  | TMC |  | Rental | [7 empty] | PUMPINFUSIONSYRINGE-Smiths Medical-Medfusion 4000 |  | MEDFUSION 4000 SYRINGE PUMP |  |  | PUMPINFUSIONSYRINGE-Smiths Medical-Medfusion 4000 | [6 empty] | Verified as Rental |  |  | MHHS-TMC
NO | YES |  |  |  | JYA502 |  | SMITHS MEDICAL | 4000-0101-51 |  |  | Rental | MHHS-TMC |  |  |  | JYA502 |  | TMC |  | Rental | [7 empty] | PUMPINFUSIONSYRINGE-Smiths Medical-Medfusion 4000 |  | MEDFUSION 4000 SYRINGE PUMP |  |  | PUMPINFUSIONSYRINGE-Smiths Medical-Medfusion 4000 | [6 empty] | Verified as Rental |  |  | MHHS-TMC
NO | YES |  |  |  | JYA503 |  | SMITHS MEDICAL | 4000-0101-51 |  |  | Rental | MHHS-TMC |  |  |  | JYA503 |  | TMC |  | Rental | [7 empty] | PUMPINFUSIONSYRINGE-Smiths Medical-Medfusion 4000 |  | MEDFUSION 4000 SYRINGE PUMP |  |  | PUMPINFUSIONSYRINGE-Smiths Medical-Medfusion 4000 | [6 empty] | Verified as Rental |  |  | MHHS-TMC
NO | YES |  |  |  | JYA507 |  | SMITHS MEDICAL | 4000-0101-51 |  |  | Rental | MHHS-TMC |  |  |  | JYA507 |  | TMC |  | Rental | [7 empty] | PUMPINFUSIONSYRINGE-Smiths Medical-Medfusion 4000 |  | MEDFUSION 4000 SYRINGE PUMP |  |  | PUMPINFUSIONSYRINGE-Smiths Medical-Medfusion 4000 | [6 empty] | Verified as Rental |  |  | MHHS-TMC
NO | YES |  |  |  | JYA509 |  | SMITHS MEDICAL | 4000-0101-51 |  |  | Rental | MHHS-TMC |  |  |  | JYA509 |  | TMC |  | Rental | [7 empty] | PUMPINFUSIONSYRINGE-Smiths Medical-Medfusion 4000 |  | MEDFUSION 4000 SYRINGE PUMP |  |  | PUMPINFUSIONSYRINGE-Smiths Medical-Medfusion 4000 | [6 empty] | Verified as Rental |  |  | MHHS-TMC
NO | YES |  |  |  | JYA510 |  | SMITHS MEDICAL | 4000-0101-51 |  |  | Rental | MHHS-TMC |  |  |  | JYA510 |  | TMC |  | Rental | [7 empty] | PUMPINFUSIONSYRINGE-Smiths Medical-Medfusion 4000 |  | MEDFUSION 4000 SYRINGE PUMP |  |  | PUMPINFUSIONSYRINGE-Smiths Medical-Medfusion 4000 | [6 empty] | Verified as Rental |  |  | MHHS-TMC
NO | YES |  |  |  | JYA511 |  | SMITHS MEDICAL | 4000-0101-51 |  |  | Rental | MHHS-TMC |  |  |  | JYA511 |  | TMC |  | Rental | [7 empty] | PUMPINFUSIONSYRINGE-Smiths Medical-Medfusion 4000 |  | MEDFUSION 4000 SYRINGE PUMP |  |  | PUMPINFUSIONSYRINGE-Smiths Medical-Medfusion 4000 | [6 empty] | Verified as Rental |  |  | MHHS-TMC
NO | YES |  |  |  | JYA513 |  | SMITHS MEDICAL | 4000-0101-51 |  |  | Rental | MHHS-TMC |  |  |  | JYA513 |  | TMC |  | Rental | [7 empty] | PUMPINFUSIONSYRINGE-Smiths Medical-Medfusion 4000 |  | MEDFUSION 4000 SYRINGE PUMP |  |  | PUMPINFUSIONSYRINGE-Smiths Medical-Medfusion 4000 | [6 empty] | Verified as Rental |  |  | MHHS-TMC
NO | YES |  |  |  | JYA514 |  | SMITHS MEDICAL | 4000-0101-51 |  |  | Rental | MHHS-TMC |  |  |  | JYA514 |  | TMC |  | Rental | [7 empty] | PUMPINFUSIONSYRINGE-Smiths Medical-Medfusion 4000 |  | MEDFUSION 4000 SYRINGE PUMP |  |  | PUMPINFUSIONSYRINGE-Smiths Medical-Medfusion 4000 | [6 empty] | Verified as Rental |  |  | MHHS-TMC
NO | YES |  |  |  | JYA519 |  | SMITHS MEDICAL | 4000-0101-51 |  |  | Rental | MHHS-TMC |  |  |  | JYA519 |  | TMC |  | Rental | [7 empty] | PUMPINFUSIONSYRINGE-Smiths Medical-Medfusion 4000 |  | MEDFUSION 4000 SYRINGE PUMP |  |  | PUMPINFUSIONSYRINGE-Smiths Medical-Medfusion 4000 | [6 empty] | Verified as Rental |  |  | MHHS-TMC
NO | YES |  |  |  | JYA554 |  | SMITHS MEDICAL | 4000-0101-51 |  |  | Rental | MHHS-TMC |  |  |  | JYA554 |  | TMC |  | Rental | [7 empty] | PUMPINFUSIONSYRINGE-Smiths Medical-Medfusion 4000 |  | MEDFUSION 4000 SYRINGE PUMP |  |  | PUMPINFUSIONSYRINGE-Smiths Medical-Medfusion 4000 | [6 empty] | Verified as Rental |  |  | MHHS-TMC
NO | YES |  |  |  | JYA579 |  | SMITHS MEDICAL | 4000-0101-51 |  |  | Rental | MHHS-TMC |  |  |  | JYA579 |  | TMC |  | Rental | [7 empty] | PUMPINFUSIONSYRINGE-Smiths Medical-Medfusion 4000 |  | MEDFUSION 4000 SYRINGE PUMP |  |  | PUMPINFUSIONSYRINGE-Smiths Medical-Medfusion 4000 | [6 empty] | Verified as Rental |  |  | MHHS-TMC
NO | YES |  |  |  | JYA583 |  | SMITHS MEDICAL | 4000-0101-51 |  |  | Rental | MHHS-TMC |  |  |  | JYA583 |  | TMC |  | Rental | [7 empty] | PUMPINFUSIONSYRINGE-Smiths Medical-Medfusion 4000 |  | MEDFUSION 4000 SYRINGE PUMP |  |  | PUMPINFUSIONSYRINGE-Smiths Medical-Medfusion 4000 | [6 empty] | Verified as Rental |  |  | MHHS-TMC
NO | YES |  |  |  | JYA590 |  | SMITHS MEDICAL | 4000-0101-51 |  |  | Rental | MHHS-TMC |  |  |  | JYA590 |  | TMC |  | Rental | [7 empty] | PUMPINFUSIONSYRINGE-Smiths Medical-Medfusion 4000 |  | MEDFUSION 4000 SYRINGE PUMP |  |  | PUMPINFUSIONSYRINGE-Smiths Medical-Medfusion 4000 | [6 empty] | Verified as Rental |  |  | MHHS-TMC
NO | YES |  |  |  | JYA591 |  | SMITHS MEDICAL | 4000-0101-51 |  |  | Rental | MHHS-TMC |  |  |  | JYA591 |  | TMC |  | Rental | [7 empty] | PUMPINFUSIONSYRINGE-Smiths Medical-Medfusion 4000 |  | MEDFUSION 4000 SYRINGE PUMP |  |  | PUMPINFUSIONSYRINGE-Smiths Medical-Medfusion 4000 | [6 empty] | Verified as Rental |  |  | MHHS-TMC
NO | YES |  |  |  | JYA595 |  | SMITHS MEDICAL | 4000-0101-51 |  |  | Rental | MHHS-TMC |  |  |  | JYA595 |  | TMC |  | Rental | [7 empty] | PUMPINFUSIONSYRINGE-Smiths Medical-Medfusion 4000 |  | MEDFUSION 4000 SYRINGE PUMP |  |  | PUMPINFUSIONSYRINGE-Smiths Medical-Medfusion 4000 | [6 empty] | Verified as Rental |  |  | MHHS-TMC
NO | YES |  |  |  | JYA598 |  | SMITHS MEDICAL | 4000-0101-51 |  |  | Rental | MHHS-TMC |  |  |  | JYA598 |  | TMC |  | Rental | [7 empty] | PUMPINFUSIONSYRINGE-Smiths Medical-Medfusion 4000 |  | MEDFUSION 4000 SYRINGE PUMP |  |  | PUMPINFUSIONSYRINGE-Smiths Medical-Medfusion 4000 | [6 empty] | Verified as Rental |  |  | MHHS-TMC
NO | YES |  |  |  | JYA601 |  | SMITHS MEDICAL | 4000-0101-51 |  |  | Rental | MHHS-TMC |  |  |  | JYA601 |  | TMC |  | Rental | [7 empty] | PUMPINFUSIONSYRINGE-Smiths Medical-Medfusion 4000 |  | MEDFUSION 4000 SYRINGE PUMP |  |  | PUMPINFUSIONSYRINGE-Smiths Medical-Medfusion 4000 | [6 empty] | Verified as Rental |  |  | MHHS-TMC
NO | YES |  |  |  | JYA602 |  | SMITHS MEDICAL | 4000-0101-51 |  |  | Rental | MHHS-TMC |  |  |  | JYA602 |  | TMC |  | Rental | [7 empty] | PUMPINFUSIONSYRINGE-Smiths Medical-Medfusion 4000 |  | MEDFUSION 4000 SYRINGE PUMP |  |  | PUMPINFUSIONSYRINGE-Smiths Medical-Medfusion 4000 | [6 empty] | Verified as Rental |  |  | MHHS-TMC
NO | YES |  |  |  | JYA603 |  | SMITHS MEDICAL | 4000-0101-51 |  |  | Rental | MHHS-TMC |  |  |  | JYA603 |  | TMC |  | Rental | [7 empty] | PUMPINFUSIONSYRINGE-Smiths Medical-Medfusion 4000 |  | MEDFUSION 4000 SYRINGE PUMP |  |  | PUMPINFUSIONSYRINGE-Smiths Medical-Medfusion 4000 | [6 empty] | Verified as Rental |  |  | MHHS-TMC
NO | YES |  |  |  | JYA604 |  | SMITHS MEDICAL | 4000-0101-51 |  |  | Rental | MHHS-TMC |  |  |  | JYA604 |  | TMC |  | Rental | [7 empty] | PUMPINFUSIONSYRINGE-Smiths Medical-Medfusion 4000 |  | MEDFUSION 4000 SYRINGE PUMP |  |  | PUMPINFUSIONSYRINGE-Smiths Medical-Medfusion 4000 | [6 empty] | Verified as Rental |  |  | MHHS-TMC
NO | YES |  |  |  | JYA605 |  | SMITHS MEDICAL | 4000-0101-51 |  |  | Rental | MHHS-TMC |  |  |  | JYA605 |  | TMC |  | Rental | [7 empty] | PUMPINFUSIONSYRINGE-Smiths Medical-Medfusion 4000 |  | MEDFUSION 4000 SYRINGE PUMP |  |  | PUMPINFUSIONSYRINGE-Smiths Medical-Medfusion 4000 | [6 empty] | Verified as Rental |  |  | MHHS-TMC
NO | YES |  |  |  | JYA606 |  | SMITHS MEDICAL | 4000-0101-51 |  |  | Rental | MHHS-TMC |  |  |  | JYA606 |  | TMC |  | Rental | [7 empty] | PUMPINFUSIONSYRINGE-Smiths Medical-Medfusion 4000 |  | MEDFUSION 4000 SYRINGE PUMP |  |  | PUMPINFUSIONSYRINGE-Smiths Medical-Medfusion 4000 | [6 empty] | Verified as Rental |  |  | MHHS-TMC
NO | YES |  |  |  | JYA609 |  | SMITHS MEDICAL | 4000-0101-51 |  |  | Rental | MHHS-TMC |  |  |  | JYA609 |  | TMC |  | Rental | [7 empty] | PUMPINFUSIONSYRINGE-Smiths Medical-Medfusion 4000 |  | MEDFUSION 4000 SYRINGE PUMP |  |  | PUMPINFUSIONSYRINGE-Smiths Medical-Medfusion 4000 | [6 empty] | Verified as Rental |  |  | MHHS-TMC
NO | YES |  |  |  | JYA610 |  | SMITHS MEDICAL | 4000-0101-51 |  |  | Rental | MHHS-TMC |  |  |  | JYA610 |  | TMC |  | Rental | [7 empty] | PUMPINFUSIONSYRINGE-Smiths Medical-Medfusion 4000 |  | MEDFUSION 4000 SYRINGE PUMP |  |  | PUMPINFUSIONSYRINGE-Smiths Medical-Medfusion 4000 | [6 empty] | Verified as Rental |  |  | MHHS-TMC
NO | YES |  |  |  | JYA611 |  | SMITHS MEDICAL | 4000-0101-51 |  |  | Rental | MHHS-TMC |  |  |  | JYA611 |  | TMC |  | Rental | [7 empty] | PUMPINFUSIONSYRINGE-Smiths Medical-Medfusion 4000 |  | MEDFUSION 4000 SYRINGE PUMP |  |  | PUMPINFUSIONSYRINGE-Smiths Medical-Medfusion 4000 | [6 empty] | Verified as Rental |  |  | MHHS-TMC
NO | YES |  |  |  | JYA613 |  | SMITHS MEDICAL | 4000-0101-51 |  |  | Rental | MHHS-TMC |  |  |  | JYA613 |  | TMC |  | Rental | [7 empty] | PUMPINFUSIONSYRINGE-Smiths Medical-Medfusion 4000 |  | MEDFUSION 4000 SYRINGE PUMP |  |  | PUMPINFUSIONSYRINGE-Smiths Medical-Medfusion 4000 | [6 empty] | Verified as Rental |  |  | MHHS-TMC
NO | YES |  |  |  | JYA627 |  | SMITHS MEDICAL | 4000-0101-51 |  |  | Rental | MHHS-TMC |  |  |  | JYA627 |  | TMC |  | Rental | [7 empty] | PUMPINFUSIONSYRINGE-Smiths Medical-Medfusion 4000 |  | MEDFUSION 4000 SYRINGE PUMP |  |  | PUMPINFUSIONSYRINGE-Smiths Medical-Medfusion 4000 | [6 empty] | Verified as Rental |  |  | MHHS-TMC
NO | YES |  |  |  | JYA658 |  | SMITHS MEDICAL | 4000-0101-51 |  |  | Rental | MHHS-TMC |  |  |  | JYA658 |  | TMC |  | Rental | [7 empty] | PUMPINFUSIONSYRINGE-Smiths Medical-Medfusion 4000 |  | MEDFUSION 4000 SYRINGE PUMP |  |  | PUMPINFUSIONSYRINGE-Smiths Medical-Medfusion 4000 | [6 empty] | Verified as Rental |  |  | MHHS-TMC
NO | YES |  |  |  | JYA659 |  | SMITHS MEDICAL | 4000-0101-51 |  |  | Rental | MHHS-TMC |  |  |  | JYA659 |  | TMC |  | Rental | [7 empty] | PUMPINFUSIONSYRINGE-Smiths Medical-Medfusion 4000 |  | MEDFUSION 4000 SYRINGE PUMP |  |  | PUMPINFUSIONSYRINGE-Smiths Medical-Medfusion 4000 | [6 empty] | Verified as Rental |  |  | MHHS-TMC
NO | YES |  |  |  | JYA662 |  | SMITHS MEDICAL | 4000-0101-51 |  | 2033535` | Rental | MHHS-TMC |  |  |  | JYA662 |  | TMC |  | Rental | [7 empty] | PUMPINFUSIONSYRINGE-Smiths Medical-Medfusion 4000 |  | MEDFUSION 4000 SYRINGE PUMP |  |  | PUMPINFUSIONSYRINGE-Smiths Medical-Medfusion 4000 | [6 empty] | Verified as Rental |  |  | MHHS-TMC
NO | YES |  |  |  | JYA682 |  | SMITHS MEDICAL | 4000-0101-51 |  |  | Rental | MHHS-TMC |  |  |  | JYA682 |  | TMC |  | Rental | [7 empty] | PUMPINFUSIONSYRINGE-Smiths Medical-Medfusion 4000 |  | MEDFUSION 4000 SYRINGE PUMP |  |  | PUMPINFUSIONSYRINGE-Smiths Medical-Medfusion 4000 | [6 empty] | Verified as Rental |  |  | MHHS-TMC
NO | YES |  |  |  | JYA689 |  | SMITHS MEDICAL | 4000-0101-51 |  |  | Rental | MHHS-TMC |  |  |  | JYA689 |  | TMC |  | Rental | [7 empty] | PUMPINFUSIONSYRINGE-Smiths Medical-Medfusion 4000 |  | MEDFUSION 4000 SYRINGE PUMP |  |  | PUMPINFUSIONSYRINGE-Smiths Medical-Medfusion 4000 | [6 empty] | Verified as Rental |  |  | MHHS-TMC
NO | YES |  |  |  | JYA697 |  | SMITHS MEDICAL | 4000-0101-51 |  |  | Rental | MHHS-TMC |  |  |  | JYA697 |  | TMC |  | Rental | [7 empty] | PUMPINFUSIONSYRINGE-Smiths Medical-Medfusion 4000 |  | MEDFUSION 4000 SYRINGE PUMP |  |  | PUMPINFUSIONSYRINGE-Smiths Medical-Medfusion 4000 | [6 empty] | Verified as Rental |  |  | MHHS-TMC
NO | YES |  |  |  | JYA725 |  | SMITHS MEDICAL | 4000-0101-51 |  |  | Rental | MHHS-TMC |  |  |  | JYA725 |  | TMC |  | Rental | [7 empty] | PUMPINFUSIONSYRINGE-Smiths Medical-Medfusion 4000 |  | MEDFUSION 4000 SYRINGE PUMP |  |  | PUMPINFUSIONSYRINGE-Smiths Medical-Medfusion 4000 | [6 empty] | Verified as Rental |  |  | MHHS-TMC
NO | YES |  |  |  | JYA726 |  | SMITHS MEDICAL | 4000-0101-51 |  |  | Rental | MHHS-TMC |  |  |  | JYA726 |  | TMC |  | Rental | [7 empty] | PUMPINFUSIONSYRINGE-Smiths Medical-Medfusion 4000 |  | MEDFUSION 4000 SYRINGE PUMP |  |  | PUMPINFUSIONSYRINGE-Smiths Medical-Medfusion 4000 | [6 empty] | Verified as Rental |  |  | MHHS-TMC
NO | YES |  |  |  | JYA730 |  | SMITHS MEDICAL | 4000-0101-51 |  |  | Rental | MHHS-TMC |  |  |  | JYA730 |  | TMC |  | Rental | [7 empty] | PUMPINFUSIONSYRINGE-Smiths Medical-Medfusion 4000 |  | MEDFUSION 4000 SYRINGE PUMP |  |  | PUMPINFUSIONSYRINGE-Smiths Medical-Medfusion 4000 | [6 empty] | Verified as Rental |  |  | MHHS-TMC
NO | YES |  |  |  | JYA732 |  | SMITHS MEDICAL | 4000-0101-51 |  |  | Rental | MHHS-TMC |  |  |  | JYA732 |  | TMC |  | Rental | [7 empty] | PUMPINFUSIONSYRINGE-Smiths Medical-Medfusion 4000 |  | MEDFUSION 4000 SYRINGE PUMP |  |  | PUMPINFUSIONSYRINGE-Smiths Medical-Medfusion 4000 | [6 empty] | Verified as Rental |  |  | MHHS-TMC
NO | YES |  |  |  | JYA736 |  | SMITHS MEDICAL | 4000-0101-51 |  |  | Rental | MHHS-TMC |  |  |  | JYA736 |  | TMC |  | Rental | [7 empty] | PUMPINFUSIONSYRINGE-Smiths Medical-Medfusion 4000 |  | MEDFUSION 4000 SYRINGE PUMP |  |  | PUMPINFUSIONSYRINGE-Smiths Medical-Medfusion 4000 | [6 empty] | Verified as Rental |  |  | MHHS-TMC
NO | YES |  |  |  | JYA737 |  | SMITHS MEDICAL | 4000-0101-51 |  |  | Rental | MHHS-TMC |  |  |  | JYA737 |  | TMC |  | Rental | [7 empty] | PUMPINFUSIONSYRINGE-Smiths Medical-Medfusion 4000 |  | MEDFUSION 4000 SYRINGE PUMP |  |  | PUMPINFUSIONSYRINGE-Smiths Medical-Medfusion 4000 | [6 empty] | Verified as Rental |  |  | MHHS-TMC
NO | YES |  |  |  | JYA738 |  | SMITHS MEDICAL | 4000-0101-51 |  |  | Rental | MHHS-TMC |  |  |  | JYA738 |  | TMC |  | Rental | [7 empty] | PUMPINFUSIONSYRINGE-Smiths Medical-Medfusion 4000 |  | MEDFUSION 4000 SYRINGE PUMP |  |  | PUMPINFUSIONSYRINGE-Smiths Medical-Medfusion 4000 | [6 empty] | Verified as Rental |  |  | MHHS-TMC
NO | YES |  |  |  | JYA740 |  | SMITHS MEDICAL | 4000-0101-51 |  |  | Rental | MHHS-TMC |  |  |  | JYA740 |  | TMC |  | Rental | [7 empty] | PUMPINFUSIONSYRINGE-Smiths Medical-Medfusion 4000 |  | MEDFUSION 4000 SYRINGE PUMP |  |  | PUMPINFUSIONSYRINGE-Smiths Medical-Medfusion 4000 | [6 empty] | Verified as Rental |  |  | MHHS-TMC
NO | YES |  |  |  | JYA742 |  | SMITHS MEDICAL | 4000-0101-51 |  |  | Rental | MHHS-TMC |  |  |  | JYA742 |  | TMC |  | Rental | [7 empty] | PUMPINFUSIONSYRINGE-Smiths Medical-Medfusion 4000 |  | MEDFUSION 4000 SYRINGE PUMP |  |  | PUMPINFUSIONSYRINGE-Smiths Medical-Medfusion 4000 | [6 empty] | Verified as Rental |  |  | MHHS-TMC
NO | YES |  |  |  | JYA745 |  | SMITHS MEDICAL | 4000-0101-51 |  |  | Rental | MHHS-TMC |  |  |  | JYA745 |  | TMC |  | Rental | [7 empty] | PUMPINFUSIONSYRINGE-Smiths Medical-Medfusion 4000 |  | MEDFUSION 4000 SYRINGE PUMP |  |  | PUMPINFUSIONSYRINGE-Smiths Medical-Medfusion 4000 | [6 empty] | Verified as Rental |  |  | MHHS-TMC
NO | YES |  |  |  | JYA746 |  | SMITHS MEDICAL | 4000-0101-51 |  |  | Rental | MHHS-TMC |  |  |  | JYA746 |  | TMC |  | Rental | [7 empty] | PUMPINFUSIONSYRINGE-Smiths Medical-Medfusion 4000 |  | MEDFUSION 4000 SYRINGE PUMP |  |  | PUMPINFUSIONSYRINGE-Smiths Medical-Medfusion 4000 | [6 empty] | Verified as Rental |  |  | MHHS-TMC
NO | YES |  |  |  | JYA747 |  | SMITHS MEDICAL | 4000-0101-51 |  |  | Rental | MHHS-TMC |  |  |  | JYA747 |  | TMC |  | Rental | [7 empty] | PUMPINFUSIONSYRINGE-Smiths Medical-Medfusion 4000 |  | MEDFUSION 4000 SYRINGE PUMP |  |  | PUMPINFUSIONSYRINGE-Smiths Medical-Medfusion 4000 | [6 empty] | Verified as Rental |  |  | MHHS-TMC
NO | YES |  |  |  | JYA748 |  | SMITHS MEDICAL | 4000-0101-51 |  |  | Rental | MHHS-TMC |  |  |  | JYA748 |  | TMC |  | Rental | [7 empty] | PUMPINFUSIONSYRINGE-Smiths Medical-Medfusion 4000 |  | MEDFUSION 4000 SYRINGE PUMP |  |  | PUMPINFUSIONSYRINGE-Smiths Medical-Medfusion 4000 | [6 empty] | Verified as Rental |  |  | MHHS-TMC
NO | YES |  |  |  | JYA751 |  | SMITHS MEDICAL | 4000-0101-51 |  |  | Rental | MHHS-TMC |  |  |  | JYA751 |  | TMC |  | Rental | [7 empty] | PUMPINFUSIONSYRINGE-Smiths Medical-Medfusion 4000 |  | MEDFUSION 4000 SYRINGE PUMP |  |  | PUMPINFUSIONSYRINGE-Smiths Medical-Medfusion 4000 | [6 empty] | Verified as Rental |  |  | MHHS-TMC
NO | YES |  |  |  | JYA754 |  | SMITHS MEDICAL | 4000-0101-51 |  |  | Rental | MHHS-TMC |  |  |  | JYA754 |  | TMC |  | Rental | [7 empty] | PUMPINFUSIONSYRINGE-Smiths Medical-Medfusion 4000 |  | MEDFUSION 4000 SYRINGE PUMP |  |  | PUMPINFUSIONSYRINGE-Smiths Medical-Medfusion 4000 | [6 empty] | Verified as Rental |  |  | MHHS-TMC
NO | YES |  |  |  | JYA756 |  | SMITHS MEDICAL | 4000-0101-51 |  |  | Rental | MHHS-TMC |  |  |  | JYA756 |  | TMC |  | Rental | [7 empty] | PUMPINFUSIONSYRINGE-Smiths Medical-Medfusion 4000 |  | MEDFUSION 4000 SYRINGE PUMP |  |  | PUMPINFUSIONSYRINGE-Smiths Medical-Medfusion 4000 | [6 empty] | Verified as Rental |  |  | MHHS-TMC
NO | YES |  |  |  | JYA757 |  | SMITHS MEDICAL | 4000-0101-51 |  |  | Rental | MHHS-TMC |  |  |  | JYA757 |  | TMC |  | Rental | [7 empty] | PUMPINFUSIONSYRINGE-Smiths Medical-Medfusion 4000 |  | MEDFUSION 4000 SYRINGE PUMP |  |  | PUMPINFUSIONSYRINGE-Smiths Medical-Medfusion 4000 | [6 empty] | Verified as Rental |  |  | MHHS-TMC
NO | YES |  |  |  | JYA758 |  | SMITHS MEDICAL | 4000-0101-51 |  |  | Rental | MHHS-TMC |  |  |  | JYA758 |  | TMC |  | Rental | [7 empty] | PUMPINFUSIONSYRINGE-Smiths Medical-Medfusion 4000 |  | MEDFUSION 4000 SYRINGE PUMP |  |  | PUMPINFUSIONSYRINGE-Smiths Medical-Medfusion 4000 | [6 empty] | Verified as Rental |  |  | MHHS-TMC
NO | YES |  |  |  | JYA760 |  | SMITHS MEDICAL | 4000-0101-51 |  |  | Rental | MHHS-TMC |  |  |  | JYA760 |  | TMC |  | Rental | [7 empty] | PUMPINFUSIONSYRINGE-Smiths Medical-Medfusion 4000 |  | MEDFUSION 4000 SYRINGE PUMP |  |  | PUMPINFUSIONSYRINGE-Smiths Medical-Medfusion 4000 | [6 empty] | Verified as Rental |  |  | MHHS-TMC
NO | YES |  |  |  | JYA761 |  | SMITHS MEDICAL | 4000-0101-51 |  |  | Rental | MHHS-TMC |  |  |  | JYA761 |  | TMC |  | Rental | [7 empty] | PUMPINFUSIONSYRINGE-Smiths Medical-Medfusion 4000 |  | MEDFUSION 4000 SYRINGE PUMP |  |  | PUMPINFUSIONSYRINGE-Smiths Medical-Medfusion 4000 | [6 empty] | Verified as Rental |  |  | MHHS-TMC
NO | YES |  |  |  | JYA762 |  | SMITHS MEDICAL | 4000-0101-51 |  |  | Rental | MHHS-TMC |  |  |  | JYA762 |  | TMC |  | Rental | [7 empty] | PUMPINFUSIONSYRINGE-Smiths Medical-Medfusion 4000 |  | MEDFUSION 4000 SYRINGE PUMP |  |  | PUMPINFUSIONSYRINGE-Smiths Medical-Medfusion 4000 | [6 empty] | Verified as Rental |  |  | MHHS-TMC
NO | YES |  |  |  | JYA764 |  | SMITHS MEDICAL | 4000-0101-51 |  |  | Rental | MHHS-TMC |  |  |  | JYA764 |  | TMC |  | Rental | [7 empty] | PUMPINFUSIONSYRINGE-Smiths Medical-Medfusion 4000 |  | MEDFUSION 4000 SYRINGE PUMP |  |  | PUMPINFUSIONSYRINGE-Smiths Medical-Medfusion 4000 | [6 empty] | Verified as Rental |  |  | MHHS-TMC
NO | YES |  |  |  | JYA770 |  | SMITHS MEDICAL | 4000-0101-51 |  |  | Rental | MHHS-TMC |  |  |  | JYA770 |  | TMC |  | Rental | [7 empty] | PUMPINFUSIONSYRINGE-Smiths Medical-Medfusion 4000 |  | MEDFUSION 4000 SYRINGE PUMP |  |  | PUMPINFUSIONSYRINGE-Smiths Medical-Medfusion 4000 | [6 empty] | Verified as Rental |  |  | MHHS-TMC
NO | YES |  |  |  | JYA771 |  | SMITHS MEDICAL | 4000-0101-51 |  |  | Rental | MHHS-TMC |  |  |  | JYA771 |  | TMC |  | Rental | [7 empty] | PUMPINFUSIONSYRINGE-Smiths Medical-Medfusion 4000 |  | MEDFUSION 4000 SYRINGE PUMP |  |  | PUMPINFUSIONSYRINGE-Smiths Medical-Medfusion 4000 | [6 empty] | Verified as Rental |  |  | MHHS-TMC
NO | YES |  |  |  | JYA772 |  | SMITHS MEDICAL | 4000-0101-51 |  |  | Rental | MHHS-TMC |  |  |  | JYA772 |  | TMC |  | Rental | [7 empty] | PUMPINFUSIONSYRINGE-Smiths Medical-Medfusion 4000 |  | MEDFUSION 4000 SYRINGE PUMP |  |  | PUMPINFUSIONSYRINGE-Smiths Medical-Medfusion 4000 | [6 empty] | Verified as Rental |  |  | MHHS-TMC
NO | YES |  |  |  | JYA774 |  | SMITHS MEDICAL | 4000-0101-51 |  |  | Rental | MHHS-TMC |  |  |  | JYA774 |  | TMC |  | Rental | [7 empty] | PUMPINFUSIONSYRINGE-Smiths Medical-Medfusion 4000 |  | MEDFUSION 4000 SYRINGE PUMP |  |  | PUMPINFUSIONSYRINGE-Smiths Medical-Medfusion 4000 | [6 empty] | Verified as Rental |  |  | MHHS-TMC
NO | YES |  |  |  | JYA775 |  | SMITHS MEDICAL | 4000-0101-51 |  |  | Rental | MHHS-TMC |  |  |  | JYA775 |  | TMC |  | Rental | [7 empty] | PUMPINFUSIONSYRINGE-Smiths Medical-Medfusion 4000 |  | MEDFUSION 4000 SYRINGE PUMP |  |  | PUMPINFUSIONSYRINGE-Smiths Medical-Medfusion 4000 | [6 empty] | Verified as Rental |  |  | MHHS-TMC
NO | YES |  |  |  | JYA776 |  | SMITHS MEDICAL | 4000-0101-51 |  |  | Rental | MHHS-TMC |  |  |  | JYA776 |  | TMC |  | Rental | [7 empty] | PUMPINFUSIONSYRINGE-Smiths Medical-Medfusion 4000 |  | MEDFUSION 4000 SYRINGE PUMP |  |  | PUMPINFUSIONSYRINGE-Smiths Medical-Medfusion 4000 | [6 empty] | Verified as Rental |  |  | MHHS-TMC
NO | YES |  |  |  | JYA777 |  | SMITHS MEDICAL | 4000-0101-51 |  |  | Rental | MHHS-TMC |  |  |  | JYA777 |  | TMC |  | Rental | [7 empty] | PUMPINFUSIONSYRINGE-Smiths Medical-Medfusion 4000 |  | MEDFUSION 4000 SYRINGE PUMP |  |  | PUMPINFUSIONSYRINGE-Smiths Medical-Medfusion 4000 | [6 empty] | Verified as Rental |  |  | MHHS-TMC
NO | YES |  |  |  | JYA778 |  | SMITHS MEDICAL | 4000-0101-51 |  |  | Rental | MHHS-TMC |  |  |  | JYA778 |  | TMC |  | Rental | [7 empty] | PUMPINFUSIONSYRINGE-Smiths Medical-Medfusion 4000 |  | MEDFUSION 4000 SYRINGE PUMP |  |  | PUMPINFUSIONSYRINGE-Smiths Medical-Medfusion 4000 | [6 empty] | Verified as Rental |  |  | MHHS-TMC
NO | YES |  |  |  | JYA779 |  | SMITHS MEDICAL | 4000-0101-51 |  |  | Rental | MHHS-TMC |  |  |  | JYA779 |  | TMC |  | Rental | [7 empty] | PUMPINFUSIONSYRINGE-Smiths Medical-Medfusion 4000 |  | MEDFUSION 4000 SYRINGE PUMP |  |  | PUMPINFUSIONSYRINGE-Smiths Medical-Medfusion 4000 | [6 empty] | Verified as Rental |  |  | MHHS-TMC
NO | YES |  |  |  | JYA780 |  | SMITHS MEDICAL | 4000-0101-51 |  |  | Rental | MHHS-TMC |  |  |  | JYA780 |  | TMC |  | Rental | [7 empty] | PUMPINFUSIONSYRINGE-Smiths Medical-Medfusion 4000 |  | MEDFUSION 4000 SYRINGE PUMP |  |  | PUMPINFUSIONSYRINGE-Smiths Medical-Medfusion 4000 | [6 empty] | Verified as Rental |  |  | MHHS-TMC
NO | YES |  |  |  | JYA781 |  | SMITHS MEDICAL | 4000-0101-51 |  |  | Rental | MHHS-TMC |  |  |  | JYA781 |  | TMC |  | Rental | [7 empty] | PUMPINFUSIONSYRINGE-Smiths Medical-Medfusion 4000 |  | MEDFUSION 4000 SYRINGE PUMP |  |  | PUMPINFUSIONSYRINGE-Smiths Medical-Medfusion 4000 | [6 empty] | Verified as Rental |  |  | MHHS-TMC
NO | YES |  |  |  | JYA783 |  | SMITHS MEDICAL | 4000-0101-51 |  |  | Rental | MHHS-TMC |  |  |  | JYA783 |  | TMC |  | Rental | [7 empty] | PUMPINFUSIONSYRINGE-Smiths Medical-Medfusion 4000 |  | MEDFUSION 4000 SYRINGE PUMP |  |  | PUMPINFUSIONSYRINGE-Smiths Medical-Medfusion 4000 | [6 empty] | Verified as Rental |  |  | MHHS-TMC
NO | YES |  |  |  | JYA789 |  | SMITHS MEDICAL | 4000-0101-51 |  |  | Rental | MHHS-TMC |  |  |  | JYA789 |  | TMC |  | Rental | [7 empty] | PUMPINFUSIONSYRINGE-Smiths Medical-Medfusion 4000 |  | MEDFUSION 4000 SYRINGE PUMP |  |  | PUMPINFUSIONSYRINGE-Smiths Medical-Medfusion 4000 | [6 empty] | Verified as Rental |  |  | MHHS-TMC
NO | YES |  |  |  | JYA791 |  | SMITHS MEDICAL | 4000-0101-51 |  |  | Rental | MHHS-TMC |  |  |  | JYA791 |  | TMC |  | Rental | [7 empty] | PUMPINFUSIONSYRINGE-Smiths Medical-Medfusion 4000 |  | MEDFUSION 4000 SYRINGE PUMP |  |  | PUMPINFUSIONSYRINGE-Smiths Medical-Medfusion 4000 | [6 empty] | Verified as Rental |  |  | MHHS-TMC
NO | YES |  |  |  | JYA792 |  | SMITHS MEDICAL | 4000-0101-51 |  |  | Rental | MHHS-TMC |  |  |  | JYA792 |  | TMC |  | Rental | [7 empty] | PUMPINFUSIONSYRINGE-Smiths Medical-Medfusion 4000 |  | MEDFUSION 4000 SYRINGE PUMP |  |  | PUMPINFUSIONSYRINGE-Smiths Medical-Medfusion 4000 | [6 empty] | Verified as Rental |  |  | MHHS-TMC
NO | YES |  |  |  | JYA793 |  | SMITHS MEDICAL | 4000-0101-51 |  |  | Rental | MHHS-TMC |  |  |  | JYA793 |  | TMC |  | Rental | [7 empty] | PUMPINFUSIONSYRINGE-Smiths Medical-Medfusion 4000 |  | MEDFUSION 4000 SYRINGE PUMP |  |  | PUMPINFUSIONSYRINGE-Smiths Medical-Medfusion 4000 | [6 empty] | Verified as Rental |  |  | MHHS-TMC
NO | YES |  |  |  | JYA796 |  | SMITHS MEDICAL | 4000-0101-51 |  |  | Rental | MHHS-TMC |  |  |  | JYA796 |  | TMC |  | Rental | [7 empty] | PUMPINFUSIONSYRINGE-Smiths Medical-Medfusion 4000 |  | MEDFUSION 4000 SYRINGE PUMP |  |  | PUMPINFUSIONSYRINGE-Smiths Medical-Medfusion 4000 | [6 empty] | Verified as Rental |  |  | MHHS-TMC
NO | YES |  |  |  | JYA800 |  | SMITHS MEDICAL | 4000-0101-51 |  |  | Rental | MHHS-TMC |  |  |  | JYA800 |  | TMC |  | Rental | [7 empty] | PUMPINFUSIONSYRINGE-Smiths Medical-Medfusion 4000 |  | MEDFUSION 4000 SYRINGE PUMP |  |  | PUMPINFUSIONSYRINGE-Smiths Medical-Medfusion 4000 | [6 empty] | Verified as Rental |  |  | MHHS-TMC
NO | YES |  |  |  | JYA801 |  | SMITHS MEDICAL | 4000-0101-51 |  |  | Rental | MHHS-TMC |  |  |  | JYA801 |  | TMC |  | Rental | [7 empty] | PUMPINFUSIONSYRINGE-Smiths Medical-Medfusion 4000 |  | MEDFUSION 4000 SYRINGE PUMP |  |  | PUMPINFUSIONSYRINGE-Smiths Medical-Medfusion 4000 | [6 empty] | Verified as Rental |  |  | MHHS-TMC
NO | YES |  |  |  | JYA802 |  | SMITHS MEDICAL | 4000-0101-51 |  |  | Rental | MHHS-TMC |  |  |  | JYA802 |  | TMC |  | Rental | [7 empty] | PUMPINFUSIONSYRINGE-Smiths Medical-Medfusion 4000 |  | MEDFUSION 4000 SYRINGE PUMP |  |  | PUMPINFUSIONSYRINGE-Smiths Medical-Medfusion 4000 | [6 empty] | Verified as Rental |  |  | MHHS-TMC
NO | YES |  |  |  | JYA804 |  | SMITHS MEDICAL | 4000-0101-51 |  |  | Rental | MHHS-TMC |  |  |  | JYA804 |  | TMC |  | Rental | [7 empty] | PUMPINFUSIONSYRINGE-Smiths Medical-Medfusion 4000 |  | MEDFUSION 4000 SYRINGE PUMP |  |  | PUMPINFUSIONSYRINGE-Smiths Medical-Medfusion 4000 | [6 empty] | Verified as Rental |  |  | MHHS-TMC
NO | YES |  |  |  | JYA806 |  | SMITHS MEDICAL | 4000-0101-51 |  |  | Rental | MHHS-TMC |  |  |  | JYA806 |  | TMC |  | Rental | [7 empty] | PUMPINFUSIONSYRINGE-Smiths Medical-Medfusion 4000 |  | MEDFUSION 4000 SYRINGE PUMP |  |  | PUMPINFUSIONSYRINGE-Smiths Medical-Medfusion 4000 | [6 empty] | Verified as Rental |  |  | MHHS-TMC
NO | YES |  |  |  | JYA807 |  | SMITHS MEDICAL | 4000-0101-51 |  |  | Rental | MHHS-TMC |  |  |  | JYA807 |  | TMC |  | Rental | [7 empty] | PUMPINFUSIONSYRINGE-Smiths Medical-Medfusion 4000 |  | MEDFUSION 4000 SYRINGE PUMP |  |  | PUMPINFUSIONSYRINGE-Smiths Medical-Medfusion 4000 | [6 empty] | Verified as Rental |  |  | MHHS-TMC
NO | YES |  |  |  | JYA808 |  | SMITHS MEDICAL | 4000-0101-51 |  |  | Rental | MHHS-TMC |  |  |  | JYA808 |  | TMC |  | Rental | [7 empty] | PUMPINFUSIONSYRINGE-Smiths Medical-Medfusion 4000 |  | MEDFUSION 4000 SYRINGE PUMP |  |  | PUMPINFUSIONSYRINGE-Smiths Medical-Medfusion 4000 | [6 empty] | Verified as Rental |  |  | MHHS-TMC
NO | YES |  |  |  | JYA809 |  | SMITHS MEDICAL | 4000-0101-51 |  |  | Rental | MHHS-TMC |  |  |  | JYA809 |  | TMC |  | Rental | [7 empty] | PUMPINFUSIONSYRINGE-Smiths Medical-Medfusion 4000 |  | MEDFUSION 4000 SYRINGE PUMP |  |  | PUMPINFUSIONSYRINGE-Smiths Medical-Medfusion 4000 | [6 empty] | Verified as Rental |  |  | MHHS-TMC
NO | YES |  |  |  | JYA810 |  | SMITHS MEDICAL | 4000-0101-51 |  |  | Rental | MHHS-TMC |  |  |  | JYA810 |  | TMC |  | Rental | [7 empty] | PUMPINFUSIONSYRINGE-Smiths Medical-Medfusion 4000 |  | MEDFUSION 4000 SYRINGE PUMP |  |  | PUMPINFUSIONSYRINGE-Smiths Medical-Medfusion 4000 | [6 empty] | Verified as Rental |  |  | MHHS-TMC
NO | YES |  |  |  | JYA811 |  | SMITHS MEDICAL | 4000-0101-51 |  |  | Rental | MHHS-TMC |  |  |  | JYA811 |  | TMC |  | Rental | [7 empty] | PUMPINFUSIONSYRINGE-Smiths Medical-Medfusion 4000 |  | MEDFUSION 4000 SYRINGE PUMP |  |  | PUMPINFUSIONSYRINGE-Smiths Medical-Medfusion 4000 | [6 empty] | Verified as Rental |  |  | MHHS-TMC
NO | YES |  |  |  | JYA812 |  | SMITHS MEDICAL | 4000-0101-51 |  |  | Rental | MHHS-TMC |  |  |  | JYA812 |  | TMC |  | Rental | [7 empty] | PUMPINFUSIONSYRINGE-Smiths Medical-Medfusion 4000 |  | MEDFUSION 4000 SYRINGE PUMP |  |  | PUMPINFUSIONSYRINGE-Smiths Medical-Medfusion 4000 | [6 empty] | Verified as Rental |  |  | MHHS-TMC
NO | YES |  |  |  | JYA813 |  | SMITHS MEDICAL | 4000-0101-51 |  |  | Rental | MHHS-TMC |  |  |  | JYA813 |  | TMC |  | Rental | [7 empty] | PUMPINFUSIONSYRINGE-Smiths Medical-Medfusion 4000 |  | MEDFUSION 4000 SYRINGE PUMP |  |  | PUMPINFUSIONSYRINGE-Smiths Medical-Medfusion 4000 | [6 empty] | Verified as Rental |  |  | MHHS-TMC
NO | YES |  |  |  | JYA814 |  | SMITHS MEDICAL | 4000-0101-51 |  |  | Rental | MHHS-TMC |  |  |  | JYA814 |  | TMC |  | Rental | [7 empty] | PUMPINFUSIONSYRINGE-Smiths Medical-Medfusion 4000 |  | MEDFUSION 4000 SYRINGE PUMP |  |  | PUMPINFUSIONSYRINGE-Smiths Medical-Medfusion 4000 | [6 empty] | Verified as Rental |  |  | MHHS-TMC
NO | YES |  |  |  | JYA816 |  | SMITHS MEDICAL | 4000-0101-51 |  |  | Rental | MHHS-TMC |  |  |  | JYA816 |  | TMC |  | Rental | [7 empty] | PUMPINFUSIONSYRINGE-Smiths Medical-Medfusion 4000 |  | MEDFUSION 4000 SYRINGE PUMP |  |  | PUMPINFUSIONSYRINGE-Smiths Medical-Medfusion 4000 | [6 empty] | Verified as Rental |  |  | MHHS-TMC
NO | YES |  |  |  | JYA817 |  | SMITHS MEDICAL | 4000-0101-51 |  |  | Rental | MHHS-TMC |  |  |  | JYA817 |  | TMC |  | Rental | [7 empty] | PUMPINFUSIONSYRINGE-Smiths Medical-Medfusion 4000 |  | MEDFUSION 4000 SYRINGE PUMP |  |  | PUMPINFUSIONSYRINGE-Smiths Medical-Medfusion 4000 | [6 empty] | Verified as Rental |  |  | MHHS-TMC
NO | YES |  |  |  | JYA818 |  | SMITHS MEDICAL | 4000-0101-51 |  |  | Rental | MHHS-TMC |  |  |  | JYA818 |  | TMC |  | Rental | [7 empty] | PUMPINFUSIONSYRINGE-Smiths Medical-Medfusion 4000 |  | MEDFUSION 4000 SYRINGE PUMP |  |  | PUMPINFUSIONSYRINGE-Smiths Medical-Medfusion 4000 | [6 empty] | Verified as Rental |  |  | MHHS-TMC
NO | YES |  |  |  | JYA819 |  | SMITHS MEDICAL | 4000-0101-51 |  |  | Rental | MHHS-TMC |  |  |  | JYA819 |  | TMC |  | Rental | [7 empty] | PUMPINFUSIONSYRINGE-Smiths Medical-Medfusion 4000 |  | MEDFUSION 4000 SYRINGE PUMP |  |  | PUMPINFUSIONSYRINGE-Smiths Medical-Medfusion 4000 | [6 empty] | Verified as Rental |  |  | MHHS-TMC
NO | YES |  |  |  | JYA820 |  | SMITHS MEDICAL | 4000-0101-51 |  |  | Rental | MHHS-TMC |  |  |  | JYA820 |  | TMC |  | Rental | [7 empty] | PUMPINFUSIONSYRINGE-Smiths Medical-Medfusion 4000 |  | MEDFUSION 4000 SYRINGE PUMP |  |  | PUMPINFUSIONSYRINGE-Smiths Medical-Medfusion 4000 | [6 empty] | Verified as Rental |  |  | MHHS-TMC
NO | YES |  |  |  | JYA821 |  | SMITHS MEDICAL | 4000-0101-51 |  |  | Rental | MHHS-TMC |  |  |  | JYA821 |  | TMC |  | Rental | [7 empty] | PUMPINFUSIONSYRINGE-Smiths Medical-Medfusion 4000 |  | MEDFUSION 4000 SYRINGE PUMP |  |  | PUMPINFUSIONSYRINGE-Smiths Medical-Medfusion 4000 | [6 empty] | Verified as Rental |  |  | MHHS-TMC
NO | YES |  |  |  | JYA822 |  | SMITHS MEDICAL | 4000-0101-51 |  |  | Rental | MHHS-TMC |  |  |  | JYA822 |  | TMC |  | Rental | [7 empty] | PUMPINFUSIONSYRINGE-Smiths Medical-Medfusion 4000 |  | MEDFUSION 4000 SYRINGE PUMP |  |  | PUMPINFUSIONSYRINGE-Smiths Medical-Medfusion 4000 | [6 empty] | Verified as Rental |  |  | MHHS-TMC
NO | YES |  |  |  | JYA823 |  | SMITHS MEDICAL | 4000-0101-51 |  |  | Rental | MHHS-TMC |  |  |  | JYA823 |  | TMC |  | Rental | [7 empty] | PUMPINFUSIONSYRINGE-Smiths Medical-Medfusion 4000 |  | MEDFUSION 4000 SYRINGE PUMP |  |  | PUMPINFUSIONSYRINGE-Smiths Medical-Medfusion 4000 | [6 empty] | Verified as Rental |  |  | MHHS-TMC
NO | YES |  |  |  | JYA826 |  | SMITHS MEDICAL | 4000-0101-51 |  |  | Rental | MHHS-TMC |  |  |  | JYA826 |  | TMC |  | Rental | [7 empty] | PUMPINFUSIONSYRINGE-Smiths Medical-Medfusion 4000 |  | MEDFUSION 4000 SYRINGE PUMP |  |  | PUMPINFUSIONSYRINGE-Smiths Medical-Medfusion 4000 | [6 empty] | Verified as Rental |  |  | MHHS-TMC
NO | YES |  |  |  | JYA827 |  | SMITHS MEDICAL | 4000-0101-51 |  |  | Rental | MHHS-TMC |  |  |  | JYA827 |  | TMC |  | Rental | [7 empty] | PUMPINFUSIONSYRINGE-Smiths Medical-Medfusion 4000 |  | MEDFUSION 4000 SYRINGE PUMP |  |  | PUMPINFUSIONSYRINGE-Smiths Medical-Medfusion 4000 | [6 empty] | Verified as Rental |  |  | MHHS-TMC
NO | YES |  |  |  | JYA828 |  | SMITHS MEDICAL | 4000-0101-51 |  |  | Rental | MHHS-TMC |  |  |  | JYA828 |  | TMC |  | Rental | [7 empty] | PUMPINFUSIONSYRINGE-Smiths Medical-Medfusion 4000 |  | MEDFUSION 4000 SYRINGE PUMP |  |  | PUMPINFUSIONSYRINGE-Smiths Medical-Medfusion 4000 | [6 empty] | Verified as Rental |  |  | MHHS-TMC
NO | YES |  |  |  | JYA829 |  | SMITHS MEDICAL | 4000-0101-51 |  |  | Rental | MHHS-TMC |  |  |  | JYA829 |  | TMC |  | Rental | [7 empty] | PUMPINFUSIONSYRINGE-Smiths Medical-Medfusion 4000 |  | MEDFUSION 4000 SYRINGE PUMP |  |  | PUMPINFUSIONSYRINGE-Smiths Medical-Medfusion 4000 | [6 empty] | Verified as Rental |  |  | MHHS-TMC
NO | YES |  |  |  | JYA832 |  | SMITHS MEDICAL | 4000-0101-51 |  |  | Rental | MHHS-TMC |  |  |  | JYA832 |  | TMC |  | Rental | [7 empty] | PUMPINFUSIONSYRINGE-Smiths Medical-Medfusion 4000 |  | MEDFUSION 4000 SYRINGE PUMP |  |  | PUMPINFUSIONSYRINGE-Smiths Medical-Medfusion 4000 | [6 empty] | Verified as Rental |  |  | MHHS-TMC
NO | YES |  |  |  | JYA833 |  | SMITHS MEDICAL | 4000-0101-51 |  |  | Rental | MHHS-TMC |  |  |  | JYA833 |  | TMC |  | Rental | [7 empty] | PUMPINFUSIONSYRINGE-Smiths Medical-Medfusion 4000 |  | MEDFUSION 4000 SYRINGE PUMP |  |  | PUMPINFUSIONSYRINGE-Smiths Medical-Medfusion 4000 | [6 empty] | Verified as Rental |  |  | MHHS-TMC
NO | YES |  |  |  | JYA835 |  | SMITHS MEDICAL | 4000-0101-51 |  |  | Rental | MHHS-TMC |  |  |  | JYA835 |  | TMC |  | Rental | [7 empty] | PUMPINFUSIONSYRINGE-Smiths Medical-Medfusion 4000 |  | MEDFUSION 4000 SYRINGE PUMP |  |  | PUMPINFUSIONSYRINGE-Smiths Medical-Medfusion 4000 | [6 empty] | Verified as Rental |  |  | MHHS-TMC
NO | YES |  |  |  | JYA836 |  | SMITHS MEDICAL | 4000-0101-51 |  |  | Rental | MHHS-TMC |  |  |  | JYA836 |  | TMC |  | Rental | [7 empty] | PUMPINFUSIONSYRINGE-Smiths Medical-Medfusion 4000 |  | MEDFUSION 4000 SYRINGE PUMP |  |  | PUMPINFUSIONSYRINGE-Smiths Medical-Medfusion 4000 | [6 empty] | Verified as Rental |  |  | MHHS-TMC
NO | YES |  |  |  | JYA838 |  | SMITHS MEDICAL | 4000-0101-51 |  |  | Rental | MHHS-TMC |  |  |  | JYA838 |  | TMC |  | Rental | [7 empty] | PUMPINFUSIONSYRINGE-Smiths Medical-Medfusion 4000 |  | MEDFUSION 4000 SYRINGE PUMP |  |  | PUMPINFUSIONSYRINGE-Smiths Medical-Medfusion 4000 | [6 empty] | Verified as Rental |  |  | MHHS-TMC
NO | YES |  |  |  | JYA839 |  | SMITHS MEDICAL | 4000-0101-51 |  |  | Rental | MHHS-TMC |  |  |  | JYA839 |  | TMC |  | Rental | [7 empty] | PUMPINFUSIONSYRINGE-Smiths Medical-Medfusion 4000 |  | MEDFUSION 4000 SYRINGE PUMP |  |  | PUMPINFUSIONSYRINGE-Smiths Medical-Medfusion 4000 | [6 empty] | Verified as Rental |  |  | MHHS-TMC
NO | YES |  |  |  | JYA840 |  | SMITHS MEDICAL | 4000-0101-51 |  |  | Rental | MHHS-TMC |  |  |  | JYA840 |  | TMC |  | Rental | [7 empty] | PUMPINFUSIONSYRINGE-Smiths Medical-Medfusion 4000 |  | MEDFUSION 4000 SYRINGE PUMP |  |  | PUMPINFUSIONSYRINGE-Smiths Medical-Medfusion 4000 | [6 empty] | Verified as Rental |  |  | MHHS-TMC
NO | YES |  |  |  | JYA841 |  | SMITHS MEDICAL | 4000-0101-51 |  |  | Rental | MHHS-TMC |  |  |  | JYA841 |  | TMC |  | Rental | [7 empty] | PUMPINFUSIONSYRINGE-Smiths Medical-Medfusion 4000 |  | MEDFUSION 4000 SYRINGE PUMP |  |  | PUMPINFUSIONSYRINGE-Smiths Medical-Medfusion 4000 | [6 empty] | Verified as Rental |  |  | MHHS-TMC
NO | YES |  |  |  | JYA842 |  | SMITHS MEDICAL | 4000-0101-51 |  |  | Rental | MHHS-TMC |  |  |  | JYA842 |  | TMC |  | Rental | [7 empty] | PUMPINFUSIONSYRINGE-Smiths Medical-Medfusion 4000 |  | MEDFUSION 4000 SYRINGE PUMP |  |  | PUMPINFUSIONSYRINGE-Smiths Medical-Medfusion 4000 | [6 empty] | Verified as Rental |  |  | MHHS-TMC
NO | YES |  |  |  | JYA848 |  | SMITHS MEDICAL | 4000-0101-51 |  |  | Rental | MHHS-TMC |  |  |  | JYA848 |  | TMC |  | Rental | [7 empty] | PUMPINFUSIONSYRINGE-Smiths Medical-Medfusion 4000 |  | MEDFUSION 4000 SYRINGE PUMP |  |  | PUMPINFUSIONSYRINGE-Smiths Medical-Medfusion 4000 | [6 empty] | Verified as Rental |  |  | MHHS-TMC
NO | YES |  |  |  | JYA850 |  | SMITHS MEDICAL | 4000-0101-51 |  |  | Rental | MHHS-TMC |  |  |  | JYA850 |  | TMC |  | Rental | [7 empty] | PUMPINFUSIONSYRINGE-Smiths Medical-Medfusion 4000 |  | MEDFUSION 4000 SYRINGE PUMP |  |  | PUMPINFUSIONSYRINGE-Smiths Medical-Medfusion 4000 | [6 empty] | Verified as Rental |  |  | MHHS-TMC
NO | YES |  |  |  | JYA851 |  | SMITHS MEDICAL | 4000-0101-51 |  |  | Rental | MHHS-TMC |  |  |  | JYA851 |  | TMC |  | Rental | [7 empty] | PUMPINFUSIONSYRINGE-Smiths Medical-Medfusion 4000 |  | MEDFUSION 4000 SYRINGE PUMP |  |  | PUMPINFUSIONSYRINGE-Smiths Medical-Medfusion 4000 | [6 empty] | Verified as Rental |  |  | MHHS-TMC
NO | YES |  |  |  | JYA853 |  | SMITHS MEDICAL | 4000-0101-51 |  |  | Rental | MHHS-TMC |  |  |  | JYA853 |  | TMC |  | Rental | [7 empty] | PUMPINFUSIONSYRINGE-Smiths Medical-Medfusion 4000 |  | MEDFUSION 4000 SYRINGE PUMP |  |  | PUMPINFUSIONSYRINGE-Smiths Medical-Medfusion 4000 | [6 empty] | Verified as Rental |  |  | MHHS-TMC
NO | YES | Serial Number 2034073 |  |  | JYA854 |  | SMITHS MEDICAL | 4000-0101-51 |  |  | Rental | MHHS-TMC |  |  |  | JYA854 |  | TMC |  | Rental | [7 empty] | PUMPINFUSIONSYRINGE-Smiths Medical-Medfusion 4000 |  | MEDFUSION 4000 SYRINGE PUMP |  |  | PUMPINFUSIONSYRINGE-Smiths Medical-Medfusion 4000 | [6 empty] | Verified as Rental |  |  | MHHS-TMC
NO | YES |  |  |  | JYA855 |  | SMITHS MEDICAL | 4000-0101-51 |  |  | Rental | MHHS-TMC |  |  |  | JYA855 |  | TMC |  | Rental | [7 empty] | PUMPINFUSIONSYRINGE-Smiths Medical-Medfusion 4000 |  | MEDFUSION 4000 SYRINGE PUMP |  |  | PUMPINFUSIONSYRINGE-Smiths Medical-Medfusion 4000 | [6 empty] | Verified as Rental |  |  | MHHS-TMC
NO | YES |  |  |  | JYA856 |  | SMITHS MEDICAL | 4000-0101-51 |  |  | Rental | MHHS-TMC |  |  |  | JYA856 |  | TMC |  | Rental | [7 empty] | PUMPINFUSIONSYRINGE-Smiths Medical-Medfusion 4000 |  | MEDFUSION 4000 SYRINGE PUMP |  |  | PUMPINFUSIONSYRINGE-Smiths Medical-Medfusion 4000 | [6 empty] | Verified as Rental |  |  | MHHS-TMC
NO | YES |  |  |  | JYA857 |  | SMITHS MEDICAL | 4000-0101-51 |  |  | Rental | MHHS-TMC |  |  |  | JYA857 |  | TMC |  | Rental | [7 empty] | PUMPINFUSIONSYRINGE-Smiths Medical-Medfusion 4000 |  | MEDFUSION 4000 SYRINGE PUMP |  |  | PUMPINFUSIONSYRINGE-Smiths Medical-Medfusion 4000 | [6 empty] | Verified as Rental |  |  | MHHS-TMC
NO | YES |  |  |  | JYA859 |  | SMITHS MEDICAL | 4000-0101-51 |  |  | Rental | MHHS-TMC |  |  |  | JYA859 |  | TMC |  | Rental | [7 empty] | PUMPINFUSIONSYRINGE-Smiths Medical-Medfusion 4000 |  | MEDFUSION 4000 SYRINGE PUMP |  |  | PUMPINFUSIONSYRINGE-Smiths Medical-Medfusion 4000 | [6 empty] | Verified as Rental |  |  | MHHS-TMC
NO | YES |  |  |  | JYA860 |  | SMITHS MEDICAL | 4000-0101-51 |  |  | Rental | MHHS-TMC |  |  |  | JYA860 |  | TMC |  | Rental | [7 empty] | PUMPINFUSIONSYRINGE-Smiths Medical-Medfusion 4000 |  | MEDFUSION 4000 SYRINGE PUMP |  |  | PUMPINFUSIONSYRINGE-Smiths Medical-Medfusion 4000 | [6 empty] | Verified as Rental |  |  | MHHS-TMC
NO | YES |  |  |  | JYA861 |  | SMITHS MEDICAL | 4000-0101-51 |  |  | Rental | MHHS-TMC |  |  |  | JYA861 |  | TMC |  | Rental | [7 empty] | PUMPINFUSIONSYRINGE-Smiths Medical-Medfusion 4000 |  | MEDFUSION 4000 SYRINGE PUMP |  |  | PUMPINFUSIONSYRINGE-Smiths Medical-Medfusion 4000 | [6 empty] | Verified as Rental |  |  | MHHS-TMC
NO | YES |  |  |  | JYA862 |  | SMITHS MEDICAL | 4000-0101-51 |  |  | Rental | MHHS-TMC |  |  |  | JYA862 |  | TMC |  | Rental | [7 empty] | PUMPINFUSIONSYRINGE-Smiths Medical-Medfusion 4000 |  | MEDFUSION 4000 SYRINGE PUMP |  |  | PUMPINFUSIONSYRINGE-Smiths Medical-Medfusion 4000 | [6 empty] | Verified as Rental |  |  | MHHS-TMC
NO | YES |  |  |  | JYA863 |  | SMITHS MEDICAL | 4000-0101-51 |  |  | Rental | MHHS-TMC |  |  |  | JYA863 |  | TMC |  | Rental | [7 empty] | PUMPINFUSIONSYRINGE-Smiths Medical-Medfusion 4000 |  | MEDFUSION 4000 SYRINGE PUMP |  |  | PUMPINFUSIONSYRINGE-Smiths Medical-Medfusion 4000 | [6 empty] | Verified as Rental |  |  | MHHS-TMC
NO | YES |  |  |  | JYA864 |  | SMITHS MEDICAL | 4000-0101-51 |  |  | Rental | MHHS-TMC |  |  |  | JYA864 |  | TMC |  | Rental | [7 empty] | PUMPINFUSIONSYRINGE-Smiths Medical-Medfusion 4000 |  | MEDFUSION 4000 SYRINGE PUMP |  |  | PUMPINFUSIONSYRINGE-Smiths Medical-Medfusion 4000 | [6 empty] | Verified as Rental |  |  | MHHS-TMC
NO | YES |  |  |  | JYA868 |  | SMITHS MEDICAL | 4000-0101-51 |  |  | Rental | MHHS-TMC |  |  |  | JYA868 |  | TMC |  | Rental | [7 empty] | PUMPINFUSIONSYRINGE-Smiths Medical-Medfusion 4000 |  | MEDFUSION 4000 SYRINGE PUMP |  |  | PUMPINFUSIONSYRINGE-Smiths Medical-Medfusion 4000 | [6 empty] | Verified as Rental |  |  | MHHS-TMC
NO | YES |  |  |  | JYA869 |  | SMITHS MEDICAL | 4000-0101-51 |  |  | Rental | MHHS-TMC |  |  |  | JYA869 |  | TMC |  | Rental | [7 empty] | PUMPINFUSIONSYRINGE-Smiths Medical-Medfusion 4000 |  | MEDFUSION 4000 SYRINGE PUMP |  |  | PUMPINFUSIONSYRINGE-Smiths Medical-Medfusion 4000 | [6 empty] | Verified as Rental |  |  | MHHS-TMC
NO | YES |  |  |  | JYA870 |  | SMITHS MEDICAL | 4000-0101-51 |  |  | Rental | MHHS-TMC |  |  |  | JYA870 |  | TMC |  | Rental | [7 empty] | PUMPINFUSIONSYRINGE-Smiths Medical-Medfusion 4000 |  | MEDFUSION 4000 SYRINGE PUMP |  |  | PUMPINFUSIONSYRINGE-Smiths Medical-Medfusion 4000 | [6 empty] | Verified as Rental |  |  | MHHS-TMC
NO | YES |  |  |  | JYA871 |  | SMITHS MEDICAL | 4000-0101-51 |  |  | Rental | MHHS-TMC |  |  |  | JYA871 |  | TMC |  | Rental | [7 empty] | PUMPINFUSIONSYRINGE-Smiths Medical-Medfusion 4000 |  | MEDFUSION 4000 SYRINGE PUMP |  |  | PUMPINFUSIONSYRINGE-Smiths Medical-Medfusion 4000 | [6 empty] | Verified as Rental |  |  | MHHS-TMC
NO | YES |  |  |  | JYA872 |  | SMITHS MEDICAL | 4000-0101-51 |  |  | Rental | MHHS-TMC |  |  |  | JYA872 |  | TMC |  | Rental | [7 empty] | PUMPINFUSIONSYRINGE-Smiths Medical-Medfusion 4000 |  | MEDFUSION 4000 SYRINGE PUMP |  |  | PUMPINFUSIONSYRINGE-Smiths Medical-Medfusion 4000 | [6 empty] | Verified as Rental |  |  | MHHS-TMC
NO | YES |  |  |  | JYA875 |  | SMITHS MEDICAL | 4000-0101-51 |  |  | Rental | MHHS-TMC |  |  |  | JYA875 |  | TMC |  | Rental | [7 empty] | PUMPINFUSIONSYRINGE-Smiths Medical-Medfusion 4000 |  | MEDFUSION 4000 SYRINGE PUMP |  |  | PUMPINFUSIONSYRINGE-Smiths Medical-Medfusion 4000 | [6 empty] | Verified as Rental |  |  | MHHS-TMC
NO | YES |  |  |  | JYA881 |  | SMITHS MEDICAL | 4000-0101-51 |  |  | Rental | MHHS-TMC |  |  |  | JYA881 |  | TMC |  | Rental | [7 empty] | PUMPINFUSIONSYRINGE-Smiths Medical-Medfusion 4000 |  | MEDFUSION 4000 SYRINGE PUMP |  |  | PUMPINFUSIONSYRINGE-Smiths Medical-Medfusion 4000 | [6 empty] | Verified as Rental |  |  | MHHS-TMC
NO | YES |  |  |  | JYA883 |  | SMITHS MEDICAL | 4000-0101-51 |  |  | Rental | MHHS-TMC |  |  |  | JYA883 |  | TMC |  | Rental | [7 empty] | PUMPINFUSIONSYRINGE-Smiths Medical-Medfusion 4000 |  | MEDFUSION 4000 SYRINGE PUMP |  |  | PUMPINFUSIONSYRINGE-Smiths Medical-Medfusion 4000 | [6 empty] | Verified as Rental |  |  | MHHS-TMC
NO | YES |  |  |  | JYA900 |  | SMITHS MEDICAL | 4000-0101-51 |  |  | Rental | MHHS-TMC |  |  |  | JYA900 |  | TMC |  | Rental | [7 empty] | PUMPINFUSIONSYRINGE-Smiths Medical-Medfusion 4000 |  | MEDFUSION 4000 SYRINGE PUMP |  |  | PUMPINFUSIONSYRINGE-Smiths Medical-Medfusion 4000 | [6 empty] | Verified as Rental |  |  | MHHS-TMC
NO | YES |  |  |  | JYA938 |  | SMITHS MEDICAL | 4000-0101-51 |  |  | Rental | MHHS-TMC |  |  |  | JYA938 |  | TMC |  | Rental | [7 empty] | PUMPINFUSIONSYRINGE-Smiths Medical-Medfusion 4000 |  | MEDFUSION 4000 SYRINGE PUMP |  |  | PUMPINFUSIONSYRINGE-Smiths Medical-Medfusion 4000 | [6 empty] | Verified as Rental |  |  | MHHS-TMC
NO | YES |  |  |  | JYA943 |  | SMITHS MEDICAL | 4000-0101-51 |  |  | Rental | MHHS-TMC |  |  |  | JYA943 |  | TMC |  | Rental | [7 empty] | PUMPINFUSIONSYRINGE-Smiths Medical-Medfusion 4000 |  | MEDFUSION 4000 SYRINGE PUMP |  |  | PUMPINFUSIONSYRINGE-Smiths Medical-Medfusion 4000 | [6 empty] | Verified as Rental |  |  | MHHS-TMC
NO | YES |  |  |  | JYA962 |  | SMITHS MEDICAL | 4000-0101-51 |  |  | Rental | MHHS-TMC |  |  |  | JYA962 |  | TMC |  | Rental | [7 empty] | PUMPINFUSIONSYRINGE-Smiths Medical-Medfusion 4000 |  | MEDFUSION 4000 SYRINGE PUMP |  |  | PUMPINFUSIONSYRINGE-Smiths Medical-Medfusion 4000 | [6 empty] | Verified as Rental |  |  | MHHS-TMC
NO | YES |  |  |  | JYA963 |  | SMITHS MEDICAL | 4000-0101-51 |  |  | Rental | MHHS-TMC |  |  |  | JYA963 |  | TMC |  | Rental | [7 empty] | PUMPINFUSIONSYRINGE-Smiths Medical-Medfusion 4000 |  | MEDFUSION 4000 SYRINGE PUMP |  |  | PUMPINFUSIONSYRINGE-Smiths Medical-Medfusion 4000 | [6 empty] | Verified as Rental |  |  | MHHS-TMC
NO | NO |  |  |  | 069-24140 |  | Smiths Medical |  |  | AK06020014 | TMC - RESPIRATORY - ADULT | MHHS-TMC |  | Monitor, End Tidal CO2 |  | 069-24140 |  | TMC |  | TMC - RESPIRATORY - ADULT | [5 empty] | MONITORS, BEDSIDE, RESPIRATION, CARBON DIOXIDE/OXY |  | MONITORENDTIDALCO2-Smiths Medical-8400 | MONITORENDTIDALCO2 |  |  |  |  | Smiths Medical | Monitor, End Tidal CO2 |  | MONITORENDTIDALCO2-Smiths Medical-8400 |  |  |  |  | Not Covered Vendor Only - Lab Ana/Anes | MHHS-TMC
NO | NO |  |  |  | 241-04613 |  | Smiths Medical |  |  |  | TIRR - RESPIRATORY | MHHS-TIRR |  |  |  | 241-04613 |  | TMC |  | TIRR - RESPIRATORY | [5 empty] | MONITORS, BEDSIDE, RESPIRATION, EXHALED CARBON DIO |  | .needs class |  |  |  |  | .needs class | Smiths Medical | [7 empty] | Not Covered Vendor Only - Biomedical | MHHS-TIRR
NO | YES |  |  |  | 129-06064 | 129-06064 I | Smiths Medical |  |  |  | Sugar Land-Sleep Disorder Center | MHHS-Sugarland |  | Monitor, End Tidal CO2 |  | 129-06064 | 129-06064 I | Sugar Land | MHHS-Sugarland | Sugar Land-Sleep Disorder Center | Sleep Disorder Clinic | 12/1/19 |  |  |  | MONITORS, BEDSIDE, RESPIRATION, EXHALED CARBON DIO | Monitor, End Tidal CO2 | MONITORENDTIDALCO2-Smiths Medical-9004 | MONITORENDTIDALCO2 |  |  |  |  | Smiths Medical | Monitor, End Tidal CO2 |  | MONITORENDTIDALCO2-Smiths Medical-9004 |  |  |  | METC-A | Covered PM Repair - Biomedical | MHHS-Sugarland | [7 empty] | Monitor, End Tidal CO2 | MONITORENDTIDALCO2 | Monitor, End Tidal CO2 | Smiths Medical
NO | YES |  |  |  | 013-16003 | 013-16003 | Smiths Medical | BCI 3301 |  |  | CBC - (SW) - SHARPSTOWN HIGH SCHOOL CLINIC | MHHS-Neighborhood Clinics |  | Oximeter, Pulse |  | 013-16003 | 013-16003 | Southwest |  | CBC - (SW) - SHARPSTOWN HIGH SCHOOL CLINIC |  | 08/03/2018 |  |  |  | OXIMETERS, PULSE |  | OXIMETERPULSE-Smiths Medical-BCI 3301 | OXIMETERPULSE | BCI 3301 |  |  |  | Smiths Medical | Oximeter, Pulse |  | OXIMETERPULSE-Smiths Medical-BCI 3301 |  | 12/01/2020 |  |  | Not Covered Vendor Only - Biomedical | MHHS-Neighborhood Clinics
NO | NO |  |  |  | 069-41875 |  | Smiths Medical | BCI 3301 |  |  | MH MG - (TMC) - FANNIN PEDIATRICS (STE 2110) | MHHS-MG |  | Oximeter, Pulse |  | 069-41875 |  | TMC |  | MH MG - (TMC) - FANNIN PEDIATRICS (STE 2110) | [5 empty] | OXIMETERS, PULSE |  | OXIMETERPULSE-Smiths Medical-BCI 3301 | OXIMETERPULSE | BCI 3301 |  |  |  | Smiths Medical | Oximeter, Pulse |  | OXIMETERPULSE-Smiths Medical-BCI 3301 |  |  |  |  | Not Covered Vendor Only - Biomedical | MHHS-MG
NO | NO |  |  |  | 069-37104 |  | Smiths Medical | CADD-LEGACY PLUS 6500 |  |  | TMC - PLAZA - CANCER CENTER (STE 2900) | MHHS-TMC |  | Pump, Infusion |  | 069-37104 |  | TMC |  | TMC - PLAZA - CANCER CENTER (STE 2900) | [5 empty] | INFUSION PUMPS, PCA |  | PUMPINFUSION-Smiths Medical-CADD-Legacy PLUS 6500 | PUMPINFUSION | CADD-Legacy PLUS 6500 |  |  |  | Smiths Medical | Pump, Infusion |  | PUMPINFUSION-Smiths Medical-CADD-Legacy PLUS 6500 |  |  |  |  | Not Covered Vendor Only - Biomedical | MHHS-TMC
NO | NO |  |  |  | 069-37118 |  | Smiths Medical | CADD-LEGACY PLUS 6500 |  |  | TMC - PLAZA - CANCER CENTER (STE 2900) | MHHS-TMC |  | Pump, Infusion |  | 069-37118 |  | TMC |  | TMC - PLAZA - CANCER CENTER (STE 2900) | [5 empty] | INFUSION PUMPS, PCA |  | PUMPINFUSION-Smiths Medical-CADD-Legacy PLUS 6500 | PUMPINFUSION | CADD-Legacy PLUS 6500 |  |  |  | Smiths Medical | Pump, Infusion |  | PUMPINFUSION-Smiths Medical-CADD-Legacy PLUS 6500 |  |  |  |  | Not Covered Vendor Only - Biomedical | MHHS-TMC
NO | NO |  |  |  | 069-37129 |  | Smiths Medical | CADD-LEGACY PLUS 6500 |  |  | TMC - PLAZA - CANCER CENTER (STE 2900) | MHHS-TMC |  | Pump, Infusion |  | 069-37129 |  | TMC |  | TMC - PLAZA - CANCER CENTER (STE 2900) | [5 empty] | INFUSION PUMPS, PCA |  | PUMPINFUSION-Smiths Medical-CADD-Legacy PLUS 6500 | PUMPINFUSION | CADD-Legacy PLUS 6500 |  |  |  | Smiths Medical | Pump, Infusion |  | PUMPINFUSION-Smiths Medical-CADD-Legacy PLUS 6500 |  |  |  |  | Not Covered Vendor Only - Biomedical | MHHS-TMC
NO | NO |  |  |  | 069-40154 |  | Smiths Medical | CADD-LEGACY PLUS 6500 |  |  | TMC - PLAZA - CANCER CENTER (STE 2900) | MHHS-TMC |  | Pump, Infusion |  | 069-40154 |  | TMC |  | TMC - PLAZA - CANCER CENTER (STE 2900) | [5 empty] | INFUSION PUMPS, PCA |  | PUMPINFUSION-Smiths Medical-CADD-Legacy PLUS 6500 | PUMPINFUSION | CADD-Legacy PLUS 6500 |  |  |  | Smiths Medical | Pump, Infusion |  | PUMPINFUSION-Smiths Medical-CADD-Legacy PLUS 6500 |  |  |  |  | Not Covered Vendor Only - Biomedical | MHHS-TMC
NO | NO |  |  |  | 069-40828 |  | Smiths Medical | CADD-LEGACY PLUS 6500 |  |  | TMC - PLAZA - CANCER CENTER (STE 2900) | MHHS-TMC |  | Pump, Infusion |  | 069-40828 |  | TMC |  | TMC - PLAZA - CANCER CENTER (STE 2900) | [5 empty] | INFUSION PUMPS, PCA |  | PUMPINFUSION-Smiths Medical-CADD-Legacy PLUS 6500 | PUMPINFUSION | CADD-Legacy PLUS 6500 |  |  |  | Smiths Medical | Pump, Infusion |  | PUMPINFUSION-Smiths Medical-CADD-Legacy PLUS 6500 |  |  |  |  | Not Covered Vendor Only - Biomedical | MHHS-TMC
NO | NO | [5 empty] | Smiths Medical | CADD-LEGACY PLUS 6500 |  |  | TMC - PLAZA - CANCER CENTER (STE 2900) | MHHS-TMC |  | Pump, Infusion |  |  |  | TMC |  | TMC - PLAZA - CANCER CENTER (STE 2900) | [5 empty] | INFUSION PUMPS, PCA |  | PUMPINFUSION-Smiths Medical-CADD-Legacy PLUS 6500 | PUMPINFUSION | CADD-Legacy PLUS 6500 |  |  |  | Smiths Medical | Pump, Infusion |  | PUMPINFUSION-Smiths Medical-CADD-Legacy PLUS 6500 |  |  |  |  | Not Covered Vendor Only - Biomedical | MHHS-TMC
NO | NO | [5 empty] | Smiths Medical | CADD-LEGACY PLUS 6500 |  |  | TMC - PLAZA - CANCER CENTER (STE 2900) | MHHS-TMC |  | Pump, Infusion |  |  |  | TMC |  | TMC - PLAZA - CANCER CENTER (STE 2900) | [5 empty] | INFUSION PUMPS, PCA |  | PUMPINFUSION-Smiths Medical-CADD-Legacy PLUS 6500 | PUMPINFUSION | CADD-Legacy PLUS 6500 |  |  |  | Smiths Medical | Pump, Infusion |  | PUMPINFUSION-Smiths Medical-CADD-Legacy PLUS 6500 |  |  |  |  | Not Covered Vendor Only - Biomedical | MHHS-TMC
NO | NO | [5 empty] | Smiths Medical | CADD-LEGACY PLUS 6500 |  |  | TMC - PLAZA - CANCER CENTER (STE 2900) | MHHS-TMC |  | Pump, Infusion |  |  |  | TMC |  | TMC - PLAZA - CANCER CENTER (STE 2900) | [5 empty] | INFUSION PUMPS, PCA |  | PUMPINFUSION-Smiths Medical-CADD-Legacy PLUS 6500 | PUMPINFUSION | CADD-Legacy PLUS 6500 |  |  |  | Smiths Medical | Pump, Infusion |  | PUMPINFUSION-Smiths Medical-CADD-Legacy PLUS 6500 |  |  |  |  | Not Covered Vendor Only - Biomedical | MHHS-TMC
NO | NO | [5 empty] | Smiths Medical | CADD-LEGACY PLUS 6500 |  |  | TMC - PLAZA - CANCER CENTER (STE 2900) | MHHS-TMC |  | Pump, Infusion |  |  |  | TMC |  | TMC - PLAZA - CANCER CENTER (STE 2900) | [5 empty] | INFUSION PUMPS, PCA |  | PUMPINFUSION-Smiths Medical-CADD-Legacy PLUS 6500 | PUMPINFUSION | CADD-Legacy PLUS 6500 |  |  |  | Smiths Medical | Pump, Infusion |  | PUMPINFUSION-Smiths Medical-CADD-Legacy PLUS 6500 |  |  |  |  | Not Covered Vendor Only - Biomedical | MHHS-TMC
NO | NO | [5 empty] | Smiths Medical | CADD-LEGACY PLUS 6500 |  |  | TMC - PLAZA - CANCER CENTER (STE 2900) | MHHS-TMC |  | Pump, Infusion |  |  |  | TMC |  | TMC - PLAZA - CANCER CENTER (STE 2900) | [5 empty] | INFUSION PUMPS, PCA |  | PUMPINFUSION-Smiths Medical-CADD-Legacy PLUS 6500 | PUMPINFUSION | CADD-Legacy PLUS 6500 |  |  |  | Smiths Medical | Pump, Infusion |  | PUMPINFUSION-Smiths Medical-CADD-Legacy PLUS 6500 |  |  |  |  | Not Covered Vendor Only - Biomedical | MHHS-TMC
NO | NO | [5 empty] | Smiths Medical | CADD-LEGACY PLUS 6500 |  |  | TMC - PLAZA - CANCER CENTER (STE 2900) | MHHS-TMC |  | Pump, Infusion |  |  |  | TMC |  | TMC - PLAZA - CANCER CENTER (STE 2900) | [5 empty] | INFUSION PUMPS, PCA |  | PUMPINFUSION-Smiths Medical-CADD-Legacy PLUS 6500 | PUMPINFUSION | CADD-Legacy PLUS 6500 |  |  |  | Smiths Medical | Pump, Infusion |  | PUMPINFUSION-Smiths Medical-CADD-Legacy PLUS 6500 |  |  |  |  | Not Covered Vendor Only - Resp/Ster | MHHS-TMC
NO | NO | [5 empty] | Smiths Medical | CADD-LEGACY PLUS 6500 |  |  | TMC - PLAZA - CANCER CENTER (STE 2900) | MHHS-TMC |  | Pump, Infusion |  |  |  | TMC |  | TMC - PLAZA - CANCER CENTER (STE 2900) | [5 empty] | INFUSION PUMPS, PCA |  | PUMPINFUSION-Smiths Medical-CADD-Legacy PLUS 6500 | PUMPINFUSION | CADD-Legacy PLUS 6500 |  |  |  | Smiths Medical | Pump, Infusion |  | PUMPINFUSION-Smiths Medical-CADD-Legacy PLUS 6500 |  |  |  |  | Not Covered Vendor Only - Resp/Ster | MHHS-TMC
NO | YES |  |  |  | 009-09624 | 009-09624 | Smiths Medical | CAPNOCHECK PLUS |  |  | GH-Sleep Lab | MHHS-Greater Heights |  |  |  | 009-09624 | 009-09624 | Central | MHHS-Greater Heights | GH-Sleep Lab | Observation 1 | 11/1/19 | 11/1/20 |  |  | MONITORS, BEDSIDE, RESPIRATION, EXHALED CARBON DIO |  | .needs class | [5 empty] | Smiths Medical |  |  |  |  | 11/1/20 |  |  | Not Covered Vendor Only - Biomedical | MHHS-Greater Heights
NO | YES | [5 empty] | Smiths Medical | CAPNOCHECK PLUS |  |  | SW-Preop | MHHS-Southwest | [5 empty] | Southwest | MHHS-Southwest | SW-Preop | Hallway | 2/1/20 |  | 2/1/21 |  | MONITORS, BEDSIDE, RESPIRATION, EXHALED CARBON DIO |  | .needs class | [5 empty] | Smiths Medical |  |  |  |  | 11/1/20 |  |  | Not Covered Vendor Only - Biomedical | MHHS-Southwest
NO | YES | Serial Number 4015312 |  |  |  |  | Smiths Medical | CAPNOCHECK PLUS |  |  | SW-Preop | MHHS-Southwest | [5 empty] | Southwest | MHHS-Southwest | SW-Preop | Hallway | 1/1/20 |  | 1/1/21 |  | MONITORS, BEDSIDE, RESPIRATION, EXHALED CARBON DIO |  | .needs class | [5 empty] | Smiths Medical |  |  |  |  | 11/1/20 |  |  | Not Covered Vendor Only - Biomedical | MHHS-Southwest
NO | YES |  |  |  |  | 013-19241 | Smiths Medical | CAPNOCHECK PLUS |  |  | SW-Endoscopy | MHHS-Southwest |  |  |  |  | 013-19241 | Memorial Hermann Hospital - Southwest | MHHS-Southwest | SW-Endoscopy | Endoscopy - GI Lab | 5/1/19 |  |  |  | MONITORS, BEDSIDE, RESPIRATION, EXHALED CARBON DIO |  | .needs class | [5 empty] | Smiths Medical |  |  |  |  | 11/1/20 |  |  | Not Covered Vendor Only - Biomedical | MHHS-Southwest
NO | NO | [5 empty] | Smiths Medical | CAPNOCHECK PLUS |  |  | SW - ENDOSCOPY | MHHS-Southwest | [5 empty] | Southwest |  | SW - ENDOSCOPY | [5 empty] | MONITORS, BEDSIDE, RESPIRATION, EXHALED CARBON DIO |  | .needs class | [5 empty] | Smiths Medical | [7 empty] | Not Covered Vendor Only - Biomedical | MHHS-Southwest
NO | NO | [5 empty] | Smiths Medical | CAPNOCHECK PLUS |  |  | SW - ENDOSCOPY | MHHS-Southwest | [5 empty] | Southwest |  | SW - ENDOSCOPY | [5 empty] | MONITORS, BEDSIDE, RESPIRATION, EXHALED CARBON DIO |  | .needs class | [5 empty] | Smiths Medical | [7 empty] | Not Covered Vendor Only - Biomedical | MHHS-Southwest
NO | YES |  |  |  | 129-07350 | 129-07350 | Smiths Medical | CAPNOCHECK SLEEP |  | AL08100043 | SUGAR LAND - SLEEP DISORDER CENTER | MHHS-Sugarland |  |  |  | 129-07350 | 129-07350 | Sugar Land |  | SUGAR LAND - SLEEP DISORDER CENTER |  | 12/1/19 | 12/1/20 |  |  | MONITORS, BEDSIDE, RESPIRATION, CARBON DIOXIDE/OXY |  | .needs class | [5 empty] | Smiths Medical |  |  |  |  | 11/1/20 |  |  | Not Covered Vendor Only - Biomedical | MHHS-Sugarland
NO | YES | [5 empty] | Smiths Medical | DIGIT |  |  | CBC - (GH) - HOGG MIDDLE SCHOOL CLINIC | MHHS-Neighborhood Clinics |  | Oximeter, Pulse |  |  |  | Central & Greater Heights |  | CBC - (GH) - HOGG MIDDLE SCHOOL CLINIC |  | 08/29/2018 |  |  |  | OXIMETERS, PULSE |  | OXIMETERPULSE-Smiths Medical-Digit | OXIMETERPULSE | Digit |  |  |  | Smiths Medical | Oximeter, Pulse |  | OXIMETERPULSE-Smiths Medical-Digit |  | 12/01/2019 |  |  | Covered PM Repair - Biomedical | MHHS-Neighborhood Clinics
NO | YES |  |  |  | 069-43989 | 069-43989 | Smiths Medical | HL-390 |  |  | Memorial Hermann- Texas Medical Center-OR-PACU nurse station | MHHS-TMC |  | Warmer, Blood/Fluid |  | 069-43989 | 069-43989 | TMC | TMC | Memorial Hermann- Texas Medical Center-OR-PACU nurse station | Hall way | 10/1/19 |  | 10/1/20 |  | WARMING UNITS, BLOOD/INTRAVENOUS SOLUTION | Warmer, Blood/Fluid | WARMERBLOODFLUID-Smiths Medical-HL-390 | WARMERBLOODFLUID | HL-390 |  |  |  | Smiths Medical | Warmer, Blood/Fluid |  | WARMERBLOODFLUID-Smiths Medical-HL-390 |  | 2/26/24 |  | WBF-SA | Covered PM Repair - Radiology, Low End | MHHS-TMC | [7 empty] | Warmer, Blood/Fluid | WARMERBLOODFLUID | Warmer, Blood/Fluid | Smiths Medical
NO | YES |  |  |  | 069-46594 | 069-46594 | Smiths Medical | HL-390 |  | S101E00120 | TMC-OR-Hermann (2Hp) | MHHS-TMC |  | Warmer, Blood/Fluid |  | 069-46594 | 069-46594 | TMC | MHHS-TMC | TMC-OR-Hermann (2Hp) | Or 6 or206 | 10/1/19 |  | 4/1/20 |  | WARMING UNITS, BLOOD/INTRAVENOUS SOLUTION | Warmer, Blood/Fluid | WARMERBLOODFLUID-Smiths Medical-HL-390 | WARMERBLOODFLUID | HL-390 |  |  |  | Smiths Medical | Warmer, Blood/Fluid |  | WARMERBLOODFLUID-Smiths Medical-HL-390 |  | 7/3/20 |  | WBF-SA | Not Covered Vendor Only - Biomedical | MHHS-TMC | [7 empty] | Warmer, Blood/Fluid | WARMERBLOODFLUID | Warmer, Blood/Fluid | Smiths Medical
NO | YES | Asset Tag 069-46798 |  |  | 069-46798 | 069-46798 | Smiths Medical | HL-390 |  |  | Childrens or robertson building | MHHS-TMC |  | Warmer, Blood/Fluid |  | 069-46798 | 069-46798 | TMC | Memorial Hermann-Texas Medical Center | Childrens or robertson building | Or 59 | 10/1/19 |  | 4/1/20 |  | WARMING UNITS, BLOOD/INTRAVENOUS SOLUTION | Warmer, Blood/Fluid | WARMERBLOODFLUID-Smiths Medical-HL-390 | WARMERBLOODFLUID | HL-390 |  |  |  | Smiths Medical | Warmer, Blood/Fluid |  | WARMERBLOODFLUID-Smiths Medical-HL-390 |  | 11/1/18 |  | WBF-SA | Not Covered Vendor Only - Biomedical | MHHS-TMC | [7 empty] | Warmer, Blood/Fluid | WARMERBLOODFLUID | Warmer, Blood/Fluid | Smiths Medical
NO | NO |  |  |  | 069-46593 |  | Smiths Medical | HL-390 |  |  | TMC - MHTMC - CENTRAL SUPPLY | MHHS-TMC |  | Warmer, Blood/Fluid |  | 069-46593 |  | TMC |  | TMC - MHTMC - CENTRAL SUPPLY | [5 empty] | WARMING UNITS, BLOOD/INTRAVENOUS SOLUTION |  | WARMERBLOODFLUID-Smiths Medical-HL-390 | WARMERBLOODFLUID | HL-390 |  |  |  | Smiths Medical | Warmer, Blood/Fluid |  | WARMERBLOODFLUID-Smiths Medical-HL-390 |  |  |  |  | Not Covered Vendor Only - Biomedical | MHHS-TMC
NO | YES |  |  |  |  | 069-37764 | Smiths Medical | HOTLINE |  | S10003323 | TMC-MHTMC-Central Supply | [5 empty] | 069-37764 | TMC | MHHS-TMC | TMC-MHTMC-Central Supply | Central Supply | 9/1/18 |  | 3/1/20
NO | YES |  |  |  | 069-27416 | 069-27416 | Smiths Medical | HOTLINE 3 |  | S101A02668 | TMC-Radiology-Jones Pavilion | MHHS-TMC |  |  |  | 069-27416 | 069-27416 | TMC | MHHS-TMC | TMC-Radiology-Jones Pavilion | J2.313 |  |  |  |  | WARMING UNITS, BLOOD/INTRAVENOUS SOLUTION |  | WARMERBLOODFLUID-Smiths Medical-Hotline 3 HL390 |  |  |  |  | WARMERBLOODFLUID-Smiths Medical-Hotline 3 HL390 | Smiths Medical |  |  |  |  | 9/22/17 |  |  | Covered PM Repair - Biomedical | MHHS-TMC
NO | YES |  |  |  | 069-37516 | 069-37516 | Smiths Medical | HOTLINE 3 |  | S101A02673 | TMC-OR-Robertson (2R) | MHHS-TMC |  |  |  | 069-37516 | 069-37516 | TMC | MHHS-TMC | TMC-OR-Robertson (2R) | OR 38 | 10/1/19 |  |  |  | WARMING UNITS, BLOOD/INTRAVENOUS SOLUTION |  | WARMERBLOODFLUID-Smiths Medical-Hotline 3 HL390 |  |  |  |  | WARMERBLOODFLUID-Smiths Medical-Hotline 3 HL390 | Smiths Medical |  |  |  |  | 9/22/17 |  |  | Covered PM Repair - Biomedical | MHHS-TMC
NO | YES |  |  |  | 077-08258 | 077-08258 | Smiths Medical | HOTLINE 3 |  | S101E01215 | TMC-MHTMC-Central Supply | MHHS-TMC |  |  |  | 077-08258 | 077-08258 | TMC | MHHS-TMC | TMC-MHTMC-Central Supply | Central Supply | 9/1/19 |  | 3/1/20 |  | WARMING UNITS, BLOOD/INTRAVENOUS SOLUTION |  | WARMERBLOODFLUID-Smiths Medical-Hotline 3 HL390 |  |  |  |  | WARMERBLOODFLUID-Smiths Medical-Hotline 3 HL390 | Smiths Medical |  |  |  |  | 9/22/17 |  |  | Covered PM Repair - Biomedical | MHHS-TMC
NO | YES |  |  |  | 077-08259 | 077-08259 | Smiths Medical | HOTLINE 3 |  | S101E0115V | TMC-Children's-NICU (7Hp) | MHHS-TMC |  |  |  | 077-08259 | 077-08259 | TMC | MHHS-TMC | TMC-Children's-NICU (7Hp) |  | 9/19/19 |  |  |  | WARMING UNITS, BLOOD/INTRAVENOUS SOLUTION |  | WARMERBLOODFLUID-Smiths Medical-Hotline 3 HL390 |  |  |  |  | WARMERBLOODFLUID-Smiths Medical-Hotline 3 HL390 | Smiths Medical |  |  |  |  | 1/1/13 | Verified 3/30/2020 4:07pm (Central) |  | Covered PM Repair - Biomedical | MHHS-TMC
NO | YES |  |  |  | 077-08260 | 077-08260 | Smiths Medical | HOTLINE 3 |  | S101E01214 | TMC-Children's-NICU (7Hp) | MHHS-TMC |  |  |  | 077-08260 | 077-08260 | TMC | MHHS-TMC | TMC-Children's-NICU (7Hp) |  | 9/25/19 |  |  |  | WARMING UNITS, BLOOD/INTRAVENOUS SOLUTION |  | WARMERBLOODFLUID-Smiths Medical-Hotline 3 HL390 |  |  |  |  | WARMERBLOODFLUID-Smiths Medical-Hotline 3 HL390 | Smiths Medical |  |  |  |  | 1/31/20 | Verified 3/30/2020 4:07pm (Central) |  | Not Covered Vendor Only - Biomedical | MHHS-TMC
NO | YES | Asset Tag 077-08261 |  |  | 077-08261 | 077-08261 | Smiths Medical | HOTLINE 3 |  | S101E01217 | TMC-Children's-NICU (7Hp) | MHHS-TMC |  |  |  | 077-08261 | 077-08261 | TMC | MHHS-TMC | TMC-Children's-NICU (7Hp) |  | 3/26/19 |  |  |  | WARMING UNITS, BLOOD/INTRAVENOUS SOLUTION | Warmer, Blood/Fluid | WARMERBLOODFLUID-Smiths Medical-Hotline 3 HL390 |  |  |  |  | WARMERBLOODFLUID-Smiths Medical-Hotline 3 HL390 | Smiths Medical |  |  |  |  | 1/31/20 | Finished from Script 3/27/2020 12:11:52pm (Central) | WBF-SA | Not Covered Vendor Only - Biomedical | MHHS-TMC | [8 empty] | WARMERBLOODFLUID | Warmer, Blood/Fluid | Smiths Medical
NO | YES |  |  |  | 069-44371 | 069-44371 | Smiths Medical | HOTLINE 3 |  |  | TMC-MHTMC-Central Supply | MHHS-TMC |  |  |  | 069-44371 | 069-44371 | TMC | MHHS-TMC | TMC-MHTMC-Central Supply |  | 9/17/19 |  |  |  | WARMING UNITS, BLOOD/INTRAVENOUS SOLUTION |  | WARMERBLOODFLUID-Smiths Medical-Hotline 3 HL390 |  |  |  |  | WARMERBLOODFLUID-Smiths Medical-Hotline 3 HL390 | Smiths Medical |  |  |  |  | 1/31/20 | Verified 3/30/2020 4:07pm (Central) |  | Not Covered Vendor Only - Biomedical | MHHS-TMC
NO | YES |  |  |  | 069-44373 | 069-44373 | Smiths Medical | HOTLINE 3 |  |  | TMC-OR-Anesthesia (2Hp) | MHHS-TMC |  |  |  | 069-44373 | 069-44373 | TMC | MHHS-TMC | TMC-OR-Anesthesia (2Hp) | TMC - OR - ANESTHESIA (2HP) | 9/1/18 |  | 3/1/20 |  | WARMING UNITS, BLOOD/INTRAVENOUS SOLUTION |  | WARMERBLOODFLUID-Smiths Medical-Hotline 3 HL390 |  |  |  |  | WARMERBLOODFLUID-Smiths Medical-Hotline 3 HL390 | Smiths Medical |  |  |  |  | 1/31/20 |  |  | Not Covered Vendor Only - Biomedical | MHHS-TMC
NO | YES |  |  |  | 069-45729 | 069-45729 | Smiths Medical | HOTLINE 3 |  |  | TMC-Cath Lab-Adult (2Hvi) | MHHS-TMC |  |  |  | 069-45729 | 069-45729 | TMC | MHHS-TMC | TMC-Cath Lab-Adult (2Hvi) | OR6 | 4/1/19 |  | 10/1/19 |  | WARMING UNITS, BLOOD/INTRAVENOUS SOLUTION | Warmer, Blood/Fluid | WARMERBLOODFLUID-Smiths Medical-Hotline 3 HL390 |  |  |  |  | WARMERBLOODFLUID-Smiths Medical-Hotline 3 HL390 | Smiths Medical |  |  |  |  | 1/31/20 |  | WBF-SA | Not Covered Vendor Only - Biomedical | MHHS-TMC | [8 empty] | WARMERBLOODFLUID | Warmer, Blood/Fluid | Smiths Medical
NO | YES |  |  |  | 069-46177 | 069-46177 | Smiths Medical | HOTLINE 3 |  |  | TMC-OR-Robertson (2R) | MHHS-TMC |  |  |  | 069-46177 | 069-46177 | TMC | MHHS-TMC | TMC-OR-Robertson (2R) | Room 39 | 10/1/19 |  | 4/1/20 |  | WARMING UNITS, BLOOD/INTRAVENOUS SOLUTION |  | WARMERBLOODFLUID-Smiths Medical-Hotline 3 HL390 |  |  |  |  | WARMERBLOODFLUID-Smiths Medical-Hotline 3 HL390 | Smiths Medical |  |  |  |  | 1/31/20 |  |  | Not Covered Vendor Only - Biomedical | MHHS-TMC
NO | YES |  |  |  | 069-46178 | 069-46178 | Smiths Medical | HOTLINE 3 |  |  | TMC-Sarofim 3-OR | MHHS-TMC |  |  |  | 069-46178 | 069-46178 | TMC | MHHS-TMC | TMC-Sarofim 3-OR | TMC - SAROFIM 3 - OR | 10/1/19 |  | 4/1/20 |  | WARMING UNITS, BLOOD/INTRAVENOUS SOLUTION |  | WARMERBLOODFLUID-Smiths Medical-Hotline 3 HL390 |  |  |  |  | WARMERBLOODFLUID-Smiths Medical-Hotline 3 HL390 | Smiths Medical |  |  |  |  | 1/31/20 |  |  | Not Covered Vendor Only - Biomedical | MHHS-TMC
NO | YES |  |  |  | 069-46185 | 069-46185 | Smiths Medical | HOTLINE 3 |  |  | TMC-MHTMC-Central Supply | MHHS-TMC |  |  |  | 069-46185 | 069-46185 | TMC | MHHS-TMC | TMC-MHTMC-Central Supply | S2 OR 1 | 10/1/19 |  | 4/1/20 |  | WARMING UNITS, BLOOD/INTRAVENOUS SOLUTION |  | WARMERBLOODFLUID-Smiths Medical-Hotline 3 HL390 |  |  |  |  | WARMERBLOODFLUID-Smiths Medical-Hotline 3 HL390 | Smiths Medical |  |  |  |  | 1/31/20 |  |  | Not Covered Vendor Only - Biomedical | MHHS-TMC
NO | YES |  |  |  | 069-46193 | 069-46193 | Smiths Medical | HOTLINE 3 |  |  | TMC-MHTMC-Central Supply | MHHS-TMC |  |  |  | 069-46193 | 069-46193 | TMC | MHHS-TMC | TMC-MHTMC-Central Supply | Biomed | 10/1/19 |  | 4/1/20 |  | WARMING UNITS, BLOOD/INTRAVENOUS SOLUTION | Warmer, Blood/Fluid | WARMERBLOODFLUID-Smiths Medical-Hotline 3 HL390 |  |  |  |  | WARMERBLOODFLUID-Smiths Medical-Hotline 3 HL390 | Smiths Medical |  |  |  |  | 1/31/20 |  | WBF-SA | Not Covered Vendor Only - Biomedical | MHHS-TMC | [8 empty] | WARMERBLOODFLUID | Warmer, Blood/Fluid | Smiths Medical
NO | YES |  |  |  | 069-46195 | 069-46195 | Smiths Medical | HOTLINE 3 |  |  | TMC-MHTMC-Central Supply | MHHS-TMC |  |  |  | 069-46195 | 069-46195 | TMC | MHHS-TMC | TMC-MHTMC-Central Supply | Angio 5 | 10/1/19 |  |  | No pm sticker | WARMING UNITS, BLOOD/INTRAVENOUS SOLUTION |  | WARMERBLOODFLUID-Smiths Medical-Hotline 3 HL390 |  |  |  |  | WARMERBLOODFLUID-Smiths Medical-Hotline 3 HL390 | Smiths Medical | [7 empty] | Covered PM Repair - Biomedical | MHHS-TMC
NO | YES |  |  |  | 069-46198 | 069-46198 | Smiths Medical | HOTLINE 3 |  |  | TMC-OR-Hermann (2Hp) | MHHS-TMC |  |  |  | 069-46198 | 069-46198 | TMC | MHHS-TMC | TMC-OR-Hermann (2Hp) | OR 69 | 10/1/19 |  | 4/1/20 |  | WARMING UNITS, BLOOD/INTRAVENOUS SOLUTION |  | WARMERBLOODFLUID-Smiths Medical-Hotline 3 HL390 |  |  |  |  | WARMERBLOODFLUID-Smiths Medical-Hotline 3 HL390 | Smiths Medical | [7 empty] | Covered PM Repair - Biomedical | MHHS-TMC
NO | YES | Asset Tag 069-46252 |  |  | 069-46252 | 069-46252 | Smiths Medical | HOTLINE 3 |  |  | TMC - MHTMC - RAPID RESPONSE | MHHS-TMC |  |  |  | 069-46252 | 069-46252 | TMC | Memorial Hermann-Texas Medical Center | TMC - MHTMC - RAPID RESPONSE | J2/400.6 |  |  |  |  | WARMING UNITS, BLOOD/INTRAVENOUS SOLUTION |  | WARMERBLOODFLUID-Smiths Medical-Hotline 3 HL390 |  |  |  |  | WARMERBLOODFLUID-Smiths Medical-Hotline 3 HL390 | Smiths Medical | [7 empty] | Covered PM Repair - Biomedical | MHHS-TMC
NO | YES |  |  |  | 069-46254 | 069-46254 | Smiths Medical | HOTLINE 3 |  | S101E03399 | TMC-OR-Robertson (2R) | MHHS-TMC |  |  |  | 069-46254 | 069-46254 | TMC | MHHS-TMC | TMC-OR-Robertson (2R) | Or66 | 1/1/20 |  | 7/1/20 |  | WARMING UNITS, BLOOD/INTRAVENOUS SOLUTION |  | WARMERBLOODFLUID-Smiths Medical-Hotline 3 HL390 |  |  |  |  | WARMERBLOODFLUID-Smiths Medical-Hotline 3 HL390 | Smiths Medical | [7 empty] | Rounds - Fixed | MHHS-TMC
NO | YES |  |  |  | 069-46316 | 069-46316 | Smiths Medical | HOTLINE 3 |  |  | TMC-MHTMC-Central Supply | MHHS-TMC |  |  |  | 069-46316 | 069-46316 | TMC | MHHS-TMC | TMC-MHTMC-Central Supply | Or 38 | 9/1/19 |  | 3/1/20 |  | WARMING UNITS, BLOOD/INTRAVENOUS SOLUTION |  | WARMERBLOODFLUID-Smiths Medical-Hotline 3 HL390 |  |  |  |  | WARMERBLOODFLUID-Smiths Medical-Hotline 3 HL390 | Smiths Medical |  |  |  |  | 10/28/20 |  |  | Not Covered Vendor Only - Biomedical | MHHS-TMC
NO | YES |  |  |  | 069-46799 | 069-46799 | Smiths Medical | HOTLINE 3 |  |  | TMC-MHTMC-Central Supply | MHHS-TMC |  |  |  | 069-46799 | 069-46799 | TMC | MHHS-TMC | TMC-MHTMC-Central Supply | Central Supply | 11/1/19 |  | 5/1/20 |  | WARMING UNITS, BLOOD/INTRAVENOUS SOLUTION |  | WARMERBLOODFLUID-Smiths Medical-Hotline 3 HL390 |  |  |  |  | WARMERBLOODFLUID-Smiths Medical-Hotline 3 HL390 | Smiths Medical |  |  |  |  | 10/28/20 |  |  | Not Covered Vendor Only - Biomedical | MHHS-TMC
NO | YES |  |  |  | 069-46802 | 069-46802 | Smiths Medical | HOTLINE 3 |  |  | Memorial Hermann- Texas Medical Center Radiology | MHHS-TMC |  |  |  | 069-46802 | 069-46802 | TMC | TMC | Memorial Hermann- Texas Medical Center Radiology | Angio 2 | 11/1/19 |  | 5/1/20 |  | WARMING UNITS, BLOOD/INTRAVENOUS SOLUTION |  | WARMERBLOODFLUID-Smiths Medical-Hotline 3 HL390 |  |  |  |  | WARMERBLOODFLUID-Smiths Medical-Hotline 3 HL390 | Smiths Medical |  |  |  |  | 10/28/20 |  |  | Not Covered Vendor Only - Biomedical | MHHS-TMC
NO | YES |  |  |  | 069-36722 | 069-36722 | Smiths Medical | HOTLINE 3 |  | S10002617 | TMC-MHTMC-Central Supply (Old) | MHHS-TMC |  |  |  | 069-36722 | 069-36722 | TMC | MHHS-TMC | TMC-MHTMC-Central Supply (Old) | S2 OR 4 | 9/1/19 |  | 3/1/20 |  | WARMING UNITS, BLOOD/INTRAVENOUS SOLUTION |  | WARMERBLOODFLUID-Smiths Medical-Hotline 3 HL390 |  |  |  |  | WARMERBLOODFLUID-Smiths Medical-Hotline 3 HL390 | Smiths Medical |  |  |  |  | 10/28/20 |  |  | Not Covered Vendor Only - Biomedical | MHHS-TMC
NO | YES |  |  |  | 069-36727 | 069-36727 | Smiths Medical | HOTLINE 3 |  |  | Memorial Hermann- Texas Medical Center Radiology | MHHS-TMC |  |  |  | 069-36727 | 069-36727 | TMC | TMC | Memorial Hermann- Texas Medical Center Radiology | Angio 1 | 10/1/19 |  | 10/1/20 |  | WARMING UNITS, BLOOD/INTRAVENOUS SOLUTION |  | WARMERBLOODFLUID-Smiths Medical-Hotline 3 HL390 |  |  |  |  | WARMERBLOODFLUID-Smiths Medical-Hotline 3 HL390 | Smiths Medical |  |  |  |  | 10/28/20 |  |  | Not Covered Vendor Only - Biomedical | MHHS-TMC
NO | YES |  |  |  | 069-37759 | 069-37759 | Smiths Medical | HOTLINE 3 |  | S101E00410 | TMC-Cath Lab-Adult (2Hvi) | MHHS-TMC |  |  |  | 069-37759 | 069-37759 | TMC | MHHS-TMC | TMC-Cath Lab-Adult (2Hvi) | OR6 | 10/1/19 |  | 10/1/20 |  | WARMING UNITS, BLOOD/INTRAVENOUS SOLUTION | Warmer, Blood/Fluid | WARMERBLOODFLUID-Smiths Medical-Hotline 3 HL390 |  |  |  |  | WARMERBLOODFLUID-Smiths Medical-Hotline 3 HL390 | Smiths Medical |  |  |  |  | 10/28/20 |  | WBF-SA | Not Covered Vendor Only - Biomedical | MHHS-TMC | [8 empty] | WARMERBLOODFLUID | Warmer, Blood/Fluid | Smiths Medical
NO | YES |  |  |  | 069-37767 | 069-37767 | Smiths Medical | HOTLINE 3 |  |  | TMC-Sarofim 1-Adult ER | MHHS-TMC |  |  |  | 069-37767 | 069-37767 | TMC | MHHS-TMC | TMC-Sarofim 1-Adult ER | Trauma 7 |  |  |  |  | WARMING UNITS, BLOOD/INTRAVENOUS SOLUTION | Warmer, Blood/Fluid | WARMERBLOODFLUID-Smiths Medical-Hotline 3 HL390 |  |  |  |  | WARMERBLOODFLUID-Smiths Medical-Hotline 3 HL390 | Smiths Medical |  |  |  |  | 10/28/20 |  | WBF-SA | Not Covered Vendor Only - Biomedical | MHHS-TMC | [8 empty] | WARMERBLOODFLUID | Warmer, Blood/Fluid | Smiths Medical
NO | YES |  |  |  | 069-37788 | 069-37788 | Smiths Medical | HOTLINE 3 |  | S101E00462 | TMC-Sarofim 2-OR | MHHS-TMC |  |  |  | 069-37788 | 069-37788 | TMC | MHHS-TMC | TMC-Sarofim 2-OR | OR15 | 1/1/20 |  | 7/1/20 |  | WARMING UNITS, BLOOD/INTRAVENOUS SOLUTION |  | WARMERBLOODFLUID-Smiths Medical-Hotline 3 HL390 |  |  |  |  | WARMERBLOODFLUID-Smiths Medical-Hotline 3 HL390 | Smiths Medical |  |  |  |  | 10/28/20 |  |  | Not Covered Vendor Only - Biomedical | MHHS-TMC
NO | YES |  |  |  | 069-37817 | 069-37817 | Smiths Medical | HOTLINE 3 |  | S101E00459 | TMC-MHTMC-Central Supply | MHHS-TMC |  |  |  | 069-37817 | 069-37817 | TMC | MHHS-TMC | TMC-MHTMC-Central Supply | Central Supply | 3/1/19 |  | 9/1/19 |  | WARMING UNITS, BLOOD/INTRAVENOUS SOLUTION |  | WARMERBLOODFLUID-Smiths Medical-Hotline 3 HL390 |  |  |  |  | WARMERBLOODFLUID-Smiths Medical-Hotline 3 HL390 | Smiths Medical |  |  |  |  | 10/28/20 |  |  | Not Covered Vendor Only - Biomedical | MHHS-TMC
NO | YES |  |  |  | 069-40966 | 069-40966 | Smiths Medical | HOTLINE 3 |  | S101E03460 | TMC-MHTMC-Central Supply (Old) | MHHS-TMC |  |  |  | 069-40966 | 069-40966 | TMC | MHHS-TMC | TMC-MHTMC-Central Supply (Old) |  | 11/11/19 |  |  |  | WARMING UNITS, BLOOD/INTRAVENOUS SOLUTION |  | WARMERBLOODFLUID-Smiths Medical-Hotline 3 HL390 |  |  |  |  | WARMERBLOODFLUID-Smiths Medical-Hotline 3 HL390 | Smiths Medical |  |  |  |  | 10/28/20 | Verified 3/30/2020 4:07pm (Central) |  | Not Covered Vendor Only - Biomedical | MHHS-TMC
NO | YES |  |  |  | 069-40967 | 069-40967 | Smiths Medical | HOTLINE 3 |  | S101E03461 | Biomed | MHHS-TMC |  |  |  | 069-40967 | 069-40967 | TMC | Memorial Hermann Texas Medical Center | Biomed | Biomed shop | 10/1/19 |  | 4/1/20 |  | WARMING UNITS, BLOOD/INTRAVENOUS SOLUTION |  | WARMERBLOODFLUID-Smiths Medical-Hotline 3 HL390 |  |  |  |  | WARMERBLOODFLUID-Smiths Medical-Hotline 3 HL390 | Smiths Medical |  |  |  |  | 10/28/20 |  |  | Not Covered Vendor Only - Biomedical | MHHS-TMC
NO | YES |  |  |  | 069-40969 | 069-40969 | Smiths Medical | HOTLINE 3 |  | S101B03522 | TMC-OR-Hermann (2Hp) | MHHS-TMC |  |  |  | 069-40969 | 069-40969 | TMC | MHHS-TMC | TMC-OR-Hermann (2Hp) | Or 35 | 11/1/19 |  | 5/1/20 |  | WARMING UNITS, BLOOD/INTRAVENOUS SOLUTION |  | WARMERBLOODFLUID-Smiths Medical-Hotline 3 HL390 |  |  |  |  | WARMERBLOODFLUID-Smiths Medical-Hotline 3 HL390 | Smiths Medical |  |  |  |  | 10/28/20 |  |  | Not Covered Vendor Only - Biomedical | MHHS-TMC
NO | YES |  |  |  | 069-41499 | 069-41499 | Smiths Medical | HOTLINE 3 |  | S101E01004 | TMC-MHTMC-Central Supply (Old) | MHHS-TMC |  |  |  | 069-41499 | 069-41499 | TMC | MHHS-TMC | TMC-MHTMC-Central Supply (Old) | TMC MHTMC CENTRAL SUPPLY | 10/1/19 |  | 4/1/20 |  | WARMING UNITS, BLOOD/INTRAVENOUS SOLUTION |  | WARMERBLOODFLUID-Smiths Medical-Hotline 3 HL390 |  |  |  |  | WARMERBLOODFLUID-Smiths Medical-Hotline 3 HL390 | Smiths Medical |  |  |  |  | 10/28/20 |  |  | Not Covered Vendor Only - Biomedical | MHHS-TMC
NO | YES |  |  |  | 069-41912 | 069-41912 | Smiths Medical | HOTLINE 3 |  | S101E03637 | TMC-MHTMC-Central Supply (Old) | MHHS-TMC |  |  |  | 069-41912 | 069-41912 | TMC | MHHS-TMC | TMC-MHTMC-Central Supply (Old) |  | 10/24/19 |  |  |  | WARMING UNITS, BLOOD/INTRAVENOUS SOLUTION |  | WARMERBLOODFLUID-Smiths Medical-Hotline 3 HL390 |  |  |  |  | WARMERBLOODFLUID-Smiths Medical-Hotline 3 HL390 | Smiths Medical |  |  |  |  | 10/28/20 | Verified 3/30/2020 4:07pm (Central) |  | Not Covered Vendor Only - Biomedical | MHHS-TMC
NO | YES |  |  |  | 069-41913 | 069-41913 | Smiths Medical | HOTLINE 3 |  | S101E03636 | TMC-Radiology-IR/Angio | MHHS-TMC |  |  |  | 069-41913 | 069-41913 | TMC | MHHS-TMC | TMC-Radiology-IR/Angio | OR-08 | 12/1/19 |  |  |  | WARMING UNITS, BLOOD/INTRAVENOUS SOLUTION |  | WARMERBLOODFLUID-Smiths Medical-Hotline 3 HL390 |  |  |  |  | WARMERBLOODFLUID-Smiths Medical-Hotline 3 HL390 | Smiths Medical |  |  |  |  | 10/28/20 |  |  | Not Covered Vendor Only - Biomedical | MHHS-TMC
NO | YES |  |  |  | 069-42717 | 069-42717 | Smiths Medical | HOTLINE 3 |  | S101E03551 | TMC-MHTMC-Central Supply | MHHS-TMC |  |  |  | 069-42717 | 069-42717 | TMC | MHHS-TMC | TMC-MHTMC-Central Supply | Central Supply | 10/1/19 |  | 4/1/20 |  | WARMING UNITS, BLOOD/INTRAVENOUS SOLUTION |  | WARMERBLOODFLUID-Smiths Medical-Hotline 3 HL390 |  |  |  |  | WARMERBLOODFLUID-Smiths Medical-Hotline 3 HL390 | Smiths Medical |  |  |  |  | 10/28/20 |  |  | Not Covered Vendor Only - Biomedical | MHHS-TMC
NO | YES |  |  |  | 069-42719 | 069-42719 | Smiths Medical | HOTLINE 3 |  |  | TMC-Sarofim 3-OR | MHHS-TMC |  |  |  | 069-42719 | 069-42719 | TMC | MHHS-TMC | TMC-Sarofim 3-OR | Sarofim OR 3 | 11/1/19 |  | 5/1/20 |  | WARMING UNITS, BLOOD/INTRAVENOUS SOLUTION |  | WARMERBLOODFLUID-Smiths Medical-Hotline 3 HL390 |  |  |  |  | WARMERBLOODFLUID-Smiths Medical-Hotline 3 HL390 | Smiths Medical |  |  |  |  | 10/28/20 |  |  | Not Covered Vendor Only - Biomedical | MHHS-TMC
NO | YES |  |  |  | 069-42854 | 069-42854 | Smiths Medical | HOTLINE 3 |  | S101E03495 | TMC-MHTMC-Central Supply (Old) | MHHS-TMC |  |  |  | 069-42854 | 069-42854 | TMC | MHHS-TMC | TMC-MHTMC-Central Supply (Old) | OR-62 | 10/1/19 |  | 4/1/20 |  | WARMING UNITS, BLOOD/INTRAVENOUS SOLUTION |  | WARMERBLOODFLUID-Smiths Medical-Hotline 3 HL390 |  |  |  |  | WARMERBLOODFLUID-Smiths Medical-Hotline 3 HL390 | Smiths Medical |  |  |  |  | 10/28/20 |  |  | Not Covered Vendor Only - Biomedical | MHHS-TMC
NO | YES |  |  |  | 069-42856 | 069-42856 | Smiths Medical | HOTLINE 3 |  | S101E03593 | Memorial Hermann- Texas Medical Center Radiology | MHHS-TMC |  |  |  | 069-42856 | 069-42856 | TMC | TMC | Memorial Hermann- Texas Medical Center Radiology | Angio 2 | 9/1/19 |  | 3/1/20 |  | WARMING UNITS, BLOOD/INTRAVENOUS SOLUTION |  | WARMERBLOODFLUID-Smiths Medical-Hotline 3 HL390 |  |  |  |  | WARMERBLOODFLUID-Smiths Medical-Hotline 3 HL390 | Smiths Medical |  |  |  |  | 10/28/20 |  |  | Not Covered Vendor Only - Biomedical | MHHS-TMC
NO | YES |  |  |  | 069-42859 | 069-42859 | Smiths Medical | HOTLINE 3 |  | S101E03601 | TMC-MHTMC-Central Supply (Old) | MHHS-TMC |  |  |  | 069-42859 | 069-42859 | TMC | MHHS-TMC | TMC-MHTMC-Central Supply (Old) | S2 OR 67 | 11/1/19 |  | 5/1/20 |  | WARMING UNITS, BLOOD/INTRAVENOUS SOLUTION |  | WARMERBLOODFLUID-Smiths Medical-Hotline 3 HL390 |  |  |  |  | WARMERBLOODFLUID-Smiths Medical-Hotline 3 HL390 | Smiths Medical |  |  |  |  | 10/28/20 |  |  | Not Covered Vendor Only - Biomedical | MHHS-TMC
NO | YES |  |  |  | 069-43381 | 069-43381 | Smiths Medical | HOTLINE 3 |  |  | TMC-MHTMC-Central Supply (Old) | MHHS-TMC |  |  |  | 069-43381 | 069-43381 | TMC | MHHS-TMC | TMC-MHTMC-Central Supply (Old) | OR 40 | 9/1/19 |  | 3/1/20 |  | WARMING UNITS, BLOOD/INTRAVENOUS SOLUTION |  | WARMERBLOODFLUID-Smiths Medical-Hotline 3 HL390 |  |  |  |  | WARMERBLOODFLUID-Smiths Medical-Hotline 3 HL390 | Smiths Medical |  |  |  |  | 10/28/20 |  |  | Not Covered Vendor Only - Biomedical | MHHS-TMC
NO | YES |  |  |  | 069-43515 | 069-43515 | Smiths Medical | HOTLINE 3 |  |  | Memorial Hermann- Texas Medical Center-OR-PACU nurse station | MHHS-TMC |  |  |  | 069-43515 | 069-43515 | TMC | TMC | Memorial Hermann- Texas Medical Center-OR-PACU nurse station | OR 03 | 9/1/19 |  | 9/1/20 |  | WARMING UNITS, BLOOD/INTRAVENOUS SOLUTION |  | WARMERBLOODFLUID-Smiths Medical-Hotline 3 HL390 |  |  |  |  | WARMERBLOODFLUID-Smiths Medical-Hotline 3 HL390 | Smiths Medical |  |  |  |  | 10/28/20 |  |  | Not Covered Vendor Only - Biomedical | MHHS-TMC
NO | YES |  |  |  | 069-45222 | 069-45222 | Smiths Medical | HOTLINE 3 |  | S101E03554 | TMC-MHTMC-Central Supply (Old) | MHHS-TMC |  |  |  | 069-45222 | 069-45222 | TMC | MHHS-TMC | TMC-MHTMC-Central Supply (Old) |  | 9/12/19 |  |  |  | WARMING UNITS, BLOOD/INTRAVENOUS SOLUTION | Warmer, Blood/Fluid | WARMERBLOODFLUID-Smiths Medical-Hotline 3 HL390 |  |  |  |  | WARMERBLOODFLUID-Smiths Medical-Hotline 3 HL390 | Smiths Medical |  |  |  |  | 10/28/20 | Finished from Script 3/27/2020 12:11:52pm (Central) | WBF-SA | Not Covered Vendor Only - Biomedical | MHHS-TMC | [8 empty] | WARMERBLOODFLUID | Warmer, Blood/Fluid | Smiths Medical
NO | YES |  |  |  | 069-46532 | 069-46532 | Smiths Medical | HOTLINE 3 |  | S101E00411 | TMC-Cath Lab-Adult (2Hvi) | MHHS-TMC |  |  |  | 069-46532 | 069-46532 | TMC | MHHS-TMC | TMC-Cath Lab-Adult (2Hvi) | Cath lab 4 | 10/1/19 |  | 4/1/20 |  | WARMING UNITS, BLOOD/INTRAVENOUS SOLUTION | Warmer, Blood/Fluid | WARMERBLOODFLUID-Smiths Medical-Hotline 3 HL390 |  |  |  |  | WARMERBLOODFLUID-Smiths Medical-Hotline 3 HL390 | Smiths Medical |  |  |  |  | 10/28/20 |  | WBF-SA | Not Covered Vendor Only - Biomedical | MHHS-TMC | [8 empty] | WARMERBLOODFLUID | Warmer, Blood/Fluid | Smiths Medical
NO | YES |  |  |  | 074-05105 | 074-05105 | Smiths Medical | HOTLINE 3 |  | S101E00486 | Memorial Hermann- Texas Medcal Center- OR | MHHS-TMC |  |  |  | 074-05105 | 074-05105 | TMC | TMC | Memorial Hermann- Texas Medcal Center- OR | OR34 | 9/1/19 |  | 3/1/20 |  | WARMING UNITS, BLOOD/INTRAVENOUS SOLUTION |  | WARMERBLOODFLUID-Smiths Medical-Hotline 3 HL390 |  |  |  |  | WARMERBLOODFLUID-Smiths Medical-Hotline 3 HL390 | Smiths Medical |  |  |  |  | 10/28/20 |  |  | Not Covered Vendor Only - Biomedical | MHHS-TMC
YES | YES |  |  |  | 069-46803 | 069-46803 | Smiths Medical | HOTLINE 3 |  |  | TMC - MHTMC - CENTRAL SUPPLY |  |  |  |  | 069-46803 | 069-46803 | TMC | Memorial Hermann-Texas Medical Center | TMC - MHTMC - CENTRAL SUPPLY | Biomed | 1/1/20 |  | 7/1/20
YES | YES |  |  |  | 069-46804 | 069-46804 | Smiths Medical | HOTLINE 3 |  |  | TMC - MHTMC - CENTRAL SUPPLY |  |  |  |  | 069-46804 | 069-46804 | TMC | Memorial Hermann-Texas Medical Center | TMC - MHTMC - CENTRAL SUPPLY | Biomed | 1/1/20 |  | 7/1/20
NO | YES |  |  |  | 069-37787 | 069-37787 | Smiths Medical | HOTLINE 3 |  | S101E00488 | TMC-MHTMC-Central Supply |  |  |  |  | 069-37787 | 069-37787 | TMC | MHHS-TMC | TMC-MHTMC-Central Supply | Central Supply | 9/1/19 |  | 3/1/20
NO | NO |  |  |  | 069-46192 |  | Smiths Medical | HOTLINE 3 |  |  | TMC - MHTMC - CENTRAL SUPPLY | MHHS-TMC |  |  |  | 069-46192 |  | TMC |  | TMC - MHTMC - CENTRAL SUPPLY | [5 empty] | WARMING UNITS, BLOOD/INTRAVENOUS SOLUTION |  | WARMERBLOODFLUID-Smiths Medical-Hotline 3 HL390 |  |  |  |  | WARMERBLOODFLUID-Smiths Medical-Hotline 3 HL390 | Smiths Medical | [7 empty] | Not Covered Vendor Only - Biomedical | MHHS-TMC
NO | NO |  |  |  | 069-46194 |  | Smiths Medical | HOTLINE 3 |  |  | TMC - MHTMC - CENTRAL SUPPLY | MHHS-TMC |  |  |  | 069-46194 |  | TMC |  | TMC - MHTMC - CENTRAL SUPPLY | [5 empty] | WARMING UNITS, BLOOD/INTRAVENOUS SOLUTION |  | WARMERBLOODFLUID-Smiths Medical-Hotline 3 HL390 |  |  |  |  | WARMERBLOODFLUID-Smiths Medical-Hotline 3 HL390 | Smiths Medical | [7 empty] | Not Covered Vendor Only - Biomedical | MHHS-TMC
NO | NO |  |  |  | 069-46197 |  | Smiths Medical | HOTLINE 3 |  |  | TMC - MHTMC - CENTRAL SUPPLY | MHHS-TMC |  |  |  | 069-46197 |  | TMC |  | TMC - MHTMC - CENTRAL SUPPLY | [5 empty] | WARMING UNITS, BLOOD/INTRAVENOUS SOLUTION |  | WARMERBLOODFLUID-Smiths Medical-Hotline 3 HL390 |  |  |  |  | WARMERBLOODFLUID-Smiths Medical-Hotline 3 HL390 | Smiths Medical | [7 empty] | Covered PM Repair - Biomedical | MHHS-TMC
NO | NO |  |  |  | 069-46253 |  | Smiths Medical | HOTLINE 3 |  | S101E03387 | TMC - MHTMC - CENTRAL SUPPLY | MHHS-TMC |  |  |  | 069-46253 |  | TMC |  | TMC - MHTMC - CENTRAL SUPPLY | [5 empty] | WARMING UNITS, BLOOD/INTRAVENOUS SOLUTION |  | WARMERBLOODFLUID-Smiths Medical-Hotline 3 HL390 |  |  |  |  | WARMERBLOODFLUID-Smiths Medical-Hotline 3 HL390 | Smiths Medical | [7 empty] | Covered PM Repair Labor Only - Biomedica | MHHS-TMC
NO | NO |  |  |  | 069-46343 |  | Smiths Medical | HOTLINE 3 |  |  | TMC - MHTMC - CENTRAL SUPPLY | MHHS-TMC |  |  |  | 069-46343 |  | TMC |  | TMC - MHTMC - CENTRAL SUPPLY | [5 empty] | WARMING UNITS, BLOOD/INTRAVENOUS SOLUTION |  | WARMERBLOODFLUID-Smiths Medical-Hotline 3 HL390 |  |  |  |  | WARMERBLOODFLUID-Smiths Medical-Hotline 3 HL390 | Smiths Medical | [7 empty] | Not Covered Vendor Only - Biomedical | MHHS-TMC
NO | NO |  |  |  | 069-46800 |  | Smiths Medical | HOTLINE 3 |  |  | TMC - MHTMC - CENTRAL SUPPLY | MHHS-TMC |  |  |  | 069-46800 |  | TMC |  | TMC - MHTMC - CENTRAL SUPPLY | [5 empty] | WARMING UNITS, BLOOD/INTRAVENOUS SOLUTION |  | WARMERBLOODFLUID-Smiths Medical-Hotline 3 HL390 |  |  |  |  | WARMERBLOODFLUID-Smiths Medical-Hotline 3 HL390 | Smiths Medical | [7 empty] | Not Covered Vendor Only - Biomedical | MHHS-TMC
NO | NO |  |  |  | 069-46801 |  | Smiths Medical | HOTLINE 3 |  |  | TMC - MHTMC - CENTRAL SUPPLY | MHHS-TMC |  |  |  | 069-46801 |  | TMC |  | TMC - MHTMC - CENTRAL SUPPLY | [5 empty] | WARMING UNITS, BLOOD/INTRAVENOUS SOLUTION |  | WARMERBLOODFLUID-Smiths Medical-Hotline 3 HL390 |  |  |  |  | WARMERBLOODFLUID-Smiths Medical-Hotline 3 HL390 | Smiths Medical | [7 empty] | Not Covered Vendor Only - Biomedical | MHHS-TMC
NO | NO |  |  |  | 069-37770 |  | Smiths Medical | HOTLINE 3 |  |  | TMC - MHTMC - CENTRAL SUPPLY (OLD) | MHHS-TMC |  |  |  | 069-37770 |  | TMC |  | TMC - MHTMC - CENTRAL SUPPLY (OLD) | [5 empty] | WARMING UNITS, BLOOD/INTRAVENOUS SOLUTION |  | WARMERBLOODFLUID-Smiths Medical-Hotline 3 HL390 |  |  |  |  | WARMERBLOODFLUID-Smiths Medical-Hotline 3 HL390 | Smiths Medical | [7 empty] | Not Covered Vendor Only - Biomedical | MHHS-TMC
NO | NO |  |  |  | 069-37780 |  | Smiths Medical | HOTLINE 3 |  | S101E00433 | TMC - MHTMC - CENTRAL SUPPLY (OLD) | MHHS-TMC |  |  |  | 069-37780 |  | TMC |  | TMC - MHTMC - CENTRAL SUPPLY (OLD) | [5 empty] | WARMING UNITS, BLOOD/INTRAVENOUS SOLUTION |  | WARMERBLOODFLUID-Smiths Medical-Hotline 3 HL390 |  |  |  |  | WARMERBLOODFLUID-Smiths Medical-Hotline 3 HL390 | Smiths Medical | [7 empty] | Not Covered Vendor Only - Biomedical | MHHS-TMC
NO | NO |  |  |  | 069-37791 |  | Smiths Medical | HOTLINE 3 |  | S10000429 | TMC - MHTMC - CENTRAL SUPPLY (OLD) | MHHS-TMC |  |  |  | 069-37791 |  | TMC |  | TMC - MHTMC - CENTRAL SUPPLY (OLD) | [5 empty] | WARMING UNITS, BLOOD/INTRAVENOUS SOLUTION |  | WARMERBLOODFLUID-Smiths Medical-Hotline 3 HL390 |  |  |  |  | WARMERBLOODFLUID-Smiths Medical-Hotline 3 HL390 | Smiths Medical | [7 empty] | Not Covered Vendor Only - Biomedical | MHHS-TMC
NO | NO |  |  |  | 069-37798 |  | Smiths Medical | HOTLINE 3 |  | S101E00480 | TMC - MHTMC - CENTRAL SUPPLY (OLD) | MHHS-TMC |  |  |  | 069-37798 |  | TMC |  | TMC - MHTMC - CENTRAL SUPPLY (OLD) | [5 empty] | WARMING UNITS, BLOOD/INTRAVENOUS SOLUTION |  | WARMERBLOODFLUID-Smiths Medical-Hotline 3 HL390 |  |  |  |  | WARMERBLOODFLUID-Smiths Medical-Hotline 3 HL390 | Smiths Medical | [7 empty] | Not Covered Vendor Only - Biomedical | MHHS-TMC
NO | NO |  |  |  | 069-37806 |  | Smiths Medical | HOTLINE 3 |  | S101E00475 | TMC - MHTMC - CENTRAL SUPPLY (OLD) | MHHS-TMC |  |  |  | 069-37806 |  | TMC |  | TMC - MHTMC - CENTRAL SUPPLY (OLD) | [5 empty] | WARMING UNITS, BLOOD/INTRAVENOUS SOLUTION |  | WARMERBLOODFLUID-Smiths Medical-Hotline 3 HL390 |  |  |  |  | WARMERBLOODFLUID-Smiths Medical-Hotline 3 HL390 | Smiths Medical | [7 empty] | Not Covered Vendor Only - Biomedical | MHHS-TMC
NO | NO |  |  |  | 069-37811 |  | Smiths Medical | HOTLINE 3 |  | S101E00479 | TMC - MHTMC - CENTRAL SUPPLY (OLD) | MHHS-TMC |  |  |  | 069-37811 |  | TMC |  | TMC - MHTMC - CENTRAL SUPPLY (OLD) | [5 empty] | WARMING UNITS, BLOOD/INTRAVENOUS SOLUTION |  | WARMERBLOODFLUID-Smiths Medical-Hotline 3 HL390 |  |  |  |  | WARMERBLOODFLUID-Smiths Medical-Hotline 3 HL390 | Smiths Medical | [7 empty] | Not Covered Vendor Only - Biomedical | MHHS-TMC
NO | NO |  |  |  | 069-37812 |  | Smiths Medical | HOTLINE 3 |  | S101E00489 | TMC - MHTMC - CENTRAL SUPPLY (OLD) | MHHS-TMC |  |  |  | 069-37812 |  | TMC |  | TMC - MHTMC - CENTRAL SUPPLY (OLD) | [5 empty] | WARMING UNITS, BLOOD/INTRAVENOUS SOLUTION |  | WARMERBLOODFLUID-Smiths Medical-Hotline 3 HL390 |  |  |  |  | WARMERBLOODFLUID-Smiths Medical-Hotline 3 HL390 | Smiths Medical | [7 empty] | Not Covered Vendor Only - Biomedical | MHHS-TMC
NO | NO |  |  |  | 069-38974 |  | Smiths Medical | HOTLINE 3 |  | S101E00952 | TMC - MHTMC - CENTRAL SUPPLY (OLD) | MHHS-TMC |  |  |  | 069-38974 |  | TMC |  | TMC - MHTMC - CENTRAL SUPPLY (OLD) | [5 empty] | WARMING UNITS, BLOOD/INTRAVENOUS SOLUTION |  | WARMERBLOODFLUID-Smiths Medical-Hotline 3 HL390 |  |  |  |  | WARMERBLOODFLUID-Smiths Medical-Hotline 3 HL390 | Smiths Medical | [7 empty] | Not Covered Vendor Only - Biomedical | MHHS-TMC
NO | NO |  |  |  | 069-41229 |  | Smiths Medical | HOTLINE 3 |  | S101E00842 | TMC - MHTMC - CENTRAL SUPPLY (OLD) | MHHS-TMC |  |  |  | 069-41229 |  | TMC |  | TMC - MHTMC - CENTRAL SUPPLY (OLD) | [5 empty] | WARMING UNITS, BLOOD/INTRAVENOUS SOLUTION |  | WARMERBLOODFLUID-Smiths Medical-Hotline 3 HL390 |  |  |  |  | WARMERBLOODFLUID-Smiths Medical-Hotline 3 HL390 | Smiths Medical | [7 empty] | Not Covered Vendor Only - Biomedical | MHHS-TMC
NO | NO |  |  |  | 069-41231 |  | Smiths Medical | HOTLINE 3 |  | S101E01198 | TMC - MHTMC - CENTRAL SUPPLY (OLD) | MHHS-TMC |  |  |  | 069-41231 |  | TMC |  | TMC - MHTMC - CENTRAL SUPPLY (OLD) | [5 empty] | WARMING UNITS, BLOOD/INTRAVENOUS SOLUTION |  | WARMERBLOODFLUID-Smiths Medical-Hotline 3 HL390 |  |  |  |  | WARMERBLOODFLUID-Smiths Medical-Hotline 3 HL390 | Smiths Medical | [7 empty] | Not Covered Vendor Only - Biomedical | MHHS-TMC
NO | NO |  |  |  | 069-42718 |  | Smiths Medical | HOTLINE 3 |  | S101E03552 | TMC - MHTMC - CENTRAL SUPPLY (OLD) | MHHS-TMC |  |  |  | 069-42718 |  | TMC |  | TMC - MHTMC - CENTRAL SUPPLY (OLD) | [5 empty] | WARMING UNITS, BLOOD/INTRAVENOUS SOLUTION |  | WARMERBLOODFLUID-Smiths Medical-Hotline 3 HL390 |  |  |  |  | WARMERBLOODFLUID-Smiths Medical-Hotline 3 HL390 | Smiths Medical | [7 empty] | Not Covered Vendor Only - Biomedical | MHHS-TMC
NO | NO |  |  |  | 069-44370 |  | Smiths Medical | HOTLINE 3 |  |  | TMC - MHTMC - CENTRAL SUPPLY (OLD) | MHHS-TMC |  |  |  | 069-44370 |  | TMC |  | TMC - MHTMC - CENTRAL SUPPLY (OLD) | [5 empty] | WARMING UNITS, BLOOD/INTRAVENOUS SOLUTION |  | WARMERBLOODFLUID-Smiths Medical-Hotline 3 HL390 |  |  |  |  | WARMERBLOODFLUID-Smiths Medical-Hotline 3 HL390 | Smiths Medical | [7 empty] | Not Covered Vendor Only - Biomedical | MHHS-TMC
NO | NO |  |  |  | 069-37814 |  | Smiths Medical | HOTLINE 3 |  | S101E00463 | TMC - OR - ANESTHESIA (2HP) | MHHS-TMC |  |  |  | 069-37814 |  | TMC |  | TMC - OR - ANESTHESIA (2HP) | [5 empty] | WARMING UNITS, BLOOD/INTRAVENOUS SOLUTION |  | WARMERBLOODFLUID-Smiths Medical-Hotline 3 HL390 |  |  |  |  | WARMERBLOODFLUID-Smiths Medical-Hotline 3 HL390 | Smiths Medical | [7 empty] | Not Covered Vendor Only - Biomedical | MHHS-TMC
NO | YES |  |  |  | 151-02041 | 151-02041 | Smiths Medical | HOTLINE HL-90 |  |  | CY-Labor & Delivery | MHHS-Cypress |  |  |  | 151-02041 | 151-02041 | Northwest | MHHS-Cypress | CY-Labor & Delivery | Biomed shop | 12/31/19 |  |  | No pm sticker | WARMING UNITS, BLOOD/INTRAVENOUS SOLUTION | Warmer, Blood/Fluid | WARMERBLOODFLUID-Smiths Medical-HL-90 |  |  |  |  | WARMERBLOODFLUID-Smiths Medical-HL-90 | Smiths Medical |  |  |  |  | 10/28/20 |  | WBF-SA | Not Covered Vendor Only - Biomedical | MHHS-Cypress | [8 empty] | WARMERBLOODFLUID | Warmer, Blood/Fluid | Smiths Medical
NO | YES |  |  |  | 151-02045 | 151-02045 | Smiths Medical | HOTLINE HL-90 |  |  | CY-Labor & Delivery | MHHS-Cypress |  |  |  | 151-02045 | 151-02045 | Northwest | MHHS-Cypress | CY-Labor & Delivery | C-Section 1 | 12/1/19 | 12/1/20 |  |  | WARMING UNITS, BLOOD/INTRAVENOUS SOLUTION | Warmer, Blood/Fluid | WARMERBLOODFLUID-Smiths Medical-HL-90 |  |  |  |  | WARMERBLOODFLUID-Smiths Medical-HL-90 | Smiths Medical |  |  |  |  | 10/28/20 |  | WBF-SA | Not Covered Vendor Only - Biomedical | MHHS-Cypress | [8 empty] | WARMERBLOODFLUID | Warmer, Blood/Fluid | Smiths Medical
NO | YES |  |  |  | 151-02040 | 151-02040 | Smiths Medical | HOTLINE HL-90 |  |  | CY-OR | MHHS-Cypress |  |  |  | 151-02040 | 151-02040 | Northwest | MHHS-Cypress | CY-OR | OR 6 | 12/1/19 | 12/1/20 |  |  | WARMING UNITS, BLOOD/INTRAVENOUS SOLUTION | Warmer, Blood/Fluid | WARMERBLOODFLUID-Smiths Medical-HL-90 |  |  |  |  | WARMERBLOODFLUID-Smiths Medical-HL-90 | Smiths Medical |  |  |  |  | 10/28/20 |  | WBF-SA | Not Covered Vendor Only - Biomedical | MHHS-Cypress | [8 empty] | WARMERBLOODFLUID | Warmer, Blood/Fluid | Smiths Medical
NO | YES |  |  |  | 151-02042 | 151-02042 | Smiths Medical | HOTLINE HL-90 |  |  | CY-OR | MHHS-Cypress |  |  |  | 151-02042 | 151-02042 | Northwest | MHHS-Cypress | CY-OR | Or8 | 12/1/19 | 12/1/20 |  |  | WARMING UNITS, BLOOD/INTRAVENOUS SOLUTION | Warmer, Blood/Fluid | WARMERBLOODFLUID-Smiths Medical-HL-90 |  |  |  |  | WARMERBLOODFLUID-Smiths Medical-HL-90 | Smiths Medical |  |  |  |  | 10/28/20 |  | WBF-SA | Not Covered Vendor Only - Biomedical | MHHS-Cypress | [8 empty] | WARMERBLOODFLUID | Warmer, Blood/Fluid | Smiths Medical
NO | YES |  |  |  | 151-02043 | 151-02043 | Smiths Medical | HOTLINE HL-90 |  |  | CY-OR | MHHS-Cypress |  |  |  | 151-02043 | 151-02043 | Northwest | MHHS-Cypress | CY-OR | OR7 | 1/1/20 | 1/1/21 |  |  | WARMING UNITS, BLOOD/INTRAVENOUS SOLUTION | Warmer, Blood/Fluid | WARMERBLOODFLUID-Smiths Medical-HL-90 |  |  |  |  | WARMERBLOODFLUID-Smiths Medical-HL-90 | Smiths Medical |  |  |  |  | 10/28/20 |  | WBF-SA | Not Covered Vendor Only - Biomedical | MHHS-Cypress | [8 empty] | WARMERBLOODFLUID | Warmer, Blood/Fluid | Smiths Medical
NO | YES |  |  |  | 151-02044 | 151-02044 | Smiths Medical | HOTLINE HL-90 |  |  | CY-OR | MHHS-Cypress |  |  |  | 151-02044 | 151-02044 | Northwest | MHHS-Cypress | CY-OR | C-Section2 | 12/1/19 | 12/1/20 |  |  | WARMING UNITS, BLOOD/INTRAVENOUS SOLUTION | Warmer, Blood/Fluid | WARMERBLOODFLUID-Smiths Medical-HL-90 |  |  |  |  | WARMERBLOODFLUID-Smiths Medical-HL-90 | Smiths Medical |  |  |  |  | 10/28/20 |  | WBF-SA | Not Covered Vendor Only - Biomedical | MHHS-Cypress | [8 empty] | WARMERBLOODFLUID | Warmer, Blood/Fluid | Smiths Medical
NO | YES |  |  |  | 151-02046 | 151-02046 | Smiths Medical | HOTLINE HL-90 |  |  | CY-OR | MHHS-Cypress |  |  |  | 151-02046 | 151-02046 | Northwest | MHHS-Cypress | CY-OR | Or | 12/1/19 | 2/1/20 |  |  | WARMING UNITS, BLOOD/INTRAVENOUS SOLUTION | Warmer, Blood/Fluid | WARMERBLOODFLUID-Smiths Medical-HL-90 |  |  |  |  | WARMERBLOODFLUID-Smiths Medical-HL-90 | Smiths Medical |  |  |  |  | 10/28/20 |  | WBF-SA | Not Covered Vendor Only - Biomedical | MHHS-Cypress | [8 empty] | WARMERBLOODFLUID | Warmer, Blood/Fluid | Smiths Medical
NO | YES |  |  |  | 151-02047 | 151-02047 | Smiths Medical | HOTLINE HL-90 |  |  | CY-OR | MHHS-Cypress |  |  |  | 151-02047 | 151-02047 | Northwest | MHHS-Cypress | CY-OR | OR 4 | 12/1/19 | 12/1/20 |  |  | WARMING UNITS, BLOOD/INTRAVENOUS SOLUTION | Warmer, Blood/Fluid | WARMERBLOODFLUID-Smiths Medical-HL-90 |  |  |  |  | WARMERBLOODFLUID-Smiths Medical-HL-90 | Smiths Medical |  |  |  |  | 10/28/20 |  | WBF-SA | Not Covered Vendor Only - Biomedical | MHHS-Cypress | [8 empty] | WARMERBLOODFLUID | Warmer, Blood/Fluid | Smiths Medical
NO | YES |  |  |  | 151-02049 | 151-02049 | Smiths Medical | HOTLINE HL-90 |  |  | CY-OR | MHHS-Cypress |  |  |  | 151-02049 | 151-02049 | Northwest | MHHS-Cypress | CY-OR | Or 5 | 12/1/19 | 12/1/20 |  |  | WARMING UNITS, BLOOD/INTRAVENOUS SOLUTION | Warmer, Blood/Fluid | WARMERBLOODFLUID-Smiths Medical-HL-90 |  |  |  |  | WARMERBLOODFLUID-Smiths Medical-HL-90 | Smiths Medical |  |  |  |  | 10/28/20 |  | WBF-SA | Not Covered Vendor Only - Biomedical | MHHS-Cypress | [8 empty] | WARMERBLOODFLUID | Warmer, Blood/Fluid | Smiths Medical
NO | YES | Serial Number 2001 0607 |  |  |  |  | Smiths Medical | HOTLINE HL-90 |  | 2001 0607 | GH-Laboratory-Blood Warmers | MHHS-Greater Heights | [5 empty] | Central & Greater Heights | MHHS-Greater Heights | GH-Laboratory-Blood Warmers |  | 9/17/19 |  |  |  | WARMING UNITS, BLOOD/INTRAVENOUS SOLUTION | Warmer, Blood/Fluid | WARMERBLOODFLUID-Smiths Medical-HL-90 |  |  |  |  | WARMERBLOODFLUID-Smiths Medical-HL-90 | Smiths Medical |  |  |  |  | 10/28/20 | Finished from Script 3/27/2020 12:11:52pm (Central) | WBF-SA | Not Covered Vendor Only - Biomedical | MHHS-Greater Heights | [8 empty] | WARMERBLOODFLUID | Warmer, Blood/Fluid | Smiths Medical
NO | YES | [5 empty] | Smiths Medical | HOTLINE HL-90 |  |  | GH-Laboratory-Blood Warmers | MHHS-Greater Heights | [5 empty] | Central & Greater Heights | MHHS-Greater Heights | GH-Laboratory-Blood Warmers | Or storage room | 9/1/19 |  | 9/1/20 |  | WARMING UNITS, BLOOD/INTRAVENOUS SOLUTION | Warmer, Blood/Fluid | WARMERBLOODFLUID-Smiths Medical-HL-90 |  |  |  |  | WARMERBLOODFLUID-Smiths Medical-HL-90 | Smiths Medical |  |  |  |  | 10/28/20 |  | WBF-SA | Not Covered Vendor Only - Biomedical | MHHS-Greater Heights | [8 empty] | WARMERBLOODFLUID | Warmer, Blood/Fluid | Smiths Medical
NO | YES | [5 empty] | Smiths Medical | HOTLINE HL-90 |  |  | GH-OR | MHHS-Greater Heights | [5 empty] | Central | MHHS-Greater Heights | GH-OR | Equipment storage | 9/1/19 |  | 9/1/20 |  | WARMING UNITS, BLOOD/INTRAVENOUS SOLUTION | Warmer, Blood/Fluid | WARMERBLOODFLUID-Smiths Medical-HL-90 |  |  |  |  | WARMERBLOODFLUID-Smiths Medical-HL-90 | Smiths Medical |  |  |  |  | 10/28/20 |  | WBF-SA | Not Covered Vendor Only - Biomedical | MHHS-Greater Heights | [8 empty] | WARMERBLOODFLUID | Warmer, Blood/Fluid | Smiths Medical
NO | YES | [5 empty] | Smiths Medical | HOTLINE HL-90 |  |  | GH-Labor & Delivery-OR | MHHS-Greater Heights | [5 empty] | Central | MHHS-Greater Heights | GH-Labor & Delivery-OR | OR hallway | 9/1/19 |  | 9/1/20 |  | WARMING UNITS, BLOOD/INTRAVENOUS SOLUTION | Warmer, Blood/Fluid | WARMERBLOODFLUID-Smiths Medical-HL-90 |  |  |  |  | WARMERBLOODFLUID-Smiths Medical-HL-90 | Smiths Medical |  |  |  |  | 10/28/20 |  | WBF-SA | Not Covered Vendor Only - Biomedical | MHHS-Greater Heights | [8 empty] | WARMERBLOODFLUID | Warmer, Blood/Fluid | Smiths Medical
NO | YES |  |  |  | 041-20507 | 041-20507 | Smiths Medical | HOTLINE HL-90 |  | S101A03716 | MEMORIAL CITY - CATH LAB | MHHS-Mem City |  |  |  | 041-20507 | 041-20507 | West | Heart | MEMORIAL CITY - CATH LAB | EP 215.1 Cath Lab 1 |  |  |  |  | WARMING UNITS, BLOOD/INTRAVENOUS SOLUTION |  | WARMERBLOODFLUID-Smiths Medical-HL-90 |  |  |  |  | WARMERBLOODFLUID-Smiths Medical-HL-90 | Smiths Medical | [7 empty] | Not Covered Vendor Only - Biomedical | MHHS-Mem City
NO | YES |  |  |  | 041-19535 | 041-19535 | Smiths Medical | HOTLINE HL-90 |  | S101A04128 | MEMORIAL CITY - MHT - JHC Recovery | MHHS-Mem City |  |  |  | 041-19535 | 041-19535 | West | Memorial Hermann Memorial City Medical Center | MEMORIAL CITY - MHT - JHC Recovery | MH11 Recovery Storage |  |  |  |  | WARMING UNITS, BLOOD/INTRAVENOUS SOLUTION |  | WARMERBLOODFLUID-Smiths Medical-HL-90 |  |  |  |  | WARMERBLOODFLUID-Smiths Medical-HL-90 | Smiths Medical | [7 empty] | Not Covered Vendor Only - Biomedical | MHHS-Mem City
NO | YES |  |  |  | 041-19537 |  | Smiths Medical | HOTLINE HL-90 |  | S101A04129 | MEMORIAL CITY - MHT - JHC OR | MHHS-Mem City |  |  |  | 041-19537 |  | West | West | MEMORIAL CITY - MHT - JHC OR | MH11:507 OR7 |  |  |  |  | WARMING UNITS, BLOOD/INTRAVENOUS SOLUTION |  | WARMERBLOODFLUID-Smiths Medical-HL-90 |  |  |  |  | WARMERBLOODFLUID-Smiths Medical-HL-90 | Smiths Medical | [7 empty] | Not Covered Vendor Only - Biomedical | MHHS-Mem City
NO | YES |  |  |  | 041-19538 | 041-19538 | Smiths Medical | HOTLINE HL-90 |  | S101A04133 | MEMORIAL CITY - MHT - JHC OR | MHHS-Mem City |  |  |  | 041-19538 | 041-19538 | West | West | MEMORIAL CITY - MHT - JHC OR | MH11:504 OR4 |  |  |  |  | WARMING UNITS, BLOOD/INTRAVENOUS SOLUTION |  | WARMERBLOODFLUID-Smiths Medical-HL-90 |  |  |  |  | WARMERBLOODFLUID-Smiths Medical-HL-90 | Smiths Medical | [7 empty] | Not Covered Vendor Only - Biomedical | MHHS-Mem City
NO | YES |  |  |  | 041-19539 | 041-19539 | Smiths Medical | HOTLINE HL-90 |  | S101A04135 | MEMORIAL CITY - Orthopedics Surgery | MHHS-Mem City |  |  |  | 041-19539 | 041-19539 | West | Memorial City - Memorial Hermann Hospital | MEMORIAL CITY - Orthopedics Surgery | MH11 506 OR 6 |  |  |  |  | WARMING UNITS, BLOOD/INTRAVENOUS SOLUTION |  | WARMERBLOODFLUID-Smiths Medical-HL-90 |  |  |  |  | WARMERBLOODFLUID-Smiths Medical-HL-90 | Smiths Medical | [7 empty] | Not Covered Vendor Only - Biomedical | MHHS-Mem City
NO | YES |  |  |  | 041-19540 | 041-19540 | Smiths Medical | HOTLINE HL-90 |  | S101A04134 | MEMORIAL CITY - MHT - JHC OR | MHHS-Mem City |  |  |  | 041-19540 | 041-19540 | West | Memorial Hermann Memorial City Medical Center | MEMORIAL CITY - MHT - JHC OR | MEMORIAL CITY - MHT - JHC OR |  |  |  |  | WARMING UNITS, BLOOD/INTRAVENOUS SOLUTION |  | WARMERBLOODFLUID-Smiths Medical-HL-90 |  |  |  |  | WARMERBLOODFLUID-Smiths Medical-HL-90 | Smiths Medical | [7 empty] | Not Covered Vendor Only - Biomedical | MHHS-Mem City
NO | YES |  |  |  | 041-32376 | 041-32376 | Smiths Medical | HOTLINE HL-90 |  | S101A04131 | MEMORIAL CITY - Orthopedic Surgery | MHHS-Mem City |  |  |  | 041-32376 | 041-32376 | West | Memorial Hermann Memorial City Medical Center | MEMORIAL CITY - Orthopedic Surgery | Memorial City - Orthopedic Surgery MH11 500 OR 1 |  |  |  |  | WARMING UNITS, BLOOD/INTRAVENOUS SOLUTION |  | WARMERBLOODFLUID-Smiths Medical-HL-90 |  |  |  |  | WARMERBLOODFLUID-Smiths Medical-HL-90 | Smiths Medical | [7 empty] | Not Covered Vendor Only - Biomedical | MHHS-Mem City
NO | YES |  |  |  | 041-32458 | 041-32458 | Smiths Medical | HOTLINE HL-90 |  | S101A04130 | Memorial City - Orthopedics Surgery | MHHS-Mem City |  |  |  | 041-32458 | 041-32458 | West | Memorial City - Memorial Hermann Hospital | Memorial City - Orthopedics Surgery | Anesthesia Workroom |  |  |  |  | WARMING UNITS, BLOOD/INTRAVENOUS SOLUTION |  | WARMERBLOODFLUID-Smiths Medical-HL-90 |  |  |  |  | WARMERBLOODFLUID-Smiths Medical-HL-90 | Smiths Medical | [7 empty] | Not Covered Vendor Only - Biomedical | MHHS-Mem City
NO | YES |  |  |  | 041-20436 | 041-20436 | Smiths Medical | HOTLINE HL-90 |  |  | Surgery | MHHS-Mem City |  |  |  | 041-20436 | 041-20436 | West | Memorial Hermann Memorial City Medical Center | Surgery | Surgery room 10 |  |  |  |  | WARMING UNITS, BLOOD/INTRAVENOUS SOLUTION |  | WARMERBLOODFLUID-Smiths Medical-HL-90 |  |  |  |  | WARMERBLOODFLUID-Smiths Medical-HL-90 | Smiths Medical | [7 empty] | Not Covered Vendor Only - Biomedical | MHHS-Mem City
NO | YES |  |  |  | 041-20437 | 041-20437 | Smiths Medical | HOTLINE HL-90 |  | S10007187 | MEMORIAL CITY - MOR | MHHS-Mem City |  |  |  | 041-20437 | 041-20437 | West | Memorial city -memorial herman hospital center | MEMORIAL CITY - MOR | Procedure room 2 |  |  |  |  | WARMING UNITS, BLOOD/INTRAVENOUS SOLUTION |  | WARMERBLOODFLUID-Smiths Medical-HL-90 |  |  |  |  | WARMERBLOODFLUID-Smiths Medical-HL-90 | Smiths Medical | [7 empty] | Not Covered Vendor Only - Biomedical | MHHS-Mem City
NO | YES |  |  |  | 041-20966 | 041-20966 | Smiths Medical | HOTLINE HL-90 |  |  | MEMORIAL CITY MOR | MHHS-Mem City |  |  |  | 041-20966 | 041-20966 | West | Memorial Hermann Memorial City Medical Center | MEMORIAL CITY MOR | MEMORIAL CITY MOR |  |  |  |  | WARMING UNITS, BLOOD/INTRAVENOUS SOLUTION |  | WARMERBLOODFLUID-Smiths Medical-HL-90 |  |  |  |  | WARMERBLOODFLUID-Smiths Medical-HL-90 | Smiths Medical | [7 empty] | Not Covered Vendor Only - Biomedical | MHHS-Mem City
NO | YES |  |  |  | 041-32001 | 041-32001 | Smiths Medical | HOTLINE HL-90 |  | S101A00518 | MEMORIAL CITY - MOR | MHHS-Mem City |  |  |  | 041-32001 | 041-32001 | West | Memorial City - Memorial Hermann Hospital | MEMORIAL CITY - MOR | MOR 11 |  |  |  |  | WARMING UNITS, BLOOD/INTRAVENOUS SOLUTION |  | WARMERBLOODFLUID-Smiths Medical-HL-90 |  |  |  |  | WARMERBLOODFLUID-Smiths Medical-HL-90 | Smiths Medical | [7 empty] | Not Covered Vendor Only - Biomedical | MHHS-Mem City
NO | YES |  |  |  | 041-32762 | 041-32762 | Smiths Medical | HOTLINE HL-90 |  |  | MEMORIAL CITY MOR | MHHS-Mem City |  |  |  | 041-32762 | 041-32762 | West | Memorial Hermann Memorial City Medical Center | MEMORIAL CITY MOR | MEMORIAL CITY MOR |  |  |  |  | WARMING UNITS, BLOOD/INTRAVENOUS SOLUTION |  | WARMERBLOODFLUID-Smiths Medical-HL-90 |  |  |  |  | WARMERBLOODFLUID-Smiths Medical-HL-90 | Smiths Medical | [7 empty] | Not Covered Vendor Only - Biomedical | MHHS-Mem City
NO | YES | [5 empty] | Smiths Medical | HOTLINE HL-90 |  | S10005542 | MHOSH-OR | MHHS Orthopedic & Spine | [5 empty] | Central & Greater Heights | MHHS-Orthopedic & Spine | MHOSH-OR |  | 8/7/19 |  |  |  | WARMING UNITS, BLOOD/INTRAVENOUS SOLUTION | Warmer, Blood/Fluid | WARMERBLOODFLUID-Smiths Medical-HL-90 |  |  |  |  | WARMERBLOODFLUID-Smiths Medical-HL-90 | Smiths Medical |  |  |  |  | 10/28/20 | MHOSH Inventory Dec 2019 into 2020 - Copy.xls - Newly Verified | WBF-SA | Not Covered Vendor Only - Biomedical | MHHS Orthopedic & Spine | [8 empty] | WARMERBLOODFLUID | Warmer, Blood/Fluid | Smiths Medical
NO | YES | [5 empty] | Smiths Medical | HOTLINE HL-90 |  | S10005543 | MHOSH-OR | MHHS Orthopedic & Spine | [5 empty] | Central & Greater Heights | MHHS-Orthopedic & Spine | MHOSH-OR |  | 8/7/19 |  |  |  | WARMING UNITS, BLOOD/INTRAVENOUS SOLUTION | Warmer, Blood/Fluid | WARMERBLOODFLUID-Smiths Medical-HL-90 |  |  |  |  | WARMERBLOODFLUID-Smiths Medical-HL-90 | Smiths Medical |  |  |  |  | 10/28/20 | MHOSH Inventory Dec 2019 into 2020 - Copy.xls - Newly Verified | WBF-SA | Not Covered Vendor Only - Biomedical | MHHS Orthopedic & Spine | [8 empty] | WARMERBLOODFLUID | Warmer, Blood/Fluid | Smiths Medical
NO | YES | [5 empty] | Smiths Medical | HOTLINE HL-90 |  | S10005545 | MHOSH-OR | MHHS Orthopedic & Spine | [5 empty] | Central & Greater Heights | MHHS-Orthopedic & Spine | MHOSH-OR |  | 8/7/19 |  |  |  | WARMING UNITS, BLOOD/INTRAVENOUS SOLUTION | Warmer, Blood/Fluid | WARMERBLOODFLUID-Smiths Medical-HL-90 |  |  |  |  | WARMERBLOODFLUID-Smiths Medical-HL-90 | Smiths Medical |  |  |  |  | 10/28/20 | MHOSH Inventory Dec 2019 into 2020 - Copy.xls - Newly Verified | WBF-SA | Not Covered Vendor Only - Biomedical | MHHS Orthopedic & Spine | [8 empty] | WARMERBLOODFLUID | Warmer, Blood/Fluid | Smiths Medical
NO | YES | [5 empty] | Smiths Medical | HOTLINE HL-90 |  | S10005555 | MHOSH-OR | MHHS Orthopedic & Spine | [5 empty] | Central & Greater Heights | MHHS-Orthopedic & Spine | MHOSH-OR |  | 8/9/19 |  |  |  | WARMING UNITS, BLOOD/INTRAVENOUS SOLUTION | Warmer, Blood/Fluid | WARMERBLOODFLUID-Smiths Medical-HL-90 |  |  |  |  | WARMERBLOODFLUID-Smiths Medical-HL-90 | Smiths Medical |  |  |  |  | 10/28/20 | MHOSH Inventory Dec 2019 into 2020 - Copy.xls - Newly Verified | WBF-SA | Not Covered Vendor Only - Biomedical | MHHS Orthopedic & Spine | [8 empty] | WARMERBLOODFLUID | Warmer, Blood/Fluid | Smiths Medical
NO | YES |  |  |  |  | 142-00488 | Smiths Medical | HOTLINE HL-90 |  |  | NE-Labor & Delivery | MHHS-Northeast |  |  |  |  | 142-00488 | Katy | MHHS-Northeast | NE-Labor & Delivery | OR 2 | 8/1/19 | 11/1/19 |  |  | WARMING UNITS, BLOOD/INTRAVENOUS SOLUTION | Warmer, Blood/Fluid | WARMERBLOODFLUID-Smiths Medical-HL-90 |  |  |  |  | WARMERBLOODFLUID-Smiths Medical-HL-90 | Smiths Medical |  |  |  |  | 10/28/20 |  | WBF-SA | Not Covered Vendor Only - Biomedical | MHHS-Northeast | [8 empty] | WARMERBLOODFLUID | Warmer, Blood/Fluid | Smiths Medical
NO | YES |  |  |  |  | 142-00625 | Smiths Medical | HOTLINE HL-90 |  | 2004-0684 | NE - LABORATORY - BLOOD BANK | MHHS-Northeast |  |  |  |  | 142-00625 | Katy | NE - OR | NE - LABORATORY - BLOOD BANK | NE - OR |  |  |  |  | WARMING UNITS, BLOOD/INTRAVENOUS SOLUTION |  | WARMERBLOODFLUID-Smiths Medical-HL-90 |  |  |  |  | WARMERBLOODFLUID-Smiths Medical-HL-90 | Smiths Medical | [7 empty] | Not Covered Vendor Only - Biomedical | MHHS-Northeast
NO | YES |  |  |  | 142-06418 | 142-06418 | Smiths Medical | HOTLINE HL-90 |  | S10006375 | NE - OR | MHHS-Northeast |  |  |  | 142-06418 | 142-06418 | Katy | NE - OR | NE - OR | NE - OR |  |  |  |  | WARMING UNITS, BLOOD/INTRAVENOUS SOLUTION |  | WARMERBLOODFLUID-Smiths Medical-HL-90 |  |  |  |  | WARMERBLOODFLUID-Smiths Medical-HL-90 | Smiths Medical | [7 empty] | Not Covered Vendor Only - Biomedical | MHHS-Northeast
NO | YES |  |  |  | 142-06445 | 142-06445 | Smiths Medical | HOTLINE HL-90 |  | S101A04608 | NE-OR | MHHS-Northeast |  |  |  | 142-06445 | 142-06445 | Katy | MHHS-Northeast | NE-OR | OR Hybrid Room | 11/1/18 | 11/1/19 |  |  | WARMING UNITS, BLOOD/INTRAVENOUS SOLUTION | Warmer, Blood/Fluid | WARMERBLOODFLUID-Smiths Medical-HL-90 |  |  |  |  | WARMERBLOODFLUID-Smiths Medical-HL-90 | Smiths Medical |  |  |  |  | 10/28/20 |  | WBF-SA | Not Covered Vendor Only - Biomedical | MHHS-Northeast | [8 empty] | WARMERBLOODFLUID | Warmer, Blood/Fluid | Smiths Medical
NO | YES |  |  |  | 142-06741 | 142-06741 | Smiths Medical | HOTLINE HL-90 |  | S101A04843 | NE-OR | MHHS-Northeast |  |  |  | 142-06741 | 142-06741 | Katy | MHHS-Northeast | NE-OR | Sterile Core | 5/1/19 | 5/1/20 |  |  | WARMING UNITS, BLOOD/INTRAVENOUS SOLUTION | Warmer, Blood/Fluid | WARMERBLOODFLUID-Smiths Medical-HL-90 |  |  |  |  | WARMERBLOODFLUID-Smiths Medical-HL-90 | Smiths Medical |  |  |  |  | 10/28/20 |  | WBF-SA | Not Covered Vendor Only - Biomedical | MHHS-Northeast | [8 empty] | WARMERBLOODFLUID | Warmer, Blood/Fluid | Smiths Medical
NO | YES |  |  |  | 005-11433 | 005-11433 | Smiths Medical | HOTLINE HL-90 |  | S101A04659 | Pearland-OR | MHHS-Pearland Hospital |  |  |  | 005-11433 | 005-11433 | Pearland | MHHS-Pearland Hospital | Pearland-OR | OR2 | 1/1/20 | 1/1/21 |  |  | WARMING UNITS, BLOOD/INTRAVENOUS SOLUTION | Warmer, Blood/Fluid | WARMERBLOODFLUID-Smiths Medical-HL-90 |  |  |  |  | WARMERBLOODFLUID-Smiths Medical-HL-90 | Smiths Medical |  |  |  |  | 10/28/20 |  | WBF-SA | Not Covered Vendor Only - Biomedical | MHHS-Pearland Hospital | [8 empty] | WARMERBLOODFLUID | Warmer, Blood/Fluid | Smiths Medical
NO | YES |  |  |  | 005-06277 | 005-06277 | Smiths Medical | HOTLINE HL-90 |  |  | Memorial Hermann- South East OR | MHHS-Southeast |  |  |  | 005-06277 | 005-06277 | Southeast & Bay Area | Memorial Hermann- South East | Memorial Hermann- South East OR | OR3 | 4/1/19 |  | 4/1/20 |  | WARMING UNITS, BLOOD/INTRAVENOUS SOLUTION |  | WARMERBLOODFLUID-Smiths Medical-HL-90 |  |  |  |  | WARMERBLOODFLUID-Smiths Medical-HL-90 | Smiths Medical |  |  |  |  | 10/28/20 |  |  | Not Covered Vendor Only - Biomedical | MHHS-Southeast
NO | YES |  |  |  | 005-04452 | 005-04452 | Smiths Medical | HOTLINE HL-90 |  | 2004 1874 | SE - OR | MHHS-Southeast |  |  |  | 005-04452 | 005-04452 | Southeast & Bay Area | Memorial Hermann- South East | SE - OR | OR 3 | 4/1/19 |  | 4/1/20 |  | WARMING UNITS, BLOOD/INTRAVENOUS SOLUTION |  | WARMERBLOODFLUID-Smiths Medical-HL-90 |  |  |  |  | WARMERBLOODFLUID-Smiths Medical-HL-90 | Smiths Medical |  |  |  |  | 10/28/20 |  |  | Not Covered Vendor Only - Biomedical | MHHS-Southeast
NO | YES |  |  |  | 005-10449 | 005-10449 | Smiths Medical | HOTLINE HL-90 |  |  | SE-OR | MHHS-Southeast |  |  |  | 005-10449 | 005-10449 | Southeast | MHHS-Southeast | SE-OR | Hybrid Ii | 3/1/19 |  | 3/1/20 |  | WARMING UNITS, BLOOD/INTRAVENOUS SOLUTION |  | WARMERBLOODFLUID-Smiths Medical-HL-90 |  |  |  |  | WARMERBLOODFLUID-Smiths Medical-HL-90 | Smiths Medical |  |  |  |  | 10/28/20 |  |  | Not Covered Vendor Only - Biomedical | MHHS-Southeast
NO | YES |  |  |  | 005-08713 | 005-08713 | Smiths Medical | HOTLINE HL-90 |  | S101A04940 | SE-OR-Anesthesia | MHHS-Southeast |  |  |  | 005-08713 | 005-08713 | Southeast | MHHS-Southeast | SE-OR-Anesthesia | OR 1 | 4/1/19 |  | 4/1/20 |  | WARMING UNITS, BLOOD/INTRAVENOUS SOLUTION |  | WARMERBLOODFLUID-Smiths Medical-HL-90 |  |  |  |  | WARMERBLOODFLUID-Smiths Medical-HL-90 | Smiths Medical |  |  |  |  | 10/28/20 |  |  | Not Covered Vendor Only - Biomedical | MHHS-Southeast
NO | YES |  |  |  | 005-34045 | 005-34045 | Smiths Medical | HOTLINE HL-90 |  | S101A04642 | SE-OR-Anesthesia | MHHS-Southeast |  |  |  | 005-34045 | 005-34045 | Southeast | MHHS-Southeast | SE-OR-Anesthesia | Surgery | 10/1/19 |  | 10/1/20 |  | WARMING UNITS, BLOOD/INTRAVENOUS SOLUTION |  | WARMERBLOODFLUID-Smiths Medical-HL-90 |  |  |  |  | WARMERBLOODFLUID-Smiths Medical-HL-90 | Smiths Medical |  |  |  |  | 10/28/20 |  |  | Not Covered Vendor Only - Biomedical | MHHS-Southeast
NO | YES |  |  |  | 129-01202 | 129-01202 | Smiths Medical | HOTLINE HL-90 |  |  | Sugar Land-ICU | MHHS-Sugarland |  |  |  | 129-01202 | 129-01202 | Sugar Land | MHHS-Sugarland | Sugar Land-ICU |  | 6/1/19 | 6/1/20 |  |  | WARMING UNITS, BLOOD/INTRAVENOUS SOLUTION | Warmer, Blood/Fluid | WARMERBLOODFLUID-Smiths Medical-HL-90 |  |  |  |  | WARMERBLOODFLUID-Smiths Medical-HL-90 | Smiths Medical |  |  |  |  | 10/28/20 |  | WBF-SA | Not Covered Vendor Only - Biomedical | MHHS-Sugarland | [8 empty] | WARMERBLOODFLUID | Warmer, Blood/Fluid | Smiths Medical
NO | YES |  |  |  | 129-03397 | 129-03397 | Smiths Medical | HOTLINE HL-90 |  |  | Sugar Land-Labor & Delivery | MHHS-Sugarland |  |  |  | 129-03397 | 129-03397 | Sugar Land | MHHS-Sugarland | Sugar Land-Labor & Delivery | ER | 1/1/20 |  | 1/1/21 |  | WARMING UNITS, BLOOD/INTRAVENOUS SOLUTION | Warmer, Blood/Fluid | WARMERBLOODFLUID-Smiths Medical-HL-90 |  |  |  |  | WARMERBLOODFLUID-Smiths Medical-HL-90 | Smiths Medical |  |  |  |  | 10/28/20 |  | WBF-SA | Not Covered Vendor Only - Biomedical | MHHS-Sugarland | [8 empty] | WARMERBLOODFLUID | Warmer, Blood/Fluid | Smiths Medical
NO | YES | [5 empty] | Smiths Medical | HOTLINE HL-90 |  |  | Woodlands-Birth Center | MHHS-Woodlands | [5 empty] | Woodlands | MHHS-Woodlands | Woodlands-Birth Center | Birth Center | 10/1/19 |  | 10/1/20 |  | WARMING UNITS, BLOOD/INTRAVENOUS SOLUTION | Warmer, Blood/Fluid | WARMERBLOODFLUID-Smiths Medical-HL-90 |  |  |  |  | WARMERBLOODFLUID-Smiths Medical-HL-90 | Smiths Medical |  |  |  |  | 10/28/20 |  | WBF-SA | Not Covered Vendor Only - Biomedical | MHHS-Woodlands | [8 empty] | WARMERBLOODFLUID | Warmer, Blood/Fluid | Smiths Medical
NO | YES |  |  |  | 029-09511 | 029-09511 | Smiths Medical | HOTLINE HL-90 |  | S101A02470 | Woodlands-SICU | MHHS-Woodlands |  |  |  | 029-09511 | 029-09511 | Woodlands | MHHS-Woodlands | Woodlands-SICU | Hallway | 5/1/19 |  | 5/1/20 |  | WARMING UNITS, BLOOD/INTRAVENOUS SOLUTION | Warmer, Blood/Fluid | WARMERBLOODFLUID-Smiths Medical-HL-90 |  |  |  |  | WARMERBLOODFLUID-Smiths Medical-HL-90 | Smiths Medical |  |  |  |  | 10/28/20 |  | WBF-SA | Not Covered Vendor Only - Biomedical | MHHS-Woodlands | [8 empty] | WARMERBLOODFLUID | Warmer, Blood/Fluid | Smiths Medical
NO | YES | [5 empty] | Smiths Medical | HOTLINE HL-90 |  |  | Woodlands-PCU4 | MHHS-Woodlands | [5 empty] | Woodlands | MHHS-Woodlands | Woodlands-PCU4 | Storage Room | 7/1/19 |  | 7/1/20 |  | WARMING UNITS, BLOOD/INTRAVENOUS SOLUTION | Warmer, Blood/Fluid | WARMERBLOODFLUID-Smiths Medical-HL-90 |  |  |  |  | WARMERBLOODFLUID-Smiths Medical-HL-90 | Smiths Medical |  |  |  |  | 10/28/20 |  | WBF-SA | Not Covered Vendor Only - Biomedical | MHHS-Woodlands | [8 empty] | WARMERBLOODFLUID | Warmer, Blood/Fluid | Smiths Medical
NO | NO |  |  |  | 009-08324 |  | Smiths Medical | HOTLINE HL-90 |  | S10002579 | GH - LABORATORY - BLOOD WARMERS | MHHS-Greater Heights |  |  |  | 009-08324 |  | Central & Greater Heights |  | GH - LABORATORY - BLOOD WARMERS | [5 empty] | WARMING UNITS, BLOOD/INTRAVENOUS SOLUTION |  | WARMERBLOODFLUID-Smiths Medical-HL-90 |  |  |  |  | WARMERBLOODFLUID-Smiths Medical-HL-90 | Smiths Medical | [7 empty] | Not Covered Vendor Only - Biomedical | MHHS-Greater Heights
NO | NO | [5 empty] | Smiths Medical | HOTLINE HL-90 |  | 2001 2665 | GH - LABORATORY - BLOOD WARMERS | MHHS-Greater Heights | [5 empty] | Central & Greater Heights |  | GH - LABORATORY - BLOOD WARMERS | [5 empty] | WARMING UNITS, BLOOD/INTRAVENOUS SOLUTION |  | WARMERBLOODFLUID-Smiths Medical-HL-90 |  |  |  |  | WARMERBLOODFLUID-Smiths Medical-HL-90 | Smiths Medical | [7 empty] | Not Covered Vendor Only - Biomedical | MHHS-Greater Heights
NO | NO |  |  |  | 041-19533 |  | Smiths Medical | HOTLINE HL-90 |  | S101A04132 | MEMORIAL CITY - MHT - JHC OR | MHHS-Mem City |  |  |  | 041-19533 |  | West & Memorial City |  | MEMORIAL CITY - MHT - JHC OR | [5 empty] | WARMING UNITS, BLOOD/INTRAVENOUS SOLUTION |  | WARMERBLOODFLUID-Smiths Medical-HL-90 |  |  |  |  | WARMERBLOODFLUID-Smiths Medical-HL-90 | Smiths Medical | [7 empty] | Not Covered Vendor Only - Biomedical | MHHS-Mem City
NO | NO |  |  |  | 041-05593 |  | Smiths Medical | HOTLINE HL-90 |  | 2003-1187 | MEMORIAL CITY - MOR | MHHS-Mem City |  |  |  | 041-05593 |  | West & Memorial City |  | MEMORIAL CITY - MOR | [5 empty] | WARMING UNITS, BLOOD/INTRAVENOUS SOLUTION |  | WARMERBLOODFLUID-Smiths Medical-HL-90 |  |  |  |  | WARMERBLOODFLUID-Smiths Medical-HL-90 | Smiths Medical | [7 empty] | Not Covered Vendor Only - Biomedical | MHHS-Mem City
NO | NO | [5 empty] | Smiths Medical | HOTLINE HL-90 |  | 2005 1555 | MEMORIAL CITY - MOR | MHHS-Mem City | [5 empty] | West & Memorial City |  | MEMORIAL CITY - MOR | [5 empty] | WARMING UNITS, BLOOD/INTRAVENOUS SOLUTION |  | WARMERBLOODFLUID-Smiths Medical-HL-90 |  |  |  |  | WARMERBLOODFLUID-Smiths Medical-HL-90 | Smiths Medical | [7 empty] | Not Covered Vendor Only - Biomedical | MHHS-Mem City
NO | NO | [5 empty] | Smiths Medical | HOTLINE HL-90 |  |  | MEMORIAL CITY - MOR | MHHS-Mem City | [5 empty] | West & Memorial City |  | MEMORIAL CITY - MOR | [5 empty] | WARMING UNITS, BLOOD/INTRAVENOUS SOLUTION |  | WARMERBLOODFLUID-Smiths Medical-HL-90 |  |  |  |  | WARMERBLOODFLUID-Smiths Medical-HL-90 | Smiths Medical | [7 empty] | Not Covered Vendor Only - Biomedical | MHHS-Mem City
NO | NO | [5 empty] | Smiths Medical | HOTLINE HL-90 |  |  | MEMORIAL CITY - MOR | MHHS-Mem City | [5 empty] | West & Memorial City |  | MEMORIAL CITY - MOR | [5 empty] | WARMING UNITS, BLOOD/INTRAVENOUS SOLUTION |  | WARMERBLOODFLUID-Smiths Medical-HL-90 |  |  |  |  | WARMERBLOODFLUID-Smiths Medical-HL-90 | Smiths Medical | [7 empty] | Not Covered Vendor Only - Biomedical | MHHS-Mem City
NO | NO |  |  |  | 145-00199 |  | Smiths Medical | HOTLINE HL-90 |  | S101A01991 | PEARLAND - EMERGENCY CENTER | MHHS-Pearland Hospital |  |  |  | 145-00199 |  | Pearland |  | PEARLAND - EMERGENCY CENTER | [5 empty] | WARMING UNITS, BLOOD/INTRAVENOUS SOLUTION |  | WARMERBLOODFLUID-Smiths Medical-HL-90 |  |  |  |  | WARMERBLOODFLUID-Smiths Medical-HL-90 | Smiths Medical | [7 empty] | Not Covered Vendor Only - Biomedical | MHHS-Pearland Hospital
NO | NO |  |  |  | 583-00953 |  | Smiths Medical | HOTLINE HL-90 |  | S101A04022 | KT CCC - (KY) - EMERGENCY ROOM | MHHS-South Katy CCC |  |  |  | 583-00953 |  | Katy |  | KT CCC - (KY) - EMERGENCY ROOM | [5 empty] | WARMING UNITS, BLOOD/INTRAVENOUS SOLUTION |  | WARMERBLOODFLUID-Smiths Medical-HL-90 |  |  |  |  | WARMERBLOODFLUID-Smiths Medical-HL-90 | Smiths Medical | [7 empty] | Not Covered Vendor Only - Biomedical | MHHS-South Katy CCC
NO | NO |  |  |  | 005-01058 |  | Smiths Medical | HOTLINE HL-90 |  |  | SE - LABOR & DELIVERY | MHHS-Southeast |  |  |  | 005-01058 |  | Southeast & Bay Area |  | SE - LABOR & DELIVERY | [5 empty] | WARMING UNITS, BLOOD/INTRAVENOUS SOLUTION |  | WARMERBLOODFLUID-Smiths Medical-HL-90 |  |  |  |  | WARMERBLOODFLUID-Smiths Medical-HL-90 | Smiths Medical | [7 empty] | Not Covered Vendor Only - Biomedical | MHHS-Southeast
NO | NO | [5 empty] | Smiths Medical | HOTLINE HL-90 |  | S10002129 | SW - HVI - CV ICU | MHHS-Southwest | [5 empty] | Southwest |  | SW - HVI - CV ICU | [5 empty] | WARMING UNITS, BLOOD/INTRAVENOUS SOLUTION |  | WARMERBLOODFLUID-Smiths Medical-HL-90 |  |  |  |  | WARMERBLOODFLUID-Smiths Medical-HL-90 | Smiths Medical | [7 empty] | Not Covered Vendor Only - Biomedical | MHHS-Southwest
NO | NO | [5 empty] | Smiths Medical | HOTLINE HL-90 |  |  | SW - HVI - CV ICU | MHHS-Southwest | [5 empty] | Southwest |  | SW - HVI - CV ICU | [5 empty] | WARMING UNITS, BLOOD/INTRAVENOUS SOLUTION |  | WARMERBLOODFLUID-Smiths Medical-HL-90 |  |  |  |  | WARMERBLOODFLUID-Smiths Medical-HL-90 | Smiths Medical | [7 empty] | Not Covered Vendor Only - Biomedical | MHHS-Southwest
NO | NO | [5 empty] | Smiths Medical | HOTLINE HL-90 |  |  | SW - HVI - CV ICU | MHHS-Southwest | [5 empty] | Southwest |  | SW - HVI - CV ICU | [5 empty] | WARMING UNITS, BLOOD/INTRAVENOUS SOLUTION |  | WARMERBLOODFLUID-Smiths Medical-HL-90 |  |  |  |  | WARMERBLOODFLUID-Smiths Medical-HL-90 | Smiths Medical | [7 empty] | Not Covered Vendor Only - Biomedical | MHHS-Southwest
NO | NO | [5 empty] | Smiths Medical | HOTLINE HL-90 |  |  | SW - HVI - CV ICU | MHHS-Southwest | [5 empty] | Southwest |  | SW - HVI - CV ICU | [5 empty] | WARMING UNITS, BLOOD/INTRAVENOUS SOLUTION |  | WARMERBLOODFLUID-Smiths Medical-HL-90 |  |  |  |  | WARMERBLOODFLUID-Smiths Medical-HL-90 | Smiths Medical | [7 empty] | Not Covered Vendor Only - Biomedical | MHHS-Southwest
NO | NO | [5 empty] | Smiths Medical | HOTLINE HL-90 |  |  | SW - HVI - CV ICU | MHHS-Southwest | [5 empty] | Southwest |  | SW - HVI - CV ICU | [5 empty] | WARMING UNITS, BLOOD/INTRAVENOUS SOLUTION |  | WARMERBLOODFLUID-Smiths Medical-HL-90 |  |  |  |  | WARMERBLOODFLUID-Smiths Medical-HL-90 | Smiths Medical | [7 empty] | Not Covered Vendor Only - Biomedical | MHHS-Southwest
NO | NO |  |  |  | 029-07560 |  | Smiths Medical | HOTLINE HL-90 |  | S10007498 | WOODLANDS - INFUSION SUITE | MHHS-Woodlands |  |  |  | 029-07560 |  | Woodlands |  | WOODLANDS - INFUSION SUITE | [5 empty] | WARMING UNITS, BLOOD/INTRAVENOUS SOLUTION |  | WARMERBLOODFLUID-Smiths Medical-HL-90 |  |  |  |  | WARMERBLOODFLUID-Smiths Medical-HL-90 | Smiths Medical | [7 empty] | Not Covered Vendor Only - Biomedical | MHHS-Woodlands
NO | NO | [5 empty] | Smiths Medical | HOTLINE HL-90 |  | 1998-01209 | WOODLANDS - OR | MHHS-Woodlands | [5 empty] | Woodlands |  | WOODLANDS - OR | [5 empty] | WARMING UNITS, BLOOD/INTRAVENOUS SOLUTION |  | WARMERBLOODFLUID-Smiths Medical-HL-90 |  |  |  |  | WARMERBLOODFLUID-Smiths Medical-HL-90 | Smiths Medical | [7 empty] | Not Covered Vendor Only - Biomedical | MHHS-Woodlands
NO | YES |  |  |  | 013-38063 | 013-38063 | Smiths Medical | MEDFUSION 3500 |  | M25245 | SW-OR | MHHS-Southwest |  | Pump, Infusion, Syringe |  | 013-38063 | 013-38063 | Southwest | MHHS-Southwest | SW-OR | SW - OR | 7/1/19 |  | 7/1/20 |  | INFUSION PUMPS, SYRINGE | Pump, Infusion, Syringe | PUMPINFUSIONSYRINGE-Smiths Medical-Medfusion 3500 | PUMPINFUSIONSYRINGE | Medfusion 3500 |  |  |  | Smiths Medical | Pump, Infusion, Syringe |  | PUMPINFUSIONSYRINGE-Smiths Medical-Medfusion 3500 |  |  |  | PUI-A | Covered PM Repair - Biomedical | MHHS-Southwest | [7 empty] | Pump, Infusion, Syringe | PUMPINFUSIONSYRINGE | Pump, Infusion, Syringe | Smiths Medical
NO | YES | Asset Tag 013-36762 |  |  | 013-36762 | 013-36762 | Smiths Medical | MEDFUSION 3500 |  | M27730 | SW-OR | MHHS-Southwest |  | Pump, Infusion, Syringe |  | 013-36762 | 013-36762 | Southwest | MHHS-Southwest | SW-OR |  | 9/5/19 |  |  |  | INFUSION PUMPS, SYRINGE | Pump, Infusion, Syringe | PUMPINFUSIONSYRINGE-Smiths Medical-Medfusion 3500 | PUMPINFUSIONSYRINGE | Medfusion 3500 |  |  |  | Smiths Medical | Pump, Infusion, Syringe |  | PUMPINFUSIONSYRINGE-Smiths Medical-Medfusion 3500 |  | 11/1/16 | Finished from Script 3/27/2020 12:11:52pm (Central) | PUI-A | Covered PM Repair - Biomedical | MHHS-Southwest | [7 empty] | Pump, Infusion, Syringe | PUMPINFUSIONSYRINGE | Pump, Infusion, Syringe | Smiths Medical
NO | YES |  |  |  | 013-38990 | 013-38990 | Smiths Medical | MEDFUSION 3500 |  | m22172 | SW-HVI-CV ICU | MHHS-Southwest |  | Pump, Infusion, Syringe |  | 013-38990 | 013-38990 | Southwest | MHHS-Southwest | SW-HVI-CV ICU | CVICU | 8/1/19 |  |  |  | INFUSION PUMPS, SYRINGE | Pump, Infusion, Syringe | PUMPINFUSIONSYRINGE-Smiths Medical-Medfusion 3500 | PUMPINFUSIONSYRINGE | Medfusion 3500 |  |  |  | Smiths Medical | Pump, Infusion, Syringe |  | PUMPINFUSIONSYRINGE-Smiths Medical-Medfusion 3500 |  | 5/12/16 |  | PUI-A | Covered PM Repair - Biomedical | MHHS-Southwest | [7 empty] | Pump, Infusion, Syringe | PUMPINFUSIONSYRINGE | Pump, Infusion, Syringe | Smiths Medical
NO | YES |  |  |  | 129-31235 | 129-31235 | Smiths Medical | MEDFUSION 3500 |  | M12047 | Sugar Land-OR | MHHS-Sugarland |  | Pump, Infusion, Syringe |  | 129-31235 | 129-31235 | Sugar Land | MHHS-Sugarland | Sugar Land-OR |  | 7/1/19 | 7/1/20 |  |  | INFUSION PUMPS, SYRINGE | Pump, Infusion, Syringe | PUMPINFUSIONSYRINGE-Smiths Medical-Medfusion 3500 | PUMPINFUSIONSYRINGE | Medfusion 3500 |  |  |  | Smiths Medical | Pump, Infusion, Syringe |  | PUMPINFUSIONSYRINGE-Smiths Medical-Medfusion 3500 |  | 5/12/16 |  | PUI-A | Covered PM Repair - Biomedical | MHHS-Sugarland | [7 empty] | Pump, Infusion, Syringe | PUMPINFUSIONSYRINGE | Pump, Infusion, Syringe | Smiths Medical
NO | YES | Asset Tag 005-09251 |  |  | 005-09251 | 005-09251 | Smiths Medical | PARAPAC MEDIC 200D |  |  | (null) | MHHS-Mem City |  |  |  | 005-09251 | 005-09251 | (null) | MHHS-Mem City | (null) | (null) |  |  |  | (null) | VENTILATORS, TRANSPORT |  | .needs class | [5 empty] | Smiths Medical |  |  |  |  | 10/9/20 |  |  | Not Covered Vendor Only - Biomedical | MHHS-Mem City
NO | NO |  |  |  | 041-09434 |  | Smiths Medical | PARAPAC MEDIC 200D |  |  | MEMORIAL CITY - RESPIRATORY | MHHS-Mem City |  |  |  | 041-09434 |  | West & Memorial City |  | MEMORIAL CITY - RESPIRATORY | [5 empty] | VENTILATORS, TRANSPORT |  | .needs class | [5 empty] | Smiths Medical | [7 empty] | Not Covered Vendor Only - Biomedical | MHHS-Mem City
NO | YES |  |  |  | 133-09823 | 133-09823 | Smiths Medical | PARAPAC PLUS |  |  | Katy-OR | MHHS-Katy |  |  |  | 133-09823 | 133-09823 | Katy | MHHS-Katy | Katy-OR | OR Hallway Near Sterile Core |  |  |  |  | VENTILATORS, TRANSPORT | Ventilator | VENTILATOR-Smiths Medical-ParaPAC Plus 310 |  |  |  |  | VENTILATOR-Smiths Medical-ParaPAC Plus 310 | Smiths Medical |  |  |  |  | 6/14/20 |  | VENT-SA | Not Covered Vendor Only - Biomedical | MHHS-Katy | [8 empty] | VENTILATOR | Ventilator | Smiths Medical
NO | YES |  |  |  | 133-09825 | 133-09825 | Smiths Medical | PARAPAC PLUS |  |  | Katy-Respiratory | MHHS-Katy |  |  |  | 133-09825 | 133-09825 | Katy | MHHS-Katy | Katy-Respiratory | Equipment Storage ICU | 9/1/19 | 9/1/20 |  |  | VENTILATORS, TRANSPORT | Ventilator | VENTILATOR-Smiths Medical-ParaPAC Plus 310 |  |  |  |  | VENTILATOR-Smiths Medical-ParaPAC Plus 310 | Smiths Medical |  |  |  |  | 6/14/20 |  | VENT-SA | Not Covered Vendor Only - Biomedical | MHHS-Katy | [8 empty] | VENTILATOR | Ventilator | Smiths Medical
NO | YES |  |  |  | 133-09826 | 133-09826 | Smiths Medical | PARAPAC PLUS |  |  | Katy-Cardiology | MHHS-Katy |  |  |  | 133-09826 | 133-09826 | Katy | MHHS-Katy | Katy-Cardiology | Clean storage room | 9/1/19 | 9/1/20 |  |  | VENTILATORS, TRANSPORT | Ventilator | VENTILATOR-Smiths Medical-ParaPAC Plus 310 |  |  |  |  | VENTILATOR-Smiths Medical-ParaPAC Plus 310 | Smiths Medical |  |  |  |  | 6/14/20 |  | VENT-SA | Not Covered Vendor Only - Biomedical | MHHS-Katy | [8 empty] | VENTILATOR | Ventilator | Smiths Medical
NO | YES |  |  |  | 142-06755 | 142-06755 | Smiths Medical | PARAPAC PLUS |  |  | NE-Respiratory | MHHS-Northeast |  |  |  | 142-06755 | 142-06755 | Katy | MHHS-Northeast | NE-Respiratory |  | 10/1/18 | 11/1/20 |  |  | VENTILATORS, TRANSPORT | Ventilator | VENTILATOR-Smiths Medical-ParaPAC Plus 310 |  |  |  |  | VENTILATOR-Smiths Medical-ParaPAC Plus 310 | Smiths Medical |  |  |  |  | 6/14/20 |  | VENT-SA | Not Covered Vendor Only - Biomedical | MHHS-Northeast | [8 empty] | VENTILATOR | Ventilator | Smiths Medical
NO | YES |  |  |  | 142-06756 | 142-06756 | Smiths Medical | PARAPAC PLUS |  |  | NE-Respiratory | MHHS-Northeast |  |  |  | 142-06756 | 142-06756 | Katy | MHHS-Northeast | NE-Respiratory | Resp Office | 10/1/19 | 10/1/20 |  |  | VENTILATORS, TRANSPORT | Ventilator | VENTILATOR-Smiths Medical-ParaPAC Plus 310 |  |  |  |  | VENTILATOR-Smiths Medical-ParaPAC Plus 310 | Smiths Medical |  |  |  |  | 6/14/20 |  | VENT-SA | Not Covered Vendor Only - Biomedical | MHHS-Northeast | [8 empty] | VENTILATOR | Ventilator | Smiths Medical
NO | YES |  |  |  | 029-11839 | 029-11839 | Smiths Medical | PARAPAC PLUS |  |  | Woodlands-ER | MHHS-Woodlands |  |  |  | 029-11839 | 029-11839 | Woodlands | MHHS-Woodlands | Woodlands-ER | ER | 11/1/19 |  | 11/1/20 |  | VENTILATORS, TRANSPORT | Ventilator | VENTILATOR-Smiths Medical-ParaPAC Plus 310 |  |  |  |  | VENTILATOR-Smiths Medical-ParaPAC Plus 310 | Smiths Medical |  |  |  |  | 6/14/20 |  | VENT-SA | Not Covered Vendor Only - Biomedical | MHHS-Woodlands | [8 empty] | VENTILATOR | Ventilator | Smiths Medical
NO | YES | [5 empty] | Smiths Medical | PARAPAC PLUS |  |  | Woodlands-ER | MHHS-Woodlands | [5 empty] | Woodlands | MHHS-Woodlands | Woodlands-ER | Room3 | 7/1/19 |  | 7/1/20 |  | VENTILATORS, TRANSPORT | Ventilator | VENTILATOR-Smiths Medical-ParaPAC Plus 310 |  |  |  |  | VENTILATOR-Smiths Medical-ParaPAC Plus 310 | Smiths Medical |  |  |  |  | 6/14/20 |  | VENT-SA | Not Covered Vendor Only - Biomedical | MHHS-Woodlands | [8 empty] | VENTILATOR | Ventilator | Smiths Medical
NO | YES | [5 empty] | Smiths Medical | PARAPAC PLUS |  |  | Woodlands-ER | MHHS-Woodlands | [5 empty] | Woodlands | MHHS-Woodlands | Woodlands-ER | Room 1 | 12/1/18 |  | 12/1/20 |  | VENTILATORS, TRANSPORT | Ventilator | VENTILATOR-Smiths Medical-ParaPAC Plus 310 |  |  |  |  | VENTILATOR-Smiths Medical-ParaPAC Plus 310 | Smiths Medical |  |  |  |  | 6/29/20 |  | VENT-SA | Not Covered Vendor Only - Biomedical | MHHS-Woodlands | [8 empty] | VENTILATOR | Ventilator | Smiths Medical
NO | YES |  |  |  |  | 005-33064 | Smiths Medical | PARAPAC PLUS |  | 530A1167 | Woodlands-Respiratory | MHHS-Woodlands |  |  |  |  | 005-33064 | Woodlands | MHHS-Woodlands | Woodlands-Respiratory | ER | 1/1/20 |  | 1/1/21 |  | VENTILATORS, TRANSPORT | Ventilator | VENTILATOR-Smiths Medical-ParaPAC Plus 310 |  |  |  |  | VENTILATOR-Smiths Medical-ParaPAC Plus 310 | Smiths Medical |  |  |  |  | 6/29/20 |  | VENT-SA | Not Covered Vendor Only - Biomedical | MHHS-Woodlands | [8 empty] | VENTILATOR | Ventilator | Smiths Medical
NO | NO |  |  |  | 009-10181 |  | Smiths Medical | PARAPAC PLUS |  |  | GH - RESPIRATORY | MHHS-Greater Heights |  |  |  | 009-10181 |  | Central & Greater Heights |  | GH - RESPIRATORY | [5 empty] | VENTILATORS, TRANSPORT |  | VENTILATOR-Smiths Medical-ParaPAC Plus 310 |  |  |  |  | VENTILATOR-Smiths Medical-ParaPAC Plus 310 | Smiths Medical | [7 empty] | No Coverage Specified | MHHS-Greater Heights
NO | NO |  |  |  | 009-10182 |  | Smiths Medical | PARAPAC PLUS |  |  | GH - RESPIRATORY | MHHS-Greater Heights |  |  |  | 009-10182 |  | Central & Greater Heights |  | GH - RESPIRATORY | [5 empty] | VENTILATORS, TRANSPORT |  | VENTILATOR-Smiths Medical-ParaPAC Plus 310 |  |  |  |  | VENTILATOR-Smiths Medical-ParaPAC Plus 310 | Smiths Medical | [7 empty] | No Coverage Specified | MHHS-Greater Heights
NO | NO |  |  |  | 009-10183 |  | Smiths Medical | PARAPAC PLUS |  |  | GH - RESPIRATORY | MHHS-Greater Heights |  |  |  | 009-10183 |  | Central & Greater Heights |  | GH - RESPIRATORY | [5 empty] | VENTILATORS, TRANSPORT |  | VENTILATOR-Smiths Medical-ParaPAC Plus 310 |  |  |  |  | VENTILATOR-Smiths Medical-ParaPAC Plus 310 | Smiths Medical | [7 empty] | Not Covered Vendor Only - Biomedical | MHHS-Greater Heights
NO | NO |  |  |  | 009-10184 |  | Smiths Medical | PARAPAC PLUS |  |  | GH - RESPIRATORY | MHHS-Greater Heights |  |  |  | 009-10184 |  | Central & Greater Heights |  | GH - RESPIRATORY | [5 empty] | VENTILATORS, TRANSPORT |  | VENTILATOR-Smiths Medical-ParaPAC Plus 310 |  |  |  |  | VENTILATOR-Smiths Medical-ParaPAC Plus 310 | Smiths Medical | [7 empty] | Not Covered Vendor Only - Biomedical | MHHS-Greater Heights
NO | NO |  |  |  | 133-09824 |  | Smiths Medical | PARAPAC PLUS |  |  | KATY - RESPIRATORY | MHHS-Katy |  |  |  | 133-09824 |  | Katy |  | KATY - RESPIRATORY | [5 empty] | VENTILATORS, TRANSPORT |  | VENTILATOR-Smiths Medical-ParaPAC Plus 310 |  |  |  |  | VENTILATOR-Smiths Medical-ParaPAC Plus 310 | Smiths Medical | [7 empty] | Not Covered Vendor Only - Biomedical | MHHS-Katy
NO | NO |  |  |  | 142-06761 |  | Smiths Medical | PARAPAC PLUS |  |  | NE - RESPIRATORY | MHHS-Northeast |  |  |  | 142-06761 |  | Katy |  | NE - RESPIRATORY | [5 empty] | VENTILATORS, TRANSPORT |  | VENTILATOR-Smiths Medical-ParaPAC Plus 310 |  |  |  |  | VENTILATOR-Smiths Medical-ParaPAC Plus 310 | Smiths Medical | [7 empty] | Not Covered Vendor Only - Biomedical | MHHS-Northeast
NO | NO |  |  |  | 029-10745 |  | Smiths Medical | PARAPAC PLUS |  |  | WOODLANDS - CVICU | MHHS-Woodlands |  |  |  | 029-10745 |  | Woodlands |  | WOODLANDS - CVICU | [5 empty] | VENTILATORS, TRANSPORT |  | VENTILATOR-Smiths Medical-ParaPAC Plus 310 |  |  |  |  | VENTILATOR-Smiths Medical-ParaPAC Plus 310 | Smiths Medical | [7 empty] | Not Covered Vendor Only - Biomedical | MHHS-Woodlands
NO | NO |  |  |  | 029-09667 |  | Smiths Medical | PARAPAC PLUS |  |  | WOODLANDS - RESPIRATORY | MHHS-Woodlands |  |  |  | 029-09667 |  | Woodlands |  | WOODLANDS - RESPIRATORY | [5 empty] | VENTILATORS, TRANSPORT |  | VENTILATOR-Smiths Medical-ParaPAC Plus 310 |  |  |  |  | VENTILATOR-Smiths Medical-ParaPAC Plus 310 | Smiths Medical | [7 empty] | Not Covered Vendor Only - Biomedical | MHHS-Woodlands
NO | NO |  |  |  | 029-09666 |  | Smiths Medical | PARAPAC PLUS |  |  | WOODLANDS - TERRAMONT ER (CLINIC) | MHHS-Woodlands |  |  |  | 029-09666 |  | Woodlands |  | WOODLANDS - TERRAMONT ER (CLINIC) | [5 empty] | VENTILATORS, TRANSPORT |  | VENTILATOR-Smiths Medical-ParaPAC Plus 310 |  |  |  |  | VENTILATOR-Smiths Medical-ParaPAC Plus 310 | Smiths Medical | [7 empty] | Not Covered Vendor Only - Biomedical | MHHS-Woodlands
NO | YES |  |  |  | 151-02184 | 151-02184 | Smiths Medical | PARAPAC PLUS 310 |  |  | CY - RESPIRATORY CARE SERVICES | MHHS-Cypress |  | Ventilator |  | 151-02184 | 151-02184 | Northwest | Cypress | CY - RESPIRATORY CARE SERVICES | Rt room on 3 | 3/1/19 |  |  |  | VENTILATORS, TRANSPORT | Ventilator | VENTILATOR-Smiths Medical-ParaPAC Plus 310 | VENTILATOR | ParaPAC Plus 310 |  |  |  | Smiths Medical | Ventilator |  | VENTILATOR-Smiths Medical-ParaPAC Plus 310 |  | 6/29/20 |  | VENT-SA | Covered PM Repair - Biomedical | MHHS-Cypress | [7 empty] | Ventilator | VENTILATOR | Ventilator | Smiths Medical
NO | YES |  |  |  | 151-02185 | 151-02185 | Smiths Medical | PARAPAC PLUS 310 |  |  | CY-Respiratory Care Services | MHHS-Cypress |  | Ventilator |  | 151-02185 | 151-02185 | Northwest | MHHS-Cypress | CY-Respiratory Care Services | Storage room in ER | 3/1/19 | 3/1/20 |  |  | VENTILATORS, TRANSPORT | Ventilator | VENTILATOR-Smiths Medical-ParaPAC Plus 310 | VENTILATOR | ParaPAC Plus 310 |  |  |  | Smiths Medical | Ventilator |  | VENTILATOR-Smiths Medical-ParaPAC Plus 310 |  | 6/29/20 |  | VENT-SA | Covered PM Repair - Biomedical | MHHS-Cypress | [7 empty] | Ventilator | VENTILATOR | Ventilator | Smiths Medical
NO | YES |  |  |  | 041-03161 |  | Smiths Medical | PARAPAC PLUS 310 |  |  | (null) | MHHS-Mem City |  | Ventilator |  | 041-03161 |  | (null) | (null) | (null) | (null) | (null) | (null) | (null) | (null) | VENTILATORS, TRANSPORT |  | VENTILATOR-Smiths Medical-ParaPAC Plus 310 | VENTILATOR | ParaPAC Plus 310 |  |  |  | Smiths Medical | Ventilator |  | VENTILATOR-Smiths Medical-ParaPAC Plus 310 |  |  |  |  | Not Covered Vendor Only - Biomedical | MHHS-Mem City
NO | YES |  |  |  | 145-01395 | 145-01395 | Smiths Medical | PARAPAC PLUS 310 |  |  | Pearland-ICU/IMCU | MHHS-Pearland Hospital |  | Ventilator |  | 145-01395 | 145-01395 | Pearland | MHHS-Pearland Hospital | Pearland-ICU/IMCU | In a cabinet in icu At the nurses station | 5/1/19 | 5/1/20 |  |  | VENTILATORS, TRANSPORT | Ventilator | VENTILATOR-Smiths Medical-ParaPAC Plus 310 | VENTILATOR | ParaPAC Plus 310 |  |  |  | Smiths Medical | Ventilator |  | VENTILATOR-Smiths Medical-ParaPAC Plus 310 |  | 6/14/20 |  | VENT-SA | Not Covered Vendor Only - Biomedical | MHHS-Pearland Hospital | [7 empty] | Ventilator | VENTILATOR | Ventilator | Smiths Medical
NO | YES |  |  |  | 145-01396 | 145-01396 | Smiths Medical | PARAPAC PLUS 310 |  |  | Pearland-Emergency Center | MHHS-Pearland Hospital |  | Ventilator |  | 145-01396 | 145-01396 | Pearland | MHHS-Pearland Hospital | Pearland-Emergency Center | Trauma3 | 5/1/19 | 5/1/20 |  |  | VENTILATORS, TRANSPORT | Ventilator | VENTILATOR-Smiths Medical-ParaPAC Plus 310 | VENTILATOR | ParaPAC Plus 310 |  |  |  | Smiths Medical | Ventilator |  | VENTILATOR-Smiths Medical-ParaPAC Plus 310 |  | 6/14/20 |  | VENT-SA | Not Covered Vendor Only - Biomedical | MHHS-Pearland Hospital | [7 empty] | Ventilator | VENTILATOR | Ventilator | Smiths Medical
NO | YES |  |  |  | 005-11642 | 005-11642 | Smiths Medical | PARAPAC PLUS 310 |  |  | SE-Respiratory | MHHS-Southeast |  | Ventilator |  | 005-11642 | 005-11642 | Southeast | MHHS-Southeast | SE-Respiratory |  | 3/1/19 |  |  |  | VENTILATORS, TRANSPORT | Ventilator | VENTILATOR-Smiths Medical-ParaPAC Plus 310 | VENTILATOR | ParaPAC Plus 310 |  |  |  | Smiths Medical | Ventilator |  | VENTILATOR-Smiths Medical-ParaPAC Plus 310 |  | 6/14/20 |  | VENT-SA | Not Covered Vendor Only - Biomedical | MHHS-Southeast | [7 empty] | Ventilator | VENTILATOR | Ventilator | Smiths Medical
NO | YES |  |  |  | 013-37799 | 013-37799 | Smiths Medical | PARAPAC PLUS 310 |  |  | SW-Respiratory | MHHS-Southwest |  | Ventilator |  | 013-37799 | 013-37799 | Southwest | MHHS-Southwest | SW-Respiratory | 2nd Floor Respiratory | 3/1/19 |  | 3/1/20 |  | VENTILATORS, TRANSPORT | Ventilator | VENTILATOR-Smiths Medical-ParaPAC Plus 310 | VENTILATOR | ParaPAC Plus 310 |  |  |  | Smiths Medical | Ventilator |  | VENTILATOR-Smiths Medical-ParaPAC Plus 310 |  | 6/14/20 |  | VENT-SA | Not Covered Vendor Only - Biomedical | MHHS-Southwest | [7 empty] | Ventilator | VENTILATOR | Ventilator | Smiths Medical
NO | YES |  |  |  | 013-37800 | 013-37800 | Smiths Medical | PARAPAC PLUS 310 |  |  | SW-Respiratory | MHHS-Southwest |  | Ventilator |  | 013-37800 | 013-37800 | Southwest | MHHS-Southwest | SW-Respiratory | X4 207 | 9/1/19 |  | 9/1/20 |  | VENTILATORS, TRANSPORT | Ventilator | VENTILATOR-Smiths Medical-ParaPAC Plus 310 | VENTILATOR | ParaPAC Plus 310 |  |  |  | Smiths Medical | Ventilator |  | VENTILATOR-Smiths Medical-ParaPAC Plus 310 |  | 6/29/20 |  | VENT-SA | Not Covered Vendor Only - Biomedical | MHHS-Southwest | [7 empty] | Ventilator | VENTILATOR | Ventilator | Smiths Medical
NO | YES |  |  |  | 013-37803 | 013-37803 | Smiths Medical | PARAPAC PLUS 310 |  |  | SW-ICU-Neuro & Stroke | MHHS-Southwest |  | Ventilator |  | 013-37803 | 013-37803 | Southwest | MHHS-Southwest | SW-ICU-Neuro & Stroke | Nurses Station | 12/1/19 |  | 12/1/20 |  | VENTILATORS, TRANSPORT | Ventilator | VENTILATOR-Smiths Medical-ParaPAC Plus 310 | VENTILATOR | ParaPAC Plus 310 |  |  |  | Smiths Medical | Ventilator |  | VENTILATOR-Smiths Medical-ParaPAC Plus 310 |  | 6/29/20 |  | VENT-SA | Not Covered Vendor Only - Biomedical | MHHS-Southwest | [7 empty] | Ventilator | VENTILATOR | Ventilator | Smiths Medical
NO | YES |  |  |  | 013-39026 | 013-39026 | Smiths Medical | PARAPAC PLUS 310 |  |  | SW-Respiratory | MHHS-Southwest |  | Ventilator |  | 013-39026 | 013-39026 | Southwest | MHHS-Southwest | SW-Respiratory | 2nd Floor Respiratory | 9/1/19 |  | 9/1/20 |  | VENTILATORS, TRANSPORT | Ventilator | VENTILATOR-Smiths Medical-ParaPAC Plus 310 | VENTILATOR | ParaPAC Plus 310 |  |  |  | Smiths Medical | Ventilator |  | VENTILATOR-Smiths Medical-ParaPAC Plus 310 |  | 6/29/20 |  | VENT-SA | Not Covered Vendor Only - Biomedical | MHHS-Southwest | [7 empty] | Ventilator | VENTILATOR | Ventilator | Smiths Medical
NO | YES |  |  |  | 129-06925 | 129-06925 | Smiths Medical | PARAPAC PLUS 310 |  |  | Sugar Land-Respiratory | MHHS-Sugarland |  | Ventilator |  | 129-06925 | 129-06925 | Sugar Land | MHHS-Sugarland | Sugar Land-Respiratory | Respiratory | 4/1/19 |  | 4/1/20 |  | VENTILATORS, TRANSPORT | Ventilator | VENTILATOR-Smiths Medical-ParaPAC Plus 310 | VENTILATOR | ParaPAC Plus 310 |  |  |  | Smiths Medical | Ventilator |  | VENTILATOR-Smiths Medical-ParaPAC Plus 310 |  | 6/29/20 |  | VENT-SA | Not Covered Vendor Only - Biomedical | MHHS-Sugarland | [7 empty] | Ventilator | VENTILATOR | Ventilator | Smiths Medical
NO | YES |  |  |  | 069-42451 | 069-42451 | Smiths Medical | PARAPAC PLUS 310 |  |  | TMC-Sarofim 2-OR | MHHS-TMC |  | Ventilator |  | 069-42451 | 069-42451 | TMC | MHHS-TMC | TMC-Sarofim 2-OR | Anesthesia workroom S2414 | 8/1/19 |  | 8/1/20 |  | VENTILATORS, TRANSPORT | Ventilator | VENTILATOR-Smiths Medical-ParaPAC Plus 310 | VENTILATOR | ParaPAC Plus 310 |  |  |  | Smiths Medical | Ventilator |  | VENTILATOR-Smiths Medical-ParaPAC Plus 310 |  | 6/29/20 |  | VENT-SA | Not Covered Vendor Only - Biomedical | MHHS-TMC | [7 empty] | Ventilator | VENTILATOR | Ventilator | Smiths Medical
NO | YES |  |  |  | 069-42452 | 069-42452 | Smiths Medical | PARAPAC PLUS 310 |  |  | ICU | MHHS-TMC |  | Ventilator |  | 069-42452 | 069-42452 | TMC | Memorial Hermann-Texas Medical Center | ICU | Central station | 1/1/19 |  |  |  | VENTILATORS, TRANSPORT | Ventilator | VENTILATOR-Smiths Medical-ParaPAC Plus 310 | VENTILATOR | ParaPAC Plus 310 |  |  |  | Smiths Medical | Ventilator |  | VENTILATOR-Smiths Medical-ParaPAC Plus 310 |  | 6/29/20 |  | VENT-SA | Not Covered Vendor Only - Biomedical | MHHS-TMC | [7 empty] | Ventilator | VENTILATOR | Ventilator | Smiths Medical
NO | YES |  |  |  | 069-42456 | 069-42456 | Smiths Medical | PARAPAC PLUS 310 |  |  | ICU | MHHS-TMC |  | Ventilator |  | 069-42456 | 069-42456 | TMC | Memorial Hermann-Texas Medical Center | ICU | Central station |  |  |  |  | VENTILATORS, TRANSPORT | Ventilator | VENTILATOR-Smiths Medical-ParaPAC Plus 310 | VENTILATOR | ParaPAC Plus 310 |  |  |  | Smiths Medical | Ventilator |  | VENTILATOR-Smiths Medical-ParaPAC Plus 310 |  | 6/14/20 |  | VENT-SA | Not Covered Vendor Only - Biomedical | MHHS-TMC | [7 empty] | Ventilator | VENTILATOR | Ventilator | Smiths Medical
NO | YES |  |  |  | 069-42461 | 069-42461 | Smiths Medical | PARAPAC PLUS 310 |  |  | Hallway | MHHS-TMC |  | Ventilator |  | 069-42461 | 069-42461 | TMC | TMC | Hallway | TMC - Johns - NICu | 7/1/19 |  | 7/1/20 |  | VENTILATORS, TRANSPORT | Ventilator | VENTILATOR-Smiths Medical-ParaPAC Plus 310 | VENTILATOR | ParaPAC Plus 310 |  |  |  | Smiths Medical | Ventilator |  | VENTILATOR-Smiths Medical-ParaPAC Plus 310 |  | 6/14/20 |  | VENT-SA | Not Covered Vendor Only - Biomedical | MHHS-TMC | [7 empty] | Ventilator | VENTILATOR | Ventilator | Smiths Medical
NO | YES |  |  |  | 069-42462 | 069-42462 | Smiths Medical | PARAPAC PLUS 310 |  |  | TMC-Hermann-Adult ER (1Hp) | MHHS-TMC |  | Ventilator |  | 069-42462 | 069-42462 | TMC | MHHS-TMC | TMC-Hermann-Adult ER (1Hp) | Nurse station | 5/1/19 |  | 5/1/20 |  | VENTILATORS, TRANSPORT | Ventilator | VENTILATOR-Smiths Medical-ParaPAC Plus 310 | VENTILATOR | ParaPAC Plus 310 |  |  |  | Smiths Medical | Ventilator |  | VENTILATOR-Smiths Medical-ParaPAC Plus 310 |  | 6/14/20 |  | VENT-SA | Not Covered Vendor Only - Biomedical | MHHS-TMC | [7 empty] | Ventilator | VENTILATOR | Ventilator | Smiths Medical
NO | YES |  |  |  | 069-42467 | 069-42467 | Smiths Medical | PARAPAC PLUS 310 |  |  | TMC-HVI-CVICU (8Hvi) | MHHS-TMC |  | Ventilator |  | 069-42467 | 069-42467 | TMC | MHHS-TMC | TMC-HVI-CVICU (8Hvi) | Hallway | 12/1/18 |  | 12/1/19 |  | VENTILATORS, TRANSPORT | Ventilator | VENTILATOR-Smiths Medical-ParaPAC Plus 310 | VENTILATOR | ParaPAC Plus 310 |  |  |  | Smiths Medical | Ventilator |  | VENTILATOR-Smiths Medical-ParaPAC Plus 310 |  | 6/29/20 |  | VENT-SA | Not Covered Vendor Only - Biomedical | MHHS-TMC | [7 empty] | Ventilator | VENTILATOR | Ventilator | Smiths Medical
NO | NO |  |  |  | 041-20608 |  | Smiths Medical | PARAPAC PLUS 310 |  |  | MEMORIAL CITY - RESPIRATORY | MHHS-Mem City |  | Ventilator |  | 041-20608 |  | West & Memorial City |  | MEMORIAL CITY - RESPIRATORY | [5 empty] | VENTILATORS, TRANSPORT |  | VENTILATOR-Smiths Medical-ParaPAC Plus 310 | VENTILATOR | ParaPAC Plus 310 |  |  |  | Smiths Medical | Ventilator |  | VENTILATOR-Smiths Medical-ParaPAC Plus 310 |  |  |  |  | Not Covered Vendor Only - Biomedical | MHHS-Mem City
NO | NO |  |  |  | 041-32135 |  | Smiths Medical | PARAPAC PLUS 310 |  |  | MEMORIAL CITY - RESPIRATORY | MHHS-Mem City |  | Ventilator |  | 041-32135 |  | West & Memorial City |  | MEMORIAL CITY - RESPIRATORY | [5 empty] | VENTILATORS, TRANSPORT |  | VENTILATOR-Smiths Medical-ParaPAC Plus 310 | VENTILATOR | ParaPAC Plus 310 |  |  |  | Smiths Medical | Ventilator |  | VENTILATOR-Smiths Medical-ParaPAC Plus 310 |  |  |  |  | Not Covered Vendor Only - Biomedical | MHHS-Mem City
NO | NO |  |  |  | 041-32200 |  | Smiths Medical | PARAPAC PLUS 310 |  |  | MEMORIAL CITY - RESPIRATORY | MHHS-Mem City |  | Ventilator |  | 041-32200 |  | West & Memorial City |  | MEMORIAL CITY - RESPIRATORY | [5 empty] | VENTILATORS, TRANSPORT |  | VENTILATOR-Smiths Medical-ParaPAC Plus 310 | VENTILATOR | ParaPAC Plus 310 |  |  |  | Smiths Medical | Ventilator |  | VENTILATOR-Smiths Medical-ParaPAC Plus 310 |  |  |  |  | Not Covered Vendor Only - Biomedical | MHHS-Mem City
NO | NO |  |  |  | 005-11248 |  | Smiths Medical | PARAPAC PLUS 310 |  |  | SE - RESPIRATORY | MHHS-Southeast |  | Ventilator |  | 005-11248 |  | Southeast & Bay Area |  | SE - RESPIRATORY | [5 empty] | VENTILATORS, TRANSPORT |  | VENTILATOR-Smiths Medical-ParaPAC Plus 310 | VENTILATOR | ParaPAC Plus 310 |  |  |  | Smiths Medical | Ventilator |  | VENTILATOR-Smiths Medical-ParaPAC Plus 310 |  |  |  |  | Not Covered Vendor Only - Biomedical | MHHS-Southeast
NO | NO |  |  |  | 005-11643 |  | Smiths Medical | PARAPAC PLUS 310 |  |  | SE - RESPIRATORY | MHHS-Southeast |  | Ventilator |  | 005-11643 |  | Southeast & Bay Area |  | SE - RESPIRATORY | [5 empty] | VENTILATORS, TRANSPORT |  | VENTILATOR-Smiths Medical-ParaPAC Plus 310 | VENTILATOR | ParaPAC Plus 310 |  |  |  | Smiths Medical | Ventilator |  | VENTILATOR-Smiths Medical-ParaPAC Plus 310 |  |  |  |  | Not Covered Vendor Only - Biomedical | MHHS-Southeast
NO | NO |  |  |  | 005-34218 |  | Smiths Medical | PARAPAC PLUS 310 |  |  | SE - RESPIRATORY | MHHS-Southeast |  | Ventilator |  | 005-34218 |  | Southeast & Bay Area |  | SE - RESPIRATORY | [5 empty] | VENTILATORS, TRANSPORT |  | VENTILATOR-Smiths Medical-ParaPAC Plus 310 | VENTILATOR | ParaPAC Plus 310 |  |  |  | Smiths Medical | Ventilator |  | VENTILATOR-Smiths Medical-ParaPAC Plus 310 |  |  |  |  | Not Covered Vendor Only - Biomedical | MHHS-Southeast
NO | NO |  |  |  | 013-37801 |  | Smiths Medical | PARAPAC PLUS 310 |  |  | SW - RESPIRATORY | MHHS-Southwest |  | Ventilator |  | 013-37801 |  | Southwest |  | SW - RESPIRATORY | [5 empty] | VENTILATORS, TRANSPORT |  | VENTILATOR-Smiths Medical-ParaPAC Plus 310 | VENTILATOR | ParaPAC Plus 310 |  |  |  | Smiths Medical | Ventilator |  | VENTILATOR-Smiths Medical-ParaPAC Plus 310 |  |  |  |  | Not Covered Vendor Only - Biomedical | MHHS-Southwest
NO | NO |  |  |  | 013-37802 |  | Smiths Medical | PARAPAC PLUS 310 |  |  | SW - RESPIRATORY | MHHS-Southwest |  | Ventilator |  | 013-37802 |  | Southwest |  | SW - RESPIRATORY | [5 empty] | VENTILATORS, TRANSPORT |  | VENTILATOR-Smiths Medical-ParaPAC Plus 310 | VENTILATOR | ParaPAC Plus 310 |  |  |  | Smiths Medical | Ventilator |  | VENTILATOR-Smiths Medical-ParaPAC Plus 310 |  |  |  |  | Not Covered Vendor Only - Biomedical | MHHS-Southwest
NO | NO |  |  |  | 129-06924 |  | Smiths Medical | PARAPAC PLUS 310 |  |  | SUGAR LAND - RESPIRATORY | MHHS-Sugarland |  | Ventilator |  | 129-06924 |  | Sugar Land |  | SUGAR LAND - RESPIRATORY | [5 empty] | VENTILATORS, TRANSPORT |  | VENTILATOR-Smiths Medical-ParaPAC Plus 310 | VENTILATOR | ParaPAC Plus 310 |  |  |  | Smiths Medical | Ventilator |  | VENTILATOR-Smiths Medical-ParaPAC Plus 310 |  |  |  |  | Not Covered Vendor Only - Biomedical | MHHS-Sugarland
NO | NO |  |  |  | 129-07783 |  | Smiths Medical | PARAPAC PLUS 310 |  |  | SUGAR LAND - RESPIRATORY | MHHS-Sugarland |  | Ventilator |  | 129-07783 |  | Sugar Land |  | SUGAR LAND - RESPIRATORY | [5 empty] | VENTILATORS, TRANSPORT |  | VENTILATOR-Smiths Medical-ParaPAC Plus 310 | VENTILATOR | ParaPAC Plus 310 |  |  |  | Smiths Medical | Ventilator |  | VENTILATOR-Smiths Medical-ParaPAC Plus 310 |  |  |  |  | Not Covered Vendor Only - Biomedical | MHHS-Sugarland
NO | NO |  |  |  | 129-07784 |  | Smiths Medical | PARAPAC PLUS 310 |  |  | SUGAR LAND - RESPIRATORY | MHHS-Sugarland |  | Ventilator |  | 129-07784 |  | Sugar Land |  | SUGAR LAND - RESPIRATORY | [5 empty] | VENTILATORS, TRANSPORT |  | VENTILATOR-Smiths Medical-ParaPAC Plus 310 | VENTILATOR | ParaPAC Plus 310 |  |  |  | Smiths Medical | Ventilator |  | VENTILATOR-Smiths Medical-ParaPAC Plus 310 |  |  |  |  | Not Covered Vendor Only - Biomedical | MHHS-Sugarland
NO | NO |  |  |  | 069-42810 |  | Smiths Medical | PARAPAC PLUS 310 |  |  | TMC - OR - ANESTHESIA (OLD) | MHHS-TMC |  | Ventilator |  | 069-42810 |  | TMC |  | TMC - OR - ANESTHESIA (OLD) | [5 empty] | VENTILATORS, TRANSPORT |  | VENTILATOR-Smiths Medical-ParaPAC Plus 310 | VENTILATOR | ParaPAC Plus 310 |  |  |  | Smiths Medical | Ventilator |  | VENTILATOR-Smiths Medical-ParaPAC Plus 310 |  |  |  |  | Not Covered Vendor Only - Biomedical | MHHS-TMC
NO | NO |  |  |  | 069-43362 |  | Smiths Medical | PARAPAC PLUS 310 |  |  | TMC - OR - ANESTHESIA (OLD) | MHHS-TMC |  | Ventilator |  | 069-43362 |  | TMC |  | TMC - OR - ANESTHESIA (OLD) | [5 empty] | VENTILATORS, TRANSPORT |  | VENTILATOR-Smiths Medical-ParaPAC Plus 310 | VENTILATOR | ParaPAC Plus 310 |  |  |  | Smiths Medical | Ventilator |  | VENTILATOR-Smiths Medical-ParaPAC Plus 310 |  |  |  |  | Not Covered Vendor Only - Biomedical | MHHS-TMC
NO | NO |  |  |  | 069-43363 |  | Smiths Medical | PARAPAC PLUS 310 |  |  | TMC - OR - ANESTHESIA (OLD) | MHHS-TMC |  | Ventilator |  | 069-43363 |  | TMC |  | TMC - OR - ANESTHESIA (OLD) | [5 empty] | VENTILATORS, TRANSPORT |  | VENTILATOR-Smiths Medical-ParaPAC Plus 310 | VENTILATOR | ParaPAC Plus 310 |  |  |  | Smiths Medical | Ventilator |  | VENTILATOR-Smiths Medical-ParaPAC Plus 310 |  |  |  |  | Not Covered Vendor Only - Biomedical | MHHS-TMC
NO | NO |  |  |  | 069-42454 |  | Smiths Medical | PARAPAC PLUS 310 |  |  | TMC - RESPIRATORY - ADULT | MHHS-TMC |  | Ventilator |  | 069-42454 |  | TMC |  | TMC - RESPIRATORY - ADULT | [5 empty] | VENTILATORS, TRANSPORT |  | VENTILATOR-Smiths Medical-ParaPAC Plus 310 | VENTILATOR | ParaPAC Plus 310 |  |  |  | Smiths Medical | Ventilator |  | VENTILATOR-Smiths Medical-ParaPAC Plus 310 |  |  |  |  | Not Covered Vendor Only - Biomedical | MHHS-TMC
NO | NO |  |  |  | 069-42455 |  | Smiths Medical | PARAPAC PLUS 310 |  |  | TMC - RESPIRATORY - ADULT | MHHS-TMC |  | Ventilator |  | 069-42455 |  | TMC |  | TMC - RESPIRATORY - ADULT | [5 empty] | VENTILATORS, TRANSPORT |  | VENTILATOR-Smiths Medical-ParaPAC Plus 310 | VENTILATOR | ParaPAC Plus 310 |  |  |  | Smiths Medical | Ventilator |  | VENTILATOR-Smiths Medical-ParaPAC Plus 310 |  |  |  |  | Not Covered Vendor Only - Biomedical | MHHS-TMC
NO | NO |  |  |  | 069-42458 |  | Smiths Medical | PARAPAC PLUS 310 |  |  | TMC - RESPIRATORY - ADULT | MHHS-TMC |  | Ventilator |  | 069-42458 |  | TMC |  | TMC - RESPIRATORY - ADULT | [5 empty] | VENTILATORS, TRANSPORT |  | VENTILATOR-Smiths Medical-ParaPAC Plus 310 | VENTILATOR | ParaPAC Plus 310 |  |  |  | Smiths Medical | Ventilator |  | VENTILATOR-Smiths Medical-ParaPAC Plus 310 |  |  |  |  | Not Covered Vendor Only - Biomedical | MHHS-TMC
NO | NO |  |  |  | 069-42459 |  | Smiths Medical | PARAPAC PLUS 310 |  |  | TMC - RESPIRATORY - ADULT | MHHS-TMC |  | Ventilator |  | 069-42459 |  | TMC |  | TMC - RESPIRATORY - ADULT | [5 empty] | VENTILATORS, TRANSPORT |  | VENTILATOR-Smiths Medical-ParaPAC Plus 310 | VENTILATOR | ParaPAC Plus 310 |  |  |  | Smiths Medical | Ventilator |  | VENTILATOR-Smiths Medical-ParaPAC Plus 310 |  |  |  |  | Not Covered Vendor Only - Biomedical | MHHS-TMC
NO | NO |  |  |  | 069-42460 |  | Smiths Medical | PARAPAC PLUS 310 |  |  | TMC - RESPIRATORY - ADULT | MHHS-TMC |  | Ventilator |  | 069-42460 |  | TMC |  | TMC - RESPIRATORY - ADULT | [5 empty] | VENTILATORS, TRANSPORT |  | VENTILATOR-Smiths Medical-ParaPAC Plus 310 | VENTILATOR | ParaPAC Plus 310 |  |  |  | Smiths Medical | Ventilator |  | VENTILATOR-Smiths Medical-ParaPAC Plus 310 |  |  |  |  | Not Covered Vendor Only - Biomedical | MHHS-TMC
NO | NO |  |  |  | 069-42463 |  | Smiths Medical | PARAPAC PLUS 310 |  |  | TMC - RESPIRATORY - ADULT | MHHS-TMC |  | Ventilator |  | 069-42463 |  | TMC |  | TMC - RESPIRATORY - ADULT | [5 empty] | VENTILATORS, TRANSPORT |  | VENTILATOR-Smiths Medical-ParaPAC Plus 310 | VENTILATOR | ParaPAC Plus 310 |  |  |  | Smiths Medical | Ventilator |  | VENTILATOR-Smiths Medical-ParaPAC Plus 310 |  |  |  |  | Not Covered Vendor Only - Biomedical | MHHS-TMC
NO | NO |  |  |  | 069-42464 |  | Smiths Medical | PARAPAC PLUS 310 |  |  | TMC - RESPIRATORY - ADULT | MHHS-TMC |  | Ventilator |  | 069-42464 |  | TMC |  | TMC - RESPIRATORY - ADULT | [5 empty] | VENTILATORS, TRANSPORT |  | VENTILATOR-Smiths Medical-ParaPAC Plus 310 | VENTILATOR | ParaPAC Plus 310 |  |  |  | Smiths Medical | Ventilator |  | VENTILATOR-Smiths Medical-ParaPAC Plus 310 |  |  |  |  | Not Covered Vendor Only - Biomedical | MHHS-TMC
NO | NO |  |  |  | 069-42465 |  | Smiths Medical | PARAPAC PLUS 310 |  |  | TMC - RESPIRATORY - ADULT | MHHS-TMC |  | Ventilator |  | 069-42465 |  | TMC |  | TMC - RESPIRATORY - ADULT | [5 empty] | VENTILATORS, TRANSPORT |  | VENTILATOR-Smiths Medical-ParaPAC Plus 310 | VENTILATOR | ParaPAC Plus 310 |  |  |  | Smiths Medical | Ventilator |  | VENTILATOR-Smiths Medical-ParaPAC Plus 310 |  |  |  |  | Not Covered Vendor Only - Biomedical | MHHS-TMC
NO | NO |  |  |  | 069-42569 |  | Smiths Medical | PARAPAC PLUS 310 |  |  | TMC - RESPIRATORY - ADULT | MHHS-TMC |  | Ventilator |  | 069-42569 |  | TMC |  | TMC - RESPIRATORY - ADULT | [5 empty] | VENTILATORS, TRANSPORT |  | VENTILATOR-Smiths Medical-ParaPAC Plus 310 | VENTILATOR | ParaPAC Plus 310 |  |  |  | Smiths Medical | Ventilator |  | VENTILATOR-Smiths Medical-ParaPAC Plus 310 |  |  |  |  | Not Covered Vendor Only - Biomedical | MHHS-TMC
NO | NO |  |  |  | 069-43377 |  | Smiths Medical | PARAPAC PLUS 310 |  |  | TMC - RESPIRATORY - ADULT | MHHS-TMC |  | Ventilator |  | 069-43377 |  | TMC |  | TMC - RESPIRATORY - ADULT | [5 empty] | VENTILATORS, TRANSPORT |  | VENTILATOR-Smiths Medical-ParaPAC Plus 310 | VENTILATOR | ParaPAC Plus 310 |  |  |  | Smiths Medical | Ventilator |  | VENTILATOR-Smiths Medical-ParaPAC Plus 310 |  |  |  |  | Not Covered Vendor Only - Biomedical | MHHS-TMC
NO | NO |  |  |  | 077-09709 |  | Smiths Medical | PARAPAC PLUS 310 |  |  | TMC - RESPIRATORY - PEDI | MHHS-TMC |  | Ventilator |  | 077-09709 |  | TMC |  | TMC - RESPIRATORY - PEDI | [5 empty] | VENTILATORS, TRANSPORT |  | VENTILATOR-Smiths Medical-ParaPAC Plus 310 | VENTILATOR | ParaPAC Plus 310 |  |  |  | Smiths Medical | Ventilator |  | VENTILATOR-Smiths Medical-ParaPAC Plus 310 |  |  |  |  | Not Covered Vendor Only - Biomedical | MHHS-TMC
NO | NO |  |  |  | 029-12582 |  | Smiths Medical | PARAPAC PLUS 310 |  |  | WOODLANDS - RESPIRATORY | MHHS-Woodlands |  | Ventilator |  | 029-12582 |  | Woodlands |  | WOODLANDS - RESPIRATORY | [5 empty] | VENTILATORS, TRANSPORT |  | VENTILATOR-Smiths Medical-ParaPAC Plus 310 | VENTILATOR | ParaPAC Plus 310 |  |  |  | Smiths Medical | Ventilator |  | VENTILATOR-Smiths Medical-ParaPAC Plus 310 |  |  |  |  | No Coverage Specified | MHHS-Woodlands
NO | NO |  |  |  | 029-32403 |  | Smiths Medical | PARAPAC PLUS 310 |  |  | WOODLANDS - RESPIRATORY | MHHS-Woodlands |  | Ventilator |  | 029-32403 |  | Woodlands |  | WOODLANDS - RESPIRATORY | [5 empty] | VENTILATORS, TRANSPORT |  | VENTILATOR-Smiths Medical-ParaPAC Plus 310 | VENTILATOR | ParaPAC Plus 310 |  |  |  | Smiths Medical | Ventilator |  | VENTILATOR-Smiths Medical-ParaPAC Plus 310 |  |  |  |  | Not Covered Vendor Only - Biomedical | MHHS-Woodlands
YES | YES | [5 empty] | Smiths Medical ASD | CADD Prizm PCS II |  |  | TMC - HVI - CCU (4HVI) | [6 empty] | TMC | Memorial Hermann-Texas Medical Center | TMC - HVI - CCU (4HVI) |  | 2/1/13 |  | 2/1/14 | PM Past Due
YES | YES |  |  |  | S111A01502 | S111A01502 | Smiths Medical ASD | DSTA-40 |  | S111A01512 | SP CCC - (SL) - EMERGENCY ROOM |  |  |  |  | S111A01502 | S111A01502 | Sugar Land | Memorial Hermann Convenient Care Center at Sienna Plantation (Sienna CCC) (#B) | SP CCC - (SL) - EMERGENCY ROOM | Exam room 7
YES | YES |  |  |  | 099-04295 | 099-04295 | Smiths Medical ASD | HL-90 |  |  | PEARLAND - OR |  |  |  |  | 099-04295 | 099-04295 | Pearland | Memorial Hermann Pearland Hospital | PEARLAND - OR | OR1 | [5 empty] | Warmer, Blood/Fluid | WARMERBLOODFLUID-Smiths Medical-HL-90 | [12 empty] | WBF-SA | [10 empty] | WARMERBLOODFLUID | Warmer, Blood/Fluid | Smiths Medical
NO | YES | Serial Number 2001 0607 |  |  | 009-02127 | 009-02127 | Smiths Medical ASD | HL-90 |  | 2001 0607 | GH-OR |  |  |  |  | 009-02127 | 009-02127 | Central Greater Heights | MHHS-Greater Heights | GH-OR | Storage | 9/1/19 |  | 9/1/20
NO | YES |  |  |  | 041-14320 | 041-14320 | Smiths Medical ASD | HL-90 |  | S10005758 | MEMORIAL CITY - Outpatient Surgery |  |  |  |  | 041-14320 | 041-14320 | West | Memorial Hermann Memorial City Medical Center | MEMORIAL CITY - Outpatient Surgery | W1 Case Cart Staging Area
YES | YES |  |  |  | 129-06242 | 129-06242 | Smiths Medical ASD | Hlta-40 |  | S112a00368 | SP CCC - (SL) - EMERGENCY ROOM |  |  |  |  | 129-06242 | 129-06242 | Sugar Land | Memorial Hermann Convenient Care Center at Sienna Plantation (Sienna CCC) (#B) | SP CCC - (SL) - EMERGENCY ROOM | Exam room 7
NO | YES |  |  |  | 069-37758 | 069-37758 | Smiths Medical ASD | Hotline 3 HL390 |  | S101E00408 | TMC-OR-Hermann (2Hp) |  |  |  |  | 069-37758 | 069-37758 | TMC | MHHS-TMC | TMC-OR-Hermann (2Hp) | OR2 05 | 10/1/19 |  | 4/1/20
YES | YES |  |  |  | 133-01438 | 133-01438 | Smiths Medical ASD | Hotline 3 HL90 |  | 2001 0729 | KATY - Biomed Shop |  |  |  |  | 133-01438 | 133-01438 | Katy | Memorial Hermann Katy Hospital | KATY - Biomed Shop | Biomed Shop | [5 empty] | Warmer, Blood/Fluid | WARMERBLOODFLUID-Smiths Medical-HL-90 | [12 empty] | WBF-SA | [10 empty] | WARMERBLOODFLUID | Warmer, Blood/Fluid | Smiths Medical
YES | YES |  |  |  | 013-16625 | 013-16625 | Smiths Medical ASD | Hotline Level 1 HL-90 |  | 2005 1262 | SW - HVI - CV ICU |  |  |  |  | 013-16625 | 013-16625 | Southwest | Memorial Hermann Heart | SW - HVI - CV ICU | Clean Storage | 6/1/19 |  | 6/1/20 | New Add
YES | YES |  |  |  | 099-10628 | 099-10628 | Smiths Medical ASD | Hotline Level 1 HL-99 |  | 1999 1492 | SW - HVI - CV ICU |  |  |  |  | 099-10628 | 099-10628 | Southwest | Memorial Hermann Heart | SW - HVI - CV ICU | Clean Storage | 8/1/19 |  | 8/1/20 | New Add
YES | YES |  |  |  | 009-10633 | 009-10633 | Smiths Medical ASD | Level 1 |  |  | Emergency Center |  |  |  |  | 009-10633 | 009-10633 | Central | Memorial Hermann Urgent Care Greater Heights (#100) | Emergency Center | Trauma | 10/1/19 | 4/1/20 |  |  |  |  | WARMERBLOODFLUID-Smiths Medical-Level 1
YES | YES |  |  |  | 099-06250 | 099-06250 | Smiths Medical ASD | Level 1 |  |  | SE - NURSE CALL |  |  |  |  | 099-06250 | 099-06250 | Southeast | Memorial Hermann South East | SE - NURSE CALL | Biomed | 7/1/19 |  | 8/1/20 |  |  |  | WARMERBLOODFLUID-Smiths Medical-Level 1
YES | YES |  |  |  | 099-06666 | 099-06666 | Smiths Medical ASD | Level 1 |  |  | Memorial Hermann- SE |  |  |  |  | 099-06666 | 099-06666 |  | Memorial Hermann- SE | Memorial Hermann- SE | Biomed shop | 7/1/19 |  | 7/1/20 |  |  |  | WARMERBLOODFLUID-Smiths Medical-Level 1
YES | YES |  |  |  | 099-06667 | 099-06667 | Smiths Medical ASD | Level 1 |  |  | Memorial Hermann- SE |  |  |  |  | 099-06667 | 099-06667 |  | Memorial Hermann- SE | Memorial Hermann- SE | Biomed shop | 7/1/19 |  | 7/1/20 |  |  |  | WARMERBLOODFLUID-Smiths Medical-Level 1
YES | YES |  |  |  | 099-06668 | 099-06668 | Smiths Medical ASD | Level 1 |  |  | Memorial Hermann- SE |  |  |  |  | 099-06668 | 099-06668 |  | Memorial Hermann- SE | Memorial Hermann- SE | Biomed shop | 7/1/19 |  | 7/1/20 |  |  |  | WARMERBLOODFLUID-Smiths Medical-Level 1
YES | YES |  |  |  | 099-06669 | 099-06669 | Smiths Medical ASD | Level 1 |  | S112A00152 | Memorial Hermann- SE |  |  |  |  | 099-06669 | 099-06669 |  | Memorial Hermann- SE | Memorial Hermann- SE | Biomed shop | 7/1/19 |  | 7/1/20 |  |  |  | WARMERBLOODFLUID-Smiths Medical-Level 1
YES | YES |  |  |  | 041-05595 | 041-05595 | Smiths Medical ASD | Level 1 |  |  | MEMORIAL CITY - MOR |  |  |  |  | 041-05595 | 041-05595 | West | Memorial Hermann Memorial City Medical Center | MEMORIAL CITY - MOR | OR 8
YES | YES |  |  |  | 000-04444 | 000-04444 | Smiths Medical ASD | Level 1 H-1200 |  |  | NE - 4 WEST TOWER |  |  |  |  | 000-04444 | 000-04444 | NorthEast |  | NE - 4 WEST TOWER |  |  |  |  | No pm
YES | YES |  |  |  | 005-12325 | 005-12325 | Smiths Medical ASD | Level 1 HL-90 |  |  | SWE-CCC |  |  |  |  | 005-12325 | 005-12325 | Southeast | Memorial Hermann Convenient Care Center in League City (League City CCC) | SWE-CCC | CCC-ER |  |  | 3/1/20
YES | YES |  |  |  | 005-12335 | 005-12335 | Smiths Medical ASD | Level 1 HL-90 |  |  | SWE-CCC |  |  |  |  | 005-12335 | 005-12335 | Southeast | Memorial Hermann Convenient Care Center in League City (League City CCC) | SWE-CCC | CCC-ER
NO | YES | Serial Number M94653 |  |  | 099-02575 | 099-02575 | Smiths Medical ASD | Medfusion 3500 |  | M94653 | Katy-NICU |  |  |  |  | 099-02575 | 099-02575 | Katy | MHHS-Katy | Katy-NICU | NICU 305A | [5 empty] | Pump, Infusion, Syringe | PUMPINFUSIONSYRINGE-Smiths Medical-Medfusion 3500 | [12 empty] | PUI-A | [10 empty] | PUMPINFUSIONSYRINGE | Pump, Infusion, Syringe | Smiths Medical
NO | YES | Serial Number M57352 |  |  | 099-02435 | 099-02435 | Smiths Medical ASD | Medfusion 3500 |  | M57352 | Katy-Nursery |  |  |  |  | 099-02435 | 099-02435 | Katy | MHHS-Katy | Katy-Nursery | NICU |  |  |  | No pm |  | Pump, Infusion, Syringe | PUMPINFUSIONSYRINGE-Smiths Medical-Medfusion 3500 | [12 empty] | PUI-A | [10 empty] | PUMPINFUSIONSYRINGE | Pump, Infusion, Syringe | Smiths Medical
NO | YES | Serial Number M78580 |  |  | 099-02438 | 099-02438 | Smiths Medical ASD | Medfusion 3500 |  | M78580 | Katy-Nursery |  |  |  |  | 099-02438 | 099-02438 | Katy | MHHS-Katy | Katy-Nursery | NICU | 10/1/16 |  |  |  |  | Pump, Infusion, Syringe | PUMPINFUSIONSYRINGE-Smiths Medical-Medfusion 3500 | [12 empty] | PUI-A | [10 empty] | PUMPINFUSIONSYRINGE | Pump, Infusion, Syringe | Smiths Medical
NO | YES | Serial Number M20038 |  |  | 099-02582 | 099-02582 | Smiths Medical ASD | Medfusion 3500 |  | M20038 | Katy-NICU |  |  |  |  | 099-02582 | 099-02582 | Katy | MHHS-Katy | Katy-NICU | 310A | [5 empty] | Pump, Infusion, Syringe | PUMPINFUSIONSYRINGE-Smiths Medical-Medfusion 3500 | [12 empty] | PUI-A | [10 empty] | PUMPINFUSIONSYRINGE | Pump, Infusion, Syringe | Smiths Medical
NO | YES | Serial Number M20140 |  |  | 099-02583 | 099-02583 | Smiths Medical ASD | Medfusion 3500 |  | M20140 | Katy-NICU |  |  |  |  | 099-02583 | 099-02583 | Katy | MHHS-Katy | Katy-NICU | NICU 310B | [5 empty] | Pump, Infusion, Syringe | PUMPINFUSIONSYRINGE-Smiths Medical-Medfusion 3500 | [12 empty] | PUI-A | [10 empty] | PUMPINFUSIONSYRINGE | Pump, Infusion, Syringe | Smiths Medical
NO | YES | Serial Number M59964 |  |  | 099-02441 | 099-02441 | Smiths Medical ASD | Medfusion 3500 |  | M59964 | Katy-Nursery |  |  |  |  | 099-02441 | 099-02441 | Katy | MHHS-Katy | Katy-Nursery | NICU |  |  |  | No pm |  | Pump, Infusion, Syringe | PUMPINFUSIONSYRINGE-Smiths Medical-Medfusion 3500 | [12 empty] | PUI-A | [10 empty] | PUMPINFUSIONSYRINGE | Pump, Infusion, Syringe | Smiths Medical
YES | YES |  |  |  | 099-02442 | 099-02442 | Smiths Medical ASD | Medfusion 3500 |  | M93593 | KATY - NURSERY |  |  |  |  | 099-02442 | 099-02442 | Katy | Katy | KATY - NURSERY | NICU |  |  |  | No pm |  | Pump, Infusion, Syringe | PUMPINFUSIONSYRINGE-Smiths Medical-Medfusion 3500 | [12 empty] | PUI-A | [10 empty] | PUMPINFUSIONSYRINGE | Pump, Infusion, Syringe | Smiths Medical
NO | YES | Serial Number M59920 |  |  | 099-00273 | 099-00273 | Smiths Medical ASD | Medfusion 3500 |  | M59920 | NE-PACU |  |  |  |  | 099-00273 | 099-00273 | NorthEast | MHHS-Northeast | NE-PACU |  |  |  |  | No pm |  | Pump, Infusion, Syringe | PUMPINFUSIONSYRINGE-Smiths Medical-Medfusion 3500 | [12 empty] | PUI-A | [10 empty] | PUMPINFUSIONSYRINGE | Pump, Infusion, Syringe | Smiths Medical
NO | YES | Serial Number M78892 |  |  | 099-01104 | 099-01104 | Smiths Medical ASD | Medfusion 3500 |  | M78892 | NE-OR |  |  |  |  | 099-01104 | 099-01104 | NorthEast | MHHS-Northeast | NE-OR | OR3 |  |  |  | No pm |  | Pump, Infusion, Syringe | PUMPINFUSIONSYRINGE-Smiths Medical-Medfusion 3500 | [12 empty] | PUI-A | [10 empty] | PUMPINFUSIONSYRINGE | Pump, Infusion, Syringe | Smiths Medical
YES | YES |  |  |  | 099-01106 | 099-01106 | Smiths Medical ASD | Medfusion 3500 |  | M25287 | NE - OR |  |  |  |  | 099-01106 | 099-01106 | NorthEast |  | NE - OR |  |  |  |  | No pm |  | Pump, Infusion, Syringe | PUMPINFUSIONSYRINGE-Smiths Medical-Medfusion 3500 | [12 empty] | PUI-A | [10 empty] | PUMPINFUSIONSYRINGE | Pump, Infusion, Syringe | Smiths Medical
NO | YES | Serial Number M38412 |  |  | 099-01002 | 099-01002 | Smiths Medical ASD | Medfusion 3500 |  | M38412 | NE-Labor & Delivery |  |  |  |  | 099-01002 | 099-01002 | NorthEast | MHHS-Northeast | NE-Labor & Delivery |  |  |  |  | No pm |  | Pump, Infusion, Syringe | PUMPINFUSIONSYRINGE-Smiths Medical-Medfusion 3500 | [12 empty] | PUI-A | [10 empty] | PUMPINFUSIONSYRINGE | Pump, Infusion, Syringe | Smiths Medical
NO | YES | Serial Number M19811 |  |  | 099-00992 | 099-00992 | Smiths Medical ASD | Medfusion 3500 |  | M19811 | NE-Labor & Delivery |  |  |  |  | 099-00992 | 099-00992 | NorthEast | MHHS-Northeast | NE-Labor & Delivery |  |  |  |  | No pm |  | Pump, Infusion, Syringe | PUMPINFUSIONSYRINGE-Smiths Medical-Medfusion 3500 | [12 empty] | PUI-A | [10 empty] | PUMPINFUSIONSYRINGE | Pump, Infusion, Syringe | Smiths Medical
YES | YES |  |  |  | 099-00919 | 099-00919 | Smiths Medical ASD | Medfusion 3500 |  | M32593 | NE - NICU |  |  |  |  | 099-00919 | 099-00919 | NorthEast |  | NE - NICU |  |  |  |  | No pm |  | Pump, Infusion, Syringe | PUMPINFUSIONSYRINGE-Smiths Medical-Medfusion 3500 | [12 empty] | PUI-A | [10 empty] | PUMPINFUSIONSYRINGE | Pump, Infusion, Syringe | Smiths Medical
NO | YES | Asset Tag 013-36762 |  |  | 013-36762 | 013-36762 | Smiths Medical ASD | Medfusion 3500 |  | m27730 | SW-OR |  |  |  |  | 013-36762 | 013-36762 | Southwest | MHHS-Southwest | SW-OR | Or 26 | 8/1/19 |  | 8/1/20
YES | YES |  |  |  | 029-13624 | 029-13624 | Smiths Medical ASD | Medifusion 3500 |  |  | NICU 2 |  |  |  |  | 029-13624 | 029-13624 | Woodlands | Memorial Hermann Hospital Woodlands | NICU 2 | Nursery Level 2 | 4/1/20 |  | 4/1/21
YES | YES |  |  |  | 000-04449 | 000-04449 | Smiths Medical ASD | ParaPAC Plus 310 |  |  | SC CCC - (NE) - EMERGENCY ROOM |  |  |  |  | 000-04449 | 000-04449 | Katy | Memorial Hermann Convenient Care Center in Summer Creek (Summer Creek CCC) | SC CCC - (NE) - EMERGENCY ROOM | Treatment room 8 | 11/1/18 | 11/1/19
YES | YES | Serial Number Cnf |  |  | 142-09375 | 142-09375 | Smiths Medical ASD | Pneupac babyPAC 100 |  | Cnf | SP CCC - (SL) - EMERGENCY ROOM |  |  |  |  | 142-09375 | 142-09375 | Sugar Land | Memorial Hermann Convenient Care Center at Sienna Plantation (Sienna CCC) (#B) | SP CCC - (SL) - EMERGENCY ROOM | Exam room 7 | 9/1/18 |  | 9/1/19 | Unit was purchased in june of 2019 by facility. No asset tags, used UHS tag
YES | YES |  |  |  | 142-09374 | 142-09374 | Smiths Medical ASD | Pneupac babyPAC 100 |  |  | SP CCC - (SL) - EMERGENCY ROOM |  |  |  |  | 142-09374 | 142-09374 | Sugar Land | MHHS-Others | SP CCC - (SL) - EMERGENCY ROOM | Exam room 7 |  |  |  | Purchased by facility in june 2019.
NO | YES |  |  |  | 099-02659 | 099-02659 | Smiths Medical ASD | Spectro2 |  |  | CAHF - (KY) - KATY [MP2-STE200] |  |  |  |  | 099-02659 | 099-02659 | Katy | Center for Advanced Cardiology in Katy - Medical Plaza 2 (#200) | CAHF - (KY) - KATY [MP2-STE200] | Cardiology
NO | YES |  |  |  | 133-01523 | 133-01523 | Smiths Medical ASD, Inc. | H-1000 |  | 2001 0231 | Katy-ER | MHHS-Katy |  | Warmer, Blood/Fluid |  | 133-01523 | 133-01523 | Katy | MHHS-Katy | Katy-ER | Katy - ER | 12/1/19 |  |  |  | WARMING UNITS, BLOOD/INTRAVENOUS SOLUTION | Warmer, Blood/Fluid | WARMERBLOODFLUID-Smiths Medical-H-1000 | WARMERBLOODFLUID | H-1000 |  |  |  | Smiths Medical | Warmer, Blood/Fluid |  | WARMERBLOODFLUID-Smiths Medical-H-1000 |  |  |  | WBF-SA | Covered PM Repair - Biomedical | MHHS-Katy | [8 empty] | WARMERBLOODFLUID | Warmer, Blood/Fluid | Smiths Medical
NO | YES |  |  |  | 005-00601 | 005-00601 | Smiths Medical ASD, Inc. | H-1000 |  |  | SE-Emergency Center | MHHS-Southeast |  | Warmer, Blood/Fluid |  | 005-00601 | 005-00601 | Southeast | MHHS-Southeast | SE-Emergency Center | ER | 9/1/19 |  | 9/1/20 |  | WARMING UNITS, BLOOD/INTRAVENOUS SOLUTION |  | WARMERBLOODFLUID-Smiths Medical-H-1000 | WARMERBLOODFLUID | H-1000 |  |  |  | Smiths Medical | Warmer, Blood/Fluid |  | WARMERBLOODFLUID-Smiths Medical-H-1000 |  |  |  |  | Covered PM Repair - Biomedical | MHHS-Southeast
NO | YES | Asset Tag 005-00748 |  |  | 005-00748 | 005-00748 | Smiths Medical ASD, Inc. | H-1000 |  | 2004-0078 | SE-OR | MHHS-Southeast |  | Warmer, Blood/Fluid |  | 005-00748 | 005-00748 | Southeast | MHHS-Southeast | SE-OR | OR corridor | 2/1/19 |  |  |  | WARMING UNITS, BLOOD/INTRAVENOUS SOLUTION |  | WARMERBLOODFLUID-Smiths Medical-H-1000 | WARMERBLOODFLUID | H-1000 |  |  |  | Smiths Medical | Warmer, Blood/Fluid |  | WARMERBLOODFLUID-Smiths Medical-H-1000 |  | 7/14/17 |  |  | Covered PM Repair - Biomedical | MHHS-Southeast
NO | YES |  |  |  | 005-04505 | 005-04505 | Smiths Medical ASD, Inc. | H-1000 |  |  | SE-OR-Anesthesia | MHHS-Southeast |  | Warmer, Blood/Fluid |  | 005-04505 | 005-04505 | Southeast | MHHS-Southeast | SE-OR-Anesthesia | OR 7 | 5/1/19 |  | 4/1/20 |  | WARMING UNITS, BLOOD/INTRAVENOUS SOLUTION |  | WARMERBLOODFLUID-Smiths Medical-H-1000 | WARMERBLOODFLUID | H-1000 |  |  |  | Smiths Medical | Warmer, Blood/Fluid |  | WARMERBLOODFLUID-Smiths Medical-H-1000 |  | 7/14/17 |  |  | Covered PM Repair - Biomedical | MHHS-Southeast
NO | YES |  |  |  | 005-09410 | 005-09410 | Smiths Medical ASD, Inc. | H-1000 |  | S103B00441 | SE-OR | MHHS-Southeast |  | Warmer, Blood/Fluid |  | 005-09410 | 005-09410 | Southeast | MHHS-Southeast | SE-OR | Hybrid 2 | 7/1/19 |  | 7/1/20 |  | WARMING UNITS, BLOOD/INTRAVENOUS SOLUTION |  | WARMERBLOODFLUID-Smiths Medical-H-1000 | WARMERBLOODFLUID | H-1000 |  |  |  | Smiths Medical | Warmer, Blood/Fluid |  | WARMERBLOODFLUID-Smiths Medical-H-1000 |  |  |  |  | Covered PM Repair - Biomedical | MHHS-Southeast
NO | YES |  |  |  | 077-03776 | 077-03776 | Smiths Medical ASD, Inc. | H-1000 |  |  | TMC-Children's-PICU (9Hp) | MHHS-TMC |  | Warmer, Blood/Fluid |  | 077-03776 | 077-03776 | TMC | MHHS-TMC | TMC-Children's-PICU (9Hp) |  | 11/25/19 |  |  |  | WARMING UNITS, BLOOD/INTRAVENOUS SOLUTION |  | WARMERBLOODFLUID-Smiths Medical-H-1000 | WARMERBLOODFLUID | H-1000 |  |  |  | Smiths Medical | Warmer, Blood/Fluid |  | WARMERBLOODFLUID-Smiths Medical-H-1000 |  | 7/9/20 | Verified 3/30/2020 4:07pm (Central) |  | Not Covered Vendor Only - Biomedical | MHHS-TMC
NO | YES |  |  |  | 069-22388 |  | Smiths Medical ASD, Inc. | H-1000 |  |  | TMC-OR-CVOR (7Hvi) | MHHS-TMC |  | Warmer, Blood/Fluid |  | 069-22388 |  | TMC | MHHS-TMC | TMC-OR-CVOR (7Hvi) | OR 04 | 12/1/18 |  | 12/1/19 |  | WARMING UNITS, BLOOD/INTRAVENOUS SOLUTION | Warmer, Blood/Fluid | WARMERBLOODFLUID-Smiths Medical-H-1000 | WARMERBLOODFLUID | H-1000 |  |  |  | Smiths Medical | Warmer, Blood/Fluid |  | WARMERBLOODFLUID-Smiths Medical-H-1000 |  | 7/9/20 |  | WBF-SA | Not Covered Vendor Only - Biomedical | MHHS-TMC | [8 empty] | WARMERBLOODFLUID | Warmer, Blood/Fluid | Smiths Medical
NO | YES |  |  |  |  | 069-02999 | Smiths Medical ASD, Inc. | H-1000 |  |  | TMC-OR-Anesthesia (Old) | MHHS-TMC |  | Warmer, Blood/Fluid |  |  | 069-02999 | TMC | MHHS-TMC | TMC-OR-Anesthesia (Old) | PEDI OR storage | 2/1/19 |  | 2/1/20 |  | WARMING UNITS, BLOOD/INTRAVENOUS SOLUTION |  | WARMERBLOODFLUID-Smiths Medical-H-1000 | WARMERBLOODFLUID | H-1000 |  |  |  | Smiths Medical | Warmer, Blood/Fluid |  | WARMERBLOODFLUID-Smiths Medical-H-1000 |  | 7/9/20 |  |  | Not Covered Vendor Only - Biomedical | MHHS-TMC
NO | YES |  |  |  | 069-41460 | 069-41460 | Smiths Medical ASD, Inc. | H-1000 |  |  | TMC-OR-CVOR (7Hvi) | MHHS-TMC |  | Warmer, Blood/Fluid |  | 069-41460 | 069-41460 | TMC | MHHS-TMC | TMC-OR-CVOR (7Hvi) | Cv OR 1 | 10/1/18 |  | 10/1/19 | PM Past Due | WARMING UNITS, BLOOD/INTRAVENOUS SOLUTION | Warmer, Blood/Fluid | WARMERBLOODFLUID-Smiths Medical-H-1000 | WARMERBLOODFLUID | H-1000 |  |  |  | Smiths Medical | Warmer, Blood/Fluid |  | WARMERBLOODFLUID-Smiths Medical-H-1000 |  | 7/9/20 |  | WBF-SA | Not Covered Vendor Only - Biomedical | MHHS-TMC | [8 empty] | WARMERBLOODFLUID | Warmer, Blood/Fluid | Smiths Medical
NO | YES | [5 empty] | Smiths Medical ASD, Inc. | H-1000 |  | 2005 0088 | TMC-OR-CVOR (7Hvi) | MHHS-TMC |  | Warmer, Blood/Fluid |  |  |  | TMC | MHHS-TMC | TMC-OR-CVOR (7Hvi) |  | 10/26/17 |  |  |  | WARMING UNITS, BLOOD/INTRAVENOUS SOLUTION | Warmer, Blood/Fluid | WARMERBLOODFLUID-Smiths Medical-H-1000 | WARMERBLOODFLUID | H-1000 |  |  |  | Smiths Medical | Warmer, Blood/Fluid |  | WARMERBLOODFLUID-Smiths Medical-H-1000 |  | 7/9/20 | Finished from Script 3/27/2020 12:11:52pm (Central) | WBF-SA | Not Covered Vendor Only - Biomedical | MHHS-TMC | [8 empty] | WARMERBLOODFLUID | Warmer, Blood/Fluid | Smiths Medical
NO | YES |  |  |  | 069-17147 | 069-17147 | Smiths Medical ASD, Inc. | H-1000 |  | 2002 0045 | TMC-OR-Pedi OR (2R) | MHHS-TMC |  | Warmer, Blood/Fluid |  | 069-17147 | 069-17147 | TMC | MHHS-TMC | TMC-OR-Pedi OR (2R) | TMC OR PRDI OR (2 R) | 10/1/19 |  |  |  | WARMING UNITS, BLOOD/INTRAVENOUS SOLUTION |  | WARMERBLOODFLUID-Smiths Medical-H-1000 | WARMERBLOODFLUID | H-1000 |  |  |  | Smiths Medical | Warmer, Blood/Fluid |  | WARMERBLOODFLUID-Smiths Medical-H-1000 |  | 7/9/20 |  |  | Not Covered Vendor Only - Biomedical | MHHS-TMC
NO | YES |  |  |  | 029-00042 | 029-00042 | Smiths Medical ASD, Inc. | H-1000 |  | 2000 0043 | Woodlands-ER | MHHS-Woodlands |  | Warmer, Blood/Fluid |  | 029-00042 | 029-00042 | Woodlands | MHHS-Woodlands | Woodlands-ER | ER2 | 9/1/19 |  |  |  | WARMING UNITS, BLOOD/INTRAVENOUS SOLUTION | Warmer, Blood/Fluid | WARMERBLOODFLUID-Smiths Medical-H-1000 | WARMERBLOODFLUID | H-1000 |  |  |  | Smiths Medical | Warmer, Blood/Fluid |  | WARMERBLOODFLUID-Smiths Medical-H-1000 |  |  |  | WBF-SA | Covered PM Repair - Biomedical | MHHS-Woodlands | [8 empty] | WARMERBLOODFLUID | Warmer, Blood/Fluid | Smiths Medical
NO | NO | [5 empty] | Smiths Medical ASD, Inc. | H-1000 |  | 2000-0195 | GH - LABORATORY - BLOOD WARMERS | MHHS-Greater Heights |  | Warmer, Blood/Fluid |  |  |  | Central & Greater Heights |  | GH - LABORATORY - BLOOD WARMERS | [5 empty] | WARMING UNITS, BLOOD/INTRAVENOUS SOLUTION |  | WARMERBLOODFLUID-Smiths Medical-H-1000 | WARMERBLOODFLUID | H-1000 |  |  |  | Smiths Medical | Warmer, Blood/Fluid |  | WARMERBLOODFLUID-Smiths Medical-H-1000 |  |  |  |  | Covered PM Repair - Biomedical | MHHS-Greater Heights
NO | NO | [5 empty] | Smiths Medical ASD, Inc. | H-1000 |  |  | MEMORIAL CITY - ER | MHHS-Mem City |  | Warmer, Blood/Fluid |  |  |  | West & Memorial City |  | MEMORIAL CITY - ER | [5 empty] | WARMING UNITS, BLOOD/INTRAVENOUS SOLUTION |  | WARMERBLOODFLUID-Smiths Medical-H-1000 | WARMERBLOODFLUID | H-1000 |  |  |  | Smiths Medical | Warmer, Blood/Fluid |  | WARMERBLOODFLUID-Smiths Medical-H-1000 |  |  |  |  | Covered PM Repair - Biomedical | MHHS-Mem City
NO | NO | [5 empty] | Smiths Medical ASD, Inc. | H-1000 |  |  | MEMORIAL CITY - OUTPATIENT SURGERY | MHHS-Mem City |  | Warmer, Blood/Fluid |  |  |  | West & Memorial City |  | MEMORIAL CITY - OUTPATIENT SURGERY | [5 empty] | WARMING UNITS, BLOOD/INTRAVENOUS SOLUTION |  | WARMERBLOODFLUID-Smiths Medical-H-1000 | WARMERBLOODFLUID | H-1000 |  |  |  | Smiths Medical | Warmer, Blood/Fluid |  | WARMERBLOODFLUID-Smiths Medical-H-1000 |  |  |  |  | Covered PM Repair - Biomedical | MHHS-Mem City
NO | NO |  |  |  | 005-00750 |  | Smiths Medical ASD, Inc. | H-1000 |  | 2004 0075 | SE - ICU | MHHS-Southeast |  | Warmer, Blood/Fluid |  | 005-00750 |  | Southeast & Bay Area |  | SE - ICU | [5 empty] | WARMING UNITS, BLOOD/INTRAVENOUS SOLUTION |  | WARMERBLOODFLUID-Smiths Medical-H-1000 | WARMERBLOODFLUID | H-1000 |  |  |  | Smiths Medical | Warmer, Blood/Fluid |  | WARMERBLOODFLUID-Smiths Medical-H-1000 |  |  |  |  | Covered PM Repair - Biomedical | MHHS-Southeast
NO | YES |  |  |  | 009-09225 | 009-09225 | Smiths Medical ASD, Inc. | H-1200 |  | 103B00744 | GH-Labor & Delivery-OR | MHHS-Greater Heights |  |  |  | 009-09225 | 009-09225 | Central | MHHS-Greater Heights | GH-Labor & Delivery-OR | OR | 9/1/19 |  | 9/1/20 |  | WARMING UNITS, BLOOD/INTRAVENOUS SOLUTION | Warmer, Blood/Fluid | WARMERBLOODFLUID-Smiths Medical-Level 1 H-1200 |  |  |  |  | WARMERBLOODFLUID-Smiths Medical-Level 1 H-1200 | Smiths Medical |  |  |  |  | 3/11/16 |  | WBF-SA | Covered PM Repair - Biomedical | MHHS-Greater Heights | [8 empty] | WARMERBLOODFLUID | Warmer, Blood/Fluid | Smiths Medical
NO | YES |  |  |  |  | 009-04603 | Smiths Medical ASD, Inc. | H-1200 |  |  | GH - LABORATORY - BLOOD WARMERS | MHHS-Greater Heights |  |  |  |  | 009-04603 | Central | GH OR | GH - LABORATORY - BLOOD WARMERS | GH OR |  |  |  |  | WARMING UNITS, BLOOD/INTRAVENOUS SOLUTION |  | WARMERBLOODFLUID-Smiths Medical-Level 1 H-1200 |  |  |  |  | WARMERBLOODFLUID-Smiths Medical-Level 1 H-1200 | Smiths Medical | [7 empty] | Covered PM Repair - Biomedical | MHHS-Greater Heights
NO | YES |  |  |  | 133-08118 | 133-08118 | Smiths Medical ASD, Inc. | H-1200 |  | S103B00791 | Katy-ER | MHHS-Katy |  |  |  | 133-08118 | 133-08118 | Katy | MHHS-Katy | Katy-ER | EC 17 | 12/1/19 | 12/1/20 |  |  | WARMING UNITS, BLOOD/INTRAVENOUS SOLUTION | Warmer, Blood/Fluid | WARMERBLOODFLUID-Smiths Medical-Level 1 H-1200 |  |  |  |  | WARMERBLOODFLUID-Smiths Medical-Level 1 H-1200 | Smiths Medical |  |  |  |  | 3/12/16 |  | WBF-SA | Covered PM Repair - Biomedical | MHHS-Katy | [8 empty] | WARMERBLOODFLUID | Warmer, Blood/Fluid | Smiths Medical
NO | YES |  |  |  | 133-10313 | 133-10313 | Smiths Medical ASD, Inc. | H-1200 |  |  | Katy-ER | MHHS-Katy |  |  |  | 133-10313 | 133-10313 | Katy | MHHS-Katy | Katy-ER | Katy - ER | 5/1/19 |  |  |  | WARMING UNITS, BLOOD/INTRAVENOUS SOLUTION | Warmer, Blood/Fluid | WARMERBLOODFLUID-Smiths Medical-Level 1 H-1200 |  |  |  |  | WARMERBLOODFLUID-Smiths Medical-Level 1 H-1200 | Smiths Medical |  |  |  |  | 3/12/16 |  | WBF-SA | Covered PM Repair - Biomedical | MHHS-Katy | [8 empty] | WARMERBLOODFLUID | Warmer, Blood/Fluid | Smiths Medical
NO | YES | [5 empty] | Smiths Medical ASD, Inc. | H-1200 |  | S10000218 | MHOSH-OR | MHHS Orthopedic & Spine | [5 empty] | Central & Greater Heights | MHHS-Orthopedic & Spine | MHOSH-OR |  | 8/12/19 |  |  |  | WARMING UNITS, BLOOD/INTRAVENOUS SOLUTION | Warmer, Blood/Fluid | WARMERBLOODFLUID-Smiths Medical-Level 1 H-1200 |  |  |  |  | WARMERBLOODFLUID-Smiths Medical-Level 1 H-1200 | Smiths Medical |  |  |  |  | 1/1/25 | MHOSH Inventory Dec 2019 into 2020 - Copy.xls - Newly Verified | WBF-SA | Not Covered Vendor Only - Biomedical | MHHS Orthopedic & Spine | [8 empty] | WARMERBLOODFLUID | Warmer, Blood/Fluid | Smiths Medical
NO | YES |  |  |  |  | 142-01057 | Smiths Medical ASD, Inc. | H-1200 |  | S10001587 | NE-ER | MHHS-Northeast |  |  |  |  | 142-01057 | Katy | MHHS-Northeast | NE-ER | Er 2 | 9/1/19 | 9/1/20 |  |  | WARMING UNITS, BLOOD/INTRAVENOUS SOLUTION | Warmer, Blood/Fluid | WARMERBLOODFLUID-Smiths Medical-Level 1 H-1200 |  |  |  |  | WARMERBLOODFLUID-Smiths Medical-Level 1 H-1200 | Smiths Medical |  |  |  |  | 3/11/16 |  | WBF-SA | Covered PM Repair - Biomedical | MHHS-Northeast | [8 empty] | WARMERBLOODFLUID | Warmer, Blood/Fluid | Smiths Medical
NO | YES | [5 empty] | Smiths Medical ASD, Inc. | H-1200 |  | S103B01231 | NE-OR | MHHS-Northeast | [5 empty] | Katy | MHHS-Northeast | NE-OR |  | 6/1/19 | 1/1/20 |  |  | WARMING UNITS, BLOOD/INTRAVENOUS SOLUTION | Warmer, Blood/Fluid | WARMERBLOODFLUID-Smiths Medical-Level 1 H-1200 |  |  |  |  | WARMERBLOODFLUID-Smiths Medical-Level 1 H-1200 | Smiths Medical | [6 empty] | WBF-SA | Covered PM Repair - Biomedical | MHHS-Northeast | [8 empty] | WARMERBLOODFLUID | Warmer, Blood/Fluid | Smiths Medical
NO | YES |  |  |  | 583-00965 | 583-00965 | Smiths Medical ASD, Inc. | H-1200 |  | S103B02004 | KT CCC-(KY)-Emergency Room | MHHS-South Katy CCC |  |  |  | 583-00965 | 583-00965 | Katy | MHHS-Others | KT CCC-(KY)-Emergency Room | Ex 6 | 5/1/19 | 5/1/20 |  |  | WARMING UNITS, BLOOD/INTRAVENOUS SOLUTION | Warmer, Blood/Fluid | WARMERBLOODFLUID-Smiths Medical-Level 1 H-1200 |  |  |  |  | WARMERBLOODFLUID-Smiths Medical-Level 1 H-1200 | Smiths Medical |  |  |  |  | 5/15/18 |  | WBF-SA | Covered PM Repair - Biomedical | MHHS-South Katy CCC | [8 empty] | WARMERBLOODFLUID | Warmer, Blood/Fluid | Smiths Medical
NO | YES |  |  |  | 005-11840 | 005-11840 | Smiths Medical ASD, Inc. | H-1200 |  |  | SE-OR | MHHS-Southeast |  |  |  | 005-11840 | 005-11840 | Southeast | MHHS-Southeast | SE-OR | Hallway | 12/1/19 |  | 12/1/20 |  | WARMING UNITS, BLOOD/INTRAVENOUS SOLUTION |  | WARMERBLOODFLUID-Smiths Medical-Level 1 H-1200 |  |  |  |  | WARMERBLOODFLUID-Smiths Medical-Level 1 H-1200 | Smiths Medical |  |  |  |  | 3/11/16 |  |  | Covered PM Repair - Biomedical | MHHS-Southeast
NO | YES | [5 empty] | Smiths Medical ASD, Inc. | H-1200 |  |  | SW-HVI-CV ICU | MHHS-Southwest | [5 empty] | Southwest | MHHS-Southwest | SW-HVI-CV ICU | Clean Storage | 2/1/20 |  | 2/1/21 |  | WARMING UNITS, BLOOD/INTRAVENOUS SOLUTION | Warmer, Blood/Fluid | WARMERBLOODFLUID-Smiths Medical-Level 1 H-1200 |  |  |  |  | WARMERBLOODFLUID-Smiths Medical-Level 1 H-1200 | Smiths Medical |  |  |  |  | 3/11/16 |  | WBF-SA | Covered PM Repair - Biomedical | MHHS-Southwest | [8 empty] | WARMERBLOODFLUID | Warmer, Blood/Fluid | Smiths Medical
NO | YES |  |  |  |  | 129-03274 | Smiths Medical ASD, Inc. | H-1200 |  |  | SUGAR LAND - ER | MHHS-Sugarland |  |  |  |  | 129-03274 | Sugar Land | Memorial Hermann Sugar Land Hospital | SUGAR LAND - ER | ER | 1/1/20 |  | 1/1/21 |  | WARMING UNITS, BLOOD/INTRAVENOUS SOLUTION | Warmer, Blood/Fluid | WARMERBLOODFLUID-Smiths Medical-Level 1 H-1200 |  |  |  |  | WARMERBLOODFLUID-Smiths Medical-Level 1 H-1200 | Smiths Medical |  |  |  |  | 7/14/17 |  | WBF-SA | Covered PM Repair - Biomedical | MHHS-Sugarland | [8 empty] | WARMERBLOODFLUID | Warmer, Blood/Fluid | Smiths Medical
NO | YES |  |  |  | 069-19050 | 069-19050 | Smiths Medical ASD, Inc. | H-1200 |  |  | PEDI OR storage | MHHS-TMC |  |  |  | 069-19050 | 069-19050 | TMC | Memorial Hermann-Texas Medical Center | PEDI OR storage | Equipment room | 11/1/19 |  | 11/1/20 |  | WARMING UNITS, BLOOD/INTRAVENOUS SOLUTION |  | WARMERBLOODFLUID-Smiths Medical-Level 1 H-1200 |  |  |  |  | WARMERBLOODFLUID-Smiths Medical-Level 1 H-1200 | Smiths Medical | [7 empty] | Covered PM Repair - Biomedical | MHHS-TMC
NO | YES |  |  |  | 069-21177 |  | Smiths Medical ASD, Inc. | H-1200 |  |  | TMC-OR-CVOR (7Hvi) | MHHS-TMC |  |  |  | 069-21177 |  | TMC | MHHS-TMC | TMC-OR-CVOR (7Hvi) | CVOR (7HVI) | 10/1/18 |  | 10/1/19 |  | WARMING UNITS, BLOOD/INTRAVENOUS SOLUTION | Warmer, Blood/Fluid | WARMERBLOODFLUID-Smiths Medical-Level 1 H-1200 |  |  |  |  | WARMERBLOODFLUID-Smiths Medical-Level 1 H-1200 | Smiths Medical |  |  |  |  | 4/28/18 |  | WBF-SA | Covered PM Repair - Biomedical | MHHS-TMC | [8 empty] | WARMERBLOODFLUID | Warmer, Blood/Fluid | Smiths Medical
NO | YES |  |  |  | 069-38508 | 069-38508 | Smiths Medical ASD, Inc. | H-1200 |  | S103B00764 | TMC-OR-CVOR (7Hvi) | MHHS-TMC |  |  |  | 069-38508 | 069-38508 | TMC | MHHS-TMC | TMC-OR-CVOR (7Hvi) | CVOR (7HVI) | 10/1/18 |  | 10/1/19 |  | WARMING UNITS, BLOOD/INTRAVENOUS SOLUTION | Warmer, Blood/Fluid | WARMERBLOODFLUID-Smiths Medical-Level 1 H-1200 |  |  |  |  | WARMERBLOODFLUID-Smiths Medical-Level 1 H-1200 | Smiths Medical |  |  |  |  | 4/8/14 |  | WBF-SA | Covered PM Repair - Biomedical | MHHS-TMC | [8 empty] | WARMERBLOODFLUID | Warmer, Blood/Fluid | Smiths Medical
NO | YES | Asset Tag 069-28964 |  |  | 069-28964 | 069-28964 | Smiths Medical ASD, Inc. | H-1200 |  | S10001649 | TMC-Sarofim 3-OR | MHHS-TMC |  |  |  | 069-28964 | 069-28964 | TMC | MHHS-TMC | TMC-Sarofim 3-OR | TMC -SAROFIM 3 - OR | 11/1/19 |  | 11/1/20 |  | WARMING UNITS, BLOOD/INTRAVENOUS SOLUTION |  | WARMERBLOODFLUID-Smiths Medical-Level 1 H-1200 |  |  |  |  | WARMERBLOODFLUID-Smiths Medical-Level 1 H-1200 | Smiths Medical | [7 empty] | Covered PM Repair - Biomedical | MHHS-TMC
NO | YES |  |  |  | 029-10353 | 029-10353 | Smiths Medical ASD, Inc. | H-1200 |  | S103B02287 | Woodlands-ER | MHHS-Woodlands |  |  |  | 029-10353 | 029-10353 | Woodlands | MHHS-Woodlands | Woodlands-ER | Trauma 3 | 9/1/19 |  | 9/1/20 |  | WARMING UNITS, BLOOD/INTRAVENOUS SOLUTION | Warmer, Blood/Fluid | WARMERBLOODFLUID-Smiths Medical-Level 1 H-1200 |  |  |  |  | WARMERBLOODFLUID-Smiths Medical-Level 1 H-1200 | Smiths Medical |  |  |  |  | 12/10/20 |  | WBF-SA | Not Covered Vendor Only - Biomedical | MHHS-Woodlands | [8 empty] | WARMERBLOODFLUID | Warmer, Blood/Fluid | Smiths Medical
NO | YES |  |  |  | 029-07704 | 029-07704 | Smiths Medical ASD, Inc. | H-1200 |  | s10002324 | Woodlands-OR | MHHS-Woodlands |  |  |  | 029-07704 | 029-07704 | Woodlands | MHHS-Woodlands | Woodlands-OR | OR | 11/1/18 |  | 11/1/19 |  | WARMING UNITS, BLOOD/INTRAVENOUS SOLUTION | Warmer, Blood/Fluid | WARMERBLOODFLUID-Smiths Medical-Level 1 H-1200 |  |  |  |  | WARMERBLOODFLUID-Smiths Medical-Level 1 H-1200 | Smiths Medical |  |  |  |  | 4/15/16 |  | WBF-SA | Covered PM Repair - Biomedical | MHHS-Woodlands | [8 empty] | WARMERBLOODFLUID | Warmer, Blood/Fluid | Smiths Medical
NO | YES |  |  |  | 029-08262 | 029-08262 | Smiths Medical ASD, Inc. | H-1200 |  | S103B00260 | Woodlands-OR | MHHS-Woodlands |  |  |  | 029-08262 | 029-08262 | Woodlands | MHHS-Woodlands | Woodlands-OR |  | 10/1/19 |  | 7/1/19 |  | WARMING UNITS, BLOOD/INTRAVENOUS SOLUTION | Warmer, Blood/Fluid | WARMERBLOODFLUID-Smiths Medical-Level 1 H-1200 |  |  |  |  | WARMERBLOODFLUID-Smiths Medical-Level 1 H-1200 | Smiths Medical |  |  |  |  | 4/15/16 |  | WBF-SA | Covered PM Repair - Biomedical | MHHS-Woodlands | [8 empty] | WARMERBLOODFLUID | Warmer, Blood/Fluid | Smiths Medical
NO | YES |  |  |  |  | 029-03425 | Smiths Medical ASD, Inc. | H-1200 |  |  | Woodlands-PCU4 | MHHS-Woodlands |  |  |  |  | 029-03425 | Woodlands | MHHS-Woodlands | Woodlands-PCU4 | Storage Room | 11/1/19 |  | 11/1/20 |  | WARMING UNITS, BLOOD/INTRAVENOUS SOLUTION | Warmer, Blood/Fluid | WARMERBLOODFLUID-Smiths Medical-Level 1 H-1200 |  |  |  |  | WARMERBLOODFLUID-Smiths Medical-Level 1 H-1200 | Smiths Medical |  |  |  |  | 4/15/16 |  | WBF-SA | Covered PM Repair - Biomedical | MHHS-Woodlands | [8 empty] | WARMERBLOODFLUID | Warmer, Blood/Fluid | Smiths Medical
NO | NO |  |  |  | 009-33326 |  | Smiths Medical ASD, Inc. | H-1200 |  |  | GH - LABORATORY - BLOOD WARMERS | MHHS-Greater Heights |  |  |  | 009-33326 |  | Central & Greater Heights |  | GH - LABORATORY - BLOOD WARMERS | [5 empty] | WARMING UNITS, BLOOD/INTRAVENOUS SOLUTION |  | WARMERBLOODFLUID-Smiths Medical-Level 1 H-1200 |  |  |  |  | WARMERBLOODFLUID-Smiths Medical-Level 1 H-1200 | Smiths Medical | [7 empty] | Covered PM Repair - Biomedical | MHHS-Greater Heights
NO | NO |  |  |  | 041-34020 |  | Smiths Medical ASD, Inc. | H-1200 |  |  | MEMORIAL CITY - CATH LAB | MHHS-Mem City |  |  |  | 041-34020 |  | West & Memorial City |  | MEMORIAL CITY - CATH LAB | [5 empty] | WARMING UNITS, BLOOD/INTRAVENOUS SOLUTION |  | WARMERBLOODFLUID-Smiths Medical-Level 1 H-1200 |  |  |  |  | WARMERBLOODFLUID-Smiths Medical-Level 1 H-1200 | Smiths Medical | [7 empty] | Covered PM Repair - Radiology, Low End | MHHS-Mem City
NO | NO |  |  |  | 145-00212 |  | Smiths Medical ASD, Inc. | H-1200 |  | S103B00882 | PEARLAND - EMERGENCY CENTER | MHHS-Pearland Hospital |  |  |  | 145-00212 |  | Pearland |  | PEARLAND - EMERGENCY CENTER | [5 empty] | WARMING UNITS, BLOOD/INTRAVENOUS SOLUTION |  | WARMERBLOODFLUID-Smiths Medical-Level 1 H-1200 |  |  |  |  | WARMERBLOODFLUID-Smiths Medical-Level 1 H-1200 | Smiths Medical | [7 empty] | Not Covered Vendor Only - Biomedical | MHHS-Pearland Hospital
NO | NO |  |  |  | 013-15774 |  | Smiths Medical ASD, Inc. | H-1200 |  | SI0000611 | SW - ER | MHHS-Southwest |  |  |  | 013-15774 |  | Southwest |  | SW - ER | [5 empty] | WARMING UNITS, BLOOD/INTRAVENOUS SOLUTION |  | WARMERBLOODFLUID-Smiths Medical-Level 1 H-1200 |  |  |  |  | WARMERBLOODFLUID-Smiths Medical-Level 1 H-1200 | Smiths Medical | [7 empty] | Covered PM Repair - Biomedical | MHHS-Southwest
NO | NO |  |  |  | 069-42776 |  | Smiths Medical ASD, Inc. | H-1200 |  | S103B02430 | TMC - CULLEN - MICU (2C) | MHHS-TMC |  |  |  | 069-42776 |  | TMC |  | TMC - CULLEN - MICU (2C) | [5 empty] | WARMING UNITS, BLOOD/INTRAVENOUS SOLUTION |  | WARMERBLOODFLUID-Smiths Medical-Level 1 H-1200 |  |  |  |  | WARMERBLOODFLUID-Smiths Medical-Level 1 H-1200 | Smiths Medical | [7 empty] | Covered PM Repair - Radiology, Low End | MHHS-TMC
NO | NO | [5 empty] | Smiths Medical ASD, Inc. | H-1200 |  |  | TMC - HERMANN - ADULT ER (1HP) | MHHS-TMC | [5 empty] | TMC |  | TMC - HERMANN - ADULT ER (1HP) | [5 empty] | WARMING UNITS, BLOOD/INTRAVENOUS SOLUTION |  | WARMERBLOODFLUID-Smiths Medical-Level 1 H-1200 |  |  |  |  | WARMERBLOODFLUID-Smiths Medical-Level 1 H-1200 | Smiths Medical | [7 empty] | Covered PM Repair - Biomedical | MHHS-TMC
NO | NO | [5 empty] | Smiths Medical ASD, Inc. | H-1200 |  |  | TMC - HERMANN - ADULT ER (1HP) | MHHS-TMC | [5 empty] | TMC |  | TMC - HERMANN - ADULT ER (1HP) | [5 empty] | WARMING UNITS, BLOOD/INTRAVENOUS SOLUTION |  | WARMERBLOODFLUID-Smiths Medical-Level 1 H-1200 |  |  |  |  | WARMERBLOODFLUID-Smiths Medical-Level 1 H-1200 | Smiths Medical | [7 empty] | Covered PM Repair - Biomedical | MHHS-TMC
NO | NO |  |  |  | 069-42775 |  | Smiths Medical ASD, Inc. | H-1200 |  | S103B02429 | TMC - JONES - NEURO ICU (7J) | MHHS-TMC |  |  |  | 069-42775 |  | TMC |  | TMC - JONES - NEURO ICU (7J) | [5 empty] | WARMING UNITS, BLOOD/INTRAVENOUS SOLUTION |  | WARMERBLOODFLUID-Smiths Medical-Level 1 H-1200 |  |  |  |  | WARMERBLOODFLUID-Smiths Medical-Level 1 H-1200 | Smiths Medical | [7 empty] | Covered PM Repair - Biomedical | MHHS-TMC
NO | NO |  |  |  | 074-04004 |  | Smiths Medical ASD, Inc. | H-1200 |  | S103B00586 | TMC - OR - ANESTHESIA (OLD) | MHHS-TMC |  |  |  | 074-04004 |  | TMC |  | TMC - OR - ANESTHESIA (OLD) | [5 empty] | WARMING UNITS, BLOOD/INTRAVENOUS SOLUTION |  | WARMERBLOODFLUID-Smiths Medical-Level 1 H-1200 |  |  |  |  | WARMERBLOODFLUID-Smiths Medical-Level 1 H-1200 | Smiths Medical | [7 empty] | Covered PM Repair - Biomedical | MHHS-TMC
NO | YES |  |  |  |  | 029-04622 | Smiths Medical ASD, Inc. | HL-90A |  | 2004 3100 | Woodlands-OR | MHHS-MG |  | Warmer, Gel |  |  | 029-04622 | Woodlands | MHHS-Woodlands | Woodlands-OR | OR | 1/1/19 |  | 1/1/20 |  | WARMING UNITS, GEL | Warmer, Gel | WARMERGEL-Ideal Medical Prod-GW108 | WARMERGEL | GW108 |  |  |  | Ideal Medical Prod | Warmer, Gel |  | WARMERGEL-Ideal Medical Prod-GW108 |  | 3/12/16 |  |  | Covered PM Repair - Biomedical | MHHS-MG | [8 empty] | WARMERGEL | Warmer, Gel | Ideal Medical Prod
NO | YES |  |  |  | 005-33941 | 005-33941 | Smiths Medical ASD, Inc. | HL-90A |  |  | TMC-OR-Hermann (2Hp) | MHHS-Southeast |  | Warmer, Blood/Fluid |  | 005-33941 | 005-33941 | TMC | MHHS-TMC | TMC-OR-Hermann (2Hp) | Hybrid | 4/1/19 |  | 4/1/20 |  | WARMING UNITS, BLOOD/INTRAVENOUS SOLUTION |  | WARMERBLOODFLUID-Smiths Medical-HL-90-A | WARMERBLOODFLUID | HL-90-A |  |  |  | Smiths Medical | Warmer, Blood/Fluid |  |  | WARMERBLOODFLUID-Smiths Medical-HL-90-A | 7/1/20 |  |  | Not Covered Vendor Only - Biomedical | MHHS-Southeast
NO | YES |  |  |  | 005-33942 | 005-33942 | Smiths Medical ASD, Inc. | HL-90A |  |  | SE-OR | MHHS-Southeast |  | Warmer, Blood/Fluid |  | 005-33942 | 005-33942 | Southeast | MHHS-Southeast | SE-OR | Or 11 | 1/1/20 |  | 1/1/21 |  | WARMING UNITS, BLOOD/INTRAVENOUS SOLUTION |  | WARMERBLOODFLUID-Smiths Medical-HL-90-A | WARMERBLOODFLUID | HL-90-A |  |  |  | Smiths Medical | Warmer, Blood/Fluid |  |  | WARMERBLOODFLUID-Smiths Medical-HL-90-A | 7/1/20 |  |  | Not Covered Vendor Only - Biomedical | MHHS-Southeast
NO | YES |  |  |  | 005-33943 | 005-33943 | Smiths Medical ASD, Inc. | HL-90A |  |  | SE-OR | MHHS-Southeast |  | Warmer, Blood/Fluid |  | 005-33943 | 005-33943 | Southeast | MHHS-Southeast | SE-OR | SE -OR | 4/1/19 |  | 4/1/20 |  | WARMING UNITS, BLOOD/INTRAVENOUS SOLUTION |  | WARMERBLOODFLUID-Smiths Medical-HL-90-A | WARMERBLOODFLUID | HL-90-A |  |  |  | Smiths Medical | Warmer, Blood/Fluid |  |  | WARMERBLOODFLUID-Smiths Medical-HL-90-A | 7/1/20 |  |  | Not Covered Vendor Only - Biomedical | MHHS-Southeast
NO | YES |  |  |  | 005-33957 | 005-33957 | Smiths Medical ASD, Inc. | HL-90A |  |  | SE-OR | MHHS-Southeast |  | Warmer, Blood/Fluid |  | 005-33957 | 005-33957 | Southeast | MHHS-Southeast | SE-OR | Or 5 | 3/1/20 |  | 3/1/21 |  | WARMING UNITS, BLOOD/INTRAVENOUS SOLUTION |  | WARMERBLOODFLUID-Smiths Medical-HL-90-A | WARMERBLOODFLUID | HL-90-A |  |  |  | Smiths Medical | Warmer, Blood/Fluid |  |  | WARMERBLOODFLUID-Smiths Medical-HL-90-A | 7/1/20 |  |  | Not Covered Vendor Only - Biomedical | MHHS-Southeast
NO | YES |  |  |  | 005-33951 | 005-33951 | Smiths Medical ASD, Inc. | HL-90A |  |  | SE-OR | MHHS-Southeast |  | Warmer, Blood/Fluid |  | 005-33951 | 005-33951 | Southeast | MHHS-Southeast | SE-OR | SE -OR | 4/1/19 |  | 4/1/20 |  | WARMING UNITS, BLOOD/INTRAVENOUS SOLUTION |  | WARMERBLOODFLUID-Smiths Medical-HL-90-A | WARMERBLOODFLUID | HL-90-A |  |  |  | Smiths Medical | Warmer, Blood/Fluid |  |  | WARMERBLOODFLUID-Smiths Medical-HL-90-A | 7/1/20 |  |  | Not Covered Vendor Only - Biomedical | MHHS-Southeast
NO | YES |  |  |  | 029-12274 | 029-12274 | Smiths Medical ASD, Inc. | HL-90A |  |  | Woodlands-OR | MHHS-Woodlands |  | Warmer, Blood/Fluid |  | 029-12274 | 029-12274 | Woodlands | MHHS-Woodlands | Woodlands-OR | OR | 2/1/19 |  | 2/1/20 |  | WARMING UNITS, BLOOD/INTRAVENOUS SOLUTION | Warmer, Blood/Fluid | WARMERBLOODFLUID-Smiths Medical-HL-90-A | WARMERBLOODFLUID | HL-90-A |  |  |  | Smiths Medical | Warmer, Blood/Fluid |  |  | WARMERBLOODFLUID-Smiths Medical-HL-90-A | 7/1/20 |  | WBF-SA | Not Covered Vendor Only - Biomedical | MHHS-Woodlands | [8 empty] | WARMERBLOODFLUID | Warmer, Blood/Fluid | Smiths Medical
NO | YES |  |  |  | 005-34834 | 005-34834 | Smiths Medical ASD, Inc. | HL-90A |  | S101A03056 | SE-OR |  |  |  |  | 005-34834 | 005-34834 | Southeast | MHHS-Southeast | SE-OR | SE - OR | 4/1/20 |  | 4/1/21
NO | NO |  |  |  | 145-00211 |  | Smiths Medical ASD, Inc. | HL-90A |  | S101A01992 | PEARLAND - EMERGENCY CENTER | MHHS-Pearland Hospital |  | Warmer, Blood/Fluid |  | 145-00211 |  | Pearland |  | PEARLAND - EMERGENCY CENTER | [5 empty] | WARMING UNITS, BLOOD/INTRAVENOUS SOLUTION |  | WARMERBLOODFLUID-Smiths Medical-HL-90-A | WARMERBLOODFLUID | HL-90-A |  |  |  | Smiths Medical | Warmer, Blood/Fluid |  |  | WARMERBLOODFLUID-Smiths Medical-HL-90-A |  |  |  | Not Covered Vendor Only - Biomedical | MHHS-Pearland Hospital
NO | YES |  |  |  | 005-08811 | 005-08811 | Smiths Medical ASD, Inc. | LEVEL 1 |  | 2000 1424 | SE-Central Supply | MHHS-Southeast |  | Warmer, Blood/Fluid |  | 005-08811 | 005-08811 | Southeast | MHHS-Southeast | SE-Central Supply | Central Supply | 4/1/20 |  | 10/1/20 |  | WARMING UNITS, BLOOD/INTRAVENOUS SOLUTION |  | WARMERBLOODFLUID-Smiths Medical-Level 1 | WARMERBLOODFLUID | Level 1 |  |  |  | Smiths Medical | Warmer, Blood/Fluid |  | WARMERBLOODFLUID-Smiths Medical-Level 1 |  |  |  |  | Covered PM Repair - Biomedical | MHHS-Southeast
NO | YES |  |  |  | 029-12273 | 029-12273 | Smiths Medical ASD, Inc. | LEVEL 1 |  |  | Woodlands-OR | MHHS-Woodlands |  | Warmer, Blood/Fluid |  | 029-12273 | 029-12273 | Woodlands | MHHS-Woodlands | Woodlands-OR | OR | 10/1/19 |  | 4/1/20 |  | WARMING UNITS, BLOOD/INTRAVENOUS SOLUTION | Warmer, Blood/Fluid | WARMERBLOODFLUID-Smiths Medical-Level 1 | WARMERBLOODFLUID | Level 1 |  |  |  | Smiths Medical | Warmer, Blood/Fluid |  | WARMERBLOODFLUID-Smiths Medical-Level 1 |  |  |  | WBF-SA | Covered PM Repair - Biomedical | MHHS-Woodlands | [8 empty] | WARMERBLOODFLUID | Warmer, Blood/Fluid | Smiths Medical
YES | YES |  |  |  | 151-04168 | 151-04168 | Smiths Medical International Ltd | DSTA-40 |  |  | Biomed |  |  |  |  | 151-04168 | 151-04168 | Mem city | Memorial city - Memorial herman hospital | Biomed | Biomed shop
YES | YES |  |  |  | 151-04165 | 151-04165 | Smiths Medical International ltd | DSTA-40 |  | S111A01547 | Biomed |  |  |  |  | 151-04165 | 151-04165 | Mem city | Memorial city - Memorial herman hospital | Biomed | Biomed shop
YES | YES |  |  |  | 151-04167 | 151-04167 | Smiths Medical International ltd | HLTA-40 |  | S112A00845 | Biomed |  |  |  |  | 151-04167 | 151-04167 | Mem city | Memorial city - Memorial herman hospital | Biomed | Biomed shop |  |  |  | No pm sticker found
YES | YES |  |  |  | 151-04166 | 151-04166 | Smiths Medical International ltd | HLTA-40 |  | S112A00386 | Biomed |  |  |  |  | 151-04166 | 151-04166 | Mem city | Memorial city - Memorial herman hospital | Biomed | Biomed shop
YES | YES |  |  |  | 151-04442 | 151-04442 | Smiths Medical International Ltd. | DSTA-40 |  | S111A00888 | Biomed Dept |  |  |  |  | 151-04442 | 151-04442 | West | Memorial Hermann - Memorial City | Biomed Dept | Biomed Dept
NO | YES |  |  |  |  | 009-01979 | Smiths Medical MD Inc |  |  |  | GH-Radiology | MHHS-Greater Heights |  | Oximeter, Pulse |  |  | 009-01979 | Central | MHHS-Greater Heights | GH-Radiology | Nuclear Medicine |  |  |  |  | INFUSION PUMPS | Oximeter, Pulse | OXIMETERPULSE-Smiths Medical-3400 | OXIMETERPULSE |  |  |  |  | Smiths Medical | Oximeter, Pulse |  | OXIMETERPULSE-Smiths Medical-3400 |  |  |  | OP-A | Covered PM Repair - Biomedical | MHHS-Greater Heights | [8 empty] | OXIMETERPULSE | Oximeter, Pulse | Smiths Medical
NO | YES |  |  |  | 013-12844 | 013-12844 | Smiths Medical MD Inc |  |  | 74080-2004 | SW RADIOLOGY | MHHS-Southwest |  | Oximeter, Pulse |  | 013-12844 | 013-12844 | Southwest | Memorial Hermann Southwest Hospital | SW RADIOLOGY | Nuc med 5 |  |  |  |  | INFUSION PUMPS |  | OXIMETERPULSE-Smiths Medical-3400 | OXIMETERPULSE |  |  |  |  | Smiths Medical | Oximeter, Pulse |  | OXIMETERPULSE-Smiths Medical-3400 |  |  |  |  | Covered PM Repair - Biomedical | MHHS-Southwest
NO | NO | [5 empty] | Smiths Medical MD Inc |  |  | 74082-2004 | SW - RADIOLOGY | MHHS-Southwest |  | Oximeter, Pulse |  |  |  | Southwest |  | SW - RADIOLOGY | [5 empty] | INFUSION PUMPS |  | OXIMETERPULSE-Smiths Medical-3400 | OXIMETERPULSE |  |  |  |  | Smiths Medical | Oximeter, Pulse |  | OXIMETERPULSE-Smiths Medical-3400 |  |  |  |  | Covered PM Repair - Biomedical | MHHS-Southwest
NO | YES |  |  |  | 017-01440 |  | Smiths Medical MD Inc | CADD-SOLIS VIP 2120 |  |  | NEIGHBORHOOD CLINICS - (KY) - HOME HEALTH PHARMACY | MHHS-Neighborhood Clinics |  | Pump, Infusion |  | 017-01440 |  | Katy |  | NEIGHBORHOOD CLINICS - (KY) - HOME HEALTH PHARMACY |  | 05/20/2019 |  |  |  | INFUSION PUMPS, AMBULATORY |  | PUMPINFUSION-Smiths Medical-CADD Solis VIP 2120 | PUMPINFUSION | CADD Solis VIP 2120 |  |  |  | Smiths Medical | Pump, Infusion |  |  | PUMPINFUSION-Smiths Medical-CADD Solis VIP 2120 | 11/11/2020 |  |  | Not Covered Vendor Only - Resp/Ster | MHHS-Neighborhood Clinics
NO | YES |  |  |  | 017-01441 |  | Smiths Medical MD Inc | CADD-SOLIS VIP 2120 |  |  | NEIGHBORHOOD CLINICS - (KY) - HOME HEALTH PHARMACY | MHHS-Neighborhood Clinics |  | Pump, Infusion |  | 017-01441 |  | Katy |  | NEIGHBORHOOD CLINICS - (KY) - HOME HEALTH PHARMACY |  | 06/17/2019 |  |  |  | INFUSION PUMPS, AMBULATORY |  | PUMPINFUSION-Smiths Medical-CADD Solis VIP 2120 | PUMPINFUSION | CADD Solis VIP 2120 |  |  |  | Smiths Medical | Pump, Infusion |  |  | PUMPINFUSION-Smiths Medical-CADD Solis VIP 2120 | 11/11/2020 |  |  | Not Covered Vendor Only - Biomedical | MHHS-Neighborhood Clinics
NO | YES |  |  |  | 017-01442 |  | Smiths Medical MD Inc | CADD-SOLIS VIP 2120 |  |  | NEIGHBORHOOD CLINICS - (KY) - HOME HEALTH PHARMACY | MHHS-Neighborhood Clinics |  | Pump, Infusion |  | 017-01442 |  | Katy |  | NEIGHBORHOOD CLINICS - (KY) - HOME HEALTH PHARMACY |  | 03/26/2019 |  |  |  | INFUSION PUMPS, AMBULATORY |  | PUMPINFUSION-Smiths Medical-CADD Solis VIP 2120 | PUMPINFUSION | CADD Solis VIP 2120 |  |  |  | Smiths Medical | Pump, Infusion |  |  | PUMPINFUSION-Smiths Medical-CADD Solis VIP 2120 | 11/11/2020 |  |  | Not Covered Vendor Only - Biomedical | MHHS-Neighborhood Clinics
NO | YES |  |  |  | 017-01443 |  | Smiths Medical MD Inc | CADD-SOLIS VIP 2120 |  |  | NEIGHBORHOOD CLINICS - (KY) - HOME HEALTH PHARMACY | MHHS-Neighborhood Clinics |  | Pump, Infusion |  | 017-01443 |  | Katy |  | NEIGHBORHOOD CLINICS - (KY) - HOME HEALTH PHARMACY |  | 04/04/2019 |  |  |  | INFUSION PUMPS, AMBULATORY |  | PUMPINFUSION-Smiths Medical-CADD Solis VIP 2120 | PUMPINFUSION | CADD Solis VIP 2120 |  |  |  | Smiths Medical | Pump, Infusion |  |  | PUMPINFUSION-Smiths Medical-CADD Solis VIP 2120 | 11/11/2020 |  |  | Not Covered Vendor Only - Biomedical | MHHS-Neighborhood Clinics
NO | YES |  |  |  | 017-01444 |  | Smiths Medical MD Inc | CADD-SOLIS VIP 2120 |  |  | NEIGHBORHOOD CLINICS - (KY) - HOME HEALTH PHARMACY | MHHS-Neighborhood Clinics |  | Pump, Infusion |  | 017-01444 |  | Katy |  | NEIGHBORHOOD CLINICS - (KY) - HOME HEALTH PHARMACY |  | 05/14/2019 |  |  |  | INFUSION PUMPS, AMBULATORY |  | PUMPINFUSION-Smiths Medical-CADD Solis VIP 2120 | PUMPINFUSION | CADD Solis VIP 2120 |  |  |  | Smiths Medical | Pump, Infusion |  |  | PUMPINFUSION-Smiths Medical-CADD Solis VIP 2120 | 12/01/2020 |  |  | Not Covered Vendor Only - Biomedical | MHHS-Neighborhood Clinics
NO | YES |  |  |  | 017-01445 |  | Smiths Medical MD Inc | CADD-SOLIS VIP 2120 |  |  | NEIGHBORHOOD CLINICS - (KY) - HOME HEALTH PHARMACY | MHHS-Neighborhood Clinics |  | Pump, Infusion |  | 017-01445 |  | Katy |  | NEIGHBORHOOD CLINICS - (KY) - HOME HEALTH PHARMACY |  | 03/26/2019 |  |  |  | INFUSION PUMPS, AMBULATORY |  | PUMPINFUSION-Smiths Medical-CADD Solis VIP 2120 | PUMPINFUSION | CADD Solis VIP 2120 |  |  |  | Smiths Medical | Pump, Infusion |  |  | PUMPINFUSION-Smiths Medical-CADD Solis VIP 2120 | 12/01/2020 |  |  | Not Covered Vendor Only - Biomedical | MHHS-Neighborhood Clinics
NO | YES |  |  |  | 017-01446 |  | Smiths Medical MD Inc | CADD-SOLIS VIP 2120 |  |  | NEIGHBORHOOD CLINICS - (KY) - HOME HEALTH PHARMACY | MHHS-Neighborhood Clinics |  | Pump, Infusion |  | 017-01446 |  | Katy |  | NEIGHBORHOOD CLINICS - (KY) - HOME HEALTH PHARMACY |  | 05/20/2019 |  |  |  | INFUSION PUMPS, AMBULATORY |  | PUMPINFUSION-Smiths Medical-CADD Solis VIP 2120 | PUMPINFUSION | CADD Solis VIP 2120 |  |  |  | Smiths Medical | Pump, Infusion |  |  | PUMPINFUSION-Smiths Medical-CADD Solis VIP 2120 | 12/01/2020 |  |  | Not Covered Vendor Only - Biomedical | MHHS-Neighborhood Clinics
NO | YES |  |  |  | 017-01452 |  | Smiths Medical MD Inc | CADD-SOLIS VIP 2120 |  |  | NEIGHBORHOOD CLINICS - (KY) - HOME HEALTH PHARMACY | MHHS-Neighborhood Clinics |  | Pump, Infusion |  | 017-01452 |  | Katy |  | NEIGHBORHOOD CLINICS - (KY) - HOME HEALTH PHARMACY |  | 04/04/2019 |  |  |  | INFUSION PUMPS, AMBULATORY |  | PUMPINFUSION-Smiths Medical-CADD Solis VIP 2120 | PUMPINFUSION | CADD Solis VIP 2120 |  |  |  | Smiths Medical | Pump, Infusion |  |  | PUMPINFUSION-Smiths Medical-CADD Solis VIP 2120 | 12/01/2020 |  |  | Not Covered Vendor Only - Biomedical | MHHS-Neighborhood Clinics
NO | YES |  |  |  | 017-01453 |  | Smiths Medical MD Inc | CADD-SOLIS VIP 2120 |  |  | NEIGHBORHOOD CLINICS - (KY) - HOME HEALTH PHARMACY | MHHS-Neighborhood Clinics |  | Pump, Infusion |  | 017-01453 |  | Katy |  | NEIGHBORHOOD CLINICS - (KY) - HOME HEALTH PHARMACY |  | 07/11/2019 |  |  |  | INFUSION PUMPS, AMBULATORY |  | PUMPINFUSION-Smiths Medical-CADD Solis VIP 2120 | PUMPINFUSION | CADD Solis VIP 2120 |  |  |  | Smiths Medical | Pump, Infusion |  |  | PUMPINFUSION-Smiths Medical-CADD Solis VIP 2120 | 11/01/2020 |  |  | Not Covered Vendor Only - Biomedical | MHHS-Neighborhood Clinics
NO | YES |  |  |  | 017-01454 |  | Smiths Medical MD Inc | CADD-SOLIS VIP 2120 |  |  | NEIGHBORHOOD CLINICS - (KY) - HOME HEALTH PHARMACY | MHHS-Neighborhood Clinics |  | Pump, Infusion |  | 017-01454 |  | Katy |  | NEIGHBORHOOD CLINICS - (KY) - HOME HEALTH PHARMACY |  | 06/17/2019 |  |  |  | INFUSION PUMPS, AMBULATORY |  | PUMPINFUSION-Smiths Medical-CADD Solis VIP 2120 | PUMPINFUSION | CADD Solis VIP 2120 |  |  |  | Smiths Medical | Pump, Infusion |  |  | PUMPINFUSION-Smiths Medical-CADD Solis VIP 2120 | 11/01/2020 |  |  | Not Covered Vendor Only - Biomedical | MHHS-Neighborhood Clinics
NO | YES |  |  |  | 017-01455 |  | Smiths Medical MD Inc | CADD-SOLIS VIP 2120 |  |  | NEIGHBORHOOD CLINICS - (KY) - HOME HEALTH PHARMACY | MHHS-Neighborhood Clinics |  | Pump, Infusion |  | 017-01455 |  | Katy |  | NEIGHBORHOOD CLINICS - (KY) - HOME HEALTH PHARMACY |  | 05/01/2019 |  |  |  | INFUSION PUMPS, AMBULATORY |  | PUMPINFUSION-Smiths Medical-CADD Solis VIP 2120 | PUMPINFUSION | CADD Solis VIP 2120 |  |  |  | Smiths Medical | Pump, Infusion |  |  | PUMPINFUSION-Smiths Medical-CADD Solis VIP 2120 | 11/01/2020 |  |  | Not Covered Vendor Only - Biomedical | MHHS-Neighborhood Clinics
NO | YES |  |  |  | 017-01456 |  | Smiths Medical MD Inc | CADD-SOLIS VIP 2120 |  |  | NEIGHBORHOOD CLINICS - (KY) - HOME HEALTH PHARMACY | MHHS-Neighborhood Clinics |  | Pump, Infusion |  | 017-01456 |  | Katy |  | NEIGHBORHOOD CLINICS - (KY) - HOME HEALTH PHARMACY |  | 07/11/2019 |  |  |  | INFUSION PUMPS, AMBULATORY |  | PUMPINFUSION-Smiths Medical-CADD Solis VIP 2120 | PUMPINFUSION | CADD Solis VIP 2120 |  |  |  | Smiths Medical | Pump, Infusion |  |  | PUMPINFUSION-Smiths Medical-CADD Solis VIP 2120 | 11/01/2020 |  |  | Not Covered Vendor Only - Biomedical | MHHS-Neighborhood Clinics
NO | YES |  |  |  | 017-01457 |  | Smiths Medical MD Inc | CADD-SOLIS VIP 2120 |  |  | NEIGHBORHOOD CLINICS - (KY) - HOME HEALTH PHARMACY | MHHS-Neighborhood Clinics |  | Pump, Infusion |  | 017-01457 |  | Katy |  | NEIGHBORHOOD CLINICS - (KY) - HOME HEALTH PHARMACY |  | 05/14/2019 |  |  |  | INFUSION PUMPS, AMBULATORY |  | PUMPINFUSION-Smiths Medical-CADD Solis VIP 2120 | PUMPINFUSION | CADD Solis VIP 2120 |  |  |  | Smiths Medical | Pump, Infusion |  |  | PUMPINFUSION-Smiths Medical-CADD Solis VIP 2120 | 11/01/2020 |  |  | Not Covered Vendor Only - Biomedical | MHHS-Neighborhood Clinics
NO | YES |  |  |  | 017-01458 |  | Smiths Medical MD Inc | CADD-SOLIS VIP 2120 |  |  | NEIGHBORHOOD CLINICS - (KY) - HOME HEALTH PHARMACY | MHHS-Neighborhood Clinics |  | Pump, Infusion |  | 017-01458 |  | Katy |  | NEIGHBORHOOD CLINICS - (KY) - HOME HEALTH PHARMACY |  | 05/01/2019 |  |  |  | INFUSION PUMPS, AMBULATORY |  | PUMPINFUSION-Smiths Medical-CADD Solis VIP 2120 | PUMPINFUSION | CADD Solis VIP 2120 |  |  |  | Smiths Medical | Pump, Infusion |  |  | PUMPINFUSION-Smiths Medical-CADD Solis VIP 2120 | 11/01/2020 |  |  | Not Covered Vendor Only - Biomedical | MHHS-Neighborhood Clinics
NO | YES | [5 empty] | Smiths Medical MD Inc | CADD-SOLIS VIP 2120 |  |  | NEIGHBORHOOD CLINICS - (KY) - HOME HEALTH PHARMACY | MHHS-Neighborhood Clinics |  | Pump, Infusion |  |  |  | Katy |  | NEIGHBORHOOD CLINICS - (KY) - HOME HEALTH PHARMACY |  | 12/09/2019 |  |  |  | INFUSION PUMPS, AMBULATORY |  | PUMPINFUSION-Smiths Medical-CADD Solis VIP 2120 | PUMPINFUSION | CADD Solis VIP 2120 |  |  |  | Smiths Medical | Pump, Infusion |  |  | PUMPINFUSION-Smiths Medical-CADD Solis VIP 2120 | 11/01/2020 |  |  | Not Covered Vendor Only - Biomedical | MHHS-Neighborhood Clinics
NO | YES | [5 empty] | Smiths Medical MD Inc | CADD-SOLIS VIP 2120 |  |  | NEIGHBORHOOD CLINICS - (KY) - HOME HEALTH PHARMACY | MHHS-Neighborhood Clinics |  | Pump, Infusion |  |  |  | Katy |  | NEIGHBORHOOD CLINICS - (KY) - HOME HEALTH PHARMACY |  | 12/09/2019 |  |  |  | INFUSION PUMPS, AMBULATORY |  | PUMPINFUSION-Smiths Medical-CADD Solis VIP 2120 | PUMPINFUSION | CADD Solis VIP 2120 |  |  |  | Smiths Medical | Pump, Infusion |  |  | PUMPINFUSION-Smiths Medical-CADD Solis VIP 2120 | 11/01/2020 |  |  | Not Covered Vendor Only - Biomedical | MHHS-Neighborhood Clinics
NO | YES | [5 empty] | Smiths Medical MD Inc | CADD-SOLIS VIP 2120 |  |  | NEIGHBORHOOD CLINICS - (KY) - HOME HEALTH PHARMACY | MHHS-Neighborhood Clinics |  | Pump, Infusion |  |  |  | Katy |  | NEIGHBORHOOD CLINICS - (KY) - HOME HEALTH PHARMACY |  | 10/25/2019 |  |  |  | INFUSION PUMPS, AMBULATORY |  | PUMPINFUSION-Smiths Medical-CADD Solis VIP 2120 | PUMPINFUSION | CADD Solis VIP 2120 |  |  |  | Smiths Medical | Pump, Infusion |  |  | PUMPINFUSION-Smiths Medical-CADD Solis VIP 2120 | 11/01/2020 |  |  | Not Covered Vendor Only - Biomedical | MHHS-Neighborhood Clinics
NO | YES |  |  |  | 929-01379 |  | Smiths Medical MD Inc | CADD-SOLIS VIP 2120 |  |  | NEIGHBORHOOD CLINICS - (KY) - HOME HEALTH PHARMACY | MHHS-Neighborhood Clinics |  | Pump, Infusion |  | 929-01379 |  | Katy |  | NEIGHBORHOOD CLINICS - (KY) - HOME HEALTH PHARMACY |  | 03/04/2019 |  |  |  | INFUSION PUMPS, AMBULATORY |  | PUMPINFUSION-Smiths Medical-CADD Solis VIP 2120 | PUMPINFUSION | CADD Solis VIP 2120 |  |  |  | Smiths Medical | Pump, Infusion |  |  | PUMPINFUSION-Smiths Medical-CADD Solis VIP 2120 | 11/01/2020 |  |  | Not Covered Vendor Only - Biomedical | MHHS-Neighborhood Clinics
NO | YES |  |  |  | 133-09093 | 133-09093 | Smiths Medical MD Inc | PNEUPAC BABYPAC 100 |  |  | Katy-NICU | MHHS-Katy |  | Ventilator, Infant |  | 133-09093 | 133-09093 | Katy | MHHS-Katy | Katy-NICU | L | 11/1/19 | 5/1/20 |  |  | VENTILATORS | Ventilator, Infant | VENTILATORINFANT-Smiths Medical-PneupacbabyPAC 100 | VENTILATORINFANT | Pneupac babyPAC 100 |  |  |  | Smiths Medical | Ventilator, Infant |  | VENTILATORINFANT-Smiths Medical-PneupacbabyPAC 100 |  | 3/1/17 |  | VIN-SA | Covered PM Repair - Biomedical | MHHS-Katy | [8 empty] | VENTILATORINFANT | Ventilator, Infant | Smiths Medical
NO | YES |  |  |  | 133-09094 | 133-09094 | Smiths Medical MD Inc | PNEUPAC BABYPAC 100 |  |  | Katy-NICU | MHHS-Katy |  | Ventilator, Infant |  | 133-09094 | 133-09094 | Katy | MHHS-Katy | Katy-NICU | L | 11/1/19 | 5/1/20 |  |  | VENTILATORS | Ventilator, Infant | VENTILATORINFANT-Smiths Medical-PneupacbabyPAC 100 | VENTILATORINFANT | Pneupac babyPAC 100 |  |  |  | Smiths Medical | Ventilator, Infant |  | VENTILATORINFANT-Smiths Medical-PneupacbabyPAC 100 |  | 4/15/17 |  | VIN-SA | Covered PM Repair - Biomedical | MHHS-Katy | [8 empty] | VENTILATORINFANT | Ventilator, Infant | Smiths Medical
NO | YES |  |  |  |  | 041-12867 | Smiths Medical MD Inc | PNEUPAC BABYPAC 100 |  |  | MEMORIAL CITY - MHT - NICU | MHHS-Mem City |  | Ventilator, Infant |  |  | 041-12867 | West | Memorial Coty | MEMORIAL CITY - MHT - NICU | Infant Resuscition | 6/1/19 |  |  |  | VENTILATORS |  | VENTILATORINFANT-Smiths Medical-PneupacbabyPAC 100 | VENTILATORINFANT | Pneupac babyPAC 100 |  |  |  | Smiths Medical | Ventilator, Infant |  | VENTILATORINFANT-Smiths Medical-PneupacbabyPAC 100 |  | 5/1/17 |  |  | Covered PM Repair - Biomedical | MHHS-Mem City
NO | YES | [5 empty] | Smiths Medical MD Inc | PNEUPAC BABYPAC 100 |  |  | Memorial City-Labor & Delivery | MHHS-Mem City |  | Ventilator, Infant |  |  |  | West | MHHS-Mem City | Memorial City-Labor & Delivery | Infant Resuscitation | 9/1/19 |  |  |  | VENTILATORS |  | VENTILATORINFANT-Smiths Medical-PneupacbabyPAC 100 | VENTILATORINFANT | Pneupac babyPAC 100 |  |  |  | Smiths Medical | Ventilator, Infant |  | VENTILATORINFANT-Smiths Medical-PneupacbabyPAC 100 |  | 5/1/17 |  |  | Covered PM Repair - Biomedical | MHHS-Mem City
NO | YES |  |  |  | 005-05877 | 005-05877 | Smiths Medical MD Inc | PNEUPAC BABYPAC 100 |  |  | SE-Respiratory | MHHS-Southeast |  | Ventilator, Infant |  | 005-05877 | 005-05877 | Southeast | MHHS-Southeast | SE-Respiratory | RESPIRATORY | 2/1/20 |  | 8/1/20 |  | VENTILATORS |  | VENTILATORINFANT-Smiths Medical-PneupacbabyPAC 100 | VENTILATORINFANT | Pneupac babyPAC 100 |  |  |  | Smiths Medical | Ventilator, Infant |  | VENTILATORINFANT-Smiths Medical-PneupacbabyPAC 100 |  | 3/1/17 |  |  | Covered PM Repair - Biomedical | MHHS-Southeast
NO | YES |  |  |  | 069-42171 | 069-42171 | Smiths Medical MD Inc | PNEUPAC BABYPAC 100 |  |  | TMC-OR-Pedi OR (2R) | MHHS-TMC |  | Ventilator, Infant |  | 069-42171 | 069-42171 | TMC | MHHS-TMC | TMC-OR-Pedi OR (2R) | PEDI OR (2R) | 1/1/20 |  | 7/1/20 |  | VENTILATORS |  | VENTILATORINFANT-Smiths Medical-PneupacbabyPAC 100 | VENTILATORINFANT | Pneupac babyPAC 100 |  |  |  | Smiths Medical | Ventilator, Infant |  | VENTILATORINFANT-Smiths Medical-PneupacbabyPAC 100 |  | 1/2/18 |  |  | Not Covered Vendor Only - Biomedical | MHHS-TMC
NO | YES |  |  |  | 077-07281 | 077-07281 | Smiths Medical MD Inc | PNEUPAC BABYPAC 100 |  |  | TMC-Respiratory-Pedi | MHHS-TMC |  | Ventilator, Infant |  | 077-07281 | 077-07281 | TMC | MHHS-TMC | TMC-Respiratory-Pedi |  | 8/28/19 |  |  |  | VENTILATORS |  | VENTILATORINFANT-Smiths Medical-PneupacbabyPAC 100 | VENTILATORINFANT | Pneupac babyPAC 100 |  |  |  | Smiths Medical | Ventilator, Infant |  | VENTILATORINFANT-Smiths Medical-PneupacbabyPAC 100 |  | 3/1/17 | Verified 3/30/2020 4:07pm (Central) |  | Covered PM Repair - Biomedical | MHHS-TMC
NO | YES |  |  |  | 077-07282 | 077-07282 | Smiths Medical MD Inc | PNEUPAC BABYPAC 100 |  |  | TMC-OR-Pedi OR (2R) | MHHS-TMC |  | Ventilator, Infant |  | 077-07282 | 077-07282 | TMC | MHHS-TMC | TMC-OR-Pedi OR (2R) | OR 7 |  |  |  |  | VENTILATORS |  | VENTILATORINFANT-Smiths Medical-PneupacbabyPAC 100 | VENTILATORINFANT | Pneupac babyPAC 100 |  |  |  | Smiths Medical | Ventilator, Infant |  | VENTILATORINFANT-Smiths Medical-PneupacbabyPAC 100 |  |  |  |  | Covered PM Repair - Biomedical | MHHS-TMC
NO | YES |  |  |  | 077-08201 | 077-08201 | Smiths Medical MD Inc | PNEUPAC BABYPAC 100 |  |  | TMC-Respiratory-Pedi | MHHS-TMC |  | Ventilator, Infant |  | 077-08201 | 077-08201 | TMC | MHHS-TMC | TMC-Respiratory-Pedi |  | 8/7/19 |  |  |  | VENTILATORS |  | VENTILATORINFANT-Smiths Medical-PneupacbabyPAC 100 | VENTILATORINFANT | Pneupac babyPAC 100 |  |  |  | Smiths Medical | Ventilator, Infant |  | VENTILATORINFANT-Smiths Medical-PneupacbabyPAC 100 |  | 2/28/18 | Verified 3/30/2020 4:07pm (Central) |  | Covered PM Repair - Biomedical | MHHS-TMC
NO | YES |  |  |  |  | 069-29661 | Smiths Medical MD Inc | PNEUPAC BABYPAC 100 |  |  | TMC-OR-Anesthesia (Contract Equip) | MHHS-TMC |  | Ventilator, Infant |  |  | 069-29661 | TMC | MHHS-TMC | TMC-OR-Anesthesia (Contract Equip) | OR 9 | 8/1/19 |  | 1/1/20 |  | VENTILATORS |  | VENTILATORINFANT-Smiths Medical-PneupacbabyPAC 100 | VENTILATORINFANT | Pneupac babyPAC 100 |  |  |  | Smiths Medical | Ventilator, Infant |  | VENTILATORINFANT-Smiths Medical-PneupacbabyPAC 100 |  | 7/1/19 |  |  | Covered PM Repair - Biomedical | MHHS-TMC
YES | YES | Serial Number Cnf |  |  | 041-12891 | 041-12891 | Smiths Medical MD Inc | PNEUPAC BABYPAC 100 |  | Cnf | MEMORIAL CITY - LABOR |  |  |  |  | 041-12891 | 041-12891 | West | Women?s Memorial Hermann Memorial City Hospital | MEMORIAL CITY - LABOR | 3M09 | 3/1/20 |  | 9/1/20
NO | NO | [5 empty] | Smiths Medical MD Inc | PNEUPAC BABYPAC 100 |  | Label damaged | MEMORIAL CITY - MHT - NICU | MHHS-Mem City |  | Ventilator, Infant |  |  |  | West & Memorial City |  | MEMORIAL CITY - MHT - NICU | [5 empty] | VENTILATORS |  | VENTILATORINFANT-Smiths Medical-PneupacbabyPAC 100 | VENTILATORINFANT | Pneupac babyPAC 100 |  |  |  | Smiths Medical | Ventilator, Infant |  | VENTILATORINFANT-Smiths Medical-PneupacbabyPAC 100 |  |  |  |  | Covered PM Repair - Biomedical | MHHS-Mem City
NO | NO |  |  |  | 129-03414 |  | Smiths Medical MD Inc | PNEUPAC BABYPAC 100 |  |  | SUGAR LAND - RESPIRATORY | MHHS-Sugarland |  | Ventilator, Infant |  | 129-03414 |  | Sugar Land |  | SUGAR LAND - RESPIRATORY | [5 empty] | VENTILATORS |  | VENTILATORINFANT-Smiths Medical-PneupacbabyPAC 100 | VENTILATORINFANT | Pneupac babyPAC 100 |  |  |  | Smiths Medical | Ventilator, Infant |  | VENTILATORINFANT-Smiths Medical-PneupacbabyPAC 100 |  |  |  |  | Covered PM Repair - Biomedical | MHHS-Sugarland
NO | NO |  |  |  | 129-06069 |  | Smiths Medical MD Inc | PNEUPAC BABYPAC 100 |  |  | SUGAR LAND - RESPIRATORY | MHHS-Sugarland |  | Ventilator, Infant |  | 129-06069 |  | Sugar Land |  | SUGAR LAND - RESPIRATORY | [5 empty] | VENTILATORS |  | VENTILATORINFANT-Smiths Medical-PneupacbabyPAC 100 | VENTILATORINFANT | Pneupac babyPAC 100 |  |  |  | Smiths Medical | Ventilator, Infant |  | VENTILATORINFANT-Smiths Medical-PneupacbabyPAC 100 |  |  |  |  | Covered PM Repair - Biomedical | MHHS-Sugarland
NO | NO |  |  |  | 129-06070 |  | Smiths Medical MD Inc | PNEUPAC BABYPAC 100 |  |  | SUGAR LAND - RESPIRATORY | MHHS-Sugarland |  | Ventilator, Infant |  | 129-06070 |  | Sugar Land |  | SUGAR LAND - RESPIRATORY | [5 empty] | VENTILATORS |  | VENTILATORINFANT-Smiths Medical-PneupacbabyPAC 100 | VENTILATORINFANT | Pneupac babyPAC 100 |  |  |  | Smiths Medical | Ventilator, Infant |  | VENTILATORINFANT-Smiths Medical-PneupacbabyPAC 100 |  |  |  |  | Covered PM Repair - Biomedical | MHHS-Sugarland
NO | NO |  |  |  | 069-42172 |  | Smiths Medical MD Inc | PNEUPAC BABYPAC 100 |  |  | TMC - OR - ANESTHESIA (OLD) | MHHS-TMC |  | Ventilator, Infant |  | 069-42172 |  | TMC |  | TMC - OR - ANESTHESIA (OLD) | [5 empty] | VENTILATORS |  | VENTILATORINFANT-Smiths Medical-PneupacbabyPAC 100 | VENTILATORINFANT | Pneupac babyPAC 100 |  |  |  | Smiths Medical | Ventilator, Infant |  | VENTILATORINFANT-Smiths Medical-PneupacbabyPAC 100 |  |  |  |  | Covered PM Repair - Biomedical | MHHS-TMC
NO | NO |  |  |  | 077-05121 |  | Smiths Medical MD Inc | PNEUPAC BABYPAC 100 |  |  | TMC - RESPIRATORY - PEDI | MHHS-TMC |  | Ventilator, Infant |  | 077-05121 |  | TMC |  | TMC - RESPIRATORY - PEDI | [5 empty] | VENTILATORS |  | VENTILATORINFANT-Smiths Medical-PneupacbabyPAC 100 | VENTILATORINFANT | Pneupac babyPAC 100 |  |  |  | Smiths Medical | Ventilator, Infant |  | VENTILATORINFANT-Smiths Medical-PneupacbabyPAC 100 |  |  |  |  | Covered PM Repair - Biomedical | MHHS-TMC
NO | NO | [5 empty] | SMR | MAXI |  |  | TMC - JONES - ENT CLINIC (JB) | MHHS-TMC | [5 empty] | TMC |  | TMC - JONES - ENT CLINIC (JB) | [5 empty] | CARTS |  | .needs class | [13 empty] | Covered PM Repair - Biomedical | MHHS-TMC
NO | YES |  |  |  | 151-01653 | 151-01653 | So-Low | DH4-45SGD |  |  | CY-Pharmacy | MHHS-Cypress |  |  |  | 151-01653 | 151-01653 | Northwest | MHHS-Cypress | CY-Pharmacy | Pharmacy | 2/1/19 | 2/1/20 |  |  | REFRIGERATORS, PHARMACY |  | .needs class | [5 empty] | So-Low Enviro |  |  |  |  | 9/17/20 |  |  | Not Covered Vendor Only - Biomedical | MHHS-Cypress
YES | YES | Serial Number Cnf |  |  | 133-06060 | 133-06060 | Software house | Cnf |  | Cnf | Katy Pepi ER Unit |  |  |  |  | 133-06060 | 133-06060 | Katy | Katy | Katy Pepi ER Unit | Pepi ER Unit | 2/1/20 | [5 empty] | .needs class
YES | YES |  |  |  | 041-14742 | 041-14742 | Software House | I STAR PRO |  | N/A | MEMORIAL CITY |  |  |  |  | 041-14742 | 041-14742 | West | Memorial Hermann Memorial City Medical Center | MEMORIAL CITY | MEMORIAL CITY MH7:403.2
YES | YES |  |  |  | 041-14745 | 041-14745 | Software House | I STAR PRO |  | N/A | MEMORIAL CITY |  |  |  |  | 041-14745 | 041-14745 | West | Memorial Hermann Memorial City Medical Center | MEMORIAL CITY | MEMORIAL CITY MH7:403.2
YES | YES | Serial Number Cnf |  |  |  | 041-14756 | Software House | iStar Pro |  | CNF | Memorial City - Pediatrics | [5 empty] | 041-14756 | West | Memorial City - Memorial Hermann Hospital | Memorial City - Pediatrics | MH4:403.2 AIDF |  |  |  | One time inspection sticker
YES | YES | [5 empty] | Solaris Medical Tech | Dynatron 709 |  |  | Shepherd Square Institute | [6 empty] | Katy | Katy | Shepherd Square Institute | Shephard Square |  |  |  | No pm |  |  | THERAPYUNITULTRASOUND-Dynatronics-Dynatron 709
YES | YES |  |  |  | 099-08009 | 099-08009 | Somanetics | 5100 C-PB |  | 08-30686 | Biomed |  |  |  |  | 099-08009 | 099-08009 | TMC | Memorial Hermann Texas Medical Center | Biomed | Biomed shop
YES | YES |  |  |  | 077-09800 | 077-09800 | Somanetics | 5100c |  | Nsn | Memorial Hermann- Texas Medical Center Childrens |  |  |  |  | 077-09800 | 077-09800 |  | TMC | Memorial Hermann- Texas Medical Center Childrens | PICU | 2/1/19 |  | 2/1/20 | No PM Sticker |  | Oximeter, Cerebral | OXIMETERCEREBRAL-Somanetics-5100c | [12 empty] | OCE-A | [9 empty] | Oximeter, Cerebral | OXIMETERCEREBRAL | Oximeter, Cerebral | Somanetics
YES | YES |  |  |  | 099-07184 | 099-07184 | Somanetics | 5100c |  | 07-10788 | TMC - OR - ANESTHESIA (CONTRACT EQUIP) |  |  |  |  | 099-07184 | 099-07184 | TMC | Memorial Hermann-Texas Medical Center | TMC - OR - ANESTHESIA (CONTRACT EQUIP) | OR 9 | 9/1/19 |  | 3/1/20 |  |  | Oximeter, Cerebral | OXIMETERCEREBRAL-Somanetics-5100c | [12 empty] | OCE-A | [9 empty] | Oximeter, Cerebral | OXIMETERCEREBRAL | Oximeter, Cerebral | Somanetics
YES | YES |  |  |  | 099-07619 | 099-07619 | Somanetics | 5100c |  | 08-20767 | TMC - OR - PEDI OR (2R) |  |  |  |  | 099-07619 | 099-07619 | TMC | Memorial Hermann Texas Medical Center | TMC - OR - PEDI OR (2R) | OR 7 | [5 empty] | Oximeter, Cerebral | OXIMETERCEREBRAL-Somanetics-5100c | [12 empty] | OCE-A | [9 empty] | Oximeter, Cerebral | OXIMETERCEREBRAL | Oximeter, Cerebral | Somanetics
YES | YES |  |  |  | 069-49212 | 069-49212 | Somanetics | INVOS |  | 19g10578x | TMC - SAROFIM 2 - OR |  |  |  |  | 069-49212 | 069-49212 | TMC | Memorial Hermann-Texas Medical Center | TMC - SAROFIM 2 - OR | Or 10 | 4/1/20 |  | 1/1/21 |  |  | Oximeter, Cerebral | OXIMETERCEREBRAL-SOMANETICS-INVOS | [12 empty] | OCE-A | [9 empty] | Oximeter, Cerebral | OXIMETERCEREBRAL | Oximeter, Cerebral | SOMANETICS
NO | YES |  |  |  | 041-13639 |  | Somanetics | INVOS |  | 09-10570 | OR |  |  |  |  | 041-13639 |  | West | Memorial Hermann - Memorial City | OR | E2 Room 300 Storage/Equipment Room
NO | YES |  |  |  | 041-13638 | 041-13638 | Somanetics | INVOS |  | 09-10568 | OR |  |  |  |  | 041-13638 | 041-13638 | West | Memorial Hermann - Memorial City | OR | E2 Room 300 Storage/Equipment Room
NO | YES |  |  |  | 041-13640 | 041-13640 | Somanetics Corp | INVOS 5100B |  |  | Memorial City - Orthopedics Surgery | MHHS-Mem City |  |  |  | 041-13640 | 041-13640 | West | Memorial City - Memorial Hermann Hospital | Memorial City - Orthopedics Surgery | Anesthesia Workroom |  |  |  |  | OXIMETERS, PULSE |  | .needs class | [5 empty] | SOMANETICS | [7 empty] | Not Covered Vendor Only - Lab Ana/Anes | MHHS-Mem City
NO | YES |  |  |  |  | 009-06912 | Somanetics Corp | INVOS 5100C |  | 10-10490 | GH-OR Anesthesia | MHHS-Greater Heights |  | Oximeter, Cerebral |  |  | 009-06912 | Central | MHHS-Greater Heights | GH-OR Anesthesia | OR | 12/1/19 |  | 6/1/20 |  | OXIMETERS, INTRAVASCULAR | Oximeter, Cerebral | OXIMETERCEREBRAL-Medtronic-INVOS 5100C | OXIMETERCEREBRAL | INVOS 5100C |  |  |  | Medtronic | Oximeter, Cerebral |  |  | OXIMETERCEREBRAL-Medtronic-INVOS 5100C |  |  | OCE-A | Covered PM Repair - Biomedical | MHHS-Greater Heights | [8 empty] | OXIMETERCEREBRAL | Oximeter, Cerebral | Medtronic
NO | YES |  |  |  |  | 009-07785 | Somanetics Corp | INVOS 5100C |  | 10-10952 | GH-OR Anesthesia | MHHS-Greater Heights |  | Oximeter, Cerebral |  |  | 009-07785 | Central | MHHS-Greater Heights | GH-OR Anesthesia | OR | 12/1/19 |  | 6/1/20 |  | OXIMETERS, INTRAVASCULAR | Oximeter, Cerebral | OXIMETERCEREBRAL-Medtronic-INVOS 5100C | OXIMETERCEREBRAL | INVOS 5100C |  |  |  | Medtronic | Oximeter, Cerebral |  |  | OXIMETERCEREBRAL-Medtronic-INVOS 5100C |  |  | OCE-A | Covered PM Repair - Biomedical | MHHS-Greater Heights | [8 empty] | OXIMETERCEREBRAL | Oximeter, Cerebral | Medtronic
NO | YES |  |  |  | 077-06741 | 077-06741 | Somanetics Corp | INVOS 5100C |  | 15-G10537X | PICU | MHHS-TMC |  | Oximeter, Cerebral |  | 077-06741 | 077-06741 | TMC | TMC | PICU | Memorial Hermann- texas medical center | 8/1/19 |  | 8/1/20 |  | OXIMETERS, INTRAVASCULAR |  | OXIMETERCEREBRAL-Medtronic-INVOS 5100C | OXIMETERCEREBRAL | INVOS 5100C |  |  |  | Medtronic | Oximeter, Cerebral |  |  | OXIMETERCEREBRAL-Medtronic-INVOS 5100C |  |  |  | Covered PM Repair Labor Only - Biomedica | MHHS-TMC
NO | YES |  |  |  | 077-06742 | 077-06742 | Somanetics Corp | INVOS 5100C |  | 15-G-10553X | TMC-Children's-PICU (9Hp) | MHHS-TMC |  | Oximeter, Cerebral |  | 077-06742 | 077-06742 | TMC | MHHS-TMC | TMC-Children's-PICU (9Hp) |  | 8/26/19 |  |  |  | OXIMETERS, INTRAVASCULAR |  | OXIMETERCEREBRAL-Medtronic-INVOS 5100C | OXIMETERCEREBRAL | INVOS 5100C |  |  |  | Medtronic | Oximeter, Cerebral |  |  | OXIMETERCEREBRAL-Medtronic-INVOS 5100C |  | Verified 3/30/2020 4:07pm (Central) |  | Not Covered Vendor Only - Lab Ana/Anes | MHHS-TMC
NO | YES |  |  |  | 077-06743 | 077-06743 | Somanetics Corp | INVOS 5100C |  | 15-G-10538X | TMC-Children's-PICU (9Hp) | MHHS-TMC |  | Oximeter, Cerebral |  | 077-06743 | 077-06743 | TMC | MHHS-TMC | TMC-Children's-PICU (9Hp) |  | 8/21/19 |  |  |  | OXIMETERS, INTRAVASCULAR |  | OXIMETERCEREBRAL-Medtronic-INVOS 5100C | OXIMETERCEREBRAL | INVOS 5100C |  |  |  | Medtronic | Oximeter, Cerebral |  |  | OXIMETERCEREBRAL-Medtronic-INVOS 5100C | 1/11/20 | Verified 3/30/2020 4:07pm (Central) |  | Not Covered Vendor Only - Lab Ana/Anes | MHHS-TMC
NO | YES |  |  |  | 077-09827 | 077-09827 | Somanetics Corp | INVOS 5100C |  | 15-G10533X |  | MHHS-TMC |  | Oximeter, Cerebral |  | 077-09827 | 077-09827 | TMC | TMC |  | H9/25 PEDI | 8/1/19 |  |  | Patient On Machine | OXIMETERS, INTRAVASCULAR |  | OXIMETERCEREBRAL-Medtronic-INVOS 5100C | OXIMETERCEREBRAL | INVOS 5100C |  |  |  | Medtronic | Oximeter, Cerebral |  |  | OXIMETERCEREBRAL-Medtronic-INVOS 5100C |  |  |  | Not Covered Vendor Only - Lab Ana/Anes | MHHS-TMC
NO | YES |  |  |  | 077-10211 | 077-10211 | Somanetics Corp | INVOS 5100C |  | 19G10076X | TMC-Children's-PICU (9Hp) | MHHS-TMC |  | Oximeter, Cerebral |  | 077-10211 | 077-10211 | TMC | MHHS-TMC | TMC-Children's-PICU (9Hp) |  | 10/29/19 |  |  |  | OXIMETERS, INTRAVASCULAR |  | OXIMETERCEREBRAL-Medtronic-INVOS 5100C | OXIMETERCEREBRAL | INVOS 5100C |  |  |  | Medtronic | Oximeter, Cerebral |  |  | OXIMETERCEREBRAL-Medtronic-INVOS 5100C |  | Verified 3/30/2020 4:07pm (Central) |  | Not Covered Vendor Only - Lab Ana/Anes | MHHS-TMC
NO | YES |  |  |  | 077-10212 | 077-10212 | Somanetics Corp | INVOS 5100C |  | 19G10830X | TMC-Children's-PICU (9Hp) | MHHS-TMC |  | Oximeter, Cerebral |  | 077-10212 | 077-10212 | TMC | MHHS-TMC | TMC-Children's-PICU (9Hp) |  | 10/29/19 |  |  |  | OXIMETERS, INTRAVASCULAR |  | OXIMETERCEREBRAL-Medtronic-INVOS 5100C | OXIMETERCEREBRAL | INVOS 5100C |  |  |  | Medtronic | Oximeter, Cerebral |  |  | OXIMETERCEREBRAL-Medtronic-INVOS 5100C |  | Verified 3/30/2020 4:07pm (Central) |  | Not Covered Vendor Only - Lab Ana/Anes | MHHS-TMC
NO | YES |  |  |  | 077-10213 | 077-10213 | Somanetics Corp | INVOS 5100C |  | 19G10629X | TMC-Children's-PICU (9Hp) | MHHS-TMC |  | Oximeter, Cerebral |  | 077-10213 | 077-10213 | TMC | MHHS-TMC | TMC-Children's-PICU (9Hp) |  | 10/29/19 |  |  |  | OXIMETERS, INTRAVASCULAR |  | OXIMETERCEREBRAL-Medtronic-INVOS 5100C | OXIMETERCEREBRAL | INVOS 5100C |  |  |  | Medtronic | Oximeter, Cerebral |  |  | OXIMETERCEREBRAL-Medtronic-INVOS 5100C |  | Verified 3/30/2020 4:07pm (Central) |  | Not Covered Vendor Only - Lab Ana/Anes | MHHS-TMC
NO | YES |  |  |  | 077-10214 | 077-10214 | Somanetics Corp | INVOS 5100C |  | 19G10573X | TMC-Children's-PICU (9Hp) | MHHS-TMC |  | Oximeter, Cerebral |  | 077-10214 | 077-10214 | TMC | MHHS-TMC | TMC-Children's-PICU (9Hp) |  | 10/30/19 |  |  |  | OXIMETERS, INTRAVASCULAR |  | OXIMETERCEREBRAL-Medtronic-INVOS 5100C | OXIMETERCEREBRAL | INVOS 5100C |  |  |  | Medtronic | Oximeter, Cerebral |  |  | OXIMETERCEREBRAL-Medtronic-INVOS 5100C |  | Verified 3/30/2020 4:07pm (Central) |  | Covered PM Repair - Radiology, Low End | MHHS-TMC
NO | YES | [5 empty] | Somanetics Corp | INVOS 5100C |  | 10-10571 | TMC-Children's-PICU (9Hp) | MHHS-TMC |  | Oximeter, Cerebral |  |  |  | TMC | MHHS-TMC | TMC-Children's-PICU (9Hp) |  | 8/9/19 |  |  |  | OXIMETERS, INTRAVASCULAR |  | OXIMETERCEREBRAL-Medtronic-INVOS 5100C | OXIMETERCEREBRAL | INVOS 5100C |  |  |  | Medtronic | Oximeter, Cerebral |  |  | OXIMETERCEREBRAL-Medtronic-INVOS 5100C | 12/8/17 | Verified 3/30/2020 4:07pm (Central) |  | Covered PM Repair - Biomedical | MHHS-TMC
NO | YES |  |  |  | 074-04002 | 074-04002 | Somanetics Corp | INVOS 5100C |  | 13-G 10091X | TMC-OR-Anesthesia (2Hp) | MHHS-TMC |  | Oximeter, Cerebral |  | 074-04002 | 074-04002 | TMC | MHHS-TMC | TMC-OR-Anesthesia (2Hp) | TMC - BIOMED SHOP | 3/1/20 |  | 3/1/21 |  | OXIMETERS, INTRAVASCULAR |  | OXIMETERCEREBRAL-Medtronic-INVOS 5100C | OXIMETERCEREBRAL | INVOS 5100C |  |  |  | Medtronic | Oximeter, Cerebral |  |  | OXIMETERCEREBRAL-Medtronic-INVOS 5100C |  |  |  | Covered PM Repair - Biomedical | MHHS-TMC
NO | YES | [5 empty] | Somanetics Corp | INVOS 5100C |  | 07-10945 | TMC-OR-Pedi OR (2R) | MHHS-TMC |  | Oximeter, Cerebral |  |  |  | TMC | MHHS-TMC | TMC-OR-Pedi OR (2R) |  | 8/6/19 |  |  |  | OXIMETERS, INTRAVASCULAR |  | OXIMETERCEREBRAL-Medtronic-INVOS 5100C | OXIMETERCEREBRAL | INVOS 5100C |  |  |  | Medtronic | Oximeter, Cerebral |  |  | OXIMETERCEREBRAL-Medtronic-INVOS 5100C |  | Verified 3/30/2020 4:07pm (Central) |  | Covered PM Repair - Radiology, Low End | MHHS-TMC
NO | NO |  |  |  | 077-10215 |  | Somanetics Corp | INVOS 5100C |  | 19G10829X | TMC - CHILDRENS - PICU (9HP) | MHHS-TMC |  | Oximeter, Cerebral |  | 077-10215 |  | TMC |  | TMC - CHILDRENS - PICU (9HP) | [5 empty] | OXIMETERS, INTRAVASCULAR |  | OXIMETERCEREBRAL-Medtronic-INVOS 5100C | OXIMETERCEREBRAL | INVOS 5100C |  |  |  | Medtronic | Oximeter, Cerebral |  |  | OXIMETERCEREBRAL-Medtronic-INVOS 5100C |  |  |  | Covered PM Repair - Radiology, Low End | MHHS-TMC
NO | NO | [5 empty] | Somanetics Corp | INVOS 5100C |  | 10-10782 | TMC - CHILDRENS - PICU (9HP) | MHHS-TMC |  | Oximeter, Cerebral |  |  |  | TMC |  | TMC - CHILDRENS - PICU (9HP) | [5 empty] | OXIMETERS, INTRAVASCULAR |  | OXIMETERCEREBRAL-Medtronic-INVOS 5100C | OXIMETERCEREBRAL | INVOS 5100C |  |  |  | Medtronic | Oximeter, Cerebral |  |  | OXIMETERCEREBRAL-Medtronic-INVOS 5100C |  |  |  | Covered PM Repair - Biomedical | MHHS-TMC
NO | NO | [5 empty] | Somanetics Corp | INVOS 5100C |  | 12-G11350X | TMC - CHILDRENS - PICU (9HP) | MHHS-TMC |  | Oximeter, Cerebral |  |  |  | TMC |  | TMC - CHILDRENS - PICU (9HP) | [5 empty] | OXIMETERS, INTRAVASCULAR |  | OXIMETERCEREBRAL-Medtronic-INVOS 5100C | OXIMETERCEREBRAL | INVOS 5100C |  |  |  | Medtronic | Oximeter, Cerebral |  |  | OXIMETERCEREBRAL-Medtronic-INVOS 5100C |  |  |  | Covered PM Repair - Biomedical | MHHS-TMC
NO | NO | [5 empty] | Somanetics Corp | INVOS 5100C |  | 12-G11340X | TMC - CHILDRENS - PICU (9HP) | MHHS-TMC |  | Oximeter, Cerebral |  |  |  | TMC |  | TMC - CHILDRENS - PICU (9HP) | [5 empty] | OXIMETERS, INTRAVASCULAR |  | OXIMETERCEREBRAL-Medtronic-INVOS 5100C | OXIMETERCEREBRAL | INVOS 5100C |  |  |  | Medtronic | Oximeter, Cerebral |  |  | OXIMETERCEREBRAL-Medtronic-INVOS 5100C |  |  |  | Covered PM Repair - Biomedical | MHHS-TMC
NO | NO | [5 empty] | Somanetics Corp | INVOS 5100C |  | 12-G11349X | TMC - CHILDRENS - PICU (9HP) | MHHS-TMC |  | Oximeter, Cerebral |  |  |  | TMC |  | TMC - CHILDRENS - PICU (9HP) | [5 empty] | OXIMETERS, INTRAVASCULAR |  | OXIMETERCEREBRAL-Medtronic-INVOS 5100C | OXIMETERCEREBRAL | INVOS 5100C |  |  |  | Medtronic | Oximeter, Cerebral |  |  | OXIMETERCEREBRAL-Medtronic-INVOS 5100C |  |  |  | Covered PM Repair - Biomedical | MHHS-TMC
NO | NO | [5 empty] | Somanetics Corp | INVOS 5100C |  | 08-10788 | TMC - OR - PEDI OR (2R) | MHHS-TMC |  | Oximeter, Cerebral |  |  |  | TMC |  | TMC - OR - PEDI OR (2R) | [5 empty] | OXIMETERS, INTRAVASCULAR |  | OXIMETERCEREBRAL-Medtronic-INVOS 5100C | OXIMETERCEREBRAL | INVOS 5100C |  |  |  | Medtronic | Oximeter, Cerebral |  |  | OXIMETERCEREBRAL-Medtronic-INVOS 5100C |  |  |  | Covered PM Repair - Biomedical | MHHS-TMC
NO | NO | [5 empty] | Somanetics Corp | INVOS 5100C |  | 07-10941 | TMC - OR - ROBERTSON (2R) | MHHS-TMC |  | Oximeter, Cerebral |  |  |  | TMC |  | TMC - OR - ROBERTSON (2R) | [5 empty] | OXIMETERS, INTRAVASCULAR |  | OXIMETERCEREBRAL-Medtronic-INVOS 5100C | OXIMETERCEREBRAL | INVOS 5100C |  |  |  | Medtronic | Oximeter, Cerebral |  |  | OXIMETERCEREBRAL-Medtronic-INVOS 5100C |  |  |  | Covered PM Repair - Biomedical | MHHS-TMC
NO | YES |  |  |  | 041-20419 | 041-20419 | Sonesta |  |  | 12-70494 | MEMORIAL CITY - PELVIC CENTER | MHHS-Mem City |  | Table, X-Ray |  | 041-20419 | 041-20419 | West |  | MEMORIAL CITY - PELVIC CENTER | [5 empty] | TABLES, EXAMINATION/TREATMENT, ADJUSTABLE, UROLOGI |  | TABLEXRAY-Stille-Sonesta-6210 | TABLEXRAY |  |  |  |  | Stille-Sonesta | Table, X-Ray |  |  | TABLEXRAY-Stille-Sonesta-6210 |  |  |  | Covered PM Repair - Biomedical | MHHS-Mem City
NO | YES |  |  |  | 041-20420 | 041-20420 | Sonesta |  |  | 12-70493 | MEMORIAL CITY - PELVIC CENTER | MHHS-Mem City |  | Table, X-Ray |  | 041-20420 | 041-20420 | West | Memorial Hermann medical center | MEMORIAL CITY - PELVIC CENTER | Memorial city pelvic center |  |  |  |  | TABLES, EXAMINATION/TREATMENT, ADJUSTABLE, UROLOGI |  | TABLEXRAY-Stille-Sonesta-6210 | TABLEXRAY |  |  |  |  | Stille-Sonesta | Table, X-Ray |  |  | TABLEXRAY-Stille-Sonesta-6210 |  |  |  | Not Covered Vendor Only - Biomedical | MHHS-Mem City
NO | NO |  |  |  | 241-02737 |  | Sonesta |  |  | 12-70425 | TIRR - UROLOGY/SPEC PROC (17) | MHHS-TIRR |  | Table, X-Ray |  | 241-02737 |  | TMC |  | TIRR - UROLOGY/SPEC PROC (17) | [5 empty] | TABLES, EXAMINATION/TREATMENT, ADJUSTABLE, UROLOGI |  | TABLEXRAY-Stille-Sonesta-6210 | TABLEXRAY |  |  |  |  | Stille-Sonesta | Table, X-Ray |  |  | TABLEXRAY-Stille-Sonesta-6210 |  |  |  | Covered PM Repair - Biomedical | MHHS-TIRR
NO | NO |  |  |  | 241-02738 |  | Sonesta |  |  | 12-70424 | TIRR - UROLOGY/SPEC PROC (17) | MHHS-TIRR |  | Table, X-Ray |  | 241-02738 |  | TMC |  | TIRR - UROLOGY/SPEC PROC (17) | [5 empty] | TABLES, EXAMINATION/TREATMENT, ADJUSTABLE, UROLOGI |  | TABLEXRAY-Stille-Sonesta-6210 | TABLEXRAY |  |  |  |  | Stille-Sonesta | Table, X-Ray |  |  | TABLEXRAY-Stille-Sonesta-6210 |  |  |  | Covered PM Repair - Biomedical | MHHS-TIRR
NO | NO |  |  |  | 000-04192 |  | Sonesta |  |  | 12-11493 | MH MG - (SE) - UROLOGY ASSOCIATES - WEBSTER | MHHS-MG |  | Table, Surgical, Electric |  | 000-04192 |  | Southeast & Bay Area |  | MH MG - (SE) - UROLOGY ASSOCIATES - WEBSTER | [5 empty] | TABLES, EXAMINATION/TREATMENT |  | TABLESURGICALELECT-Mizuho OSI-6300 | TABLESURGICALELECT |  |  |  |  | Mizuho OSI | Table, Surgical, Electric |  |  | TABLESURGICALELECT-Mizuho OSI-6300 |  |  |  | Not Covered Vendor Only - Lab Ana/Anes | MHHS-MG
NO | YES |  |  |  | 009-09478 | 009-09478 | SONOSCAPE USA | A6 |  | F26371380 | MH MG-(GH)-Urgent Care-Washington Ave | MHHS-MG |  | Ultrasound, Diagnostic |  | 009-09478 | 009-09478 | Central | MHHS-MG | MH MG-(GH)-Urgent Care-Washington Ave | Physian office | 5/1/19 |  | 5/1/20 |  | ULTRASONIC UNITS, DIAGNOSTIC | Ultrasound, Diagnostic | ULTRASOUNDDIAGNOSTIC-SonoScape-A6 | ULTRASOUNDDIAGNOSTIC | A6 |  |  |  | SonoScape | Ultrasound, Diagnostic |  | ULTRASOUNDDIAGNOSTIC-SonoScape-A6 |  | 5/27/15 |  | UD-A | Covered PM Repair - Biomedical | MHHS-MG | [8 empty] | ULTRASOUNDDIAGNOSTIC | Ultrasound, Diagnostic | SonoScape
YES | YES |  |  |  | 099-09731 | 099-09731 | SonoSim Inc | Hsl25xp |  | 04fktx | TMC - OR - MOBILE EQUIP |  |  |  |  | 099-09731 | 099-09731 | TMC | Memorial Hermann-Texas Medical Center | TMC - OR - MOBILE EQUIP | Hallway |  |  |  | No pm
YES | YES |  |  |  | 099-12661 | 099-12661 | SonoSim Inc | L25 |  | 040J8M | TMC - HVI - CATH Lab |  |  |  |  | 099-12661 | 099-12661 | TMC | Memorial Hermann- Texas Medical Center | TMC - HVI - CATH Lab | OR 04 |  |  |  | No PM Sticker
YES | YES |  |  |  | 069-46856 | 069-46856 | SonoSite |  |  |  | TMC - HERMANN - Ped ER |  |  |  |  | 069-46856 | 069-46856 | TMC | Memorial Hermann-Texas Medical Center | TMC - HERMANN - Ped ER | Nursing
YES | YES |  |  |  | 074-04290 | 074-04290 | SonoSite |  |  |  | TMC - SAROFIM 3 - PACU |  |  |  |  | 074-04290 | 074-04290 | TMC | Memorial Hermann-Texas Medical Center | TMC - SAROFIM 3 - PACU | PACU | 7/1/19 |  | 8/1/20
YES | YES |  |  |  | 069-45964 | 069-45964 | SonoSite |  |  |  | TMC - OR - HERMANN (2HP) |  |  |  |  | 069-45964 | 069-45964 | TMC | Memorial Hermann-Texas Medical Center | TMC - OR - HERMANN (2HP) | OR (2HP)
YES | YES |  |  |  | 099-13472 | 099-13472 | SonoSite | 04JGRM |  | 04JGRM | ER |  |  |  |  | 099-13472 | 099-13472 | TMC | Memorial Hermann-Texas Medical Center | ER | ER | 3/1/20 |  |  | No PM Sticker
NO | YES |  |  |  | 041-12388 | 041-12388 | SonoSite | 10-5 MHz Transducer |  | 03G76N | Memorial Ciry Day Surgery |  |  |  |  | 041-12388 | 041-12388 | West | Memorial Hermann - Memorial City | Memorial Ciry Day Surgery | Storage Room West Tower W1 Hallway
YES | YES | Serial Number 03XV9M |  |  | 241-02642 | 241-02642 | SonoSite | C60 |  | 03XV9M | TIRR - Radiolgy |  |  |  |  | 241-02642 | 241-02642 | TMC | TIRR Memorial Hermann | TIRR - Radiolgy | Ultrasound | [5 empty] | Ultrasound, Diagnostic | ULTRASOUNDDIAGNOSTIC-SonoSite-X-Porte | [12 empty] | UD-A | [9 empty] | Ultrasound, Diagnostic | ULTRASOUNDDIAGNOSTIC | Ultrasound, Diagnostic | SonoSite
YES | YES |  |  |  | 145-01501 | 145-01501 | SonoSite | C60X/5-2 Mhz |  | 03LRN4 | SUGAR LAND - Labor |  |  |  |  | 145-01501 | 145-01501 | Sugar Land | Memorial Hermann Sugar Land Hospital | SUGAR LAND - Labor | Suite 303 - OBED | [5 empty] | Transducer, Ultrasound | TRANSDUCERULTRASOUND-SonoSite-C60X/5-2 Mhz | [12 empty] | TU-A | [9 empty] | Transducer, Ultrasound | TRANSDUCERULTRASOUND | Transducer, Ultrasound | SonoSite
YES | YES |  |  |  | 099-08881 | 099-08881 | SonoSite | C60X/5-2 Mhz |  | 04CFDW | SW - ER |  |  |  |  | 099-08881 | 099-08881 | Southwest | Memorial Hermann Southwest Hospital Emergency Center | SW - ER | Pod A Nurses Station |  |  |  | New Add |  | Transducer, Ultrasound | TRANSDUCERULTRASOUND-SonoSite-C60X/5-2 Mhz | [12 empty] | TU-A | [9 empty] | Transducer, Ultrasound | TRANSDUCERULTRASOUND | Transducer, Ultrasound | SonoSite
YES | YES |  |  |  | 099-08883 | 099-08883 | SonoSite | C60X/5-2 Mhz |  |  | SW - ER |  |  |  |  | 099-08883 | 099-08883 | Southwest | Memorial Hermann Southwest Hospital Emergency Center | SW - ER | Pod A Nurses Station |  |  |  | New Add |  | Transducer, Ultrasound | TRANSDUCERULTRASOUND-SonoSite-C60X/5-2 Mhz | [12 empty] | TU-A | [9 empty] | Transducer, Ultrasound | TRANSDUCERULTRASOUND | Transducer, Ultrasound | SonoSite
YES | YES |  |  |  | 099-08859 | 099-08859 | SonoSite | C60X/5-2 Mhz |  | 042L5J | SW - ER |  |  |  |  | 099-08859 | 099-08859 | Southwest | Memorial Hermann Southwest Hospital Emergency Center | SW - ER | Pod B Nurses Station |  |  |  | New Add |  | Transducer, Ultrasound | TRANSDUCERULTRASOUND-SonoSite-C60X/5-2 Mhz | [12 empty] | TU-A | [9 empty] | Transducer, Ultrasound | TRANSDUCERULTRASOUND | Transducer, Ultrasound | SonoSite
YES | YES |  |  |  | 099-14202 | 099-14202 | SonoSite | C60X/5-2 Mhz |  | 04D207 | Emergancy Room |  |  |  |  | 099-14202 | 099-14202 | TMC | Memorial Hermann-Texas Medical Center | Emergancy Room | Hallway | [5 empty] | Transducer, Ultrasound | TRANSDUCERULTRASOUND-SonoSite-C60X/5-2 Mhz | [12 empty] | TU-A | [9 empty] | Transducer, Ultrasound | TRANSDUCERULTRASOUND | Transducer, Ultrasound | SonoSite
NO | YES |  |  |  | 099-13473 | 099-13473 | SonoSite | C60X/5-2 Mhz |  | 0460WJ | Er |  |  |  |  | 099-13473 | 099-13473 | TMC | Memorial Hermann-Texas Medical Center | Er | Er | 3/1/20 |  |  | No PM Sticker |  | Transducer, Ultrasound | TRANSDUCERULTRASOUND-SonoSite-C60X/5-2 Mhz | [12 empty] | TU-A | [9 empty] | Transducer, Ultrasound | TRANSDUCERULTRASOUND | Transducer, Ultrasound | SonoSite
YES | YES |  |  |  | 099-14513 | 099-14513 | SonoSite | C60X/5-2 Mhz |  | 045FH6 | TMC - HERMANN - ADULT ER (1HP) |  |  |  |  | 099-14513 | 099-14513 | TMC | Memorial Hermann-Texas Medical Center | TMC - HERMANN - ADULT ER (1HP) | Hallway |  |  |  | No PM Sticker |  | Transducer, Ultrasound | TRANSDUCERULTRASOUND-SonoSite-C60X/5-2 Mhz | [12 empty] | TU-A | [9 empty] | Transducer, Ultrasound | TRANSDUCERULTRASOUND | Transducer, Ultrasound | SonoSite
YES | YES |  |  |  | 099-06214 | 099-06214 | SonoSite | C60X/5-2 Mhz |  | 042X5Z | Ob Ed |  |  |  |  | 099-06214 | 099-06214 | Southeast | Memorial Hermann Southeast Hospital | Ob Ed | Storage |  |  |  | No pm |  | Transducer, Ultrasound | TRANSDUCERULTRASOUND-SonoSite-C60X/5-2 Mhz | [12 empty] | TU-A | [9 empty] | Transducer, Ultrasound | TRANSDUCERULTRASOUND | Transducer, Ultrasound | SonoSite
YES | YES |  |  |  | 099-03478 | 099-03478 | Sonosite | C60xp |  | O4GY6D | [5 empty] | 099-03478 | 099-03478 | Humble | HM Humble |  |  |  | 12/1/19 |  |  |  | Transducer, Ultrasound | TRANSDUCERULTRASOUND-SonoSite-C60xp | [12 empty] | TU-A | [9 empty] | Transducer, Ultrasound | TRANSDUCERULTRASOUND | Transducer, Ultrasound | SonoSite
YES | YES |  |  |  | 099-07568 | 099-07568 | SonoSite | C60xp/5-2 Mhz |  | 04KJ9H | Pacu |  |  |  |  | 099-07568 | 099-07568 | TMC | Memorial Hermann-Texas Medical Center | Pacu | Hallway |  |  |  | (null)
YES | YES |  |  |  | 04169P | 04169P | Sonosite | C60xp/5-2 MHz Transducer |  | 04169P | MEMORIAL CITY - MOR |  |  |  |  | 04169P | 04169P | West | Memorial City - Memorial Hermann Hospital | MEMORIAL CITY - MOR | MOR 11
NO | YES |  |  |  | 099-14197 | 099-14197 | SonoSite | Edge |  | 03PVQ1 | ER |  |  |  |  | 099-14197 | 099-14197 | TMC |  | ER | Hallway | [5 empty] | Ultrasound, Diagnostic | ULTRASOUNDDIAGNOSTIC-SonoSite-Edge | [12 empty] | UD-A | [9 empty] | Ultrasound, Diagnostic | ULTRASOUNDDIAGNOSTIC | Ultrasound, Diagnostic | SonoSite
NO | YES |  |  |  | 069-36062 | 069-36062 | SonoSite | Edge |  | 03P5B2 | TMC-Hermann-Adult ER (1Hp) |  |  |  |  | 069-36062 | 069-36062 | TMC | MHHS-TMC | TMC-Hermann-Adult ER (1Hp) | TMC HERMANN ADULT ER POP | [5 empty] | Ultrasound, Diagnostic | ULTRASOUNDDIAGNOSTIC-SonoSite-Edge | [12 empty] | UD-A | [9 empty] | Ultrasound, Diagnostic | ULTRASOUNDDIAGNOSTIC | Ultrasound, Diagnostic | SonoSite
NO | YES |  |  |  | 069-35428 | 069-35428 | SonoSite | Edge |  | 03P5D8 | Emergancy Room |  |  |  |  | 069-35428 | 069-35428 | TMC | Memorial Hermann-Texas Medical Center | Emergancy Room | Hallway | [5 empty] | Ultrasound, Diagnostic | ULTRASOUNDDIAGNOSTIC-SonoSite-Edge | [12 empty] | UD-A | [9 empty] | Ultrasound, Diagnostic | ULTRASOUNDDIAGNOSTIC | Ultrasound, Diagnostic | SonoSite
NO | YES |  |  |  | 099-14246 | 099-14246 | SonoSite | Edge |  | 03WDC2 | Tmc-or-cvor |  |  |  |  | 099-14246 | 099-14246 | TMC | Memorial Hermann-Texas Medical Center | Tmc-or-cvor | Or 5 | [5 empty] | Ultrasound, Diagnostic | ULTRASOUNDDIAGNOSTIC-SonoSite-Edge | [12 empty] | UD-A | [9 empty] | Ultrasound, Diagnostic | ULTRASOUNDDIAGNOSTIC | Ultrasound, Diagnostic | SonoSite
YES | YES |  |  |  | 074-04288 | 074-04288 | SonoSite | Edge |  | WK1YHD | PEDI OR storage |  |  |  |  | 074-04288 | 074-04288 | TMC | Memorial Hermann-Texas Medical Center | PEDI OR storage | Equipment room | [5 empty] | Ultrasound, Diagnostic | ULTRASOUNDDIAGNOSTIC-SonoSite-Edge | [12 empty] | UD-A | [9 empty] | Ultrasound, Diagnostic | ULTRASOUNDDIAGNOSTIC | Ultrasound, Diagnostic | SonoSite
YES | YES |  |  |  | 069-48729 | 069-48729 | SonoSite | EDGE II |  | Q53P0Z | TMC - SAROFIM 3 - OR |  |  |  |  | 069-48729 | 069-48729 | TMC | Memorial Hermann-Texas Medical Center | TMC - SAROFIM 3 - OR | TMC -SAROFIM 3 - OR | 10/1/20 |  | 10/1/21 |  |  | Ultrasound, Diagnostic | ULTRASOUNDDIAGNOSTIC-SonoSite-EDGE II | [12 empty] | UD-A | [9 empty] | Ultrasound, Diagnostic | ULTRASOUNDDIAGNOSTIC | Ultrasound, Diagnostic | SonoSite
NO | YES |  |  |  | 005-12134 | 005-12134 | SonoSite | EDGE II |  | Q4vr4y | SE-OR |  |  |  |  | 005-12134 | 005-12134 | Southeast | MHHS-Southeast | SE-OR | Room 12 | [5 empty] | Ultrasound, Diagnostic | ULTRASOUNDDIAGNOSTIC-SonoSite-EDGE II | [12 empty] | UD-A | [9 empty] | Ultrasound, Diagnostic | ULTRASOUNDDIAGNOSTIC | Ultrasound, Diagnostic | SonoSite
NO | YES |  |  |  | 005-33514 | 005-33514 | SonoSite | EDGE II |  | Q4yj9g | SE-OR |  |  |  |  | 005-33514 | 005-33514 | Southeast | MHHS-Southeast | SE-OR | Room 12 | [5 empty] | Ultrasound, Diagnostic | ULTRASOUNDDIAGNOSTIC-SonoSite-EDGE II | [12 empty] | UD-A | [9 empty] | Ultrasound, Diagnostic | ULTRASOUNDDIAGNOSTIC | Ultrasound, Diagnostic | SonoSite
YES | YES |  |  |  | 099-07147 | 099-07147 | SonoSite | HFL38 |  | 0401W4 | PEDI OR storage |  |  |  |  | 099-07147 | 099-07147 | TMC | Memorial Hermann-Texas Medical Center | PEDI OR storage | Equipment room | [5 empty] | Transducer, Ultrasound | TRANSDUCERULTRASOUND-Sonosite-HFL38 | [12 empty] | TU-A | [9 empty] | Transducer, Ultrasound | TRANSDUCERULTRASOUND | Transducer, Ultrasound | SonoSite
YES | YES |  |  |  | 099-08614 | 099-08614 | SonoSite | HFL38X 13-6 |  | 04F8TT | Cathlab |  |  |  |  | 099-08614 | 099-08614 | Central | Memorial Hermann Cancer Center - Greater Heights (#150) | Cathlab | Cathlab | [5 empty] | Transducer, Ultrasound | TRANSDUCERULTRASOUND-Sonosite-HFL38X 13-6 | [12 empty] | TU-A | [9 empty] | Transducer, Ultrasound | TRANSDUCERULTRASOUND | Transducer, Ultrasound | SonoSite
YES | YES |  |  |  | 069-35509 | 069-35509 | SonoSite | HFL38X 13-6 |  | 03MLR8 | TMC - HVI - HEART FAILURE ICU (5HVI) |  |  |  |  | 069-35509 | 069-35509 | TMC | Memorial Hermann-Texas Medical Center | TMC - HVI - HEART FAILURE ICU (5HVI) | Dictation | [5 empty] | Transducer, Ultrasound | TRANSDUCERULTRASOUND-Sonosite-HFL38X 13-6 | [12 empty] | TU-A | [9 empty] | Transducer, Ultrasound | TRANSDUCERULTRASOUND | Transducer, Ultrasound | SonoSite
YES | YES |  |  |  | 099-12660 | 099-12660 | SonoSite | HFL38X 13-6 |  | 03W4LG | TMC - HVI - CATH Lab |  |  |  |  | 099-12660 | 099-12660 | TMC | Memorial Hermann- Texas Medical Center | TMC - HVI - CATH Lab | OR 04 |  |  |  | No PM Sticker |  | Transducer, Ultrasound | TRANSDUCERULTRASOUND-Sonosite-HFL38X 13-6 | [12 empty] | TU-A | [9 empty] | Transducer, Ultrasound | TRANSDUCERULTRASOUND | Transducer, Ultrasound | SonoSite
YES | YES |  |  |  | 099-14249 | 099-14249 | SonoSite | HFL38X 13-6 |  | 03W4L0 | Tmc-or-cvor |  |  |  |  | 099-14249 | 099-14249 | TMC | Memorial Hermann-Texas Medical Center | Tmc-or-cvor | Or 1 | [5 empty] | Transducer, Ultrasound | TRANSDUCERULTRASOUND-Sonosite-HFL38X 13-6 | [12 empty] | TU-A | [9 empty] | Transducer, Ultrasound | TRANSDUCERULTRASOUND | Transducer, Ultrasound | SonoSite
YES | YES |  |  |  | 099-14244 | 099-14244 | SonoSite | HFL38X 13-6 |  | 03W4H6 | Tmc-or-cvor |  |  |  |  | 099-14244 | 099-14244 | TMC | Memorial Hermann-Texas Medical Center | Tmc-or-cvor | Or 5 | [5 empty] | Transducer, Ultrasound | TRANSDUCERULTRASOUND-Sonosite-HFL38X 13-6 | [12 empty] | TU-A | [9 empty] | Transducer, Ultrasound | TRANSDUCERULTRASOUND | Transducer, Ultrasound | SonoSite
YES | YES |  |  |  | 069-35516 | 069-35516 | SonoSite | HFL38X 13-6 |  | 03MMBN | PEDI OR storage |  |  |  |  | 069-35516 | 069-35516 | TMC | Memorial Hermann-Texas Medical Center | PEDI OR storage | Equipment room | [5 empty] | Transducer, Ultrasound | TRANSDUCERULTRASOUND-Sonosite-HFL38X 13-6 | [12 empty] | TU-A | [9 empty] | Transducer, Ultrasound | TRANSDUCERULTRASOUND | Transducer, Ultrasound | SonoSite
YES | YES |  |  |  | 069-35528 | 069-35528 | SonoSite | HFL38X 13-6 |  | 03MRNQ | PEDI OR storage |  |  |  |  | 069-35528 | 069-35528 | TMC | Memorial Hermann-Texas Medical Center | PEDI OR storage | Equipment room | [5 empty] | Transducer, Ultrasound | TRANSDUCERULTRASOUND-Sonosite-HFL38X 13-6 | [12 empty] | TU-A | [9 empty] | Transducer, Ultrasound | TRANSDUCERULTRASOUND | Transducer, Ultrasound | SonoSite
YES | YES |  |  |  | 099-14514 | 099-14514 | SonoSite | HFL38xi |  | 041QTH | TMC - HERMANN - ADULT ER (1HP) |  |  |  |  | 099-14514 | 099-14514 | TMC | Memorial Hermann-Texas Medical Center | TMC - HERMANN - ADULT ER (1HP) | Hallway |  |  |  | No PM Sticker |  | Transducer, Ultrasound | TRANSDUCERULTRASOUND-SonoSite-HFL38xi | [12 empty] | TU-A | [9 empty] | Transducer, Ultrasound | TRANSDUCERULTRASOUND | Transducer, Ultrasound | SonoSite
YES | YES |  |  |  | 099-07891 | 099-07891 | SonoSite | HFL38xi |  | 04fmqp | TMC - OR - MOBILE EQUIP |  |  |  |  | 099-07891 | 099-07891 | TMC | Memorial Hermann-Texas Medical Center | TMC - OR - MOBILE EQUIP | Hallway |  |  |  | No pm |  | Transducer, Ultrasound | TRANSDUCERULTRASOUND-SonoSite-HFL38xi | [12 empty] | TU-A | [9 empty] | Transducer, Ultrasound | TRANSDUCERULTRASOUND | Transducer, Ultrasound | SonoSite
YES | YES |  |  |  | 099-07566 | 099-07566 | SonoSite | HFL38xp |  | 04lB44 | TMC - MHTMC - CENTRAL SUPPLY |  |  |  |  | 099-07566 | 099-07566 | TMC | Memorial Hermann-Texas Medical Center | TMC - MHTMC - CENTRAL SUPPLY | Pacu | 4/1/20 |  |  |  |  | Transducer, Ultrasound | TRANSDUCERULTRASOUND-SonoSite-HFL38xp | [12 empty] | TU-A | [9 empty] | Transducer, Ultrasound | TRANSDUCERULTRASOUND | Transducer, Ultrasound | SonoSite
YES | YES |  |  |  | 099-07445 | 099-07445 | SonoSite | HFL38xp |  | 03WWF4 | SE - EMERGENCY CENTER |  |  |  |  | 099-07445 | 099-07445 | Southeast | Memorial Hermann Southeast Hospital | SE - EMERGENCY CENTER | Hallway | [5 empty] | Transducer, Ultrasound | TRANSDUCERULTRASOUND-SonoSite-HFL38xp | [12 empty] | TU-A | [9 empty] | Transducer, Ultrasound | TRANSDUCERULTRASOUND | Transducer, Ultrasound | SonoSite
YES | YES |  |  |  | 099-07120 | 099-07120 | SonoSite | HFL38XP 13-6 |  | 04LPBK | Serafim or |  |  |  |  | 099-07120 | 099-07120 | TMC | Memorial Hermann-Texas Medical Center | Serafim or | Anesthesia workroom S2414
YES | YES |  |  |  | 041K1Y | 041K1Y | Sonosite | HFL38xp/13-6 MHz Transducer |  | 041K1Y | MEMORIAL CITY - MOR |  |  |  |  | 041K1Y | 041K1Y | West | Memorial City - Memorial Hermann Hospital | MEMORIAL CITY - MOR | MOR 11
YES | YES |  |  |  | 099-09212 | 099-09212 | SonoSite | HFL50X/15-6 MHZ |  | 04KYK1 | TMC - SAROFIM 3 - OR |  |  |  |  | 099-09212 | 099-09212 | TMC | TMC | TMC - SAROFIM 3 - OR | OR3 | [5 empty] | Transducer, Ultrasound | TRANSDUCERULTRASOUND-SonoSite-HFL50X/15-6 MHZ | [12 empty] | TU-A | [9 empty] | Transducer, Ultrasound | TRANSDUCERULTRASOUND | Transducer, Ultrasound | SonoSite
YES | YES |  |  |  | 099-07417 | 099-07417 | SonoSite | HFL50X/15-6 MHZ |  |  | SE - OR |  |  |  |  | 099-07417 | 099-07417 | Southeast | Memorial Hermann Southeast Hospital | SE - OR | Room 12 | [5 empty] | Transducer, Ultrasound | TRANSDUCERULTRASOUND-SonoSite-HFL50X/15-6 MHZ | [12 empty] | TU-A | [9 empty] | Transducer, Ultrasound | TRANSDUCERULTRASOUND | Transducer, Ultrasound | SonoSite
YES | YES |  |  |  | 099-07824 | 099-07824 | SonoSite | HFL50X/15-6 MHZ |  | 043WNL | SE - OR |  |  |  |  | 099-07824 | 099-07824 | Southeast | Southeast | SE - OR | SE-OR Corridor | [5 empty] | Transducer, Ultrasound | TRANSDUCERULTRASOUND-SonoSite-HFL50X/15-6 MHZ | [12 empty] | TU-A | [9 empty] | Transducer, Ultrasound | TRANSDUCERULTRASOUND | Transducer, Ultrasound | SonoSite
YES | YES |  |  |  | 099-07425 | 099-07425 | SonoSite | HFL50X/15-6 MHZ |  | 04j9hl | SE - OR |  |  |  |  | 099-07425 | 099-07425 | Southeast | Memorial Hermann Southeast Hospital | SE - OR | Hybrid 2 | [5 empty] | Transducer, Ultrasound | TRANSDUCERULTRASOUND-SonoSite-HFL50X/15-6 MHZ | [12 empty] | TU-A | [9 empty] | Transducer, Ultrasound | TRANSDUCERULTRASOUND | Transducer, Ultrasound | SonoSite
YES | YES |  |  |  | 099-03479 | 099-03479 | Sonosite | HFL50xp | [7 empty] | 099-03479 | 099-03479 | Humble | HM Humble |  |  |  | 12/1/19
YES | YES |  |  |  | 099-07890 | 099-07890 | SonoSite | HSL25xp |  | 04fm88 | TMC - OR - MOBILE EQUIP |  |  |  |  | 099-07890 | 099-07890 | TMC | Memorial Hermann-Texas Medical Center | TMC - OR - MOBILE EQUIP | Hallway |  |  |  | No pm |  | Transducer, Ultrasound | TRANSDUCERULTRASOUND-SonoSite-HSL25xp | [12 empty] | TU-A | [9 empty] | Transducer, Ultrasound | TRANSDUCERULTRASOUND | Transducer, Ultrasound | SonoSite
YES | YES |  |  |  | 099-07122 | 099-07122 | SonoSite | HSL25xp |  | 0417HZ | Serafim or |  |  |  |  | 099-07122 | 099-07122 | TMC | Memorial Hermann-Texas Medical Center | Serafim or | Anesthesia workroom S2414 | [5 empty] | Transducer, Ultrasound | TRANSDUCERULTRASOUND-SonoSite-HSL25xp | [12 empty] | TU-A | [9 empty] | Transducer, Ultrasound | TRANSDUCERULTRASOUND | Transducer, Ultrasound | SonoSite
YES | YES |  |  |  | 099-07424 | 099-07424 | SonoSite | HSL25xp |  | 04ggp0 | SE - OR |  |  |  |  | 099-07424 | 099-07424 | Southeast | Memorial Hermann Southeast Hospital | SE - OR | Hybrid 2 | [5 empty] | Transducer, Ultrasound | TRANSDUCERULTRASOUND-SonoSite-HSL25xp | [12 empty] | TU-A | [9 empty] | Transducer, Ultrasound | TRANSDUCERULTRASOUND | Transducer, Ultrasound | SonoSite
YES | YES |  |  |  | 099-03402 | 099-03402 | SonoSite | ICTx/8.5 |  | 03K5BJ | [5 empty] | 099-03402 | 099-03402 | North East | MH NE |  | OR |  |  |  | Probe
YES | YES |  |  |  | 099-07777 | 099-07777 | SonoSite | L25/13-6 |  | 04Q6W8 | PEDI OR storage |  |  |  |  | 099-07777 | 099-07777 | TMC | Memorial Hermann-Texas Medical Center | PEDI OR storage | Equipment room
YES | YES |  |  |  | 099-07787 | 099-07787 | SonoSite | L25/13-6 |  | 04JFZG | SE - EMERGENCY CENTER |  |  |  |  | 099-07787 | 099-07787 | Southeast | Memorial Hermann Southeast Hospital | SE - EMERGENCY CENTER | Hall
YES | YES | Serial Number 049KX3 |  |  | 099-07789 | 099-07789 | SonoSite | L25/13-6 |  | 049KX3 | SE - EMERGENCY CENTER |  |  |  |  | 099-07789 | 099-07789 | Southeast | Memorial Hermann Southeast Hospital | SE - EMERGENCY CENTER | Hall
YES | YES |  |  |  | 099-07734 | 099-07734 | SonoSite | L25/13-6 MHz Transfucer |  | 040JKF | Radiology W2:269 |  |  |  |  | 099-07734 | 099-07734 | Southeast | Memorial Hermann Southeast Hospital | Radiology W2:269 | Pt holding |  |  | 4/1/20
YES | YES |  |  |  | 099-12873 | 099-12873 | SonoSite | L25X |  | 04pmk0 | Gen med |  |  |  |  | 099-12873 | 099-12873 | Memorial Hermann- | Tmc | Gen med | Nurse station | [5 empty] | Transducer, Ultrasound | TRANSDUCERULTRASOUND-SonoSite-L25X | [12 empty] | TU-A | [9 empty] | Transducer, Ultrasound | TRANSDUCERULTRASOUND | Transducer, Ultrasound | SonoSite
YES | YES |  |  |  | 04NX8P | 04NX8P | SonoSite | L25X |  | 04NX8P | TMC - SAROFIM 3 - OR |  |  |  |  | 04NX8P | 04NX8P | TMC | Memorial Hermann-Texas Medical Center | TMC - SAROFIM 3 - OR | TMC -SAROFIM 3 - OR | [5 empty] | Transducer, Ultrasound | TRANSDUCERULTRASOUND-SonoSite-L25X | [12 empty] | TU-A | [9 empty] | Transducer, Ultrasound | TRANSDUCERULTRASOUND | Transducer, Ultrasound | SonoSite
YES | YES |  |  |  | 041-33974 | 041-33974 | SonoSite | L25X |  | 044clm | MEMORIAL CITY - CATH LAB |  |  |  |  | 041-33974 | 041-33974 | West | Memorial herman heart and vascular - memorial city | MEMORIAL CITY - CATH LAB | Cath lab 5 |  |  |  | No pm found
NO | YES |  |  |  | 041-17263 | 041-17263 | SonoSite | L25X |  | 03ptcf | MEMORIAL CITY - CATH LAB |  |  |  |  | 041-17263 | 041-17263 | West | Memorial herman heart and vascular - memorial city | MEMORIAL CITY - CATH LAB | Ct room 1
YES | YES |  |  |  | 099-11579 | 099-11579 | SonoSite | L25x/13-6 |  | 04Q6BM | MIMU |  |  |  |  | 099-11579 | 099-11579 | TMC | Memorial Hermann TMC | MIMU | Supply RM C2005 | [6 empty] | TRANSDUCERULTRASOUND-SonoSite-L25X
YES | YES |  |  |  | 129-01902 | 129-01902 | SonoSite | L25X/13-6 Mhz |  | 03H3C2 | SUGAR LAND - OR |  |  |  |  | 129-01902 | 129-01902 | Sugar Land |  | SUGAR LAND - OR |  |  |  |  | No pm |  | Transducer, Ultrasound | TRANSDUCERULTRASOUND-SonoSite-L25X/13-6 Mhz | [12 empty] | TU-A | [9 empty] | Transducer, Ultrasound | TRANSDUCERULTRASOUND | Transducer, Ultrasound | SonoSite
YES | YES |  |  |  | 129-01900 | 129-01900 | SonoSite | L25X/13-6 Mhz |  | 03GX41 | SUGAR LAND - OR |  |  |  |  | 129-01900 | 129-01900 | Sugar Land |  | SUGAR LAND - OR |  |  |  |  | No pm |  | Transducer, Ultrasound | TRANSDUCERULTRASOUND-SonoSite-L25X/13-6 Mhz | [12 empty] | TU-A | [9 empty] | Transducer, Ultrasound | TRANSDUCERULTRASOUND | Transducer, Ultrasound | SonoSite
YES | YES |  |  |  | 129-01904 | 129-01904 | SonoSite | L25X/13-6 Mhz |  | 03H2PQ | ICU |  |  |  |  | 129-01904 | 129-01904 | Sugar Land | Memorial Hermann Sugar Land Hospital | ICU | Nurse station | [5 empty] | Transducer, Ultrasound | TRANSDUCERULTRASOUND-SonoSite-L25X/13-6 Mhz | [12 empty] | TU-A | [9 empty] | Transducer, Ultrasound | TRANSDUCERULTRASOUND | Transducer, Ultrasound | SonoSite
YES | YES |  |  |  | 099-10594 | 099-10594 | SonoSite | L25X/13-6 Mhz |  | 03Q5V4 | SW - HVI - TELEMETRY |  |  |  |  | 099-10594 | 099-10594 | Southwest | Memorial Hermann Heart | SW - HVI - TELEMETRY | X5 204 - Charge Nurse |  |  |  | New Add |  | Transducer, Ultrasound | TRANSDUCERULTRASOUND-SonoSite-L25X/13-6 Mhz | [12 empty] | TU-A | [9 empty] | Transducer, Ultrasound | TRANSDUCERULTRASOUND | Transducer, Ultrasound | SonoSite
YES | YES |  |  |  | 099-10715 | 099-10715 | SonoSite | L25X/13-6 Mhz |  | 04MKJD | Telemetry |  |  |  |  | 099-10715 | 099-10715 | Southwest | Memorial Hermann Southwest Hospital | Telemetry | Tele War Room |  |  |  | New Add |  | Transducer, Ultrasound | TRANSDUCERULTRASOUND-SonoSite-L25X/13-6 Mhz | [12 empty] | TU-A | [9 empty] | Transducer, Ultrasound | TRANSDUCERULTRASOUND | Transducer, Ultrasound | SonoSite
YES | YES |  |  |  | 099-10971 | 099-10971 | SonoSite | L25X/13-6 Mhz |  | 04247N | SW - HVI - OR |  |  |  |  | 099-10971 | 099-10971 | Southwest | Memorial Hermann Heart | SW - HVI - OR | CVOR - Anesthesia Workroom |  |  |  | New Add |  | Transducer, Ultrasound | TRANSDUCERULTRASOUND-SonoSite-L25X/13-6 Mhz | [12 empty] | TU-A | [9 empty] | Transducer, Ultrasound | TRANSDUCERULTRASOUND | Transducer, Ultrasound | SonoSite
YES | YES |  |  |  | 099-08882 | 099-08882 | SonoSite | L25X/13-6 Mhz |  | 041KHF | SW - ER |  |  |  |  | 099-08882 | 099-08882 | Southwest | Memorial Hermann Southwest Hospital Emergency Center | SW - ER | Pod A Nurses Station |  |  |  | New Add |  | Transducer, Ultrasound | TRANSDUCERULTRASOUND-SonoSite-L25X/13-6 Mhz | [12 empty] | TU-A | [9 empty] | Transducer, Ultrasound | TRANSDUCERULTRASOUND | Transducer, Ultrasound | SonoSite
YES | YES |  |  |  | 099-08884 | 099-08884 | SonoSite | L25X/13-6 Mhz |  | 04752B | SW - ER |  |  |  |  | 099-08884 | 099-08884 | Southwest | Memorial Hermann Southwest Hospital Emergency Center | SW - ER | Pod A Nurses Station |  |  |  | New Add |  | Transducer, Ultrasound | TRANSDUCERULTRASOUND-SonoSite-L25X/13-6 Mhz | [12 empty] | TU-A | [9 empty] | Transducer, Ultrasound | TRANSDUCERULTRASOUND | Transducer, Ultrasound | SonoSite
YES | YES |  |  |  | 099-08858 | 099-08858 | SonoSite | L25X/13-6 Mhz |  | 0423P8 | SW - ER |  |  |  |  | 099-08858 | 099-08858 | Southwest | Memorial Hermann Southwest Hospital Emergency Center | SW - ER | Pod B Nurses Station |  |  |  | New Add |  | Transducer, Ultrasound | TRANSDUCERULTRASOUND-SonoSite-L25X/13-6 Mhz | [12 empty] | TU-A | [9 empty] | Transducer, Ultrasound | TRANSDUCERULTRASOUND | Transducer, Ultrasound | SonoSite
YES | YES |  |  |  | 099-12247 | 099-12247 | SonoSite | L25X/13-6 Mhz |  | 042KYH | TMC - RESPIRATORY - ADULT |  |  |  |  | 099-12247 | 099-12247 | TMC | Memorial Hermann-Texas Medical Center | TMC - RESPIRATORY - ADULT |  |  |  |  | No PM Sticker |  | Transducer, Ultrasound | TRANSDUCERULTRASOUND-SonoSite-L25X/13-6 Mhz | [12 empty] | TU-A | [9 empty] | Transducer, Ultrasound | TRANSDUCERULTRASOUND | Transducer, Ultrasound | SonoSite
YES | YES |  |  |  | 099-12246 | 099-12246 | SonoSite | L25X/13-6 Mhz |  | 03DFMG | TMC - HVI - CCU (4HVI) |  |  |  |  | 099-12246 | 099-12246 | TMC | Memorial Hermann-Texas Medical Center | TMC - HVI - CCU (4HVI) |  |  |  |  | No PM Sticker |  | Transducer, Ultrasound | TRANSDUCERULTRASOUND-SonoSite-L25X/13-6 Mhz | [12 empty] | TU-A | [9 empty] | Transducer, Ultrasound | TRANSDUCERULTRASOUND | Transducer, Ultrasound | SonoSite
YES | YES |  |  |  | 099-13035 | 099-13035 | SonoSite | L25X/13-6 Mhz |  | 048NXK | [5 empty] | 099-13035 | 099-13035 | TMC | Memorial Hermann Heart |  | 14-101 | [5 empty] | Transducer, Ultrasound | TRANSDUCERULTRASOUND-SonoSite-L25X/13-6 Mhz | [12 empty] | TU-A | [9 empty] | Transducer, Ultrasound | TRANSDUCERULTRASOUND | Transducer, Ultrasound | SonoSite
YES | YES |  |  |  | 069-35502 | 069-35502 | SonoSite | L25X/13-6 Mhz |  | 03MY27 | [5 empty] | 069-35502 | 069-35502 | TMC | Memorial Hermann Heart |  | Cath Lab 12-131 | [5 empty] | Transducer, Ultrasound | TRANSDUCERULTRASOUND-SonoSite-L25X/13-6 Mhz | [12 empty] | TU-A | [9 empty] | Transducer, Ultrasound | TRANSDUCERULTRASOUND | Transducer, Ultrasound | SonoSite
YES | YES |  |  |  | 099-13928 | 099-13928 | SonoSite | L25X/13-6 Mhz |  | 04NVFN | HVI-Cath Lab - Floor 2 |  |  |  |  | 099-13928 | 099-13928 | TMC | Memorial Hermann-Texas Medical Center | HVI-Cath Lab - Floor 2 | Room 1 | [5 empty] | Transducer, Ultrasound | TRANSDUCERULTRASOUND-SonoSite-L25X/13-6 Mhz | [12 empty] | TU-A | [9 empty] | Transducer, Ultrasound | TRANSDUCERULTRASOUND | Transducer, Ultrasound | SonoSite
YES | YES |  |  |  | 099-14248 | 099-14248 | SonoSite | L25X/13-6 Mhz |  | 03W7ND | Tmc-or-cvor |  |  |  |  | 099-14248 | 099-14248 | TMC | Memorial Hermann-Texas Medical Center | Tmc-or-cvor | Or 1 | [5 empty] | Transducer, Ultrasound | TRANSDUCERULTRASOUND-SonoSite-L25X/13-6 Mhz | [12 empty] | TU-A | [9 empty] | Transducer, Ultrasound | TRANSDUCERULTRASOUND | Transducer, Ultrasound | SonoSite
YES | YES |  |  |  | 099-14245 | 099-14245 | SonoSite | L25X/13-6 Mhz |  | 03W4Y4 | Tmc-or-cvor |  |  |  |  | 099-14245 | 099-14245 | TMC | Memorial Hermann-Texas Medical Center | Tmc-or-cvor | Or 5 | [5 empty] | Transducer, Ultrasound | TRANSDUCERULTRASOUND-SonoSite-L25X/13-6 Mhz | [12 empty] | TU-A | [9 empty] | Transducer, Ultrasound | TRANSDUCERULTRASOUND | Transducer, Ultrasound | SonoSite
YES | YES |  |  |  | 099-11439 | 099-11439 | SonoSite | L25X/13-6 Mhz |  |  | TWC |  |  |  |  | 099-11439 | 099-11439 | TMC | Memorial Hermann-Texas Medical Center | TWC | MICU Crash Cart | [5 empty] | Transducer, Ultrasound | TRANSDUCERULTRASOUND-SonoSite-L25X/13-6 Mhz | [12 empty] | TU-A | [9 empty] | Transducer, Ultrasound | TRANSDUCERULTRASOUND | Transducer, Ultrasound | SonoSite
YES | YES |  |  |  | 099-07608 | 099-07608 | SonoSite | L25X/13-6 Mhz |  | 04G9Y4 | TMC - OR - PEDI OR (2R) |  |  |  |  | 099-07608 | 099-07608 | TMC | Memorial Hermann Texas Medical Center | TMC - OR - PEDI OR (2R) | OR 7 | [5 empty] | Transducer, Ultrasound | TRANSDUCERULTRASOUND-SonoSite-L25X/13-6 Mhz | [12 empty] | TU-A | [9 empty] | Transducer, Ultrasound | TRANSDUCERULTRASOUND | Transducer, Ultrasound | SonoSite
YES | YES |  |  |  | 099-07146 | 099-07146 | SonoSite | L25X/13-6 Mhz |  | 04021H | PEDI OR storage |  |  |  |  | 099-07146 | 099-07146 | TMC | Memorial Hermann-Texas Medical Center | PEDI OR storage | Equipment room | [5 empty] | Transducer, Ultrasound | TRANSDUCERULTRASOUND-SonoSite-L25X/13-6 Mhz | [12 empty] | TU-A | [9 empty] | Transducer, Ultrasound | TRANSDUCERULTRASOUND | Transducer, Ultrasound | SonoSite
YES | YES |  |  |  | 099-07460 | 099-07460 | SonoSite | L25X/13-6 Mhz |  | 041DJK | PACU |  |  |  |  | 099-07460 | 099-07460 | Southeast | Memorial Hermann Southeast Hospital | PACU | Hallway | [5 empty] | Transducer, Ultrasound | TRANSDUCERULTRASOUND-SonoSite-L25X/13-6 Mhz | [12 empty] | TU-A | [9 empty] | Transducer, Ultrasound | TRANSDUCERULTRASOUND | Transducer, Ultrasound | SonoSite
YES | YES |  |  |  | 099-07415 | 099-07415 | SonoSite | L25X/13-6 Mhz |  | 04hlzt | SE - OR |  |  |  |  | 099-07415 | 099-07415 | Southeast | Memorial Hermann Southeast Hospital | SE - OR | Room 12 | [5 empty] | Transducer, Ultrasound | TRANSDUCERULTRASOUND-SonoSite-L25X/13-6 Mhz | [12 empty] | TU-A | [9 empty] | Transducer, Ultrasound | TRANSDUCERULTRASOUND | Transducer, Ultrasound | SonoSite
YES | YES |  |  |  | 099-07416 | 099-07416 | SonoSite | L25X/13-6 Mhz |  | 04g6wf | SE - OR |  |  |  |  | 099-07416 | 099-07416 | Southeast | Memorial Hermann Southeast Hospital | SE - OR | Room 12 | [5 empty] | Transducer, Ultrasound | TRANSDUCERULTRASOUND-SonoSite-L25X/13-6 Mhz | [12 empty] | TU-A | [9 empty] | Transducer, Ultrasound | TRANSDUCERULTRASOUND | Transducer, Ultrasound | SonoSite
YES | YES |  |  |  | 099-07392 | 099-07392 | SonoSite | L25X/13-6 Mhz |  | 04q1t0 | SE - OR |  |  |  |  | 099-07392 | 099-07392 | Southeast | Memorial Hermann Southeast Hospital | SE - OR | Hybrid 2 | [5 empty] | Transducer, Ultrasound | TRANSDUCERULTRASOUND-SonoSite-L25X/13-6 Mhz | [12 empty] | TU-A | [9 empty] | Transducer, Ultrasound | TRANSDUCERULTRASOUND | Transducer, Ultrasound | SonoSite
YES | YES |  |  |  | 099-07638 | 099-07638 | SonoSite | L25X/13-6 Mhz |  | 03MTH7 | SE - NONINVASIVE CARDIOLOGY |  |  |  |  | 099-07638 | 099-07638 | Southeast | Memorial Hermann Southeast Hospital | SE - NONINVASIVE CARDIOLOGY | Recovery bay 2 | [5 empty] | Transducer, Ultrasound | TRANSDUCERULTRASOUND-SonoSite-L25X/13-6 Mhz | [12 empty] | TU-A | [9 empty] | Transducer, Ultrasound | TRANSDUCERULTRASOUND | Transducer, Ultrasound | SonoSite
YES | YES |  |  |  | 069-28056 | 069-28056 | SonoSite | L25X/13-6 Mhz |  | 04H2LN | TMC - JONES - TX TRAUMA (6J) |  |  |  |  | 069-28056 | 069-28056 | TMC | Memorial Hermann-Texas Medical Center | TMC - JONES - TX TRAUMA (6J) | S7 216 | [5 empty] | Transducer, Ultrasound | TRANSDUCERULTRASOUND-SonoSite-L25X/13-6 Mhz | [12 empty] | TU-A | [9 empty] | Transducer, Ultrasound | TRANSDUCERULTRASOUND | Transducer, Ultrasound | SonoSite
YES | YES |  |  |  | 099-04585 | 099-04585 | SonoSite | L25x/13-6 mHz transducer |  | 042X4P | PEARLAND - ICU/IMCU |  |  |  |  | 099-04585 | 099-04585 | Pearland | Memorial Hermann Pearland Hospital | PEARLAND - ICU/IMCU | ICU | 5/1/19 | 5/1/20
YES | YES |  |  |  | 04KLNR | O4KLNR | SonoSite | L25XP |  | 04KLNR | TMC - SAROFIM 3 - OR |  |  |  |  | 04KLNR | O4KLNR | TMC | Memorial Hermann-Texas Medical Center | TMC - SAROFIM 3 - OR | TMC - SAROFIM 3 - OR
YES | YES |  |  |  | 099-09214 | 099-09214 | SonoSite | L25XP/13-6 |  | 04KB63 | TMC - SAROFIM 3 - OR |  |  |  |  | 099-09214 | 099-09214 | TMC | TMC | TMC - SAROFIM 3 - OR | OR3
YES | YES |  |  |  | 099-14198 | 099-14198 | SonoSite | L38XI |  | 04JGRP | Emergancy Room |  |  |  |  | 099-14198 | 099-14198 | TMC |  | Emergancy Room | Hallway | [5 empty] | Transducer, Ultrasound | TRANSDUCERULTRASOUND-SonoSite-L38XI | [12 empty] | TU-A | [9 empty] | Transducer, Ultrasound | TRANSDUCERULTRASOUND | Transducer, Ultrasound | SonoSite
YES | YES |  |  |  | 099-14200 | 099-14200 | SonoSite | L38XI |  | 045PK9 | Emergancy Room |  |  |  |  | 099-14200 | 099-14200 | TMC | Memorial Hermann-Texas Medical Center | Emergancy Room | Hallway | [5 empty] | Transducer, Ultrasound | TRANSDUCERULTRASOUND-SonoSite-L38XI | [12 empty] | TU-A | [9 empty] | Transducer, Ultrasound | TRANSDUCERULTRASOUND | Transducer, Ultrasound | SonoSite
YES | YES |  |  |  | 129-07624 | 129-07624 | SonoSite | L38xi/110-4 MHz |  | 03XJ5Q | SUGAR LAND - ER |  |  |  |  | 129-07624 | 129-07624 | Sugar Land | Memorial Hermann Sugar Land Hospital | SUGAR LAND - ER
YES | YES |  |  |  | 133-07615 | 133-07615 | SonoSite | M-Turbo |  | 03LCPF | KATY - POSTPARTUM - 2W |  |  |  |  | 133-07615 | 133-07615 | Katy | Memorial Hermann Katy Hospital | KATY - POSTPARTUM - 2W | OBED1 | 7/1/18 | 7/1/19 |  |  |  | Ultrasound, Diagnostic | ULTRASOUNDDIAGNOSTIC-SonoSite-M-Turbo | [12 empty] | UD-A | [9 empty] | Ultrasound, Diagnostic | ULTRASOUNDDIAGNOSTIC | Ultrasound, Diagnostic | SonoSite
YES | YES |  |  |  | 133-06853 | 133-06853 | SonoSite | M-Turbo |  | O3HK49 | KATY - ICU |  |  |  |  | 133-06853 | 133-06853 | Katy | Memorial Hermann Katy Hospital | KATY - ICU | ICU Central Hallway | 9/1/18 | 9/1/19 |  |  |  | Ultrasound, Diagnostic | ULTRASOUNDDIAGNOSTIC-SonoSite-M-Turbo | [12 empty] | UD-A | [9 empty] | Ultrasound, Diagnostic | ULTRASOUNDDIAGNOSTIC | Ultrasound, Diagnostic | SonoSite
YES | YES |  |  |  | 029-11467 | 029-11467 | SonoSite | M-Turbo |  |  | Er |  |  |  |  | 029-11467 | 029-11467 | Woodlands | Memorial Hermann Imaging Center - Convenient Care Center in Spring | Er | ER | [5 empty] | Ultrasound, Diagnostic | ULTRASOUNDDIAGNOSTIC-SonoSite-M-Turbo | [12 empty] | UD-A | [9 empty] | Ultrasound, Diagnostic | ULTRASOUNDDIAGNOSTIC | Ultrasound, Diagnostic | SonoSite
NO | YES | Asset Tag 029-11930 |  |  | 029-11930 | 029-11930 | SonoSite | M-Turbo |  |  | Woodlands-ER |  |  |  |  | 029-11930 | 029-11930 | Woodlands | MHHS-Woodlands | Woodlands-ER | Room3 |  |  |  | No p.m. required |  | Ultrasound, Diagnostic | ULTRASOUNDDIAGNOSTIC-SonoSite-M-Turbo | [12 empty] | UD-A | [9 empty] | Ultrasound, Diagnostic | ULTRASOUNDDIAGNOSTIC | Ultrasound, Diagnostic | SonoSite
NO | YES |  |  |  | 099-12130 | 099-12130 | SonoSite | M-Turbo |  | WK106L | TMC-HVI-Heart Failure ICU (5Hvi) |  |  |  |  | 099-12130 | 099-12130 | TMC | MHHS-TMC | TMC-HVI-Heart Failure ICU (5Hvi) | Dictation | 7/1/18 |  | 7/1/19 |  |  | Ultrasound, Diagnostic | ULTRASOUNDDIAGNOSTIC-SonoSite-M-Turbo | [12 empty] | UD-A | [9 empty] | Ultrasound, Diagnostic | ULTRASOUNDDIAGNOSTIC | Ultrasound, Diagnostic | SonoSite
NO | YES |  |  |  | 069-28069 | 069-28069 | SonoSite | M-Turbo |  | 03fc6x | TMC-Respiratory-Adult |  |  |  |  | 069-28069 | 069-28069 | TMC | MHHS-TMC | TMC-Respiratory-Adult |  |  |  |  | No PM Sticker |  | Ultrasound, Diagnostic | ULTRASOUNDDIAGNOSTIC-SonoSite-M-Turbo | [12 empty] | UD-A | [9 empty] | Ultrasound, Diagnostic | ULTRASOUNDDIAGNOSTIC | Ultrasound, Diagnostic | SonoSite
YES | YES |  |  |  | 069-18229 | 069-18229 | SonoSite | M-Turbo |  |  | TMC - OR - CVOR (7HVI) |  |  |  |  | 069-18229 | 069-18229 | TMC | Memorial Hermann-Texas Medical Center | TMC - OR - CVOR (7HVI) | CVOR (7HVI) | [5 empty] | Ultrasound, Diagnostic | ULTRASOUNDDIAGNOSTIC-SonoSite-M-Turbo | [12 empty] | UD-A | [9 empty] | Ultrasound, Diagnostic | ULTRASOUNDDIAGNOSTIC | Ultrasound, Diagnostic | SonoSite
YES | YES |  |  |  | 069-35508 | 069-35508 | SonoSite | M-Turbo |  | WKOJ6M | Tmc-or-cvor |  |  |  |  | 069-35508 | 069-35508 | TMC | Memorial Hermann-Texas Medical Center | Tmc-or-cvor | Or 1 | [5 empty] | Ultrasound, Diagnostic | ULTRASOUNDDIAGNOSTIC-SonoSite-M-Turbo | [12 empty] | UD-A | [9 empty] | Ultrasound, Diagnostic | ULTRASOUNDDIAGNOSTIC | Ultrasound, Diagnostic | SonoSite
YES | YES |  |  |  | 074-04292 | 074-04292 | SonoSite | M-Turbo |  |  | TMC - OR - CVOR (7HVI) |  |  |  |  | 074-04292 | 074-04292 | TMC | Memorial Hermann-Texas Medical Center | TMC - OR - CVOR (7HVI) | CVOR (7HVI) | [5 empty] | Ultrasound, Diagnostic | ULTRASOUNDDIAGNOSTIC-SonoSite-M-Turbo | [12 empty] | UD-A | [9 empty] | Ultrasound, Diagnostic | ULTRASOUNDDIAGNOSTIC | Ultrasound, Diagnostic | SonoSite
YES | YES |  |  |  | 069-35523 | 069-35523 | SonoSite | M-Turbo |  | WK2J8F | PEDI OR storage |  |  |  |  | 069-35523 | 069-35523 | TMC | Memorial Hermann-Texas Medical Center | PEDI OR storage | Equipment room | [5 empty] | Ultrasound, Diagnostic | ULTRASOUNDDIAGNOSTIC-SonoSite-M-Turbo | [12 empty] | UD-A | [9 empty] | Ultrasound, Diagnostic | ULTRASOUNDDIAGNOSTIC | Ultrasound, Diagnostic | SonoSite
YES | YES |  |  |  | 069-35515 | 069-35515 | SonoSite | M-Turbo |  | WKOHJO | PEDI OR storage |  |  |  |  | 069-35515 | 069-35515 | TMC | Memorial Hermann-Texas Medical Center | PEDI OR storage | Equipment room | 7/1/18 |  | 7/1/19 |  |  | Ultrasound, Diagnostic | ULTRASOUNDDIAGNOSTIC-SonoSite-M-Turbo | [12 empty] | UD-A | [9 empty] | Ultrasound, Diagnostic | ULTRASOUNDDIAGNOSTIC | Ultrasound, Diagnostic | SonoSite
YES | YES |  |  |  | 069-35527 | 069-35527 | SonoSite | M-Turbo |  | WKOHHJ | PEDI OR storage |  |  |  |  | 069-35527 | 069-35527 | TMC | Memorial Hermann-Texas Medical Center | PEDI OR storage | Equipment room | [5 empty] | Ultrasound, Diagnostic | ULTRASOUNDDIAGNOSTIC-SonoSite-M-Turbo | [12 empty] | UD-A | [9 empty] | Ultrasound, Diagnostic | ULTRASOUNDDIAGNOSTIC | Ultrasound, Diagnostic | SonoSite
NO | YES |  |  |  | 005-09671 | 005-09671 | SonoSite | M-Turbo |  | WK111Q | SE-OR-PACU |  |  |  |  | 005-09671 | 005-09671 | Southeast | MHHS-Southeast | SE-OR-PACU | Hallway | [5 empty] | Ultrasound, Diagnostic | ULTRASOUNDDIAGNOSTIC-SonoSite-M-Turbo | [12 empty] | UD-A | [9 empty] | Ultrasound, Diagnostic | ULTRASOUNDDIAGNOSTIC | Ultrasound, Diagnostic | SonoSite
NO | YES |  |  |  | 005-08786 | 005-08786 | SonoSite | M-Turbo |  | WK0JD3 | SE-OR |  |  |  |  | 005-08786 | 005-08786 | Southeast | MHHS-Southeast | SE-OR | Hybrid OR |  |  |  | No pm found |  | Ultrasound, Diagnostic | ULTRASOUNDDIAGNOSTIC-SonoSite-M-Turbo | [12 empty] | UD-A | [9 empty] | Ultrasound, Diagnostic | ULTRASOUNDDIAGNOSTIC | Ultrasound, Diagnostic | SonoSite
NO | YES |  |  |  | 005-13064 | 005-13064 | SonoSite | M-Turbo |  |  | SE-Labor & Delivery |  |  |  |  | 005-13064 | 005-13064 | Southeast | MHHS-Southeast | SE-Labor & Delivery | OB ED | 1/1/19 |  | 1/1/20 |  |  | Ultrasound, Diagnostic | ULTRASOUNDDIAGNOSTIC-SonoSite-M-Turbo | [12 empty] | UD-A | [9 empty] | Ultrasound, Diagnostic | ULTRASOUNDDIAGNOSTIC | Ultrasound, Diagnostic | SonoSite
YES | YES |  |  |  | 041-12387 | 041-12387 | SonoSite | M-Turbo |  | P08230-01 | Memorial Ciry Day Surgery |  |  |  |  | 041-12387 | 041-12387 | West | Memorial Hermann - Memorial City | Memorial Ciry Day Surgery | Storage Room West Tower W1 Hallway
NO | YES |  |  |  | 009-34644 | 009-34644 | SonoSite | NanoMaxx |  | 0431DH | GH-ER |  |  |  |  | 009-34644 | 009-34644 | Central | MHHS-Greater Heights | GH-ER | Nurse station B Alcove | [5 empty] | Ultrasound, Diagnostic | ULTRASOUNDDIAGNOSTIC-SonoSite-NanoMaxx | [12 empty] | UD-A | [9 empty] | Ultrasound, Diagnostic | ULTRASOUNDDIAGNOSTIC | Ultrasound, Diagnostic | SonoSite
NO | YES | Serial Number WK364R |  |  | 925-00907 | 925-00907 | SonoSite | P07576 |  | WK364R | Recovery |  |  |  |  | 925-00907 | 925-00907 | TMC | Herman memorial spine and orthopedic Hospital | Recovery | Bay 13 |  |  |  | No p.m. sticker
YES | YES |  |  |  | 129-31730 | 129-31730 | SonoSite | P07680-21A |  | 03JW89 | Sugar Land OR |  |  |  |  | 129-31730 | 129-31730 | Sugar Land | Memorial Hermann Sugar Land Hospital | Sugar Land OR | Day Stay
YES | YES |  |  |  | 129-31729 | 129-31729 | SonoSite | P07694-21 |  | 03HRCC | Sugar Land OR |  |  |  |  | 129-31729 | 129-31729 | Sugar Land | Memorial Hermann Sugar Land Hospital | Sugar Land OR | Day Stay
NO | YES |  |  |  | 069-36102 | 069-36102 | SonoSite | P09417-66 |  | 03T2WY | ER |  |  |  |  | 069-36102 | 069-36102 | TMC | Memorial Hermann-Texas Medical Center | ER | ER |  |  |  | No PM Sticker
YES | YES |  |  |  | 069-40799 | 069-40799 | SonoSite | P14027-16 |  |  | PACU |  |  |  |  | 069-40799 | 069-40799 | TMC | Memorial Hermann-Texas Medical Center | PACU | By S3 29 | 8/1/19 |  | 4/1/20
NO | YES |  |  |  | 074-04293 | 074-04293 | SonoSite | P1500 |  | 03WDBR | TMC-OR-CVOR (7Hvi) |  |  |  |  | 074-04293 | 074-04293 | TMC | MHHS-TMC | TMC-OR-CVOR (7Hvi) | OR 04 |  |  |  | No PM Sticker
YES | YES |  |  |  | 029-07610 | 029-07610 | SonoSite | P16535-51 TTC |  | Q4YKPH | ER |  |  |  |  | 029-07610 | 029-07610 | Woodlands | Memorial Hermann 24-Hour Emergency Care | ER | ER | 7/1/18 |  | 7/1/19 |  |  | Adapter Cables, Transducer | MISCELLANEOUS-SonoSite-P16535-51 TTC | [22 empty] | Miscellaneous | MISCELLANEOUS | Adapter Cables, Transducer | SonoSite
YES | YES |  |  |  | 04KHJN | 04KHJN | SonoSite | P19 |  | 04KHJN | TMC - SAROFIM 3 - OR |  |  |  |  | 04KHJN | 04KHJN | TMC | Memorial Hermann-Texas Medical Center | TMC - SAROFIM 3 - OR | TMC - SAROFIM 3 - OR
YES | YES |  |  |  | 005-33161 | 005-33161 | SonoSite | P20311-10 |  | 046QD7 | Sugar Land OR |  |  |  |  | 005-33161 | 005-33161 | Sugar Land | Memorial Hermann Sugar Land Hospital | Sugar Land OR | PACU
YES | YES |  |  |  | 000-04190 | 000-04190 | SonoSite | P20883-14 |  | 04FD6C | ER |  |  |  |  | 000-04190 | 000-04190 | Katy | Memorial Hermann Convenient Care Center in Kingwood (Kingwood CCC) | ER | Hall | 10/1/19 | 10/1/20
YES | YES |  |  |  | 005-33162 | 005-33162 | SonoSite | P21981-10 |  | 046KQC | Sugar Land OR |  |  |  |  | 005-33162 | 005-33162 | Sugar Land | Memorial Hermann Sugar Land Hospital | Sugar Land OR | PACU | 2/1/20
YES | YES |  |  |  | 099-04586 | 099-04586 | SonoSite | P21X 5-1 |  | 04230H | PEARLAND - ICU/IMCU |  |  |  |  | 099-04586 | 099-04586 | Pearland | Memorial Hermann Pearland Hospital | PEARLAND - ICU/IMCU | Icu | [5 empty] | Transducer, Ultrasound | TRANSDUCERULTRASOUND-SonoSite-P21X 5-1 | [12 empty] | TU-A | [9 empty] | Transducer, Ultrasound | TRANSDUCERULTRASOUND | Transducer, Ultrasound | SonoSite
YES | YES |  |  |  | 129-04117 | 129-04117 | SonoSite | P21X 5-1 |  | 03HR7C | SUGAR LAND - ER |  |  |  |  | 129-04117 | 129-04117 | Sugar Land | Memorial Hermann Sugar Land Hospital | SUGAR LAND - ER | [6 empty] | Transducer, Ultrasound | TRANSDUCERULTRASOUND-SonoSite-P21X 5-1 | [12 empty] | TU-A | [9 empty] | Transducer, Ultrasound | TRANSDUCERULTRASOUND | Transducer, Ultrasound | SonoSite
YES | YES |  |  |  | 099-14199 | 099-14199 | SonoSite | P21X 5-1 |  | 048QOQ | Emergancy room |  |  |  |  | 099-14199 | 099-14199 | TMC |  | Emergancy room | Hallway | [5 empty] | Transducer, Ultrasound | TRANSDUCERULTRASOUND-SonoSite-P21X 5-1 | [12 empty] | TU-A | [9 empty] | Transducer, Ultrasound | TRANSDUCERULTRASOUND | Transducer, Ultrasound | SonoSite
YES | YES |  |  |  | 069-26624 | 069-26624 | SonoSite | P21X 5-1 |  | 03GG02 | ER |  |  |  |  | 069-26624 | 069-26624 | TMC | Memorial Hermann-Texas Medical Center | ER | Er | 3/1/20 |  |  | No PM Sticker |  | Transducer, Ultrasound | TRANSDUCERULTRASOUND-SonoSite-P21X 5-1 | [12 empty] | TU-A | [9 empty] | Transducer, Ultrasound | TRANSDUCERULTRASOUND | Transducer, Ultrasound | SonoSite
YES | YES |  |  |  | 099-14201 | 099-14201 | SonoSite | P21X 5-1 |  | 041KFN | Emergancy Room |  |  |  |  | 099-14201 | 099-14201 | TMC | Memorial Hermann-Texas Medical Center | Emergancy Room | Hallway | [5 empty] | Transducer, Ultrasound | TRANSDUCERULTRASOUND-SonoSite-P21X 5-1 | [12 empty] | TU-A | [9 empty] | Transducer, Ultrasound | TRANSDUCERULTRASOUND | Transducer, Ultrasound | SonoSite
YES | YES | [5 empty] | SonoSite | P21X 5-1 |  | 03NZMB | TMC - HERMANN - ADULT ER (1HP) | [6 empty] | TMC | Memorial Hermann-Texas Medical Center | TMC - HERMANN - ADULT ER (1HP) | Hallway |  |  |  | No PM Sticker |  | Transducer, Ultrasound | TRANSDUCERULTRASOUND-SonoSite-P21X 5-1 | [12 empty] | TU-A | [9 empty] | Transducer, Ultrasound | TRANSDUCERULTRASOUND | Transducer, Ultrasound | SonoSite
YES | YES |  |  |  | 099-12129 | 099-12129 | SonoSite | P21X 5-1 |  | 03P215 | TMC - HVI - HEART FAILURE ICU (5HVI) |  |  |  |  | 099-12129 | 099-12129 | TMC | Memorial Hermann-Texas Medical Center | TMC - HVI - HEART FAILURE ICU (5HVI) | Dictation | [5 empty] | Transducer, Ultrasound | TRANSDUCERULTRASOUND-SonoSite-P21X 5-1 | [12 empty] | TU-A | [9 empty] | Transducer, Ultrasound | TRANSDUCERULTRASOUND | Transducer, Ultrasound | SonoSite
YES | YES |  |  |  | 069-28071 | 069-28071 | SonoSite | P21X 5-1 |  | 03GXFM | TMC - RESPIRATORY - ADULT |  |  |  |  | 069-28071 | 069-28071 | TMC | Memorial Hermann-Texas Medical Center | TMC - RESPIRATORY - ADULT |  |  |  |  | No PM Sticker |  | Transducer, Ultrasound | TRANSDUCERULTRASOUND-SonoSite-P21X 5-1 | [12 empty] | TU-A | [9 empty] | Transducer, Ultrasound | TRANSDUCERULTRASOUND | Transducer, Ultrasound | SonoSite
YES | YES |  |  |  | 099-07898 | 099-07898 | SonoSite | P21xp |  | 044djl | TMC - PACU - ROBERTSON (2R) |  |  |  |  | 099-07898 | 099-07898 | TMC | Memorial Hermann-Texas Medical Center | TMC - PACU - ROBERTSON (2R) | Anesthesia workroom |  |  |  | No pm |  | Transducer, Ultrasound | TRANSDUCERULTRASOUND-SonoSite-P21xp | [12 empty] | TU-A | [9 empty] | Transducer, Ultrasound | TRANSDUCERULTRASOUND | Transducer, Ultrasound | SonoSite
YES | YES |  |  |  | 099-07121 | 099-07121 | SonoSite | P21XP 5-1 |  | 043W60 | Serafim or |  |  |  |  | 099-07121 | 099-07121 | TMC | Memorial Hermann-Texas Medical Center | Serafim or | Anesthesia workroom S2414
YES | YES |  |  |  | 099-07567 | 099-07567 | SonoSite | P21xp/5-1 Mhz |  | 041QVK | TMC - MHTMC - CENTRAL SUPPLY |  |  |  |  | 099-07567 | 099-07567 | TMC | Memorial Hermann-Texas Medical Center | TMC - MHTMC - CENTRAL SUPPLY | Pacu
YES | YES |  |  |  | 04MV1Z | 005-33060 | SonoSite | P24550-02 |  | 04MV1Z | ER |  |  |  |  | 04MV1Z | 005-33060 | Woodlands | Memorial Hermann 24-Hour Emergency Care | ER | ER
YES | YES |  |  |  | 069-45480 | 069-45480 | SonoSite | P24550-03 |  | 04phxf | Gen med |  |  |  |  | 069-45480 | 069-45480 | Memorial Hermann- | Tmc | Gen med | Nurse station | 1/1/20 |  | 1/1/21
YES | YES |  |  |  | 069-45821 | 069-45821 | SonoSite | P24550-03 |  | 04QHPJ | MIMU |  |  |  |  | 069-45821 | 069-45821 | TMC | Memorial Hermann TMC | MIMU | Supply RM C2005
YES | YES |  |  |  | 009-33299 | 009-33299 | SonoSite | P24550-03 |  | 04QHJ1 | ER |  |  |  |  | 009-33299 | 009-33299 | Katy | Memorial Hermann Northeast Hospital | ER | Hallway |  |  |  | No p.m.Ooo
YES | YES |  |  |  | 099-12874 | 099-12874 | SonoSite | rP19x |  | 04pyz2 | Gen med |  |  |  |  | 099-12874 | 099-12874 | Memorial Hermann- | Tmc | Gen med | Nurse station | [5 empty] | Transducer, Ultrasound | TRANSDUCERULTRASOUND-SonoSite-rP19x | [12 empty] | TU-A | [9 empty] | Transducer, Ultrasound | TRANSDUCERULTRASOUND | Transducer, Ultrasound | SonoSite
YES | YES |  |  |  | 099-09673 | 099-09673 | SonoSite | rP19x |  | 04dxpf | TMC - SAROFIM 3 - PACU |  |  |  |  | 099-09673 | 099-09673 | TMC | Memorial Hermann-Texas Medical Center | TMC - SAROFIM 3 - PACU | Hall way |  |  |  | No pm |  | Transducer, Ultrasound | TRANSDUCERULTRASOUND-SonoSite-rP19x | [12 empty] | TU-A | [9 empty] | Transducer, Ultrasound | TRANSDUCERULTRASOUND | Transducer, Ultrasound | SonoSite
YES | YES |  |  |  | 099-11580 | 099-11580 | SonoSite | rP19x/5-1 |  | 04Q6BV | MIMU |  |  |  |  | 099-11580 | 099-11580 | TMC | Memorial Hermann TMC | MIMU | Supply RM C2005
YES | YES |  |  |  | J-09213 | 099-09213 | SonoSite | RP19XP/5-1 |  | 04KYB7 | TMC - SAROFIM 3 - OR |  |  |  |  | J-09213 | 099-09213 | TMC | TMC | TMC - SAROFIM 3 - OR | OR3
NO | YES | Asset Tag 929-00764 |  |  | 929-00764 | 929-00764 | SonoSite | S-Cath |  | WK3H6X | [5 empty] | 929-00764 | 929-00764 |  | Memorial Hermann Houston |  | Emergency |  |  |  |  | Ultrasound | Ultrasound, Diagnostic | ULTRASOUNDDIAGNOSTIC-SonoSite-S-Cath | [12 empty] | UD-A | [9 empty] | Ultrasound, Diagnostic | ULTRASOUNDDIAGNOSTIC | Ultrasound, Diagnostic | SonoSite
NO | YES | Serial Number 03J14C |  |  | 029-06579 | 029-06579 | SonoSite | S-Cath |  | 03J14C | Woodlands-PCU6 |  |  |  |  | 029-06579 | 029-06579 | Woodlands | MHHS-Woodlands | Woodlands-PCU6 | Nurse Station |  |  |  | No p.m. |  | Ultrasound, Diagnostic | ULTRASOUNDDIAGNOSTIC-SonoSite-S-Cath | [12 empty] | UD-A | [9 empty] | Ultrasound, Diagnostic | ULTRASOUNDDIAGNOSTIC | Ultrasound, Diagnostic | SonoSite
NO | YES | Serial Number 03NG7J |  |  | 241-01712 | 241-01712 | SonoSite | S-Cath |  | 03NG7J | TIRR - SCan |  |  |  |  | 241-01712 | 241-01712 | TMC | TIRR Memorial Hermann | TIRR - SCan | St scan |  |  |  | Trade-in philips will pickup |  | Ultrasound, Diagnostic | ULTRASOUNDDIAGNOSTIC-SonoSite-S-Cath | [12 empty] | UD-A | [9 empty] | Ultrasound, Diagnostic | ULTRASOUNDDIAGNOSTIC | Ultrasound, Diagnostic | SonoSite
YES | YES | Serial Number 049KX3 |  |  | 005-07387 | 005-07387 | SonoSite | S-Cath |  | 049KX3 | SE - EMERGENCY CENTER |  |  |  |  | 005-07387 | 005-07387 | Southeast | Memorial Hermann Southeast Hospital | SE - EMERGENCY CENTER | Hall | [5 empty] | Ultrasound, Diagnostic | ULTRASOUNDDIAGNOSTIC-SonoSite-S-Cath | [12 empty] | UD-A | [9 empty] | Ultrasound, Diagnostic | ULTRASOUNDDIAGNOSTIC | Ultrasound, Diagnostic | SonoSite
NO | YES |  |  |  | 005-07393 | 005-07393 | SonoSite | S-Cath |  | 03H8C3 | Radiology W2:269 |  |  |  |  | 005-07393 | 005-07393 | Southeast | Memorial Hermann Southeast Hospital | Radiology W2:269 | Pt holding |  |  |  | No pm sticker |  | Ultrasound, Diagnostic | ULTRASOUNDDIAGNOSTIC-SonoSite-S-Cath | [12 empty] | UD-A | [9 empty] | Ultrasound, Diagnostic | ULTRASOUNDDIAGNOSTIC | Ultrasound, Diagnostic | SonoSite
NO | YES |  |  |  | 005-08794 | 005-08794 | SonoSite | S-Cath |  | 03MQ86 | SE-Noninvasive Cardiology |  |  |  |  | 005-08794 | 005-08794 | Southeast | MHHS-Southeast | SE-Noninvasive Cardiology | Recovery bay 2 | [5 empty] | Ultrasound, Diagnostic | ULTRASOUNDDIAGNOSTIC-SonoSite-S-Cath | [12 empty] | UD-A | [9 empty] | Ultrasound, Diagnostic | ULTRASOUNDDIAGNOSTIC | Ultrasound, Diagnostic | SonoSite
NO | YES |  |  |  | 005-08791 | 005-08791 | SonoSite | S-Cath |  | P08778 | SE-Cath Lab |  |  |  |  | 005-08791 | 005-08791 | Southeast | MHHS-Southeast | SE-Cath Lab | Room 2 | [5 empty] | Ultrasound, Diagnostic | ULTRASOUNDDIAGNOSTIC-SonoSite-S-Cath | [12 empty] | UD-A | [9 empty] | Ultrasound, Diagnostic | ULTRASOUNDDIAGNOSTIC | Ultrasound, Diagnostic | SonoSite
YES | YES |  |  |  | 069-28055 | 069-28055 | SonoSite | S-Cath |  | 03H9RT | TMC - JONES - TX TRAUMA (6J) |  |  |  |  | 069-28055 | 069-28055 | TMC | Memorial Hermann-Texas Medical Center | TMC - JONES - TX TRAUMA (6J) | S7 216 | 2/1/18 |  | 2/1/19 |  |  | Ultrasound, Diagnostic | ULTRASOUNDDIAGNOSTIC-SonoSite-S-Cath | [12 empty] | UD-A | [9 empty] | Ultrasound, Diagnostic | ULTRASOUNDDIAGNOSTIC | Ultrasound, Diagnostic | SonoSite
NO | YES |  |  |  | 129-01898 | 129-01898 | SonoSite | S-Nerve |  | 03H9Q9 | Imaging, Anesthesia |  |  |  |  | 129-01898 | 129-01898 | Sugar Land | MH SL | Imaging, Anesthesia | Surgery |  |  |  |  | Ultrasound | Ultrasound, Diagnostic | ULTRASOUNDDIAGNOSTIC-SonoSite-S-Nerve | [12 empty] | UD-A | [7 empty] | 9/1/09 |  | Ultrasound, Diagnostic | ULTRASOUNDDIAGNOSTIC | Ultrasound, Diagnostic | SonoSite
YES | YES |  |  |  | 129-31728 | 129-31728 | SonoSite | S-Nerve |  |  | Sugar Land OR |  |  |  |  | 129-31728 | 129-31728 | Sugar Land | Memorial Hermann Sugar Land Hospital | Sugar Land OR | Day Stay | [5 empty] | Ultrasound, Diagnostic | ULTRASOUNDDIAGNOSTIC-SonoSite-S-Nerve | [12 empty] | UD-A | [9 empty] | Ultrasound, Diagnostic | ULTRASOUNDDIAGNOSTIC | Ultrasound, Diagnostic | SonoSite
NO | YES |  |  |  | 145-00708 | 145-00708 | SonoSite | SII |  | 046R60 | Pearland-Cardiac Cath Lab |  |  |  |  | 145-00708 | 145-00708 | Pearland | MHHS-Pearland Hospital | Pearland-Cardiac Cath Lab | Procedure Room S2 225 | 2/1/19 | 2/1/20 |  |  |  | Ultrasound, Diagnostic | ULTRASOUNDDIAGNOSTIC-SonoSite-SII | [12 empty] | UD-A | [9 empty] | Ultrasound, Diagnostic | ULTRASOUNDDIAGNOSTIC | Ultrasound, Diagnostic | SonoSite
YES | YES |  |  |  | 009-10519 | 009-10519 | SonoSite | SII |  | 048GLP | Emergency Center |  |  |  |  | 009-10519 | 009-10519 | Central | Memorial Hermann Urgent Care Greater Heights (#100) | Emergency Center | Nurses Station | 4/1/19 | 4/1/20 |  |  |  | Ultrasound, Diagnostic | ULTRASOUNDDIAGNOSTIC-SonoSite-SII | [12 empty] | UD-A | [9 empty] | Ultrasound, Diagnostic | ULTRASOUNDDIAGNOSTIC | Ultrasound, Diagnostic | SonoSite
YES | YES |  |  |  | 129-31352 | 129-31352 | SonoSite | SII |  | 04PVKJ | Sugar Land Cath Lab |  |  |  |  | 129-31352 | 129-31352 | Sugar Land | SL MH | Sugar Land Cath Lab | Cath Lab B, W1 271.3 | 2/1/20 | 2/1/21 |  |  | Ultrasound System | Ultrasound, Diagnostic | ULTRASOUNDDIAGNOSTIC-SonoSite-SII | [12 empty] | UD-A | [7 empty] | 2/1/20 |  | Ultrasound, Diagnostic | ULTRASOUNDDIAGNOSTIC | Ultrasound, Diagnostic | SonoSite
NO | YES |  |  |  | 099-07607 | 099-07607 | SonoSite | SII |  | 04G62B | TMC-OR-Pedi OR (2R) |  |  |  |  | 099-07607 | 099-07607 | TMC | MHHS-TMC | TMC-OR-Pedi OR (2R) | OR 7 | [5 empty] | Ultrasound, Diagnostic | ULTRASOUNDDIAGNOSTIC-SonoSite-SII | [12 empty] | UD-A | [9 empty] | Ultrasound, Diagnostic | ULTRASOUNDDIAGNOSTIC | Ultrasound, Diagnostic | SonoSite
YES | YES |  |  |  | 005-12323 | 005-12323 | Sonosite | Sonosite SII |  | 04C20X | [5 empty] | 005-12323 | 005-12323 |  | Herman Memorial 2555 Gulf Freeway, League City |  | ER Cubby | 2/1/20 | 2/1/21
YES | YES |  |  |  | 069-41334 | 069-41334 | SonoSite | X port |  |  | TMC - PACU - ROBERTSON (2R) |  |  |  |  | 069-41334 | 069-41334 | TMC | Memorial Hermann-Texas Medical Center | TMC - PACU - ROBERTSON (2R) | Anesthesia workroom |  |  |  | No pm
YES | YES |  |  |  | 145-00583 | 145-00583 | SonoSite | X-Porte |  |  | PEARLAND - EMERGENCY CENTER |  |  |  |  | 145-00583 | 145-00583 | Pearland | Memorial Hermann Pearland Hospital | PEARLAND - EMERGENCY CENTER | ER nurses station | [5 empty] | Ultrasound, Diagnostic | ULTRASOUNDDIAGNOSTIC-SonoSite-X-Porte | [12 empty] | UD-A | [9 empty] | Ultrasound, Diagnostic | ULTRASOUNDDIAGNOSTIC | Ultrasound, Diagnostic | SonoSite
YES | YES |  |  |  | 029-13058 | 029-13058 | SONOSITE | X-PORTE | [7 empty] | 029-13058 | 029-13058 | Woodlands | MH WOOD |  | Q57912 | [5 empty] | Ultrasound, Diagnostic | ULTRASOUNDDIAGNOSTIC-SonoSite-X-Porte | [12 empty] | UD-A | [9 empty] | Ultrasound, Diagnostic | ULTRASOUNDDIAGNOSTIC | Ultrasound, Diagnostic | SonoSite
YES | YES |  |  |  | 029-13059 | 029-13059 | Sonosite | X-Porte |  | Q57JF | [5 empty] | 029-13059 | 029-13059 | Woodlands | HM Woodlands |  | US 3 | 2/1/20 | 2/1/20 |  |  |  | Ultrasound, Diagnostic | ULTRASOUNDDIAGNOSTIC-SonoSite-X-Porte | [12 empty] | UD-A | [9 empty] | Ultrasound, Diagnostic | ULTRASOUNDDIAGNOSTIC | Ultrasound, Diagnostic | SonoSite
YES | YES |  |  |  | 069-41336 | 069-41336 | SonoSite | X-Porte |  |  | Serafim or |  |  |  |  | 069-41336 | 069-41336 | TMC | Memorial Hermann-Texas Medical Center | Serafim or | Anesthesia workroom S2414 | [5 empty] | Ultrasound, Diagnostic | ULTRASOUNDDIAGNOSTIC-SonoSite-X-Porte | [12 empty] | UD-A | [9 empty] | Ultrasound, Diagnostic | ULTRASOUNDDIAGNOSTIC | Ultrasound, Diagnostic | SonoSite
YES | YES |  |  |  | 005-08370 | 005-08370 | SonoSite | X-Porte |  |  | SE - EMERGENCY CENTER |  |  |  |  | 005-08370 | 005-08370 | Southeast | Memorial Hermann Southeast Hospital | SE - EMERGENCY CENTER | Hallway | [5 empty] | Ultrasound, Diagnostic | ULTRASOUNDDIAGNOSTIC-SonoSite-X-Porte | [12 empty] | UD-A | [9 empty] | Ultrasound, Diagnostic | ULTRASOUNDDIAGNOSTIC | Ultrasound, Diagnostic | SonoSite
YES | YES | Serial Number 03XV9M |  |  | 009-33164 | 009-33164 | Sonosite | X-Porte |  | 03XV9M | TIRR-RADIOLOGY |  |  |  |  | 009-33164 | 009-33164 | TIRR | MHHS-TIRR | TIRR-RADIOLOGY | Ultrasound |  |  |  | Replaced 141-01008
YES | YES |  |  |  | 029-13057 | 029-13057 | SONOSITE | X-PORTE TTC | [7 empty] | 029-13057 | 029-13057
YES | YES |  |  |  | J69-46912 | 069-46912 | SonoSite | X-Porte TTC |  |  | TMC - GI/ENDO - ADULT (1J) |  |  |  |  | J69-46912 | 069-46912 | TMC | Memorial Hermann-Texas Medical Center | TMC - GI/ENDO - ADULT (1J)
NO | YES |  |  |  | 013-15139 |  | SonoSite, Inc. | 180 PLUS |  | 030B9F | SW - RADIOLOGY | MHHS-Southwest |  | Ultrasound, Diagnostic |  | 013-15139 |  | Southwest |  | SW - RADIOLOGY |  | 9/11/17 |  |  |  | ULTRASONIC UNITS, DIAGNOSTIC |  | ULTRASOUNDDIAGNOSTIC-SonoSite-180PLUS | ULTRASOUNDDIAGNOSTIC | 180PLUS |  |  |  | SonoSite | Ultrasound, Diagnostic |  |  | ULTRASOUNDDIAGNOSTIC-SonoSite-180PLUS | 3/1/14 |  |  | Covered PM Repair - Biomedical | MHHS-Southwest
NO | YES |  |  |  |  | 029-01955 | SonoSite, Inc. | 180 PLUS |  | 0305DB | Woodlands-Radiology | MHHS-Woodlands |  | Ultrasound, Diagnostic |  |  | 029-01955 | Woodlands | MHHS-Woodlands | Woodlands-Radiology | PEDS storage | 8/1/18 |  | 8/1/19 |  | ULTRASONIC UNITS, DIAGNOSTIC | Ultrasound, Diagnostic | ULTRASOUNDDIAGNOSTIC-SonoSite-180PLUS | ULTRASOUNDDIAGNOSTIC | 180PLUS |  |  |  | SonoSite | Ultrasound, Diagnostic |  |  | ULTRASOUNDDIAGNOSTIC-SonoSite-180PLUS | 1/23/15 |  | UD-A | Covered PM Repair - Biomedical | MHHS-Woodlands | [8 empty] | ULTRASOUNDDIAGNOSTIC | Ultrasound, Diagnostic | SonoSite
NO | NO |  |  |  | R-005-ORSONO1 |  | SonoSite, Inc. | 180 PLUS |  | 033KMM | SE - OR | MHHS-Southeast |  | Ultrasound, Diagnostic |  | R-005-ORSONO1 |  | Southeast & Bay Area |  | SE - OR | [5 empty] | ULTRASONIC UNITS, DIAGNOSTIC |  | ULTRASOUNDDIAGNOSTIC-SonoSite-180PLUS | ULTRASOUNDDIAGNOSTIC | 180PLUS |  |  |  | SonoSite | Ultrasound, Diagnostic |  |  | ULTRASOUNDDIAGNOSTIC-SonoSite-180PLUS |  |  |  | Covered PM Repair - Biomedical | MHHS-Southeast
NO | NO | [5 empty] | SonoSite, Inc. | C60X/5-2 |  | 03T2GZ | WOODLANDS - OR | MHHS-Woodlands | [5 empty] | Woodlands |  | WOODLANDS - OR | [5 empty] | PROBES, ULTRASONIC |  | .needs class | [5 empty] | SonoSite | [7 empty] | Not Covered Vendor Only - Biomedical | MHHS-Woodlands
NO | NO |  |  |  | 013-36175 |  | SonoSite, Inc. | EDGE |  | 03WC81 | SW - ICU | MHHS-Southwest |  | Ultrasound, Diagnostic |  | 013-36175 |  | Southwest |  | SW - ICU | [5 empty] | ULTRASONIC UNITS, DIAGNOSTIC |  | ULTRASOUNDDIAGNOSTIC-SonoSite-Edge | ULTRASOUNDDIAGNOSTIC | Edge |  |  |  | SonoSite | Ultrasound, Diagnostic |  | ULTRASOUNDDIAGNOSTIC-SonoSite-Edge |  |  |  |  | Covered PM Repair - Biomedical | MHHS-Southwest
NO | NO |  |  |  | R-069-SONOER2122 |  | SonoSite, Inc. | EDGE |  | 03P542 | TMC - HERMANN - ADULT ER (1HP) | MHHS-TMC |  | Ultrasound, Diagnostic |  | R-069-SONOER2122 |  | TMC |  | TMC - HERMANN - ADULT ER (1HP) | [5 empty] | ULTRASONIC UNITS, DIAGNOSTIC |  | ULTRASOUNDDIAGNOSTIC-SonoSite-Edge | ULTRASOUNDDIAGNOSTIC | Edge |  |  |  | SonoSite | Ultrasound, Diagnostic |  | ULTRASOUNDDIAGNOSTIC-SonoSite-Edge |  |  |  |  | Covered PM Repair - Biomedical | MHHS-TMC
NO | NO |  |  |  | R-069-SONOER56 |  | SonoSite, Inc. | EDGE |  | 03X67D | TMC - HERMANN - ADULT ER (1HP) | MHHS-TMC |  | Ultrasound, Diagnostic |  | R-069-SONOER56 |  | TMC |  | TMC - HERMANN - ADULT ER (1HP) | [5 empty] | ULTRASONIC UNITS, DIAGNOSTIC |  | ULTRASOUNDDIAGNOSTIC-SonoSite-Edge | ULTRASOUNDDIAGNOSTIC | Edge |  |  |  | SonoSite | Ultrasound, Diagnostic |  | ULTRASOUNDDIAGNOSTIC-SonoSite-Edge |  |  |  |  | Covered PM Repair - Biomedical | MHHS-TMC
NO | NO |  |  |  | R-069-SONOER78 |  | SonoSite, Inc. | EDGE |  | 03P566 | TMC - HERMANN - ADULT ER (1HP) | MHHS-TMC |  | Ultrasound, Diagnostic |  | R-069-SONOER78 |  | TMC |  | TMC - HERMANN - ADULT ER (1HP) | [5 empty] | ULTRASONIC UNITS, DIAGNOSTIC |  | ULTRASOUNDDIAGNOSTIC-SonoSite-Edge | ULTRASOUNDDIAGNOSTIC | Edge |  |  |  | SonoSite | Ultrasound, Diagnostic |  | ULTRASOUNDDIAGNOSTIC-SonoSite-Edge |  |  |  |  | Covered PM Repair - Biomedical | MHHS-TMC
NO | NO |  |  |  | R-069-LFUS1 |  | SonoSite, Inc. | EDGE |  | 0419J0 | TMC - HERMANN - LIFE FLIGHT (11HP) | MHHS-TMC |  | Ultrasound, Diagnostic |  | R-069-LFUS1 |  | TMC |  | TMC - HERMANN - LIFE FLIGHT (11HP) | [5 empty] | ULTRASONIC UNITS, DIAGNOSTIC |  | ULTRASOUNDDIAGNOSTIC-SonoSite-Edge | ULTRASOUNDDIAGNOSTIC | Edge |  |  |  | SonoSite | Ultrasound, Diagnostic |  | ULTRASOUNDDIAGNOSTIC-SonoSite-Edge |  |  |  |  | Covered PM Repair - Biomedical | MHHS-TMC
NO | NO |  |  |  | R-069-LFUS2 |  | SonoSite, Inc. | EDGE |  | 03NNV0 | TMC - HERMANN - LIFE FLIGHT (11HP) | MHHS-TMC |  | Ultrasound, Diagnostic |  | R-069-LFUS2 |  | TMC |  | TMC - HERMANN - LIFE FLIGHT (11HP) | [5 empty] | ULTRASONIC UNITS, DIAGNOSTIC |  | ULTRASOUNDDIAGNOSTIC-SonoSite-Edge | ULTRASOUNDDIAGNOSTIC | Edge |  |  |  | SonoSite | Ultrasound, Diagnostic |  | ULTRASOUNDDIAGNOSTIC-SonoSite-Edge |  |  |  |  | Covered PM Repair - Biomedical | MHHS-TMC
NO | NO |  |  |  | R-069-LFUS3 |  | SonoSite, Inc. | EDGE |  | 03P5B6 | TMC - HERMANN - LIFE FLIGHT (11HP) | MHHS-TMC |  | Ultrasound, Diagnostic |  | R-069-LFUS3 |  | TMC |  | TMC - HERMANN - LIFE FLIGHT (11HP) | [5 empty] | ULTRASONIC UNITS, DIAGNOSTIC |  | ULTRASOUNDDIAGNOSTIC-SonoSite-Edge | ULTRASOUNDDIAGNOSTIC | Edge |  |  |  | SonoSite | Ultrasound, Diagnostic |  | ULTRASOUNDDIAGNOSTIC-SonoSite-Edge |  |  |  |  | Covered PM Repair - Biomedical | MHHS-TMC
NO | NO |  |  |  | R-069-LFUS4 |  | SonoSite, Inc. | EDGE |  | 03P5MM | TMC - HERMANN - LIFE FLIGHT (11HP) | MHHS-TMC |  | Ultrasound, Diagnostic |  | R-069-LFUS4 |  | TMC |  | TMC - HERMANN - LIFE FLIGHT (11HP) | [5 empty] | ULTRASONIC UNITS, DIAGNOSTIC |  | ULTRASOUNDDIAGNOSTIC-SonoSite-Edge | ULTRASOUNDDIAGNOSTIC | Edge |  |  |  | SonoSite | Ultrasound, Diagnostic |  | ULTRASOUNDDIAGNOSTIC-SonoSite-Edge |  |  |  |  | Covered PM Repair - Biomedical | MHHS-TMC
NO | NO |  |  |  | R-069-LFUS5 |  | SonoSite, Inc. | EDGE |  | 03P5HN | TMC - HERMANN - LIFE FLIGHT (11HP) | MHHS-TMC |  | Ultrasound, Diagnostic |  | R-069-LFUS5 |  | TMC |  | TMC - HERMANN - LIFE FLIGHT (11HP) | [5 empty] | ULTRASONIC UNITS, DIAGNOSTIC |  | ULTRASOUNDDIAGNOSTIC-SonoSite-Edge | ULTRASOUNDDIAGNOSTIC | Edge |  |  |  | SonoSite | Ultrasound, Diagnostic |  | ULTRASOUNDDIAGNOSTIC-SonoSite-Edge |  |  |  |  | Covered PM Repair - Biomedical | MHHS-TMC
NO | NO |  |  |  | R-069-LFUS6 |  | SonoSite, Inc. | EDGE |  | 03NNY7 | TMC - HERMANN - LIFE FLIGHT (11HP) | MHHS-TMC |  | Ultrasound, Diagnostic |  | R-069-LFUS6 |  | TMC |  | TMC - HERMANN - LIFE FLIGHT (11HP) | [5 empty] | ULTRASONIC UNITS, DIAGNOSTIC |  | ULTRASOUNDDIAGNOSTIC-SonoSite-Edge | ULTRASOUNDDIAGNOSTIC | Edge |  |  |  | SonoSite | Ultrasound, Diagnostic |  | ULTRASOUNDDIAGNOSTIC-SonoSite-Edge |  |  |  |  | Covered PM Repair - Biomedical | MHHS-TMC
NO | NO |  |  |  | R-069-SONOPER |  | SonoSite, Inc. | EDGE |  | 03NNBQ | TMC - HERMANN - PEDI ER (1HP) | MHHS-TMC |  | Ultrasound, Diagnostic |  | R-069-SONOPER |  | TMC |  | TMC - HERMANN - PEDI ER (1HP) | [5 empty] | ULTRASONIC UNITS, DIAGNOSTIC |  | ULTRASOUNDDIAGNOSTIC-SonoSite-Edge | ULTRASOUNDDIAGNOSTIC | Edge |  |  |  | SonoSite | Ultrasound, Diagnostic |  | ULTRASOUNDDIAGNOSTIC-SonoSite-Edge |  |  |  |  | Covered PM Repair - Biomedical | MHHS-TMC
NO | NO |  |  |  | R-069-BURNUS1 |  | SonoSite, Inc. | EDGE |  | 03RB8C | TMC - JONES - BURN UNIT (8J) | MHHS-TMC |  | Ultrasound, Diagnostic |  | R-069-BURNUS1 |  | TMC |  | TMC - JONES - BURN UNIT (8J) | [5 empty] | ULTRASONIC UNITS, DIAGNOSTIC |  | ULTRASOUNDDIAGNOSTIC-SonoSite-Edge | ULTRASOUNDDIAGNOSTIC | Edge |  |  |  | SonoSite | Ultrasound, Diagnostic |  | ULTRASOUNDDIAGNOSTIC-SonoSite-Edge |  |  |  |  | Covered PM Repair - Biomedical | MHHS-TMC
NO | NO |  |  |  | R-069-SPINEUS |  | SonoSite, Inc. | EDGE |  | 03Y9WJ | TMC - JONES - NEURO ELECTIVE (4J) | MHHS-TMC |  | Ultrasound, Diagnostic |  | R-069-SPINEUS |  | TMC |  | TMC - JONES - NEURO ELECTIVE (4J) | [5 empty] | ULTRASONIC UNITS, DIAGNOSTIC |  | ULTRASOUNDDIAGNOSTIC-SonoSite-Edge | ULTRASOUNDDIAGNOSTIC | Edge |  |  |  | SonoSite | Ultrasound, Diagnostic |  | ULTRASOUNDDIAGNOSTIC-SonoSite-Edge |  |  |  |  | Covered PM Repair - Biomedical | MHHS-TMC
NO | NO |  |  |  | R-069-NSICUS1 |  | SonoSite, Inc. | EDGE |  | 03R75T | TMC - JONES - NEURO ICU (7J) | MHHS-TMC |  | Ultrasound, Diagnostic |  | R-069-NSICUS1 |  | TMC |  | TMC - JONES - NEURO ICU (7J) | [5 empty] | ULTRASONIC UNITS, DIAGNOSTIC |  | ULTRASOUNDDIAGNOSTIC-SonoSite-Edge | ULTRASOUNDDIAGNOSTIC | Edge |  |  |  | SonoSite | Ultrasound, Diagnostic |  | ULTRASOUNDDIAGNOSTIC-SonoSite-Edge |  |  |  |  | Covered PM Repair - Biomedical | MHHS-TMC
NO | NO |  |  |  | R-069-NSICUS2 |  | SonoSite, Inc. | EDGE |  | 03P56F | TMC - JONES - NEURO ICU (7J) | MHHS-TMC |  | Ultrasound, Diagnostic |  | R-069-NSICUS2 |  | TMC |  | TMC - JONES - NEURO ICU (7J) | [5 empty] | ULTRASONIC UNITS, DIAGNOSTIC |  | ULTRASOUNDDIAGNOSTIC-SonoSite-Edge | ULTRASOUNDDIAGNOSTIC | Edge |  |  |  | SonoSite | Ultrasound, Diagnostic |  | ULTRASOUNDDIAGNOSTIC-SonoSite-Edge |  |  |  |  | Covered PM Repair - Biomedical | MHHS-TMC
NO | NO |  |  |  | R-069-SONO13 |  | SonoSite, Inc. | EDGE |  | 03WDB0 | TMC - OR - ANESTHESIA (2HP) | MHHS-TMC |  | Ultrasound, Diagnostic |  | R-069-SONO13 |  | TMC |  | TMC - OR - ANESTHESIA (2HP) | [5 empty] | ULTRASONIC UNITS, DIAGNOSTIC |  | ULTRASOUNDDIAGNOSTIC-SonoSite-Edge | ULTRASOUNDDIAGNOSTIC | Edge |  |  |  | SonoSite | Ultrasound, Diagnostic |  | ULTRASOUNDDIAGNOSTIC-SonoSite-Edge |  |  |  |  | Covered PM Repair - Biomedical | MHHS-TMC
NO | NO |  |  |  | R-069-SONO15 |  | SonoSite, Inc. | EDGE |  | 03WDBQ | TMC - OR - ANESTHESIA (2HP) | MHHS-TMC |  | Ultrasound, Diagnostic |  | R-069-SONO15 |  | TMC |  | TMC - OR - ANESTHESIA (2HP) | [5 empty] | ULTRASONIC UNITS, DIAGNOSTIC |  | ULTRASOUNDDIAGNOSTIC-SonoSite-Edge | ULTRASOUNDDIAGNOSTIC | Edge |  |  |  | SonoSite | Ultrasound, Diagnostic |  | ULTRASOUNDDIAGNOSTIC-SonoSite-Edge |  |  |  |  | Covered PM Repair - Biomedical | MHHS-TMC
NO | NO |  |  |  | R-069-SONO19 |  | SonoSite, Inc. | EDGE |  | 03WDB8 | TMC - OR - ANESTHESIA (2HP) | MHHS-TMC |  | Ultrasound, Diagnostic |  | R-069-SONO19 |  | TMC |  | TMC - OR - ANESTHESIA (2HP) | [5 empty] | ULTRASONIC UNITS, DIAGNOSTIC |  | ULTRASOUNDDIAGNOSTIC-SonoSite-Edge | ULTRASOUNDDIAGNOSTIC | Edge |  |  |  | SonoSite | Ultrasound, Diagnostic |  | ULTRASOUNDDIAGNOSTIC-SonoSite-Edge |  |  |  |  | Covered PM Repair - Biomedical | MHHS-TMC
NO | NO |  |  |  | R-069-SONO20 |  | SonoSite, Inc. | EDGE |  | 03VZTG | TMC - OR - ANESTHESIA (2HP) | MHHS-TMC |  | Ultrasound, Diagnostic |  | R-069-SONO20 |  | TMC |  | TMC - OR - ANESTHESIA (2HP) | [5 empty] | ULTRASONIC UNITS, DIAGNOSTIC |  | ULTRASOUNDDIAGNOSTIC-SonoSite-Edge | ULTRASOUNDDIAGNOSTIC | Edge |  |  |  | SonoSite | Ultrasound, Diagnostic |  | ULTRASOUNDDIAGNOSTIC-SonoSite-Edge |  |  |  |  | Covered PM Repair - Biomedical | MHHS-TMC
NO | NO |  |  |  | R-069-SONO9 |  | SonoSite, Inc. | EDGE |  | 03WDBG | TMC - OR - ANESTHESIA (2HP) | MHHS-TMC |  | Ultrasound, Diagnostic |  | R-069-SONO9 |  | TMC |  | TMC - OR - ANESTHESIA (2HP) | [5 empty] | ULTRASONIC UNITS, DIAGNOSTIC |  | ULTRASOUNDDIAGNOSTIC-SonoSite-Edge | ULTRASOUNDDIAGNOSTIC | Edge |  |  |  | SonoSite | Ultrasound, Diagnostic |  | ULTRASOUNDDIAGNOSTIC-SonoSite-Edge |  |  |  |  | Covered PM Repair - Biomedical | MHHS-TMC
NO | YES |  |  |  | 151-01627 | 151-01627 | SonoSite, Inc. | EDGE II |  | 046FRZ | CY-OR | MHHS-Cypress |  | Ultrasound, Diagnostic |  | 151-01627 | 151-01627 | Northwest | MHHS-Cypress | CY-OR | OR 6 | 2/1/18 |  |  |  | ULTRASOUND SURGICAL UNITS | Ultrasound, Diagnostic | ULTRASOUNDDIAGNOSTIC-SonoSite-EDGE II | ULTRASOUNDDIAGNOSTIC | EDGE II |  |  |  | SonoSite | Ultrasound, Diagnostic |  | ULTRASOUNDDIAGNOSTIC-SonoSite-EDGE II |  | 6/25/18 |  | UD-A | Covered PM Repair - Biomedical | MHHS-Cypress | [8 empty] | ULTRASOUNDDIAGNOSTIC | Ultrasound, Diagnostic | SonoSite
NO | YES |  |  |  | 005-33558 | 005-33558 | SonoSite, Inc. | EDGE II |  | 04L2JW | SE - OR | MHHS-Southeast |  | Ultrasound, Diagnostic |  | 005-33558 | 005-33558 | Southeast & Bay Area | Memorial Herman 11800 Astoria | SE - OR |  | 5/1/19 | 5/1/20 |  |  | ULTRASOUND SURGICAL UNITS | Ultrasound, Diagnostic | ULTRASOUNDDIAGNOSTIC-SonoSite-EDGE II | ULTRASOUNDDIAGNOSTIC | EDGE II |  |  |  | SonoSite | Ultrasound, Diagnostic |  | ULTRASOUNDDIAGNOSTIC-SonoSite-EDGE II |  |  |  | UD-A | Covered PM Repair - Biomedical | MHHS-Southeast | [8 empty] | ULTRASOUNDDIAGNOSTIC | Ultrasound, Diagnostic | SonoSite
NO | YES |  |  |  | 069-46876 | 069-46876 | SonoSite, Inc. | EDGE II |  | Q56XZT | HVI-Cath Lab - Floor 2 | MHHS-TMC |  | Ultrasound, Diagnostic |  | 069-46876 | 069-46876 | TMC | Memorial Hermann-Texas Medical Center | HVI-Cath Lab - Floor 2 | Room 1 |  |  | 3/1/20 | No pm sticker | ULTRASOUND SURGICAL UNITS | Ultrasound, Diagnostic | ULTRASOUNDDIAGNOSTIC-SonoSite-EDGE II | ULTRASOUNDDIAGNOSTIC | EDGE II |  |  |  | SonoSite | Ultrasound, Diagnostic |  | ULTRASOUNDDIAGNOSTIC-SonoSite-EDGE II |  |  |  | UD-A | Covered PM Repair - Biomedical | MHHS-TMC | [8 empty] | ULTRASOUNDDIAGNOSTIC | Ultrasound, Diagnostic | SonoSite
NO | YES |  |  |  | 069-46913 | 069-46913 | SonoSite, Inc. | EDGE II |  | Q578XC | TMC-OR-Anesthesia (Contract Equip) | MHHS-TMC |  | Ultrasound, Diagnostic |  | 069-46913 | 069-46913 | TMC | MHHS-TMC | TMC-OR-Anesthesia (Contract Equip) | OR 9 |  |  |  |  | ULTRASOUND SURGICAL UNITS |  | ULTRASOUNDDIAGNOSTIC-SonoSite-EDGE II | ULTRASOUNDDIAGNOSTIC | EDGE II |  |  |  | SonoSite | Ultrasound, Diagnostic |  | ULTRASOUNDDIAGNOSTIC-SonoSite-EDGE II |  |  |  |  | Covered PM Repair - Biomedical | MHHS-TMC
NO | YES |  |  |  | 029-10251 | 029-10251 | SonoSite, Inc. | EDGE II |  | 043ZXP | Woodlands-CVICU | MHHS-Woodlands |  | Ultrasound, Diagnostic |  | 029-10251 | 029-10251 | Woodlands | MHHS-Woodlands | Woodlands-CVICU | CVICU | 5/1/19 |  | 5/1/20 |  | ULTRASOUND SURGICAL UNITS | Ultrasound, Diagnostic | ULTRASOUNDDIAGNOSTIC-SonoSite-EDGE II | ULTRASOUNDDIAGNOSTIC | EDGE II |  |  |  | SonoSite | Ultrasound, Diagnostic |  | ULTRASOUNDDIAGNOSTIC-SonoSite-EDGE II |  |  |  | UD-A | Covered PM Repair - Biomedical | MHHS-Woodlands | [8 empty] | ULTRASOUNDDIAGNOSTIC | Ultrasound, Diagnostic | SonoSite
NO | YES |  |  |  | 029-32002 | 029-32002 | SonoSite, Inc. | EDGE II |  | Q4X4W6 | Woodlands-ICU | MHHS-Woodlands |  | Ultrasound, Diagnostic |  | 029-32002 | 029-32002 | Woodlands | MHHS-Woodlands | Woodlands-ICU | Hallway | 5/1/18 |  |  |  | ULTRASOUND SURGICAL UNITS | Ultrasound, Diagnostic | ULTRASOUNDDIAGNOSTIC-SonoSite-EDGE II | ULTRASOUNDDIAGNOSTIC | EDGE II |  |  |  | SonoSite | Ultrasound, Diagnostic |  | ULTRASOUNDDIAGNOSTIC-SonoSite-EDGE II |  |  |  | UD-A | Covered PM Repair - Biomedical | MHHS-Woodlands | [8 empty] | ULTRASOUNDDIAGNOSTIC | Ultrasound, Diagnostic | SonoSite
NO | YES |  |  |  | 029-32011 | 029-32011 | SonoSite, Inc. | EDGE II |  | Q4ZW56 | Woodlands-ICU | MHHS-Woodlands |  | Ultrasound, Diagnostic |  | 029-32011 | 029-32011 | Woodlands | MHHS-Woodlands | Woodlands-ICU | Hallway | 10/1/18 |  |  |  | ULTRASOUND SURGICAL UNITS | Ultrasound, Diagnostic | ULTRASOUNDDIAGNOSTIC-SonoSite-EDGE II | ULTRASOUNDDIAGNOSTIC | EDGE II |  |  |  | SonoSite | Ultrasound, Diagnostic |  | ULTRASOUNDDIAGNOSTIC-SonoSite-EDGE II |  |  |  | UD-A | Covered PM Repair - Biomedical | MHHS-Woodlands | [8 empty] | ULTRASOUNDDIAGNOSTIC | Ultrasound, Diagnostic | SonoSite
NO | YES |  |  |  | 029-32341 | 029-32341 | SonoSite, Inc. | EDGE II |  | Q52MM5 | Icu neuroscience | MHHS-Woodlands |  | Ultrasound, Diagnostic |  | 029-32341 | 029-32341 | Woodlands | Memorial herman hospital | Icu neuroscience | Memorial herman woodlandl | 6/1/19 |  | 6/1/20 |  | ULTRASOUND SURGICAL UNITS | Ultrasound, Diagnostic | ULTRASOUNDDIAGNOSTIC-SonoSite-EDGE II | ULTRASOUNDDIAGNOSTIC | EDGE II |  |  |  | SonoSite | Ultrasound, Diagnostic |  | ULTRASOUNDDIAGNOSTIC-SonoSite-EDGE II |  |  |  | UD-A | Covered PM Repair - Biomedical | MHHS-Woodlands | [8 empty] | ULTRASOUNDDIAGNOSTIC | Ultrasound, Diagnostic | SonoSite
NO | NO |  |  |  | 151-01628 |  | SonoSite, Inc. | EDGE II |  | 046FRT | CY - L&D | MHHS-Cypress |  | Ultrasound, Diagnostic |  | 151-01628 |  | Northwest & Cypress |  | CY - L&D | [5 empty] | ULTRASOUND SURGICAL UNITS |  | ULTRASOUNDDIAGNOSTIC-SonoSite-EDGE II | ULTRASOUNDDIAGNOSTIC | EDGE II |  |  |  | SonoSite | Ultrasound, Diagnostic |  | ULTRASOUNDDIAGNOSTIC-SonoSite-EDGE II |  |  |  |  | Covered PM Repair - Biomedical | MHHS-Cypress
NO | NO |  |  |  | 009-09368 |  | SonoSite, Inc. | EDGE II |  | Q4M36D | GH - ICU | MHHS-Greater Heights |  | Ultrasound, Diagnostic |  | 009-09368 |  | Central & Greater Heights |  | GH - ICU | [5 empty] | ULTRASOUND SURGICAL UNITS |  | ULTRASOUNDDIAGNOSTIC-SonoSite-EDGE II | ULTRASOUNDDIAGNOSTIC | EDGE II |  |  |  | SonoSite | Ultrasound, Diagnostic |  | ULTRASOUNDDIAGNOSTIC-SonoSite-EDGE II |  |  |  |  | Not Covered Vendor Only - Biomedical | MHHS-Greater Heights
NO | NO |  |  |  | R-005-ORSONO4 |  | SonoSite, Inc. | EDGE II |  | 0440CD | SE - OR | MHHS-Southeast |  | Ultrasound, Diagnostic |  | R-005-ORSONO4 |  | Southeast & Bay Area |  | SE - OR | [5 empty] | ULTRASOUND SURGICAL UNITS |  | ULTRASOUNDDIAGNOSTIC-SonoSite-EDGE II | ULTRASOUNDDIAGNOSTIC | EDGE II |  |  |  | SonoSite | Ultrasound, Diagnostic |  | ULTRASOUNDDIAGNOSTIC-SonoSite-EDGE II |  |  |  |  | Covered PM Repair - Biomedical | MHHS-Southeast
NO | NO |  |  |  | R-069-STICU5 |  | SonoSite, Inc. | EDGE II |  | 045N5T | TMC - HERMANN - STICU (3HP) | MHHS-TMC |  | Ultrasound, Diagnostic |  | R-069-STICU5 |  | TMC |  | TMC - HERMANN - STICU (3HP) | [5 empty] | ULTRASOUND SURGICAL UNITS |  | ULTRASOUNDDIAGNOSTIC-SonoSite-EDGE II | ULTRASOUNDDIAGNOSTIC | EDGE II |  |  |  | SonoSite | Ultrasound, Diagnostic |  | ULTRASOUNDDIAGNOSTIC-SonoSite-EDGE II |  |  |  |  | Covered PM Repair - Biomedical | MHHS-TMC
NO | NO |  |  |  | R-069-TSICUS1 |  | SonoSite, Inc. | EDGE II |  | Q4NPWL | TMC - JONES - TSCU (9J) | MHHS-TMC |  | Ultrasound, Diagnostic |  | R-069-TSICUS1 |  | TMC |  | TMC - JONES - TSCU (9J) | [5 empty] | ULTRASOUND SURGICAL UNITS |  | ULTRASOUNDDIAGNOSTIC-SonoSite-EDGE II | ULTRASOUNDDIAGNOSTIC | EDGE II |  |  |  | SonoSite | Ultrasound, Diagnostic |  | ULTRASOUNDDIAGNOSTIC-SonoSite-EDGE II |  |  |  |  | Covered PM Repair - Biomedical | MHHS-TMC
NO | YES |  |  |  | 029-05649 |  | SonoSite, Inc. | ILOOK 25 |  | 03B3Q2 | WOODLANDS - RADIOLOGY | MHHS-Woodlands |  | Ultrasound, Diagnostic |  | 029-05649 |  | Woodlands |  | WOODLANDS - RADIOLOGY |  | 8/29/19 |  |  |  | ULTRASONIC UNITS, DIAGNOSTIC |  | ULTRASOUNDDIAGNOSTIC-SonoSite-iLook 25 | ULTRASOUNDDIAGNOSTIC | iLook 25 |  |  |  | SonoSite | Ultrasound, Diagnostic |  | ULTRASOUNDDIAGNOSTIC-SonoSite-iLook 25 |  | 11/21/18 |  |  | Covered PM Repair - Biomedical | MHHS-Woodlands
NO | YES | [5 empty] | SonoSite, Inc. | ILOOK 25 |  | 034JT2 | WOODLANDS - RADIOLOGY | MHHS-Woodlands |  | Ultrasound, Diagnostic |  |  |  | Woodlands |  | WOODLANDS - RADIOLOGY |  | 8/29/19 |  |  |  | ULTRASONIC UNITS, DIAGNOSTIC |  | ULTRASOUNDDIAGNOSTIC-SonoSite-iLook 25 | ULTRASOUNDDIAGNOSTIC | iLook 25 |  |  |  | SonoSite | Ultrasound, Diagnostic |  | ULTRASOUNDDIAGNOSTIC-SonoSite-iLook 25 |  |  |  |  | Covered PM Repair - Biomedical | MHHS-Woodlands
NO | NO | [5 empty] | SonoSite, Inc. | ILOOK 25 |  | 03B3NK | WOODLANDS - TERRAMONT ER (CLINIC) | MHHS-Woodlands |  | Ultrasound, Diagnostic |  |  |  | Woodlands |  | WOODLANDS - TERRAMONT ER (CLINIC) | [5 empty] | ULTRASONIC UNITS, DIAGNOSTIC |  | ULTRASOUNDDIAGNOSTIC-SonoSite-iLook 25 | ULTRASOUNDDIAGNOSTIC | iLook 25 |  |  |  | SonoSite | Ultrasound, Diagnostic |  | ULTRASOUNDDIAGNOSTIC-SonoSite-iLook 25 |  |  |  |  | Covered PM Repair - Biomedical | MHHS-Woodlands
NO | YES |  |  |  | 151-01980 | 151-01980 | SonoSite, Inc. | L15600-52 SONOSITE X-PORTE KIOSK |  |  | CY - ICU | MHHS-Cypress |  |  |  | 151-01980 | 151-01980 | Northwest & Cypress | 27800 NW Freeway ER Herman Medical | CY - ICU |  | 4/1/18 |  |  |  | ULTRASONIC UNITS, DIAGNOSTIC | Ultrasound, Diagnostic | ULTRASOUNDDIAGNOSTIC-SonoSite-X-Porte |  |  |  |  | ULTRASOUNDDIAGNOSTIC-SonoSite-X-Porte | SonoSite | [6 empty] | UD-A | Covered PM Repair - Biomedical | MHHS-Cypress | [8 empty] | ULTRASOUNDDIAGNOSTIC | Ultrasound, Diagnostic | SonoSite
NO | YES |  |  |  | 009-09685 | 009-09685 | SonoSite, Inc. | L15600-52 SONOSITE X-PORTE KIOSK |  |  | GH-OR | MHHS-Greater Heights |  |  |  | 009-09685 | 009-09685 | Central | MHHS-Greater Heights | GH-OR | OR Hallway | 10/1/18 |  |  |  | ULTRASONIC UNITS, DIAGNOSTIC | Ultrasound, Diagnostic | ULTRASOUNDDIAGNOSTIC-SonoSite-X-Porte |  |  |  |  | ULTRASOUNDDIAGNOSTIC-SonoSite-X-Porte | SonoSite |  |  |  |  | 12/1/15 |  | UD-A | Covered PM Repair - Respiratory/Steriliz | MHHS-Greater Heights | [8 empty] | ULTRASOUNDDIAGNOSTIC | Ultrasound, Diagnostic | SonoSite
NO | YES |  |  |  | 041-18694 | 041-18694 | SonoSite, Inc. | L15600-52 SONOSITE X-PORTE KIOSK |  | 040FJX | Memorial City Day Surgery | MHHS-Mem City |  |  |  | 041-18694 | 041-18694 | West | Memorial Hermann - Memorial City | Memorial City Day Surgery | West Tower Recovery 5 |  |  |  |  | ULTRASONIC UNITS, DIAGNOSTIC |  | ULTRASOUNDDIAGNOSTIC-SonoSite-X-Porte |  |  |  |  | ULTRASOUNDDIAGNOSTIC-SonoSite-X-Porte | SonoSite | [7 empty] | Covered PM Repair - Respiratory/Steriliz | MHHS-Mem City
NO | YES |  |  |  | 029-09283 | 029-09283 | SonoSite, Inc. | L15600-52 SONOSITE X-PORTE KIOSK |  | 0420D6 | Woodlands-OR | MHHS-Woodlands |  |  |  | 029-09283 | 029-09283 | Woodlands | MHHS-Woodlands | Woodlands-OR |  | 8/1/18 | 8/1/19 |  |  | ULTRASONIC UNITS, DIAGNOSTIC | Ultrasound, Diagnostic | ULTRASOUNDDIAGNOSTIC-SonoSite-X-Porte |  |  |  |  | ULTRASOUNDDIAGNOSTIC-SonoSite-X-Porte | SonoSite | [6 empty] | UD-A | Covered PM Repair - Biomedical | MHHS-Woodlands | [8 empty] | ULTRASOUNDDIAGNOSTIC | Ultrasound, Diagnostic | SonoSite
NO | YES |  |  |  | 029-11266 | 029-11266 | SonoSite, Inc. | L15600-52 SONOSITE X-PORTE KIOSK |  | 0473G3 | Woodlands-Radiology | MHHS-Woodlands |  |  |  | 029-11266 | 029-11266 | Woodlands | MHHS-Woodlands | Woodlands-Radiology |  | 5/1/19 | 5/1/20 |  |  | ULTRASONIC UNITS, DIAGNOSTIC | Ultrasound, Diagnostic | ULTRASOUNDDIAGNOSTIC-SonoSite-X-Porte |  |  |  |  | ULTRASOUNDDIAGNOSTIC-SonoSite-X-Porte | SonoSite | [6 empty] | UD-A | Covered PM Repair - Biomedical | MHHS-Woodlands | [8 empty] | ULTRASOUNDDIAGNOSTIC | Ultrasound, Diagnostic | SonoSite
NO | NO |  |  |  | 013-38841 |  | SonoSite, Inc. | L15600-52 SONOSITE X-PORTE KIOSK |  | 04JWV1 | SW - ICU | MHHS-Southwest |  |  |  | 013-38841 |  | Southwest |  | SW - ICU | [5 empty] | ULTRASONIC UNITS, DIAGNOSTIC |  | ULTRASOUNDDIAGNOSTIC-SonoSite-X-Porte |  |  |  |  | ULTRASOUNDDIAGNOSTIC-SonoSite-X-Porte | SonoSite | [7 empty] | Covered PM Repair - Respiratory/Steriliz | MHHS-Southwest
NO | NO |  |  |  | R-069-SONO1 |  | SonoSite, Inc. | L15600-52 SONOSITE X-PORTE KIOSK |  | 041ZZ1 | TMC - OR - ANESTHESIA (2HP) | MHHS-TMC |  |  |  | R-069-SONO1 |  | TMC |  | TMC - OR - ANESTHESIA (2HP) | [5 empty] | ULTRASONIC UNITS, DIAGNOSTIC |  | ULTRASOUNDDIAGNOSTIC-SonoSite-X-Porte |  |  |  |  | ULTRASOUNDDIAGNOSTIC-SonoSite-X-Porte | SonoSite | [7 empty] | Covered PM Repair - Biomedical | MHHS-TMC
NO | NO |  |  |  | R-069-SONO2 |  | SonoSite, Inc. | L15600-52 SONOSITE X-PORTE KIOSK |  | 0420TN | TMC - OR - ANESTHESIA (2HP) | MHHS-TMC |  |  |  | R-069-SONO2 |  | TMC |  | TMC - OR - ANESTHESIA (2HP) | [5 empty] | ULTRASONIC UNITS, DIAGNOSTIC |  | ULTRASOUNDDIAGNOSTIC-SonoSite-X-Porte |  |  |  |  | ULTRASOUNDDIAGNOSTIC-SonoSite-X-Porte | SonoSite | [7 empty] | Covered PM Repair - Biomedical | MHHS-TMC
NO | NO |  |  |  | R-069-SONO5 |  | SonoSite, Inc. | L15600-52 SONOSITE X-PORTE KIOSK |  | 041ZYH | TMC - OR - ANESTHESIA (2HP) | MHHS-TMC |  |  |  | R-069-SONO5 |  | TMC |  | TMC - OR - ANESTHESIA (2HP) | [5 empty] | ULTRASONIC UNITS, DIAGNOSTIC |  | ULTRASOUNDDIAGNOSTIC-SonoSite-X-Porte |  |  |  |  | ULTRASOUNDDIAGNOSTIC-SonoSite-X-Porte | SonoSite | [7 empty] | Covered PM Repair - Respiratory/Steriliz | MHHS-TMC
NO | NO | [5 empty] | SonoSite, Inc. | L25X/13-6 MHZ |  | 03T7N8 | WOODLANDS - OR | MHHS-Woodlands |  | Transducer, Ultrasound |  |  |  | Woodlands |  | WOODLANDS - OR | [5 empty] | PROBES, ULTRASONIC |  | TRANSDUCERULTRASOUND-SonoSite-L25X/13-6 Mhz | TRANSDUCERULTRASOUND | L25X/13-6 Mhz |  |  |  | SonoSite | Transducer, Ultrasound |  | TRANSDUCERULTRASOUND-SonoSite-L25X/13-6 Mhz |  |  |  |  | Covered PM Repair - Biomedical | MHHS-Woodlands
NO | NO |  |  |  | 013-38971 |  | SonoSite, Inc. | L38/10-5 MHZ |  | Q4W288 | SW - SENIOR MEDICINE | MHHS-Southwest |  |  |  | 013-38971 |  | Southwest |  | SW - SENIOR MEDICINE | [5 empty] | PROBES, ULTRASONIC |  | .needs class | [5 empty] | SonoSite | [7 empty] | Covered PM Repair - Biomedical | MHHS-Southwest
NO | YES |  |  |  | 009-06720 | 009-06720 | SonoSite, Inc. | M-TURBO |  | 03GZWW | GH - ER | MHHS-Greater Heights |  | Ultrasound, Diagnostic |  | 009-06720 | 009-06720 | Central | Greater heights | GH - ER | GH - ER |  |  |  |  | ULTRASONIC UNITS, DIAGNOSTIC |  | ULTRASOUNDDIAGNOSTIC-SonoSite-M-Turbo | ULTRASOUNDDIAGNOSTIC | M-Turbo |  |  |  | SonoSite | Ultrasound, Diagnostic |  | ULTRASOUNDDIAGNOSTIC-SonoSite-M-Turbo |  |  |  |  | Covered PM Repair - Biomedical | MHHS-Greater Heights
NO | YES |  |  |  | 133-07675 | 133-07675 | SonoSite, Inc. | M-TURBO |  | WK0QRD | Katy-ER | MHHS-Katy |  | Ultrasound, Diagnostic |  | 133-07675 | 133-07675 | Katy | MHHS-Katy | Katy-ER | ER | 9/1/18 | 9/1/19 |  |  | ULTRASONIC UNITS, DIAGNOSTIC | Ultrasound, Diagnostic | ULTRASOUNDDIAGNOSTIC-SonoSite-M-Turbo | ULTRASOUNDDIAGNOSTIC | M-Turbo |  |  |  | SonoSite | Ultrasound, Diagnostic |  | ULTRASOUNDDIAGNOSTIC-SonoSite-M-Turbo |  | 6/17/17 |  | UD-A | Covered PM Repair - Biomedical | MHHS-Katy | [8 empty] | ULTRASOUNDDIAGNOSTIC | Ultrasound, Diagnostic | SonoSite
NO | YES |  |  |  | 133-08296 | 133-08296 | SonoSite, Inc. | M-TURBO |  | WK3FK8 | Katy-OR | MHHS-Katy |  | Ultrasound, Diagnostic |  | 133-08296 | 133-08296 | Katy | MHHS-Katy | Katy-OR | OR | 9/1/18 | 9/1/19 |  |  | ULTRASONIC UNITS, DIAGNOSTIC | Ultrasound, Diagnostic | ULTRASOUNDDIAGNOSTIC-SonoSite-M-Turbo | ULTRASOUNDDIAGNOSTIC | M-Turbo |  |  |  | SonoSite | Ultrasound, Diagnostic |  | ULTRASOUNDDIAGNOSTIC-SonoSite-M-Turbo |  | 6/17/17 |  | UD-A | Covered PM Repair - Biomedical | MHHS-Katy | [8 empty] | ULTRASOUNDDIAGNOSTIC | Ultrasound, Diagnostic | SonoSite
NO | YES |  |  |  | 133-07614 | 133-07614 | SonoSite, Inc. | M-TURBO |  | WG00F3 | Katy-Postpartum-2W | MHHS-Katy |  | Ultrasound, Diagnostic |  | 133-07614 | 133-07614 | Katy | MHHS-Katy | Katy-Postpartum-2W | OBED1 | 7/1/18 | 2/1/19 |  |  | ULTRASONIC UNITS, DIAGNOSTIC | Ultrasound, Diagnostic | ULTRASOUNDDIAGNOSTIC-SonoSite-M-Turbo | ULTRASOUNDDIAGNOSTIC | M-Turbo |  |  |  | SonoSite | Ultrasound, Diagnostic |  | ULTRASOUNDDIAGNOSTIC-SonoSite-M-Turbo |  | 6/17/17 |  | UD-A | Covered PM Repair - Biomedical | MHHS-Katy | [8 empty] | ULTRASOUNDDIAGNOSTIC | Ultrasound, Diagnostic | SonoSite
NO | YES |  |  |  |  | 099-01191 | SonoSite, Inc. | M-TURBO |  | 03FYZG | NE-ER | MHHS-Northeast |  | Ultrasound, Diagnostic |  |  | 099-01191 | Katy | MHHS-Northeast | NE-ER |  | 9/1/18 |  |  | No pm needed. | ULTRASONIC UNITS, DIAGNOSTIC | Ultrasound, Diagnostic | ULTRASOUNDDIAGNOSTIC-SonoSite-M-Turbo | ULTRASOUNDDIAGNOSTIC | M-Turbo |  |  |  | SonoSite | Ultrasound, Diagnostic |  | ULTRASOUNDDIAGNOSTIC-SonoSite-M-Turbo |  | 6/17/17 |  | UD-A | Covered PM Repair - Biomedical | MHHS-Northeast | [8 empty] | ULTRASOUNDDIAGNOSTIC | Ultrasound, Diagnostic | SonoSite
NO | YES |  |  |  |  | 142-06133 | SonoSite, Inc. | M-TURBO |  | WK2VX2 | NE-ER | MHHS-Northeast |  | Ultrasound, Diagnostic |  |  | 142-06133 | Katy | MHHS-Northeast | NE-ER | Room 1 | 8/1/19 | 8/1/20 |  |  | ULTRASONIC UNITS, DIAGNOSTIC | Ultrasound, Diagnostic | ULTRASOUNDDIAGNOSTIC-SonoSite-M-Turbo | ULTRASOUNDDIAGNOSTIC | M-Turbo |  |  |  | SonoSite | Ultrasound, Diagnostic |  | ULTRASOUNDDIAGNOSTIC-SonoSite-M-Turbo |  | 6/17/17 |  | UD-A | Covered PM Repair - Biomedical | MHHS-Northeast | [8 empty] | ULTRASOUNDDIAGNOSTIC | Ultrasound, Diagnostic | SonoSite
NO | YES | [5 empty] | SonoSite, Inc. | M-TURBO |  | WT040H | NE-Labor & Delivery | MHHS-Northeast |  | Ultrasound, Diagnostic |  |  |  | Katy | MHHS-Northeast | NE-Labor & Delivery | OR | 9/1/18 |  |  | Also tag 142-03571 | ULTRASONIC UNITS, DIAGNOSTIC | Ultrasound, Diagnostic | ULTRASOUNDDIAGNOSTIC-SonoSite-M-Turbo | ULTRASOUNDDIAGNOSTIC | M-Turbo |  |  |  | SonoSite | Ultrasound, Diagnostic |  | ULTRASOUNDDIAGNOSTIC-SonoSite-M-Turbo |  | 6/17/17 |  | UD-A | Covered PM Repair - Biomedical | MHHS-Northeast | [8 empty] | ULTRASOUNDDIAGNOSTIC | Ultrasound, Diagnostic | SonoSite
NO | YES |  |  |  |  | 099-01894 | SonoSite, Inc. | M-TURBO |  | WK19HJ | SC CCC-(NE)-Emergency Room | MHHS-Summer Creek CCC |  | Ultrasound, Diagnostic |  |  | 099-01894 | Katy | MHHS-Others | SC CCC-(NE)-Emergency Room |  | 7/1/18 | 7/1/19 |  |  | ULTRASONIC UNITS, DIAGNOSTIC | Ultrasound, Diagnostic | ULTRASOUNDDIAGNOSTIC-SonoSite-M-Turbo | ULTRASOUNDDIAGNOSTIC | M-Turbo |  |  |  | SonoSite | Ultrasound, Diagnostic |  | ULTRASOUNDDIAGNOSTIC-SonoSite-M-Turbo |  | 6/17/17 |  | UD-A | Covered PM Repair - Biomedical | MHHS-Summer Creek CCC | [8 empty] | ULTRASOUNDDIAGNOSTIC | Ultrasound, Diagnostic | SonoSite
NO | YES |  |  |  | 583-00559 | 583-00559 | SonoSite, Inc. | M-TURBO |  | WK30B5 | KT CCC-(KY)-Emergency Room | MHHS-South Katy CCC |  | Ultrasound, Diagnostic |  | 583-00559 | 583-00559 | Katy | MHHS-Others | KT CCC-(KY)-Emergency Room | Nursing | 4/1/18 | 4/1/19 |  |  | ULTRASONIC UNITS, DIAGNOSTIC | Ultrasound, Diagnostic | ULTRASOUNDDIAGNOSTIC-SonoSite-M-Turbo | ULTRASOUNDDIAGNOSTIC | M-Turbo |  |  |  | SonoSite | Ultrasound, Diagnostic |  | ULTRASOUNDDIAGNOSTIC-SonoSite-M-Turbo |  | 6/17/17 |  | UD-A | Covered PM Repair - Biomedical | MHHS-South Katy CCC | [8 empty] | ULTRASOUNDDIAGNOSTIC | Ultrasound, Diagnostic | SonoSite
NO | YES | Asset Tag 005-06766 |  |  | 005-06766 | 005-06766 | SonoSite, Inc. | M-TURBO |  | WK35CG | (null) | MHHS-Southeast |  | Ultrasound, Diagnostic |  | 005-06766 | 005-06766 | (null) | MHHS-Southeast | (null) | (null) |  |  |  | (null) | ULTRASONIC UNITS, DIAGNOSTIC |  | ULTRASOUNDDIAGNOSTIC-SonoSite-M-Turbo | ULTRASOUNDDIAGNOSTIC | M-Turbo |  |  |  | SonoSite | Ultrasound, Diagnostic | (null) | ULTRASOUNDDIAGNOSTIC-SonoSite-M-Turbo |  | 6/17/17 | (null) |  | Covered PM Repair - Biomedical | MHHS-Southeast
NO | YES |  |  |  | 013-17702 | 013-17702 | SonoSite, Inc. | M-TURBO |  | 03HKY1 | SW-OR | MHHS-Southwest |  | Ultrasound, Diagnostic |  | 013-17702 | 013-17702 | Southwest | MHHS-Southwest | SW-OR | OR | 8/1/18 |  | 8/1/19 |  | ULTRASONIC UNITS, DIAGNOSTIC | Ultrasound, Diagnostic | ULTRASOUNDDIAGNOSTIC-SonoSite-M-Turbo | ULTRASOUNDDIAGNOSTIC | M-Turbo |  |  |  | SonoSite | Ultrasound, Diagnostic |  | ULTRASOUNDDIAGNOSTIC-SonoSite-M-Turbo |  | 6/17/17 |  | UD-A | Covered PM Repair - Biomedical | MHHS-Southwest | [8 empty] | ULTRASOUNDDIAGNOSTIC | Ultrasound, Diagnostic | SonoSite
NO | YES |  |  |  | 013-18501 | 013-18501 | SonoSite, Inc. | M-TURBO |  | WK0HBF | SW-ER | MHHS-Southwest |  | Ultrasound, Diagnostic |  | 013-18501 | 013-18501 | Southwest | MHHS-Southwest | SW-ER | ER Hallway |  |  |  |  | ULTRASONIC UNITS, DIAGNOSTIC | Ultrasound, Diagnostic | ULTRASOUNDDIAGNOSTIC-SonoSite-M-Turbo | ULTRASOUNDDIAGNOSTIC | M-Turbo |  |  |  | SonoSite | Ultrasound, Diagnostic |  | ULTRASOUNDDIAGNOSTIC-SonoSite-M-Turbo |  | 6/17/17 |  | UD-A | Covered PM Repair - Biomedical | MHHS-Southwest | [8 empty] | ULTRASOUNDDIAGNOSTIC | Ultrasound, Diagnostic | SonoSite
NO | YES |  |  |  | 013-36861 | 013-36861 | SonoSite, Inc. | M-TURBO |  | WK3865 | SW-ER | MHHS-Southwest |  | Ultrasound, Diagnostic |  | 013-36861 | 013-36861 | Southwest | MHHS-Southwest | SW-ER | ER Hallway |  |  |  |  | ULTRASONIC UNITS, DIAGNOSTIC | Ultrasound, Diagnostic | ULTRASOUNDDIAGNOSTIC-SonoSite-M-Turbo | ULTRASOUNDDIAGNOSTIC | M-Turbo |  |  |  | SonoSite | Ultrasound, Diagnostic |  | ULTRASOUNDDIAGNOSTIC-SonoSite-M-Turbo |  | 6/17/17 |  | UD-A | Covered PM Repair - Biomedical | MHHS-Southwest | [8 empty] | ULTRASOUNDDIAGNOSTIC | Ultrasound, Diagnostic | SonoSite
NO | YES |  |  |  | 013-36862 | 013-36862 | SonoSite, Inc. | M-TURBO |  | WK3BHN | SW-ER | MHHS-Southwest |  | Ultrasound, Diagnostic |  | 013-36862 | 013-36862 | Southwest | MHHS-Southwest | SW-ER | ER Trauma Hallway |  |  |  |  | ULTRASONIC UNITS, DIAGNOSTIC | Ultrasound, Diagnostic | ULTRASOUNDDIAGNOSTIC-SonoSite-M-Turbo | ULTRASOUNDDIAGNOSTIC | M-Turbo |  |  |  | SonoSite | Ultrasound, Diagnostic |  | ULTRASOUNDDIAGNOSTIC-SonoSite-M-Turbo |  | 6/17/17 |  | UD-A | Covered PM Repair - Biomedical | MHHS-Southwest | [5 empty] | 2/1/20 |  |  | ULTRASOUNDDIAGNOSTIC | Ultrasound, Diagnostic | SonoSite
NO | YES |  |  |  | 013-17977 |  | SonoSite, Inc. | M-TURBO |  | 03HJJC | SW - RADIOLOGY | MHHS-Southwest |  | Ultrasound, Diagnostic |  | 013-17977 |  | Southwest |  | SW - RADIOLOGY |  | 8/31/18 |  |  |  | ULTRASONIC UNITS, DIAGNOSTIC |  | ULTRASOUNDDIAGNOSTIC-SonoSite-M-Turbo | ULTRASOUNDDIAGNOSTIC | M-Turbo |  |  |  | SonoSite | Ultrasound, Diagnostic |  | ULTRASOUNDDIAGNOSTIC-SonoSite-M-Turbo |  | 6/17/17 |  |  | Covered PM Repair - Biomedical | MHHS-Southwest
NO | YES |  |  |  | 129-05920 | 129-05920 | SonoSite, Inc. | M-TURBO |  | WK2WJX | SUGAR LAND - CATH LAB | MHHS-Sugarland |  | Ultrasound, Diagnostic |  | 129-05920 | 129-05920 | Sugar Land | MH SL | SUGAR LAND - CATH LAB | Cath Lab B, W1 271.3 | 10/1/18 |  |  |  | ULTRASONIC UNITS, DIAGNOSTIC | Ultrasound, Diagnostic | ULTRASOUNDDIAGNOSTIC-SonoSite-M-Turbo | ULTRASOUNDDIAGNOSTIC | M-Turbo |  |  |  | SonoSite | Ultrasound, Diagnostic |  | ULTRASOUNDDIAGNOSTIC-SonoSite-M-Turbo |  | 6/17/17 |  | UD-A | Covered PM Repair - Biomedical | MHHS-Sugarland | [8 empty] | ULTRASOUNDDIAGNOSTIC | Ultrasound, Diagnostic | SonoSite
NO | YES |  |  |  | 129-04113 | 129-04113 | SonoSite, Inc. | M-TURBO |  | 03HMK3 | SUGAR LAND - ER | MHHS-Sugarland |  | Ultrasound, Diagnostic |  | 129-04113 | 129-04113 | Sugar Land | Memorial Hermann Sugar Land Hospital | SUGAR LAND - ER |  | 9/1/18 |  |  |  | ULTRASONIC UNITS, DIAGNOSTIC | Ultrasound, Diagnostic | ULTRASOUNDDIAGNOSTIC-SonoSite-M-Turbo | ULTRASOUNDDIAGNOSTIC | M-Turbo |  |  |  | SonoSite | Ultrasound, Diagnostic |  | ULTRASOUNDDIAGNOSTIC-SonoSite-M-Turbo |  | 6/17/17 |  | UD-A | Covered PM Repair - Biomedical | MHHS-Sugarland | [8 empty] | ULTRASOUNDDIAGNOSTIC | Ultrasound, Diagnostic | SonoSite
NO | YES |  |  |  | 129-07085 | 129-07085 | SonoSite, Inc. | M-TURBO |  | 03HMP5 | ICU | MHHS-Sugarland |  | Ultrasound, Diagnostic |  | 129-07085 | 129-07085 | Sugar Land | Memorial Hermann Sugar Land Hospital | ICU | Nurse station |  |  |  |  | ULTRASONIC UNITS, DIAGNOSTIC | Ultrasound, Diagnostic | ULTRASOUNDDIAGNOSTIC-SonoSite-M-Turbo | ULTRASOUNDDIAGNOSTIC | M-Turbo |  |  |  | SonoSite | Ultrasound, Diagnostic |  | ULTRASOUNDDIAGNOSTIC-SonoSite-M-Turbo |  | 6/17/17 |  | UD-A | Covered PM Repair - Biomedical | MHHS-Sugarland | [8 empty] | ULTRASOUNDDIAGNOSTIC | Ultrasound, Diagnostic | SonoSite
NO | YES |  |  |  | 029-09287 | 029-09287 | SonoSite, Inc. | M-TURBO |  | WK3CGG | Woodlands-ER | MHHS-Woodlands |  | Ultrasound, Diagnostic |  | 029-09287 | 029-09287 | Woodlands | MHHS-Woodlands | Woodlands-ER | Room 1 | 7/1/18 |  |  |  | ULTRASONIC UNITS, DIAGNOSTIC | Ultrasound, Diagnostic | ULTRASOUNDDIAGNOSTIC-SonoSite-M-Turbo | ULTRASOUNDDIAGNOSTIC | M-Turbo |  |  |  | SonoSite | Ultrasound, Diagnostic |  | ULTRASOUNDDIAGNOSTIC-SonoSite-M-Turbo |  | 6/17/17 |  | UD-A | Covered PM Repair - Biomedical | MHHS-Woodlands | [8 empty] | ULTRASOUNDDIAGNOSTIC | Ultrasound, Diagnostic | SonoSite
NO | YES |  |  |  | 029-09577 | 029-09577 | SonoSite, Inc. | M-TURBO |  | WK2PL6 | Woodlands-ER | MHHS-Woodlands |  | Ultrasound, Diagnostic |  | 029-09577 | 029-09577 | Woodlands | MHHS-Woodlands | Woodlands-ER | ER | 6/1/18 |  |  |  | ULTRASONIC UNITS, DIAGNOSTIC | Ultrasound, Diagnostic | ULTRASOUNDDIAGNOSTIC-SonoSite-M-Turbo | ULTRASOUNDDIAGNOSTIC | M-Turbo |  |  |  | SonoSite | Ultrasound, Diagnostic |  | ULTRASOUNDDIAGNOSTIC-SonoSite-M-Turbo |  | 6/17/17 |  | UD-A | Covered PM Repair - Biomedical | MHHS-Woodlands | [8 empty] | ULTRASOUNDDIAGNOSTIC | Ultrasound, Diagnostic | SonoSite
NO | YES | Asset Tag 029-11930 |  |  | 029-11930 | 029-11930 | SonoSite, Inc. | M-TURBO |  | Q4NVNC | Woodlands-ER | MHHS-Woodlands |  | Ultrasound, Diagnostic |  | 029-11930 | 029-11930 | Woodlands | MHHS-Woodlands | Woodlands-ER |  | 9/5/18 |  |  |  | ULTRASONIC UNITS, DIAGNOSTIC | Ultrasound, Diagnostic | ULTRASOUNDDIAGNOSTIC-SonoSite-M-Turbo | ULTRASOUNDDIAGNOSTIC | M-Turbo |  |  |  | SonoSite | Ultrasound, Diagnostic |  | ULTRASOUNDDIAGNOSTIC-SonoSite-M-Turbo |  | 6/17/17 | Finished from Script 3/27/2020 12:11:52pm (Central) | UD-A | Covered PM Repair - Biomedical | MHHS-Woodlands | [8 empty] | ULTRASOUNDDIAGNOSTIC | Ultrasound, Diagnostic | SonoSite
NO | YES | [5 empty] | SonoSite, Inc. | M-TURBO |  | WG019P | WOODLANDS - RADIOLOGY | MHHS-Woodlands |  | Ultrasound, Diagnostic |  |  |  | Woodlands |  | WOODLANDS - RADIOLOGY |  | 7/24/18 |  |  |  | ULTRASONIC UNITS, DIAGNOSTIC |  | ULTRASOUNDDIAGNOSTIC-SonoSite-M-Turbo | ULTRASOUNDDIAGNOSTIC | M-Turbo |  |  |  | SonoSite | Ultrasound, Diagnostic |  | ULTRASOUNDDIAGNOSTIC-SonoSite-M-Turbo |  | 6/17/17 |  |  | Covered PM Repair - Biomedical | MHHS-Woodlands
NO | YES | [5 empty] | SonoSite, Inc. | M-TURBO |  | WK1HVJ | Woodlands-Radiology | MHHS-Woodlands |  | Ultrasound, Diagnostic |  |  |  | Woodlands | MHHS-Woodlands | Woodlands-Radiology | OR | 8/1/19 |  |  |  | ULTRASONIC UNITS, DIAGNOSTIC | Ultrasound, Diagnostic | ULTRASOUNDDIAGNOSTIC-SonoSite-M-Turbo | ULTRASOUNDDIAGNOSTIC | M-Turbo |  |  |  | SonoSite | Ultrasound, Diagnostic |  | ULTRASOUNDDIAGNOSTIC-SonoSite-M-Turbo |  | 6/17/17 |  | UD-A | Covered PM Repair - Biomedical | MHHS-Woodlands | [8 empty] | ULTRASOUNDDIAGNOSTIC | Ultrasound, Diagnostic | SonoSite
NO | NO | [5 empty] | SonoSite, Inc. | M-TURBO |  | 03HK49 | KATY - ICU | MHHS-Katy |  | Ultrasound, Diagnostic |  |  |  | Katy |  | KATY - ICU | [5 empty] | ULTRASONIC UNITS, DIAGNOSTIC |  | ULTRASOUNDDIAGNOSTIC-SonoSite-M-Turbo | ULTRASOUNDDIAGNOSTIC | M-Turbo |  |  |  | SonoSite | Ultrasound, Diagnostic |  | ULTRASOUNDDIAGNOSTIC-SonoSite-M-Turbo |  |  |  |  | Covered PM Repair - Biomedical | MHHS-Katy
NO | NO |  |  |  | 041-14105 |  | SonoSite, Inc. | M-TURBO |  | 03J4QL | MEMORIAL CITY - ER | MHHS-Mem City |  | Ultrasound, Diagnostic |  | 041-14105 |  | West & Memorial City |  | MEMORIAL CITY - ER | [5 empty] | ULTRASONIC UNITS, DIAGNOSTIC |  | ULTRASOUNDDIAGNOSTIC-SonoSite-M-Turbo | ULTRASOUNDDIAGNOSTIC | M-Turbo |  |  |  | SonoSite | Ultrasound, Diagnostic |  | ULTRASOUNDDIAGNOSTIC-SonoSite-M-Turbo |  |  |  |  | Covered PM Repair - Biomedical | MHHS-Mem City
NO | NO |  |  |  | R-145-PACUSONO |  | SonoSite, Inc. | M-TURBO |  | WK3GN4 | PEARLAND - OR - PREOP/PACU | MHHS-Pearland Hospital |  | Ultrasound, Diagnostic |  | R-145-PACUSONO |  | Pearland |  | PEARLAND - OR - PREOP/PACU | [5 empty] | ULTRASONIC UNITS, DIAGNOSTIC |  | ULTRASOUNDDIAGNOSTIC-SonoSite-M-Turbo | ULTRASOUNDDIAGNOSTIC | M-Turbo |  |  |  | SonoSite | Ultrasound, Diagnostic |  | ULTRASOUNDDIAGNOSTIC-SonoSite-M-Turbo |  |  |  |  | Covered PM Repair - Biomedical | MHHS-Pearland Hospital
NO | NO |  |  |  | 013-17697 |  | SonoSite, Inc. | M-TURBO |  | 03H18T | SW - ENDOSCOPY | MHHS-Southwest |  | Ultrasound, Diagnostic |  | 013-17697 |  | Southwest |  | SW - ENDOSCOPY | [5 empty] | ULTRASONIC UNITS, DIAGNOSTIC |  | ULTRASOUNDDIAGNOSTIC-SonoSite-M-Turbo | ULTRASOUNDDIAGNOSTIC | M-Turbo |  |  |  | SonoSite | Ultrasound, Diagnostic |  | ULTRASOUNDDIAGNOSTIC-SonoSite-M-Turbo |  |  |  |  | Covered PM Repair - Biomedical | MHHS-Southwest
NO | NO |  |  |  | 013-18492 |  | SonoSite, Inc. | M-TURBO |  | WG00YX | SW - ENDOSCOPY | MHHS-Southwest |  | Ultrasound, Diagnostic |  | 013-18492 |  | Southwest |  | SW - ENDOSCOPY | [5 empty] | ULTRASONIC UNITS, DIAGNOSTIC |  | ULTRASOUNDDIAGNOSTIC-SonoSite-M-Turbo | ULTRASOUNDDIAGNOSTIC | M-Turbo |  |  |  | SonoSite | Ultrasound, Diagnostic |  | ULTRASOUNDDIAGNOSTIC-SonoSite-M-Turbo |  |  |  |  | Covered PM Repair - Biomedical | MHHS-Southwest
NO | NO |  |  |  | 013-08730 |  | SonoSite, Inc. | M-TURBO |  | 03D57R | SW - OR | MHHS-Southwest |  | Ultrasound, Diagnostic |  | 013-08730 |  | Southwest |  | SW - OR | [5 empty] | ULTRASONIC UNITS, DIAGNOSTIC |  | ULTRASOUNDDIAGNOSTIC-SonoSite-M-Turbo | ULTRASOUNDDIAGNOSTIC | M-Turbo |  |  |  | SonoSite | Ultrasound, Diagnostic |  | ULTRASOUNDDIAGNOSTIC-SonoSite-M-Turbo |  |  |  |  | Covered PM Repair - Biomedical | MHHS-Southwest
NO | NO |  |  |  | R-069-CLSONO |  | SonoSite, Inc. | M-TURBO |  | WKOHB1 | TMC - CATH LAB - ADULT (2HVI) | MHHS-TMC |  | Ultrasound, Diagnostic |  | R-069-CLSONO |  | TMC |  | TMC - CATH LAB - ADULT (2HVI) | [5 empty] | ULTRASONIC UNITS, DIAGNOSTIC |  | ULTRASOUNDDIAGNOSTIC-SonoSite-M-Turbo | ULTRASOUNDDIAGNOSTIC | M-Turbo |  |  |  | SonoSite | Ultrasound, Diagnostic |  | ULTRASOUNDDIAGNOSTIC-SonoSite-M-Turbo |  |  |  |  | Covered PM Repair - Biomedical | MHHS-TMC
NO | NO |  |  |  | R-069-PEDICLSONO |  | SonoSite, Inc. | M-TURBO |  | WG006B | TMC - CATH LAB - PEDI (GHP) | MHHS-TMC |  | Ultrasound, Diagnostic |  | R-069-PEDICLSONO |  | TMC |  | TMC - CATH LAB - PEDI (GHP) | [5 empty] | ULTRASONIC UNITS, DIAGNOSTIC |  | ULTRASOUNDDIAGNOSTIC-SonoSite-M-Turbo | ULTRASOUNDDIAGNOSTIC | M-Turbo |  |  |  | SonoSite | Ultrasound, Diagnostic |  | ULTRASOUNDDIAGNOSTIC-SonoSite-M-Turbo |  |  |  |  | Covered PM Repair - Biomedical | MHHS-TMC
NO | NO |  |  |  | R-069-PICUS1 |  | SonoSite, Inc. | M-TURBO |  | 03H9PY | TMC - CHILDRENS - PICU (9HP) | MHHS-TMC |  | Ultrasound, Diagnostic |  | R-069-PICUS1 |  | TMC |  | TMC - CHILDRENS - PICU (9HP) | [5 empty] | ULTRASONIC UNITS, DIAGNOSTIC |  | ULTRASOUNDDIAGNOSTIC-SonoSite-M-Turbo | ULTRASOUNDDIAGNOSTIC | M-Turbo |  |  |  | SonoSite | Ultrasound, Diagnostic |  | ULTRASOUNDDIAGNOSTIC-SonoSite-M-Turbo |  |  |  |  | Covered PM Repair - Biomedical | MHHS-TMC
NO | NO |  |  |  | R-069-PICUS2 |  | SonoSite, Inc. | M-TURBO |  | 03HMDC | TMC - CHILDRENS - PICU (9HP) | MHHS-TMC |  | Ultrasound, Diagnostic |  | R-069-PICUS2 |  | TMC |  | TMC - CHILDRENS - PICU (9HP) | [5 empty] | ULTRASONIC UNITS, DIAGNOSTIC |  | ULTRASOUNDDIAGNOSTIC-SonoSite-M-Turbo | ULTRASOUNDDIAGNOSTIC | M-Turbo |  |  |  | SonoSite | Ultrasound, Diagnostic |  | ULTRASOUNDDIAGNOSTIC-SonoSite-M-Turbo |  |  |  |  | Covered PM Repair - Biomedical | MHHS-TMC
NO | NO |  |  |  | R-069-STICUS2 |  | SonoSite, Inc. | M-TURBO |  | 03GPJQ | TMC - HERMANN - STICU (3HP) | MHHS-TMC |  | Ultrasound, Diagnostic |  | R-069-STICUS2 |  | TMC |  | TMC - HERMANN - STICU (3HP) | [5 empty] | ULTRASONIC UNITS, DIAGNOSTIC |  | ULTRASOUNDDIAGNOSTIC-SonoSite-M-Turbo | ULTRASOUNDDIAGNOSTIC | M-Turbo |  |  |  | SonoSite | Ultrasound, Diagnostic |  | ULTRASOUNDDIAGNOSTIC-SonoSite-M-Turbo |  |  |  |  | Covered PM Repair - Biomedical | MHHS-TMC
NO | NO |  |  |  | R-069-STICUS4 |  | SonoSite, Inc. | M-TURBO |  | WKOHHY | TMC - HERMANN - STICU (3HP) | MHHS-TMC |  | Ultrasound, Diagnostic |  | R-069-STICUS4 |  | TMC |  | TMC - HERMANN - STICU (3HP) | [5 empty] | ULTRASONIC UNITS, DIAGNOSTIC |  | ULTRASOUNDDIAGNOSTIC-SonoSite-M-Turbo | ULTRASOUNDDIAGNOSTIC | M-Turbo |  |  |  | SonoSite | Ultrasound, Diagnostic |  | ULTRASOUNDDIAGNOSTIC-SonoSite-M-Turbo |  |  |  |  | Covered PM Repair - Biomedical | MHHS-TMC
NO | NO |  |  |  | R-069-SONO10 |  | SonoSite, Inc. | M-TURBO |  | WK0KFC | TMC - OR - ANESTHESIA (2HP) | MHHS-TMC |  | Ultrasound, Diagnostic |  | R-069-SONO10 |  | TMC |  | TMC - OR - ANESTHESIA (2HP) | [5 empty] | ULTRASONIC UNITS, DIAGNOSTIC |  | ULTRASOUNDDIAGNOSTIC-SonoSite-M-Turbo | ULTRASOUNDDIAGNOSTIC | M-Turbo |  |  |  | SonoSite | Ultrasound, Diagnostic |  | ULTRASOUNDDIAGNOSTIC-SonoSite-M-Turbo |  |  |  |  | Covered PM Repair - Biomedical | MHHS-TMC
NO | NO |  |  |  | R-069-SONO11 |  | SonoSite, Inc. | M-TURBO |  | WK0KFL | TMC - OR - ANESTHESIA (2HP) | MHHS-TMC |  | Ultrasound, Diagnostic |  | R-069-SONO11 |  | TMC |  | TMC - OR - ANESTHESIA (2HP) | [5 empty] | ULTRASONIC UNITS, DIAGNOSTIC |  | ULTRASOUNDDIAGNOSTIC-SonoSite-M-Turbo | ULTRASOUNDDIAGNOSTIC | M-Turbo |  |  |  | SonoSite | Ultrasound, Diagnostic |  | ULTRASOUNDDIAGNOSTIC-SonoSite-M-Turbo |  |  |  |  | Covered PM Repair - Biomedical | MHHS-TMC
NO | NO |  |  |  | R-069-SONO12 |  | SonoSite, Inc. | M-TURBO |  | WK0HBP | TMC - OR - ANESTHESIA (2HP) | MHHS-TMC |  | Ultrasound, Diagnostic |  | R-069-SONO12 |  | TMC |  | TMC - OR - ANESTHESIA (2HP) | [5 empty] | ULTRASONIC UNITS, DIAGNOSTIC |  | ULTRASOUNDDIAGNOSTIC-SonoSite-M-Turbo | ULTRASOUNDDIAGNOSTIC | M-Turbo |  |  |  | SonoSite | Ultrasound, Diagnostic |  | ULTRASOUNDDIAGNOSTIC-SonoSite-M-Turbo |  |  |  |  | Covered PM Repair - Biomedical | MHHS-TMC
NO | NO |  |  |  | R-069-SONO16 |  | SonoSite, Inc. | M-TURBO |  | WK0J6M | TMC - OR - ANESTHESIA (2HP) | MHHS-TMC |  | Ultrasound, Diagnostic |  | R-069-SONO16 |  | TMC |  | TMC - OR - ANESTHESIA (2HP) | [5 empty] | ULTRASONIC UNITS, DIAGNOSTIC |  | ULTRASOUNDDIAGNOSTIC-SonoSite-M-Turbo | ULTRASOUNDDIAGNOSTIC | M-Turbo |  |  |  | SonoSite | Ultrasound, Diagnostic |  | ULTRASOUNDDIAGNOSTIC-SonoSite-M-Turbo |  |  |  |  | Covered PM Repair - Biomedical | MHHS-TMC
NO | NO |  |  |  | R-069-SONO18 |  | SonoSite, Inc. | M-TURBO |  | WK1N07 | TMC - OR - ANESTHESIA (2HP) | MHHS-TMC |  | Ultrasound, Diagnostic |  | R-069-SONO18 |  | TMC |  | TMC - OR - ANESTHESIA (2HP) | [5 empty] | ULTRASONIC UNITS, DIAGNOSTIC |  | ULTRASOUNDDIAGNOSTIC-SonoSite-M-Turbo | ULTRASOUNDDIAGNOSTIC | M-Turbo |  |  |  | SonoSite | Ultrasound, Diagnostic |  | ULTRASOUNDDIAGNOSTIC-SonoSite-M-Turbo |  |  |  |  | Covered PM Repair - Radiology, Low End | MHHS-TMC
NO | NO |  |  |  | R-069-SONO22 |  | SonoSite, Inc. | M-TURBO |  | WK0JDX | TMC - OR - ANESTHESIA (2HP) | MHHS-TMC |  | Ultrasound, Diagnostic |  | R-069-SONO22 |  | TMC |  | TMC - OR - ANESTHESIA (2HP) | [5 empty] | ULTRASONIC UNITS, DIAGNOSTIC |  | ULTRASOUNDDIAGNOSTIC-SonoSite-M-Turbo | ULTRASOUNDDIAGNOSTIC | M-Turbo |  |  |  | SonoSite | Ultrasound, Diagnostic |  | ULTRASOUNDDIAGNOSTIC-SonoSite-M-Turbo |  |  |  |  | Covered PM Repair - Biomedical | MHHS-TMC
NO | NO |  |  |  | R-069-SONO23 |  | SonoSite, Inc. | M-TURBO |  | WK2CTF | TMC - OR - ANESTHESIA (2HP) | MHHS-TMC |  | Ultrasound, Diagnostic |  | R-069-SONO23 |  | TMC |  | TMC - OR - ANESTHESIA (2HP) | [5 empty] | ULTRASONIC UNITS, DIAGNOSTIC |  | ULTRASOUNDDIAGNOSTIC-SonoSite-M-Turbo | ULTRASOUNDDIAGNOSTIC | M-Turbo |  |  |  | SonoSite | Ultrasound, Diagnostic |  | ULTRASOUNDDIAGNOSTIC-SonoSite-M-Turbo |  |  |  |  | Covered PM Repair - Biomedical | MHHS-TMC
NO | NO |  |  |  | R-069-SONO6 |  | SonoSite, Inc. | M-TURBO |  | WK0K8V | TMC - OR - ANESTHESIA (2HP) | MHHS-TMC |  | Ultrasound, Diagnostic |  | R-069-SONO6 |  | TMC |  | TMC - OR - ANESTHESIA (2HP) | [5 empty] | ULTRASONIC UNITS, DIAGNOSTIC |  | ULTRASOUNDDIAGNOSTIC-SonoSite-M-Turbo | ULTRASOUNDDIAGNOSTIC | M-Turbo |  |  |  | SonoSite | Ultrasound, Diagnostic |  | ULTRASOUNDDIAGNOSTIC-SonoSite-M-Turbo |  |  |  |  | Covered PM Repair - Biomedical | MHHS-TMC
NO | NO |  |  |  | R-069-SONO7 |  | SonoSite, Inc. | M-TURBO |  | 03FK9C | TMC - OR - ANESTHESIA (2HP) | MHHS-TMC |  | Ultrasound, Diagnostic |  | R-069-SONO7 |  | TMC |  | TMC - OR - ANESTHESIA (2HP) | [5 empty] | ULTRASONIC UNITS, DIAGNOSTIC |  | ULTRASOUNDDIAGNOSTIC-SonoSite-M-Turbo | ULTRASOUNDDIAGNOSTIC | M-Turbo |  |  |  | SonoSite | Ultrasound, Diagnostic |  | ULTRASOUNDDIAGNOSTIC-SonoSite-M-Turbo |  |  |  |  | Covered PM Repair - Biomedical | MHHS-TMC
NO | NO |  |  |  | R-069-SONO8 |  | SonoSite, Inc. | M-TURBO |  | 03FKBM | TMC - OR - ANESTHESIA (2HP) | MHHS-TMC |  | Ultrasound, Diagnostic |  | R-069-SONO8 |  | TMC |  | TMC - OR - ANESTHESIA (2HP) | [5 empty] | ULTRASONIC UNITS, DIAGNOSTIC |  | ULTRASOUNDDIAGNOSTIC-SonoSite-M-Turbo | ULTRASOUNDDIAGNOSTIC | M-Turbo |  |  |  | SonoSite | Ultrasound, Diagnostic |  | ULTRASOUNDDIAGNOSTIC-SonoSite-M-Turbo |  |  |  |  | Covered PM Repair - Biomedical | MHHS-TMC
NO | YES |  |  |  | 009-03963 | 009-03963 | SonoSite, Inc. | MICROMAXX |  | 038K1W | GH-Radiology | MHHS-Greater Heights |  | Ultrasound, Diagnostic |  | 009-03963 | 009-03963 | Central | MHHS-Greater Heights | GH-Radiology | BIOMED SHOP | 8/1/18 |  | 8/1/19 |  | ULTRASONIC UNITS, DIAGNOSTIC | Ultrasound, Diagnostic | ULTRASOUNDDIAGNOSTIC-SonoSite-MicroMaxx | ULTRASOUNDDIAGNOSTIC | MicroMaxx |  |  |  | SonoSite | Ultrasound, Diagnostic |  | ULTRASOUNDDIAGNOSTIC-SonoSite-MicroMaxx |  | 6/18/13 |  | UD-A | Covered PM Repair - Biomedical | MHHS-Greater Heights | [8 empty] | ULTRASOUNDDIAGNOSTIC | Ultrasound, Diagnostic | SonoSite
NO | YES |  |  |  |  | 142-03427 | SonoSite, Inc. | MICROMAXX |  | 037VMB | NE-Anesthesia | MHHS-Northeast |  | Ultrasound, Diagnostic |  |  | 142-03427 | Katy | MHHS-Northeast | NE-Anesthesia | Storage room 5 floor |  |  |  | No pm required | ULTRASONIC UNITS, DIAGNOSTIC | Ultrasound, Diagnostic | ULTRASOUNDDIAGNOSTIC-SonoSite-MicroMaxx | ULTRASOUNDDIAGNOSTIC | MicroMaxx |  |  |  | SonoSite | Ultrasound, Diagnostic |  | ULTRASOUNDDIAGNOSTIC-SonoSite-MicroMaxx |  | 1/24/17 |  | UD-A | Covered PM Repair - Biomedical | MHHS-Northeast | [8 empty] | ULTRASOUNDDIAGNOSTIC | Ultrasound, Diagnostic | SonoSite
NO | YES |  |  |  |  | 142-02003 | SonoSite, Inc. | MICROMAXX |  | WKOH3T | NE-Anesthesia | MHHS-Northeast |  | Ultrasound, Diagnostic |  |  | 142-02003 | Katy | MHHS-Northeast | NE-Anesthesia | Storage room 5th floor |  |  |  | No pm required sticker on there also | ULTRASONIC UNITS, DIAGNOSTIC | Ultrasound, Diagnostic | ULTRASOUNDDIAGNOSTIC-SonoSite-MicroMaxx | ULTRASOUNDDIAGNOSTIC | MicroMaxx |  |  |  | SonoSite | Ultrasound, Diagnostic |  | ULTRASOUNDDIAGNOSTIC-SonoSite-MicroMaxx |  | 1/24/17 |  | UD-A | Covered PM Repair - Biomedical | MHHS-Northeast | [8 empty] | ULTRASOUNDDIAGNOSTIC | Ultrasound, Diagnostic | SonoSite
NO | NO |  |  |  | 000-04904 |  | SonoSite, Inc. | MICROMAXX |  | 039BQZ | MH MG - (MC) - BARIATRIC SURGERY DAVIS CLINIC | MHHS-MG |  | Ultrasound, Diagnostic |  | 000-04904 |  | West & Memorial City |  | MH MG - (MC) - BARIATRIC SURGERY DAVIS CLINIC | [5 empty] | ULTRASONIC UNITS, DIAGNOSTIC |  | ULTRASOUNDDIAGNOSTIC-SonoSite-MicroMaxx | ULTRASOUNDDIAGNOSTIC | MicroMaxx |  |  |  | SonoSite | Ultrasound, Diagnostic |  | ULTRASOUNDDIAGNOSTIC-SonoSite-MicroMaxx |  |  |  |  | Covered PM Repair - Biomedical | MHHS-MG
NO | NO |  |  |  | 017-00563 |  | SonoSite, Inc. | MICROMAXX |  | 03D421 | MH MG - (SL) - PHYSICIANS AT SUGAR CREEK | MHHS-MG |  | Ultrasound, Diagnostic |  | 017-00563 |  | Sugar Land |  | MH MG - (SL) - PHYSICIANS AT SUGAR CREEK | [5 empty] | ULTRASONIC UNITS, DIAGNOSTIC |  | ULTRASOUNDDIAGNOSTIC-SonoSite-MicroMaxx | ULTRASOUNDDIAGNOSTIC | MicroMaxx |  |  |  | SonoSite | Ultrasound, Diagnostic |  | ULTRASOUNDDIAGNOSTIC-SonoSite-MicroMaxx |  |  |  |  | Covered PM Repair - Biomedical | MHHS-MG
NO | NO |  |  |  | 017-00597 |  | SonoSite, Inc. | MICROMAXX |  | 037QV6 | MH MG - (SL) - PHYSICIANS AT SUGAR CREEK | MHHS-MG |  | Ultrasound, Diagnostic |  | 017-00597 |  | Sugar Land |  | MH MG - (SL) - PHYSICIANS AT SUGAR CREEK | [5 empty] | ULTRASONIC UNITS, DIAGNOSTIC |  | ULTRASOUNDDIAGNOSTIC-SonoSite-MicroMaxx | ULTRASOUNDDIAGNOSTIC | MicroMaxx |  |  |  | SonoSite | Ultrasound, Diagnostic |  | ULTRASOUNDDIAGNOSTIC-SonoSite-MicroMaxx |  |  |  |  | Covered PM Repair - Biomedical | MHHS-MG
NO | NO |  |  |  | R-069-DDCSONO |  | SonoSite, Inc. | MICROMAXX |  | 038QTQ | TMC - PLAZA - ERTAN DDC (STE 1400) | MHHS-TMC |  | Ultrasound, Diagnostic |  | R-069-DDCSONO |  | TMC |  | TMC - PLAZA - ERTAN DDC (STE 1400) | [5 empty] | ULTRASONIC UNITS, DIAGNOSTIC |  | ULTRASOUNDDIAGNOSTIC-SonoSite-MicroMaxx | ULTRASOUNDDIAGNOSTIC | MicroMaxx |  |  |  | SonoSite | Ultrasound, Diagnostic |  | ULTRASOUNDDIAGNOSTIC-SonoSite-MicroMaxx |  |  |  |  | Covered PM Repair - Biomedical | MHHS-TMC
NO | YES |  |  |  | 009-07793 | 009-07793 | SonoSite, Inc. | S SERIES |  | 03K0CZ | GH-Central Supply | MHHS-Greater Heights |  | Ultrasound, Diagnostic |  | 009-07793 | 009-07793 | Central | MHHS-Greater Heights | GH-Central Supply | OR | 12/1/17 |  |  |  | ULTRASONIC UNITS, DIAGNOSTIC | Ultrasound, Diagnostic | ULTRASOUNDDIAGNOSTIC-SonoSite-S Series | ULTRASOUNDDIAGNOSTIC | S Series |  |  |  | SonoSite | Ultrasound, Diagnostic |  | ULTRASOUNDDIAGNOSTIC-SonoSite-S Series |  |  |  | UD-A | Covered PM Repair - Biomedical | MHHS-Greater Heights | [8 empty] | ULTRASOUNDDIAGNOSTIC | Ultrasound, Diagnostic | SonoSite
NO | YES | Serial Number WK3677 |  |  | R-929-ORSONO |  | SonoSite, Inc. | S SERIES |  | WK3677 | MHOSH-OR | MHHS Orthopedic & Spine |  | Ultrasound, Diagnostic |  | R-929-ORSONO |  | Central & Greater Heights | MHHS-Orthopedic & Spine | MHOSH-OR |  | 9/17/18 |  |  |  | ULTRASONIC UNITS, DIAGNOSTIC | Ultrasound, Diagnostic | ULTRASOUNDDIAGNOSTIC-SonoSite-S Series | ULTRASOUNDDIAGNOSTIC | S Series |  |  |  | SonoSite | Ultrasound, Diagnostic |  | ULTRASOUNDDIAGNOSTIC-SonoSite-S Series |  |  | MHOSH Inventory Dec 2019 into 2020 - Copy.xls - Newly Verified | UD-A | Covered PM Repair - Biomedical | MHHS Orthopedic & Spine | [8 empty] | ULTRASOUNDDIAGNOSTIC | Ultrasound, Diagnostic | SonoSite
NO | YES | Serial Number WK346Q |  |  | R-929-SONO1 | R-929-SONO1 | SonoSite, Inc. | S SERIES |  | WK346Q | MHOSH-Pre/Post Op | MHHS Orthopedic & Spine |  | Ultrasound, Diagnostic |  | R-929-SONO1 | R-929-SONO1 | Central & Greater Heights | MHHS-Orthopedic & Spine | MHOSH-Pre/Post Op |  | 9/17/18 |  |  |  | ULTRASONIC UNITS, DIAGNOSTIC | Ultrasound, Diagnostic | ULTRASOUNDDIAGNOSTIC-SonoSite-S Series | ULTRASOUNDDIAGNOSTIC | S Series |  |  |  | SonoSite | Ultrasound, Diagnostic |  | ULTRASOUNDDIAGNOSTIC-SonoSite-S Series |  |  | MHOSH Inventory Dec 2019 into 2020 - Copy.xls - Newly Verified | UD-A | Covered PM Repair - Biomedical | MHHS Orthopedic & Spine | [8 empty] | ULTRASOUNDDIAGNOSTIC | Ultrasound, Diagnostic | SonoSite
NO | YES | Serial Number WK351G |  |  | R-929-SONO2 | R-929-SONO2 | SonoSite, Inc. | S SERIES |  | WK351G | MHOSH-Pre/Post Op | MHHS Orthopedic & Spine |  | Ultrasound, Diagnostic |  | R-929-SONO2 | R-929-SONO2 | Central & Greater Heights | MHHS-Orthopedic & Spine | MHOSH-Pre/Post Op |  | 9/17/18 |  |  |  | ULTRASONIC UNITS, DIAGNOSTIC | Ultrasound, Diagnostic | ULTRASOUNDDIAGNOSTIC-SonoSite-S Series | ULTRASOUNDDIAGNOSTIC | S Series |  |  |  | SonoSite | Ultrasound, Diagnostic |  | ULTRASOUNDDIAGNOSTIC-SonoSite-S Series |  |  | MHOSH Inventory Dec 2019 into 2020 - Copy.xls - Newly Verified | UD-A | Covered PM Repair - Biomedical | MHHS Orthopedic & Spine | [8 empty] | ULTRASOUNDDIAGNOSTIC | Ultrasound, Diagnostic | SonoSite
NO | YES | Serial Number WK364R |  |  | R-929-SONO3 | R-929-SONO3 | SonoSite, Inc. | S SERIES |  | WK364R | MHOSH-Pre/Post Op | MHHS Orthopedic & Spine |  | Ultrasound, Diagnostic |  | R-929-SONO3 | R-929-SONO3 | Central & Greater Heights | MHHS-Orthopedic & Spine | MHOSH-Pre/Post Op |  | 9/17/18 |  |  |  | ULTRASONIC UNITS, DIAGNOSTIC | Ultrasound, Diagnostic | ULTRASOUNDDIAGNOSTIC-SonoSite-S Series | ULTRASOUNDDIAGNOSTIC | S Series |  |  |  | SonoSite | Ultrasound, Diagnostic |  | ULTRASOUNDDIAGNOSTIC-SonoSite-S Series |  | 2/1/17 | MHOSH Inventory Dec 2019 into 2020 - Copy.xls - Newly Verified | UD-A | Covered PM Repair - Biomedical | MHHS Orthopedic & Spine | [8 empty] | ULTRASOUNDDIAGNOSTIC | Ultrasound, Diagnostic | SonoSite
NO | YES |  |  |  | R-929-SONO4 | R-929-SONO4 | SonoSite, Inc. | S SERIES |  | WK351C | MHOSH-Pre/Post Op | MHHS Orthopedic & Spine |  | Ultrasound, Diagnostic |  | R-929-SONO4 | R-929-SONO4 | Central & Greater Heights | MHHS-Orthopedic & Spine | MHOSH-Pre/Post Op |  | 9/17/18 |  |  |  | ULTRASONIC UNITS, DIAGNOSTIC | Ultrasound, Diagnostic | ULTRASOUNDDIAGNOSTIC-SonoSite-S Series | ULTRASOUNDDIAGNOSTIC | S Series |  |  |  | SonoSite | Ultrasound, Diagnostic |  | ULTRASOUNDDIAGNOSTIC-SonoSite-S Series |  |  | MHOSH Inventory Dec 2019 into 2020 - Copy.xls - Newly Verified | UD-A | Covered PM Repair - Biomedical | MHHS Orthopedic & Spine | [8 empty] | ULTRASOUNDDIAGNOSTIC | Ultrasound, Diagnostic | SonoSite
NO | YES |  |  |  | R-929-SONO5 | R-929-SONO5 | SonoSite, Inc. | S SERIES |  | WK350M | MHOSH-Pre/Post Op | MHHS Orthopedic & Spine |  | Ultrasound, Diagnostic |  | R-929-SONO5 | R-929-SONO5 | Central & Greater Heights | MHHS-Orthopedic & Spine | MHOSH-Pre/Post Op |  | 9/17/18 |  |  |  | ULTRASONIC UNITS, DIAGNOSTIC | Ultrasound, Diagnostic | ULTRASOUNDDIAGNOSTIC-SonoSite-S Series | ULTRASOUNDDIAGNOSTIC | S Series |  |  |  | SonoSite | Ultrasound, Diagnostic |  | ULTRASOUNDDIAGNOSTIC-SonoSite-S Series |  |  | MHOSH Inventory Dec 2019 into 2020 - Copy.xls - Newly Verified | UD-A | Covered PM Repair - Biomedical | MHHS Orthopedic & Spine | [8 empty] | ULTRASOUNDDIAGNOSTIC | Ultrasound, Diagnostic | SonoSite
NO | YES |  |  |  |  | 013-13495 | SonoSite, Inc. | S SERIES |  | 03J5QT | SW-HVI-Telemetry | MHHS-Southwest |  | Ultrasound, Diagnostic |  |  | 013-13495 | Southwest | MHHS-Southwest | SW-HVI-Telemetry | X5 204 - Charge Nurse | 1/1/18 |  |  | No PM Sticker | ULTRASONIC UNITS, DIAGNOSTIC | Ultrasound, Diagnostic | ULTRASOUNDDIAGNOSTIC-SonoSite-S Series | ULTRASOUNDDIAGNOSTIC | S Series |  |  |  | SonoSite | Ultrasound, Diagnostic |  | ULTRASOUNDDIAGNOSTIC-SonoSite-S Series |  |  |  | UD-A | Covered PM Repair - Biomedical | MHHS-Southwest | [8 empty] | ULTRASOUNDDIAGNOSTIC | Ultrasound, Diagnostic | SonoSite
NO | YES |  |  |  |  | 129-04123 | SonoSite, Inc. | S SERIES |  | 03LP4D | Sugar Land-Labor & Delivery | MHHS-Sugarland |  | Ultrasound, Diagnostic |  |  | 129-04123 | Sugar Land | MHHS-Sugarland | Sugar Land-Labor & Delivery | Suite 303 - OBED | 8/1/18 |  |  |  | ULTRASONIC UNITS, DIAGNOSTIC | Ultrasound, Diagnostic | ULTRASOUNDDIAGNOSTIC-SonoSite-S Series | ULTRASOUNDDIAGNOSTIC | S Series |  |  |  | SonoSite | Ultrasound, Diagnostic |  | ULTRASOUNDDIAGNOSTIC-SonoSite-S Series |  |  |  | UD-A | Covered PM Repair - Biomedical | MHHS-Sugarland | [8 empty] | ULTRASOUNDDIAGNOSTIC | Ultrasound, Diagnostic | SonoSite
NO | YES | [5 empty] | SonoSite, Inc. | S SERIES |  | 03J132 | Woodlands-PCU6 | MHHS-Woodlands |  | Ultrasound, Diagnostic |  |  |  | Woodlands | MHHS-Woodlands | Woodlands-PCU6 | Nurse Station |  |  |  |  | ULTRASONIC UNITS, DIAGNOSTIC | Ultrasound, Diagnostic | ULTRASOUNDDIAGNOSTIC-SonoSite-S Series | ULTRASOUNDDIAGNOSTIC | S Series |  |  |  | SonoSite | Ultrasound, Diagnostic |  | ULTRASOUNDDIAGNOSTIC-SonoSite-S Series |  |  |  | UD-A | Covered PM Repair - Biomedical | MHHS-Woodlands | [8 empty] | ULTRASOUNDDIAGNOSTIC | Ultrasound, Diagnostic | SonoSite
NO | YES | [5 empty] | SonoSite, Inc. | S SERIES |  | 03J13C | WOODLANDS - RADIOLOGY | MHHS-Woodlands |  | Ultrasound, Diagnostic |  |  |  | Woodlands |  | WOODLANDS - RADIOLOGY |  | 12/26/18 |  |  |  | ULTRASONIC UNITS, DIAGNOSTIC |  | ULTRASOUNDDIAGNOSTIC-SonoSite-S Series | ULTRASOUNDDIAGNOSTIC | S Series |  |  |  | SonoSite | Ultrasound, Diagnostic |  | ULTRASOUNDDIAGNOSTIC-SonoSite-S Series |  |  |  |  | Covered PM Repair - Radiology, Low End | MHHS-Woodlands
NO | NO |  |  |  | 009-33525 |  | SonoSite, Inc. | S SERIES |  | 04DTXY | GH - CLINICAL DECISION UNIT (CDU) | MHHS-Greater Heights |  | Ultrasound, Diagnostic |  | 009-33525 |  | Central & Greater Heights |  | GH - CLINICAL DECISION UNIT (CDU) | [5 empty] | ULTRASONIC UNITS, DIAGNOSTIC |  | ULTRASOUNDDIAGNOSTIC-SonoSite-S Series | ULTRASOUNDDIAGNOSTIC | S Series |  |  |  | SonoSite | Ultrasound, Diagnostic |  | ULTRASOUNDDIAGNOSTIC-SonoSite-S Series |  |  |  |  | Covered PM Repair - Biomedical | MHHS-Greater Heights
NO | NO |  |  |  | 009-06775 |  | SonoSite, Inc. | S SERIES |  | 03J4WF | GH - CV ICU | MHHS-Greater Heights |  | Ultrasound, Diagnostic |  | 009-06775 |  | Central & Greater Heights |  | GH - CV ICU | [5 empty] | ULTRASONIC UNITS, DIAGNOSTIC |  | ULTRASOUNDDIAGNOSTIC-SonoSite-S Series | ULTRASOUNDDIAGNOSTIC | S Series |  |  |  | SonoSite | Ultrasound, Diagnostic |  | ULTRASOUNDDIAGNOSTIC-SonoSite-S Series |  |  |  |  | Covered PM Repair - Biomedical | MHHS-Greater Heights
NO | NO |  |  |  | R-005-ERSONO3 |  | SonoSite, Inc. | S SERIES |  | 03H9Q2 | SE - EMERGENCY CENTER | MHHS-Southeast |  | Ultrasound, Diagnostic |  | R-005-ERSONO3 |  | Southeast & Bay Area |  | SE - EMERGENCY CENTER | [5 empty] | ULTRASONIC UNITS, DIAGNOSTIC |  | ULTRASOUNDDIAGNOSTIC-SonoSite-S Series | ULTRASOUNDDIAGNOSTIC | S Series |  |  |  | SonoSite | Ultrasound, Diagnostic |  | ULTRASOUNDDIAGNOSTIC-SonoSite-S Series |  |  |  |  | Covered PM Repair - Biomedical | MHHS-Southeast
NO | NO | [5 empty] | SonoSite, Inc. | S SERIES |  | 03HJXP | SUGAR LAND - DAY SURGERY | MHHS-Sugarland |  | Ultrasound, Diagnostic |  |  |  | Sugar Land |  | SUGAR LAND - DAY SURGERY | [5 empty] | ULTRASONIC UNITS, DIAGNOSTIC |  | ULTRASOUNDDIAGNOSTIC-SonoSite-S Series | ULTRASOUNDDIAGNOSTIC | S Series |  |  |  | SonoSite | Ultrasound, Diagnostic |  | ULTRASOUNDDIAGNOSTIC-SonoSite-S Series |  |  |  |  | Covered PM Repair - Biomedical | MHHS-Sugarland
NO | YES |  |  |  | 009-06771 | 009-06771 | SonoSite, Inc. | S-CATH |  | 03J4ZH | GH-Cath Lab | MHHS-Greater Heights |  | Ultrasound, Diagnostic |  | 009-06771 | 009-06771 | Central | MHHS-Greater Heights | GH-Cath Lab | Cathlab | 8/1/18 |  |  |  | ULTRASONIC UNITS, DIAGNOSTIC | Ultrasound, Diagnostic | ULTRASOUNDDIAGNOSTIC-SonoSite-S-Cath | ULTRASOUNDDIAGNOSTIC | S-Cath |  |  |  | SonoSite | Ultrasound, Diagnostic |  | ULTRASOUNDDIAGNOSTIC-SonoSite-S-Cath |  | 5/1/17 |  | UD-A | Covered PM Repair - Biomedical | MHHS-Greater Heights | [8 empty] | ULTRASOUNDDIAGNOSTIC | Ultrasound, Diagnostic | SonoSite
NO | YES |  |  |  | 009-06724 | 009-06724 | SonoSite, Inc. | S-CATH |  | 03H0V0 | GH-OR | MHHS-Greater Heights |  | Ultrasound, Diagnostic |  | 009-06724 | 009-06724 | Central | MHHS-Greater Heights | GH-OR | OR | 8/1/18 |  |  |  | ULTRASONIC UNITS, DIAGNOSTIC | Ultrasound, Diagnostic | ULTRASOUNDDIAGNOSTIC-SonoSite-S-Cath | ULTRASOUNDDIAGNOSTIC | S-Cath |  |  |  | SonoSite | Ultrasound, Diagnostic |  | ULTRASOUNDDIAGNOSTIC-SonoSite-S-Cath |  | 5/1/17 |  | UD-A | Covered PM Repair - Biomedical | MHHS-Greater Heights | [8 empty] | ULTRASOUNDDIAGNOSTIC | Ultrasound, Diagnostic | SonoSite
NO | YES |  |  |  | 009-07789 | 009-07789 | SonoSite, Inc. | S-CATH |  | 03K3ZG | GH-Preop | MHHS-Greater Heights |  | Ultrasound, Diagnostic |  | 009-07789 | 009-07789 | Central & Greater Heights | MHHS-Greater Heights | GH-Preop | OR 9 | 8/1/18 |  |  |  | ULTRASONIC UNITS, DIAGNOSTIC | Ultrasound, Diagnostic | ULTRASOUNDDIAGNOSTIC-SonoSite-S-Cath | ULTRASOUNDDIAGNOSTIC | S-Cath |  |  |  | SonoSite | Ultrasound, Diagnostic |  | ULTRASOUNDDIAGNOSTIC-SonoSite-S-Cath |  | 5/1/17 |  | UD-A | Covered PM Repair - Biomedical | MHHS-Greater Heights | [8 empty] | ULTRASOUNDDIAGNOSTIC | Ultrasound, Diagnostic | SonoSite
NO | YES |  |  |  | 133-08658 | 133-08658 | SonoSite, Inc. | S-CATH |  | WK2VYH | Katy-Cath Lab | MHHS-Katy |  | Ultrasound, Diagnostic |  | 133-08658 | 133-08658 | Katy | MHHS-Katy | Katy-Cath Lab | MEDSURG HALLWAY |  |  |  |  | ULTRASONIC UNITS, DIAGNOSTIC | Ultrasound, Diagnostic | ULTRASOUNDDIAGNOSTIC-SonoSite-S-Cath | ULTRASOUNDDIAGNOSTIC | S-Cath |  |  |  | SonoSite | Ultrasound, Diagnostic |  | ULTRASOUNDDIAGNOSTIC-SonoSite-S-Cath |  | 5/1/17 |  | UD-A | Covered PM Repair - Biomedical | MHHS-Katy | [8 empty] | ULTRASOUNDDIAGNOSTIC | Ultrasound, Diagnostic | SonoSite
NO | YES |  |  |  | 133-10240 | 133-10240 | SonoSite, Inc. | S-CATH |  | WK2YXQ | Katy-ER | MHHS-Katy |  | Ultrasound, Diagnostic |  | 133-10240 | 133-10240 | Katy | MHHS-Katy | Katy-ER | ER | 9/1/18 | 9/1/19 |  |  | ULTRASONIC UNITS, DIAGNOSTIC | Ultrasound, Diagnostic | ULTRASOUNDDIAGNOSTIC-SonoSite-S-Cath | ULTRASOUNDDIAGNOSTIC | S-Cath |  |  |  | SonoSite | Ultrasound, Diagnostic |  | ULTRASOUNDDIAGNOSTIC-SonoSite-S-Cath |  | 5/1/17 |  | UD-A | Covered PM Repair - Biomedical | MHHS-Katy | [8 empty] | ULTRASOUNDDIAGNOSTIC | Ultrasound, Diagnostic | SonoSite
NO | YES |  |  |  | 041-19947 | 041-19947 | SonoSite, Inc. | S-CATH |  | WK3PNX | MEMORIAL CITY - CENTRAL SUPPLY | MHHS-Mem City |  | Ultrasound, Diagnostic |  | 041-19947 | 041-19947 | West | Memorial city hear and vascular - memorial city | MEMORIAL CITY - CENTRAL SUPPLY | Cath lab 5 |  |  |  |  | ULTRASONIC UNITS, DIAGNOSTIC |  | ULTRASOUNDDIAGNOSTIC-SonoSite-S-Cath | ULTRASOUNDDIAGNOSTIC | S-Cath |  |  |  | SonoSite | Ultrasound, Diagnostic |  | ULTRASOUNDDIAGNOSTIC-SonoSite-S-Cath |  |  |  |  | Covered PM Repair - Biomedical | MHHS-Mem City
NO | YES |  |  |  |  | 142-03574 | SonoSite, Inc. | S-CATH |  | 03HL05 | NE-IMU1 | MHHS-Northeast |  | Ultrasound, Diagnostic |  |  | 142-03574 | Katy | MHHS-Northeast | NE-IMU1 | Cath lab room 1 | 10/1/18 |  |  | No pm requires | ULTRASONIC UNITS, DIAGNOSTIC | Ultrasound, Diagnostic | ULTRASOUNDDIAGNOSTIC-SonoSite-S-Cath | ULTRASOUNDDIAGNOSTIC | S-Cath |  |  |  | SonoSite | Ultrasound, Diagnostic |  | ULTRASOUNDDIAGNOSTIC-SonoSite-S-Cath |  | 5/1/17 |  | UD-A | Covered PM Repair - Biomedical | MHHS-Northeast | [8 empty] | ULTRASOUNDDIAGNOSTIC | Ultrasound, Diagnostic | SonoSite
NO | YES |  |  |  | 142-03148 | 142-03148 | SonoSite, Inc. | S-CATH |  | WK350B | NE-OR Holding | MHHS-Northeast |  | Ultrasound, Diagnostic |  | 142-03148 | 142-03148 | Katy | MHHS-Northeast | NE-OR Holding | Nurses Station | 9/1/18 |  |  |  | ULTRASONIC UNITS, DIAGNOSTIC | Ultrasound, Diagnostic | ULTRASOUNDDIAGNOSTIC-SonoSite-S-Cath | ULTRASOUNDDIAGNOSTIC | S-Cath |  |  |  | SonoSite | Ultrasound, Diagnostic |  | ULTRASOUNDDIAGNOSTIC-SonoSite-S-Cath |  | 5/1/17 |  | UD-A | Covered PM Repair - Biomedical | MHHS-Northeast | [8 empty] | ULTRASOUNDDIAGNOSTIC | Ultrasound, Diagnostic | SonoSite
NO | YES |  |  |  | R-145-CTSONO |  | SonoSite, Inc. | S-CATH |  | 03WG10 | PEARLAND - RADIOLOGY | MHHS-Pearland Hospital |  | Ultrasound, Diagnostic |  | R-145-CTSONO |  | Pearland |  | PEARLAND - RADIOLOGY |  | 12/1/17 |  |  |  | ULTRASONIC UNITS, DIAGNOSTIC |  | ULTRASOUNDDIAGNOSTIC-SonoSite-S-Cath | ULTRASOUNDDIAGNOSTIC | S-Cath |  |  |  | SonoSite | Ultrasound, Diagnostic |  | ULTRASOUNDDIAGNOSTIC-SonoSite-S-Cath |  |  |  |  | Covered PM Repair - Biomedical | MHHS-Pearland Hospital
NO | YES |  |  |  | 013-36423 | 013-36423 | SonoSite, Inc. | S-CATH |  | WK3HBG | SW-Cath Lab | MHHS-Southwest |  | Ultrasound, Diagnostic |  | 013-36423 | 013-36423 | Southwest | MHHS-Southwest | SW-Cath Lab | SW - CV - OR | 9/1/17 |  | 8/1/18 |  | ULTRASONIC UNITS, DIAGNOSTIC | Ultrasound, Diagnostic | ULTRASOUNDDIAGNOSTIC-SonoSite-S-Cath | ULTRASOUNDDIAGNOSTIC | S-Cath |  |  |  | SonoSite | Ultrasound, Diagnostic |  | ULTRASOUNDDIAGNOSTIC-SonoSite-S-Cath |  | 5/1/17 |  | UD-A | Covered PM Repair - Biomedical | MHHS-Southwest | [8 empty] | ULTRASOUNDDIAGNOSTIC | Ultrasound, Diagnostic | SonoSite
NO | YES |  |  |  | 013-36859 | 013-36859 | SonoSite, Inc. | S-CATH |  | WK34ZT | SW-Cath Lab | MHHS-Southwest |  | Ultrasound, Diagnostic |  | 013-36859 | 013-36859 | Southwest | MHHS-Southwest | SW-Cath Lab | Storage | 9/1/17 |  | 9/1/18 |  | ULTRASONIC UNITS, DIAGNOSTIC | Ultrasound, Diagnostic | ULTRASOUNDDIAGNOSTIC-SonoSite-S-Cath | ULTRASOUNDDIAGNOSTIC | S-Cath |  |  |  | SonoSite | Ultrasound, Diagnostic |  | ULTRASOUNDDIAGNOSTIC-SonoSite-S-Cath |  | 5/1/17 |  | UD-A | Covered PM Repair - Biomedical | MHHS-Southwest | [8 empty] | ULTRASOUNDDIAGNOSTIC | Ultrasound, Diagnostic | SonoSite
NO | YES |  |  |  | 013-18470 | 013-18470 | SonoSite, Inc. | S-CATH |  | WK2H80 | SW-HVI-OR | MHHS-Southwest |  | Ultrasound, Diagnostic |  | 013-18470 | 013-18470 | Southwest | MHHS-Southwest | SW-HVI-OR | SW-HVI-OR | 9/1/17 |  |  |  | ULTRASONIC UNITS, DIAGNOSTIC | Ultrasound, Diagnostic | ULTRASOUNDDIAGNOSTIC-SonoSite-S-Cath | ULTRASOUNDDIAGNOSTIC | S-Cath |  |  |  | SonoSite | Ultrasound, Diagnostic |  | ULTRASOUNDDIAGNOSTIC-SonoSite-S-Cath |  | 5/1/17 |  | UD-A | Covered PM Repair - Biomedical | MHHS-Southwest | [8 empty] | ULTRASOUNDDIAGNOSTIC | Ultrasound, Diagnostic | SonoSite
NO | YES | Serial Number 03NG7J |  |  | R-241-01712 |  | SonoSite, Inc. | S-CATH |  | 03NG7J | TIRR - RADIOLOGY | MHHS-TIRR |  | Ultrasound, Diagnostic |  | R-241-01712 |  | TMC |  | TIRR - RADIOLOGY |  | 10/8/17 |  |  |  | ULTRASONIC UNITS, DIAGNOSTIC |  | ULTRASOUNDDIAGNOSTIC-SonoSite-S-Cath | ULTRASOUNDDIAGNOSTIC | S-Cath |  |  |  | SonoSite | Ultrasound, Diagnostic |  | ULTRASOUNDDIAGNOSTIC-SonoSite-S-Cath |  | 5/1/17 |  |  | Covered PM Repair - Biomedical | MHHS-TIRR
NO | YES |  |  |  | 029-10252 | 029-10252 | SonoSite, Inc. | S-CATH |  | WK3QL3 | Woodlands-PCU5 | MHHS-Woodlands |  | Ultrasound, Diagnostic |  | 029-10252 | 029-10252 | Woodlands | MHHS-Woodlands | Woodlands-PCU5 | Clean Equipment Storage |  |  |  | No p.m. required | ULTRASONIC UNITS, DIAGNOSTIC | Ultrasound, Diagnostic | ULTRASOUNDDIAGNOSTIC-SonoSite-S-Cath | ULTRASOUNDDIAGNOSTIC | S-Cath |  |  |  | SonoSite | Ultrasound, Diagnostic |  | ULTRASOUNDDIAGNOSTIC-SonoSite-S-Cath |  | 5/1/17 |  | UD-A | Covered PM Repair - Biomedical | MHHS-Woodlands | [8 empty] | ULTRASOUNDDIAGNOSTIC | Ultrasound, Diagnostic | SonoSite
NO | YES |  |  |  | 029-10221 | 029-10221 | SonoSite, Inc. | S-CATH |  | WK3LZN | Woodlands-Cath Lab | MHHS-Woodlands |  | Ultrasound, Diagnostic |  | 029-10221 | 029-10221 | Woodlands | MHHS-Woodlands | Woodlands-Cath Lab | Cath lab 1 | 9/1/19 |  | 9/1/20 |  | ULTRASONIC UNITS, DIAGNOSTIC | Ultrasound, Diagnostic | ULTRASOUNDDIAGNOSTIC-SonoSite-S-Cath | ULTRASOUNDDIAGNOSTIC | S-Cath |  |  |  | SonoSite | Ultrasound, Diagnostic |  | ULTRASOUNDDIAGNOSTIC-SonoSite-S-Cath |  | 5/1/17 |  | UD-A | Covered PM Repair - Biomedical | MHHS-Woodlands | [8 empty] | ULTRASOUNDDIAGNOSTIC | Ultrasound, Diagnostic | SonoSite
NO | YES | [5 empty] | SonoSite, Inc. | S-CATH |  | WK3D2W | Woodlands-Cath Lab | MHHS-Woodlands |  | Ultrasound, Diagnostic |  |  |  | Woodlands | MHHS-Woodlands | Woodlands-Cath Lab | Cath 3 | 10/1/18 |  |  |  | ULTRASONIC UNITS, DIAGNOSTIC | Ultrasound, Diagnostic | ULTRASOUNDDIAGNOSTIC-SonoSite-S-Cath | ULTRASOUNDDIAGNOSTIC | S-Cath |  |  |  | SonoSite | Ultrasound, Diagnostic |  | ULTRASOUNDDIAGNOSTIC-SonoSite-S-Cath |  | 5/1/17 |  | UD-A | Covered PM Repair - Biomedical | MHHS-Woodlands | [8 empty] | ULTRASOUNDDIAGNOSTIC | Ultrasound, Diagnostic | SonoSite
NO | YES | [5 empty] | SonoSite, Inc. | S-CATH |  | 03KJBC | Woodlands-ER | MHHS-Woodlands |  | Ultrasound, Diagnostic |  |  |  | Woodlands | MHHS-Woodlands | Woodlands-ER | ER | 8/1/18 | 8/1/19 |  |  | ULTRASONIC UNITS, DIAGNOSTIC | Ultrasound, Diagnostic | ULTRASOUNDDIAGNOSTIC-SonoSite-S-Cath | ULTRASOUNDDIAGNOSTIC | S-Cath |  |  |  | SonoSite | Ultrasound, Diagnostic |  | ULTRASOUNDDIAGNOSTIC-SonoSite-S-Cath |  | 5/1/17 |  | UD-A | Covered PM Repair - Biomedical | MHHS-Woodlands | [8 empty] | ULTRASOUNDDIAGNOSTIC | Ultrasound, Diagnostic | SonoSite
NO | YES | Serial Number 03J14C |  |  | 029-06775 | 029-06775 | SonoSite, Inc. | S-CATH |  | 03J14C | Woodlands-PCU3 | MHHS-Woodlands |  | Ultrasound, Diagnostic |  | 029-06775 | 029-06775 | Woodlands | MHHS-Woodlands | Woodlands-PCU3 | Nurse Station |  |  |  | No p.m. required | ULTRASONIC UNITS, DIAGNOSTIC | Ultrasound, Diagnostic | ULTRASOUNDDIAGNOSTIC-SonoSite-S-Cath | ULTRASOUNDDIAGNOSTIC | S-Cath |  |  |  | SonoSite | Ultrasound, Diagnostic |  | ULTRASOUNDDIAGNOSTIC-SonoSite-S-Cath |  | 5/1/17 |  | UD-A | Covered PM Repair - Biomedical | MHHS-Woodlands | [8 empty] | ULTRASOUNDDIAGNOSTIC | Ultrasound, Diagnostic | SonoSite
NO | YES | [5 empty] | SonoSite, Inc. | S-CATH |  | 03KHJ5 | Woodlands-Radiology | MHHS-Woodlands |  | Ultrasound, Diagnostic |  |  |  | Woodlands | MHHS-Woodlands | Woodlands-Radiology |  | 8/1/18 |  |  |  | ULTRASONIC UNITS, DIAGNOSTIC | Ultrasound, Diagnostic | ULTRASOUNDDIAGNOSTIC-SonoSite-S-Cath | ULTRASOUNDDIAGNOSTIC | S-Cath |  |  |  | SonoSite | Ultrasound, Diagnostic |  | ULTRASOUNDDIAGNOSTIC-SonoSite-S-Cath |  | 8/3/17 |  | UD-A | Covered PM Repair - Biomedical | MHHS-Woodlands | [8 empty] | ULTRASOUNDDIAGNOSTIC | Ultrasound, Diagnostic | SonoSite
NO | NO |  |  |  | 009-06777 |  | SonoSite, Inc. | S-CATH |  | 03HR2K | GH - CV ICU | MHHS-Greater Heights |  | Ultrasound, Diagnostic |  | 009-06777 |  | Central & Greater Heights |  | GH - CV ICU | [5 empty] | ULTRASONIC UNITS, DIAGNOSTIC |  | ULTRASOUNDDIAGNOSTIC-SonoSite-S-Cath | ULTRASOUNDDIAGNOSTIC | S-Cath |  |  |  | SonoSite | Ultrasound, Diagnostic |  | ULTRASOUNDDIAGNOSTIC-SonoSite-S-Cath |  |  |  |  | Covered PM Repair - Biomedical | MHHS-Greater Heights
NO | NO |  |  |  | 041-13676 |  | SonoSite, Inc. | S-CATH |  | 03H9RJ | MEMORIAL CITY - CENTRAL SUPPLY | MHHS-Mem City |  | Ultrasound, Diagnostic |  | 041-13676 |  | West & Memorial City |  | MEMORIAL CITY - CENTRAL SUPPLY | [5 empty] | ULTRASONIC UNITS, DIAGNOSTIC |  | ULTRASOUNDDIAGNOSTIC-SonoSite-S-Cath | ULTRASOUNDDIAGNOSTIC | S-Cath |  |  |  | SonoSite | Ultrasound, Diagnostic |  | ULTRASOUNDDIAGNOSTIC-SonoSite-S-Cath |  |  |  |  | Covered PM Repair - Biomedical | MHHS-Mem City
NO | NO | [5 empty] | SonoSite, Inc. | S-CATH |  | 03H130 | MEMORIAL CITY - MICU | MHHS-Mem City |  | Ultrasound, Diagnostic |  |  |  | West & Memorial City |  | MEMORIAL CITY - MICU | [5 empty] | ULTRASONIC UNITS, DIAGNOSTIC |  | ULTRASOUNDDIAGNOSTIC-SonoSite-S-Cath | ULTRASOUNDDIAGNOSTIC | S-Cath |  |  |  | SonoSite | Ultrasound, Diagnostic |  | ULTRASOUNDDIAGNOSTIC-SonoSite-S-Cath |  |  |  |  | Covered PM Repair - Biomedical | MHHS-Mem City
NO | NO |  |  |  | 142-05735 |  | SonoSite, Inc. | S-CATH |  | W0PL9K | NE - CATH LAB | MHHS-Northeast |  | Ultrasound, Diagnostic |  | 142-05735 |  | Katy |  | NE - CATH LAB | [5 empty] | ULTRASONIC UNITS, DIAGNOSTIC |  | ULTRASOUNDDIAGNOSTIC-SonoSite-S-Cath | ULTRASOUNDDIAGNOSTIC | S-Cath |  |  |  | SonoSite | Ultrasound, Diagnostic |  | ULTRASOUNDDIAGNOSTIC-SonoSite-S-Cath |  |  |  |  | Covered PM Repair - Biomedical | MHHS-Northeast
NO | NO |  |  |  | R-005-CLSONO2 |  | SonoSite, Inc. | S-CATH |  | 03MGGY | SE - CATH LAB | MHHS-Southeast |  | Ultrasound, Diagnostic |  | R-005-CLSONO2 |  | Southeast & Bay Area |  | SE - CATH LAB | [5 empty] | ULTRASONIC UNITS, DIAGNOSTIC |  | ULTRASOUNDDIAGNOSTIC-SonoSite-S-Cath | ULTRASOUNDDIAGNOSTIC | S-Cath |  |  |  | SonoSite | Ultrasound, Diagnostic |  | ULTRASOUNDDIAGNOSTIC-SonoSite-S-Cath |  |  |  |  | Covered PM Repair - Biomedical | MHHS-Southeast
NO | NO |  |  |  | R-005-ICUSONO |  | SonoSite, Inc. | S-CATH |  | 03WF9X | SE - ICU | MHHS-Southeast |  | Ultrasound, Diagnostic |  | R-005-ICUSONO |  | Southeast & Bay Area |  | SE - ICU | [5 empty] | ULTRASONIC UNITS, DIAGNOSTIC |  | ULTRASOUNDDIAGNOSTIC-SonoSite-S-Cath | ULTRASOUNDDIAGNOSTIC | S-Cath |  |  |  | SonoSite | Ultrasound, Diagnostic |  | ULTRASOUNDDIAGNOSTIC-SonoSite-S-Cath |  |  |  |  | Covered PM Repair - Biomedical | MHHS-Southeast
NO | NO |  |  |  | R-069-TRANUS2 |  | SonoSite, Inc. | S-CATH |  | 03H9RC | TMC - CHILDRENS - PEDI TRANSPORT (7HP) | MHHS-TMC |  | Ultrasound, Diagnostic |  | R-069-TRANUS2 |  | TMC |  | TMC - CHILDRENS - PEDI TRANSPORT (7HP) | [5 empty] | ULTRASONIC UNITS, DIAGNOSTIC |  | ULTRASOUNDDIAGNOSTIC-SonoSite-S-Cath | ULTRASOUNDDIAGNOSTIC | S-Cath |  |  |  | SonoSite | Ultrasound, Diagnostic |  | ULTRASOUNDDIAGNOSTIC-SonoSite-S-Cath |  |  |  |  | Covered PM Repair - Biomedical | MHHS-TMC
NO | NO |  |  |  | R-069-MICUS1 |  | SonoSite, Inc. | S-CATH |  | 03H9Q5 | TMC - CULLEN - MICU (2C) | MHHS-TMC |  | Ultrasound, Diagnostic |  | R-069-MICUS1 |  | TMC |  | TMC - CULLEN - MICU (2C) | [5 empty] | ULTRASONIC UNITS, DIAGNOSTIC |  | ULTRASOUNDDIAGNOSTIC-SonoSite-S-Cath | ULTRASOUNDDIAGNOSTIC | S-Cath |  |  |  | SonoSite | Ultrasound, Diagnostic |  | ULTRASOUNDDIAGNOSTIC-SonoSite-S-Cath |  |  |  |  | Covered PM Repair - Biomedical | MHHS-TMC
NO | NO |  |  |  | R-069-CCUS2 |  | SonoSite, Inc. | S-CATH |  | 03H9VK | TMC - HVI - CCU (4HVI) | MHHS-TMC |  | Ultrasound, Diagnostic |  | R-069-CCUS2 |  | TMC |  | TMC - HVI - CCU (4HVI) | [5 empty] | ULTRASONIC UNITS, DIAGNOSTIC |  | ULTRASOUNDDIAGNOSTIC-SonoSite-S-Cath | ULTRASOUNDDIAGNOSTIC | S-Cath |  |  |  | SonoSite | Ultrasound, Diagnostic |  | ULTRASOUNDDIAGNOSTIC-SonoSite-S-Cath |  |  |  |  | Covered PM Repair - Biomedical | MHHS-TMC
NO | NO |  |  |  | R-069-CCUS3 |  | SonoSite, Inc. | S-CATH |  | 03H9QF | TMC - HVI - CCU (4HVI) | MHHS-TMC |  | Ultrasound, Diagnostic |  | R-069-CCUS3 |  | TMC |  | TMC - HVI - CCU (4HVI) | [5 empty] | ULTRASONIC UNITS, DIAGNOSTIC |  | ULTRASOUNDDIAGNOSTIC-SonoSite-S-Cath | ULTRASOUNDDIAGNOSTIC | S-Cath |  |  |  | SonoSite | Ultrasound, Diagnostic |  | ULTRASOUNDDIAGNOSTIC-SonoSite-S-Cath |  |  |  |  | Covered PM Repair - Biomedical | MHHS-TMC
NO | NO |  |  |  | R-069-BURNUS2 |  | SonoSite, Inc. | S-CATH |  | 03H9QD | TMC - JONES - BURN UNIT (8J) | MHHS-TMC |  | Ultrasound, Diagnostic |  | R-069-BURNUS2 |  | TMC |  | TMC - JONES - BURN UNIT (8J) | [5 empty] | ULTRASONIC UNITS, DIAGNOSTIC |  | ULTRASOUNDDIAGNOSTIC-SonoSite-S-Cath | ULTRASOUNDDIAGNOSTIC | S-Cath |  |  |  | SonoSite | Ultrasound, Diagnostic |  | ULTRASOUNDDIAGNOSTIC-SonoSite-S-Cath |  |  |  |  | Covered PM Repair - Biomedical | MHHS-TMC
NO | NO |  |  |  | R-069-28055 |  | SonoSite, Inc. | S-CATH |  | 03H2LN | TMC - JONES - INPATIENT REHAB (4J) | MHHS-TMC |  | Ultrasound, Diagnostic |  | R-069-28055 |  | TMC |  | TMC - JONES - INPATIENT REHAB (4J) | [5 empty] | ULTRASONIC UNITS, DIAGNOSTIC |  | ULTRASOUNDDIAGNOSTIC-SonoSite-S-Cath | ULTRASOUNDDIAGNOSTIC | S-Cath |  |  |  | SonoSite | Ultrasound, Diagnostic |  | ULTRASOUNDDIAGNOSTIC-SonoSite-S-Cath |  |  |  |  | Covered PM Repair - Biomedical | MHHS-TMC
NO | NO |  |  |  | R-069-NIMUS1 |  | SonoSite, Inc. | S-CATH |  | 03GZT9 | TMC - JONES - NEURO IMU (3J) | MHHS-TMC |  | Ultrasound, Diagnostic |  | R-069-NIMUS1 |  | TMC |  | TMC - JONES - NEURO IMU (3J) | [5 empty] | ULTRASONIC UNITS, DIAGNOSTIC |  | ULTRASOUNDDIAGNOSTIC-SonoSite-S-Cath | ULTRASOUNDDIAGNOSTIC | S-Cath |  |  |  | SonoSite | Ultrasound, Diagnostic |  | ULTRASOUNDDIAGNOSTIC-SonoSite-S-Cath |  |  |  |  | Covered PM Repair - Biomedical | MHHS-TMC
NO | NO |  |  |  | R-069-SONO14 |  | SonoSite, Inc. | S-CATH |  | 03H9P9 | TMC - OR - ANESTHESIA (2HP) | MHHS-TMC |  | Ultrasound, Diagnostic |  | R-069-SONO14 |  | TMC |  | TMC - OR - ANESTHESIA (2HP) | [5 empty] | ULTRASONIC UNITS, DIAGNOSTIC |  | ULTRASOUNDDIAGNOSTIC-SonoSite-S-Cath | ULTRASOUNDDIAGNOSTIC | S-Cath |  |  |  | SonoSite | Ultrasound, Diagnostic |  | ULTRASOUNDDIAGNOSTIC-SonoSite-S-Cath |  |  |  |  | Covered PM Repair - Biomedical | MHHS-TMC
NO | YES |  |  |  | 009-09361 | 009-09361 | SonoSite, Inc. | S-FAST |  | 03X6JF | GH-ER | MHHS-Greater Heights |  | Ultrasound, Diagnostic |  | 009-09361 | 009-09361 | Central | MHHS-Greater Heights | GH-ER | Nurse station B Alcove | 8/1/18 |  |  |  | ULTRASONIC UNITS, DIAGNOSTIC | Ultrasound, Diagnostic | ULTRASOUNDDIAGNOSTIC-SonoSite-S-FAST | ULTRASOUNDDIAGNOSTIC | S-FAST |  |  |  | SonoSite | Ultrasound, Diagnostic |  | ULTRASOUNDDIAGNOSTIC-SonoSite-S-FAST |  |  |  | UD-A | Covered PM Repair - Biomedical | MHHS-Greater Heights | [8 empty] | ULTRASOUNDDIAGNOSTIC | Ultrasound, Diagnostic | SonoSite
NO | NO |  |  |  | 151-02297 |  | SonoSite, Inc. | S-FAST |  | WK3K67 | CY - ER | MHHS-Cypress |  | Ultrasound, Diagnostic |  | 151-02297 |  | Northwest & Cypress |  | CY - ER | [5 empty] | ULTRASONIC UNITS, DIAGNOSTIC |  | ULTRASOUNDDIAGNOSTIC-SonoSite-S-FAST | ULTRASOUNDDIAGNOSTIC | S-FAST |  |  |  | SonoSite | Ultrasound, Diagnostic |  | ULTRASOUNDDIAGNOSTIC-SonoSite-S-FAST |  |  |  |  | Covered PM Repair - Biomedical | MHHS-Cypress
NO | YES |  |  |  | 145-00177 | 145-00177 | SonoSite, Inc. | S-ICU |  | WK3LZZ | Pearland-ICU/IMCU | MHHS-Pearland Hospital |  | Ultrasound, Diagnostic |  | 145-00177 | 145-00177 | Pearland | MHHS-Pearland Hospital | Pearland-ICU/IMCU | ICU | 5/1/19 | 5/1/20 |  |  | ULTRASONIC UNITS, DIAGNOSTIC | Ultrasound, Diagnostic | ULTRASOUNDDIAGNOSTIC-SonoSite-S-ICU | ULTRASOUNDDIAGNOSTIC | S-ICU |  |  |  | SonoSite | Ultrasound, Diagnostic |  | ULTRASOUNDDIAGNOSTIC-SonoSite-S-ICU |  |  |  | UD-A | Covered PM Repair - Biomedical | MHHS-Pearland Hospital | [8 empty] | ULTRASOUNDDIAGNOSTIC | Ultrasound, Diagnostic | SonoSite
NO | NO |  |  |  | 013-36072 |  | SonoSite, Inc. | S-ICU |  | 03WCJ7 | SW - ICU | MHHS-Southwest |  | Ultrasound, Diagnostic |  | 013-36072 |  | Southwest |  | SW - ICU | [5 empty] | ULTRASONIC UNITS, DIAGNOSTIC |  | ULTRASOUNDDIAGNOSTIC-SonoSite-S-ICU | ULTRASOUNDDIAGNOSTIC | S-ICU |  |  |  | SonoSite | Ultrasound, Diagnostic |  | ULTRASOUNDDIAGNOSTIC-SonoSite-S-ICU |  |  |  |  | Covered PM Repair - Biomedical | MHHS-Southwest
NO | NO |  |  |  | R-069-TRANUS1 |  | SonoSite, Inc. | S-ICU |  | 03HJX4 | TMC - CHILDRENS - PEDI TRANSPORT (7HP) | MHHS-TMC |  | Ultrasound, Diagnostic |  | R-069-TRANUS1 |  | TMC |  | TMC - CHILDRENS - PEDI TRANSPORT (7HP) | [5 empty] | ULTRASONIC UNITS, DIAGNOSTIC |  | ULTRASOUNDDIAGNOSTIC-SonoSite-S-ICU | ULTRASOUNDDIAGNOSTIC | S-ICU |  |  |  | SonoSite | Ultrasound, Diagnostic |  | ULTRASOUNDDIAGNOSTIC-SonoSite-S-ICU |  |  |  |  | Covered PM Repair - Biomedical | MHHS-TMC
NO | YES |  |  |  | 142-03547 | 142-03547 | SonoSite, Inc. | S-NERVE |  | WK3H9R | NE-PACU | MHHS-Northeast |  | Ultrasound, Diagnostic |  | 142-03547 | 142-03547 | Katy | MHHS-Northeast | NE-PACU | Hallway |  |  |  |  | ULTRASONIC UNITS, DIAGNOSTIC | Ultrasound, Diagnostic | ULTRASOUNDDIAGNOSTIC-SonoSite-S-Nerve | ULTRASOUNDDIAGNOSTIC | S-Nerve |  |  |  | SonoSite | Ultrasound, Diagnostic |  | ULTRASOUNDDIAGNOSTIC-SonoSite-S-Nerve |  | 6/1/19 |  | UD-A | Covered PM Repair - Radiology, Low End | MHHS-Northeast | [8 empty] | ULTRASOUNDDIAGNOSTIC | Ultrasound, Diagnostic | SonoSite
NO | YES |  |  |  | 013-16011 | 013-16011 | SonoSite, Inc. | S-NERVE |  | 03HMQG | SW-HVI-OR | MHHS-Southwest |  | Ultrasound, Diagnostic |  | 013-16011 | 013-16011 | Southwest | MHHS-Southwest | SW-HVI-OR | Endo Vascular | 9/1/17 |  | 2/1/20 |  | ULTRASONIC UNITS, DIAGNOSTIC | Ultrasound, Diagnostic | ULTRASOUNDDIAGNOSTIC-SonoSite-S-Nerve | ULTRASOUNDDIAGNOSTIC | S-Nerve |  |  |  | SonoSite | Ultrasound, Diagnostic |  | ULTRASOUNDDIAGNOSTIC-SonoSite-S-Nerve |  | 7/31/18 |  | UD-A | Covered PM Repair - Biomedical | MHHS-Southwest | [8 empty] | ULTRASOUNDDIAGNOSTIC | Ultrasound, Diagnostic | SonoSite
NO | NO | [5 empty] | SonoSite, Inc. | S-NERVE |  | 03HOJN | SW - HVI - OR | MHHS-Southwest |  | Ultrasound, Diagnostic |  |  |  | Southwest |  | SW - HVI - OR | [5 empty] | ULTRASONIC UNITS, DIAGNOSTIC |  | ULTRASOUNDDIAGNOSTIC-SonoSite-S-Nerve | ULTRASOUNDDIAGNOSTIC | S-Nerve |  |  |  | SonoSite | Ultrasound, Diagnostic |  | ULTRASOUNDDIAGNOSTIC-SonoSite-S-Nerve |  |  |  |  | Covered PM Repair - Biomedical | MHHS-Southwest
NO | NO |  |  |  | 029-08096 |  | SonoSite, Inc. | S-NERVE |  | 03TTG7 | WOODLANDS - MED/SURG | MHHS-Woodlands |  | Ultrasound, Diagnostic |  | 029-08096 |  | Woodlands |  | WOODLANDS - MED/SURG | [5 empty] | ULTRASONIC UNITS, DIAGNOSTIC |  | ULTRASOUNDDIAGNOSTIC-SonoSite-S-Nerve | ULTRASOUNDDIAGNOSTIC | S-Nerve |  |  |  | SonoSite | Ultrasound, Diagnostic |  | ULTRASOUNDDIAGNOSTIC-SonoSite-S-Nerve |  |  |  |  | Covered PM Repair - Radiology, Low End | MHHS-Woodlands
NO | YES |  |  |  | 009-33665 | 009-33665 | SonoSite, Inc. | SII |  | 04JX8W | GH-Radiology | MHHS-Greater Heights |  | Ultrasound, Diagnostic |  | 009-33665 | 009-33665 | Central | MHHS-Greater Heights | GH-Radiology | Hallway | 2/1/19 |  |  |  | ULTRASONIC UNITS, DIAGNOSTIC | Ultrasound, Diagnostic | ULTRASOUNDDIAGNOSTIC-SonoSite-SII | ULTRASOUNDDIAGNOSTIC | SII |  |  |  | SonoSite | Ultrasound, Diagnostic |  | ULTRASOUNDDIAGNOSTIC-SonoSite-SII |  | 11/9/18 |  | UD-A | Covered PM Repair - Biomedical | MHHS-Greater Heights | [8 empty] | ULTRASOUNDDIAGNOSTIC | Ultrasound, Diagnostic | SonoSite
NO | YES |  |  |  | 133-10253 | 133-10253 | SonoSite, Inc. | SII |  | O4G5GB | Katy-OR | MHHS-Katy |  | Ultrasound, Diagnostic |  | 133-10253 | 133-10253 | Katy | MHHS-Katy | Katy-OR | OR 7 Hallway | 8/1/18 |  |  |  | ULTRASONIC UNITS, DIAGNOSTIC | Ultrasound, Diagnostic | ULTRASOUNDDIAGNOSTIC-SonoSite-SII | ULTRASOUNDDIAGNOSTIC | SII |  |  |  | SonoSite | Ultrasound, Diagnostic |  | ULTRASOUNDDIAGNOSTIC-SonoSite-SII |  | 10/3/18 |  | UD-A | Covered PM Repair - Biomedical | MHHS-Katy | [8 empty] | ULTRASOUNDDIAGNOSTIC | Ultrasound, Diagnostic | SonoSite
NO | YES |  |  |  | 041-32555 | 041-32555 | SonoSite, Inc. | SII |  | 04fcyc | MEMORIAL CITY - EAST TOWER - IMCU | MHHS-Mem City |  | Ultrasound, Diagnostic |  | 041-32555 | 041-32555 | West | Memorial Hermann Memorial City Medical Center | MEMORIAL CITY - EAST TOWER - IMCU | MEMORIAL CITY - EAST TOWER - IMCU Dr. Dictation room |  |  |  |  | ULTRASONIC UNITS, DIAGNOSTIC |  | ULTRASOUNDDIAGNOSTIC-SonoSite-SII | ULTRASOUNDDIAGNOSTIC | SII |  |  |  | SonoSite | Ultrasound, Diagnostic |  | ULTRASOUNDDIAGNOSTIC-SonoSite-SII |  |  |  |  | Covered PM Repair - Biomedical | MHHS-Mem City
NO | YES |  |  |  | 041-32253 | 041-32253 | SonoSite, Inc. | SII |  | 04FCY9 | MEMORIAL CITY - Pediatrics | MHHS-Mem City |  | Ultrasound, Diagnostic |  | 041-32253 | 041-32253 | West | Memorial Hermann Memorial City Medical Center | MEMORIAL CITY - Pediatrics | MEMORIAL CITY - MHT - Pediatrics MH4 400.3 med room |  |  |  |  | ULTRASONIC UNITS, DIAGNOSTIC |  | ULTRASOUNDDIAGNOSTIC-SonoSite-SII | ULTRASOUNDDIAGNOSTIC | SII |  |  |  | SonoSite | Ultrasound, Diagnostic |  | ULTRASOUNDDIAGNOSTIC-SonoSite-SII |  |  |  |  | Covered PM Repair - Biomedical | MHHS-Mem City
NO | YES |  |  |  | 142-06911 | 142-06911 | SonoSite, Inc. | SII |  | 0455MJ | NE-ER | MHHS-Northeast |  | Ultrasound, Diagnostic |  | 142-06911 | 142-06911 | Katy | MHHS-Northeast | NE-ER |  | 8/1/18 |  |  | No PM required. Not working according to tech | ULTRASONIC UNITS, DIAGNOSTIC | Ultrasound, Diagnostic | ULTRASOUNDDIAGNOSTIC-SonoSite-SII | ULTRASOUNDDIAGNOSTIC | SII |  |  |  | SonoSite | Ultrasound, Diagnostic |  | ULTRASOUNDDIAGNOSTIC-SonoSite-SII |  | 11/9/18 |  | UD-A | Covered PM Repair - Biomedical | MHHS-Northeast | [8 empty] | ULTRASOUNDDIAGNOSTIC | Ultrasound, Diagnostic | SonoSite
NO | YES |  |  |  | 142-06912 | 142-06912 | SonoSite, Inc. | SII |  | 0455MM | NE-ICU | MHHS-Northeast |  | Ultrasound, Diagnostic |  | 142-06912 | 142-06912 | Katy | MHHS-Northeast | NE-ICU | ICU | 12/1/19 |  |  |  | ULTRASONIC UNITS, DIAGNOSTIC | Ultrasound, Diagnostic | ULTRASOUNDDIAGNOSTIC-SonoSite-SII | ULTRASOUNDDIAGNOSTIC | SII |  |  |  | SonoSite | Ultrasound, Diagnostic |  | ULTRASOUNDDIAGNOSTIC-SonoSite-SII |  | 11/9/18 |  | UD-A | Covered PM Repair - Biomedical | MHHS-Northeast | [8 empty] | ULTRASOUNDDIAGNOSTIC | Ultrasound, Diagnostic | SonoSite
NO | YES |  |  |  | 013-36430 | 013-36430 | SonoSite, Inc. | SII |  | 048GLT | SW-Preop | MHHS-Southwest |  | Ultrasound, Diagnostic |  | 013-36430 | 013-36430 | Southwest | MHHS-Southwest | SW-Preop | Bay 25 | 1/1/18 |  | 1/1/19 |  | ULTRASONIC UNITS, DIAGNOSTIC | Ultrasound, Diagnostic | ULTRASOUNDDIAGNOSTIC-SonoSite-SII | ULTRASOUNDDIAGNOSTIC | SII |  |  |  | SonoSite | Ultrasound, Diagnostic |  | ULTRASOUNDDIAGNOSTIC-SonoSite-SII |  | 11/9/18 |  | UD-A | Covered PM Repair - Biomedical | MHHS-Southwest | [8 empty] | ULTRASOUNDDIAGNOSTIC | Ultrasound, Diagnostic | SonoSite
NO | YES |  |  |  | 013-37852 | 013-37852 | SonoSite, Inc. | SII |  | 045MGY | SW-OR | MHHS-Southwest |  | Ultrasound, Diagnostic |  | 013-37852 | 013-37852 | Southwest | MHHS-Southwest | SW-OR | OR19 | 1/1/18 |  |  |  | ULTRASONIC UNITS, DIAGNOSTIC | Ultrasound, Diagnostic | ULTRASOUNDDIAGNOSTIC-SonoSite-SII | ULTRASOUNDDIAGNOSTIC | SII |  |  |  | SonoSite | Ultrasound, Diagnostic |  | ULTRASOUNDDIAGNOSTIC-SonoSite-SII |  | 11/9/18 |  | UD-A | Covered PM Repair - Biomedical | MHHS-Southwest | [8 empty] | ULTRASOUNDDIAGNOSTIC | Ultrasound, Diagnostic | SonoSite
NO | YES |  |  |  | 129-07410 | 129-07410 | SonoSite, Inc. | SII |  | 04898C | Sugar Land-OR | MHHS-Sugarland |  | Ultrasound, Diagnostic |  | 129-07410 | 129-07410 | Sugar Land | MHHS-Sugarland | Sugar Land-OR | PACU | 4/1/18 |  |  |  | ULTRASONIC UNITS, DIAGNOSTIC | Ultrasound, Diagnostic | ULTRASOUNDDIAGNOSTIC-SonoSite-SII | ULTRASOUNDDIAGNOSTIC | SII |  |  |  | SonoSite | Ultrasound, Diagnostic |  | ULTRASOUNDDIAGNOSTIC-SonoSite-SII |  | 10/3/18 |  | UD-A | Covered PM Repair - Biomedical | MHHS-Sugarland | [8 empty] | ULTRASOUNDDIAGNOSTIC | Ultrasound, Diagnostic | SonoSite
NO | YES |  |  |  | 129-07412 | 129-07412 | SonoSite, Inc. | SII |  |  | Sugar Land-OR | MHHS-Sugarland |  | Ultrasound, Diagnostic |  | 129-07412 | 129-07412 | Sugar Land | MHHS-Sugarland | Sugar Land-OR | PACU | 4/1/18 |  |  |  | ULTRASONIC UNITS, DIAGNOSTIC | Ultrasound, Diagnostic | ULTRASOUNDDIAGNOSTIC-SonoSite-SII | ULTRASOUNDDIAGNOSTIC | SII |  |  |  | SonoSite | Ultrasound, Diagnostic |  | ULTRASOUNDDIAGNOSTIC-SonoSite-SII |  |  |  | UD-A | Covered PM Repair - Biomedical | MHHS-Sugarland | [8 empty] | ULTRASOUNDDIAGNOSTIC | Ultrasound, Diagnostic | SonoSite
NO | YES |  |  |  | 029-32005 | 029-32005 | SonoSite, Inc. | SII |  | 04FDF8 | Woodlands-ER | MHHS-Woodlands |  | Ultrasound, Diagnostic |  | 029-32005 | 029-32005 | Woodlands | MHHS-Woodlands | Woodlands-ER | ER | 6/1/18 |  |  |  | ULTRASONIC UNITS, DIAGNOSTIC | Ultrasound, Diagnostic | ULTRASOUNDDIAGNOSTIC-SonoSite-SII | ULTRASOUNDDIAGNOSTIC | SII |  |  |  | SonoSite | Ultrasound, Diagnostic |  | ULTRASOUNDDIAGNOSTIC-SonoSite-SII |  |  |  | UD-A | Covered PM Repair - Biomedical | MHHS-Woodlands | [8 empty] | ULTRASOUNDDIAGNOSTIC | Ultrasound, Diagnostic | SonoSite
NO | NO |  |  |  | 151-01629 |  | SonoSite, Inc. | SII |  | 046RP3 | CY - CARDIAC CATH LAB | MHHS-Cypress |  | Ultrasound, Diagnostic |  | 151-01629 |  | Northwest & Cypress |  | CY - CARDIAC CATH LAB | [5 empty] | ULTRASONIC UNITS, DIAGNOSTIC |  | ULTRASOUNDDIAGNOSTIC-SonoSite-SII | ULTRASOUNDDIAGNOSTIC | SII |  |  |  | SonoSite | Ultrasound, Diagnostic |  | ULTRASOUNDDIAGNOSTIC-SonoSite-SII |  |  |  |  | Covered PM Repair - Biomedical | MHHS-Cypress
NO | NO |  |  |  | 133-10251 |  | SonoSite, Inc. | SII |  | 04G54V | KATY - ICU | MHHS-Katy |  | Ultrasound, Diagnostic |  | 133-10251 |  | Katy |  | KATY - ICU | [5 empty] | ULTRASONIC UNITS, DIAGNOSTIC |  | ULTRASOUNDDIAGNOSTIC-SonoSite-SII | ULTRASOUNDDIAGNOSTIC | SII |  |  |  | SonoSite | Ultrasound, Diagnostic |  | ULTRASOUNDDIAGNOSTIC-SonoSite-SII |  |  |  |  | Covered PM Repair - Biomedical | MHHS-Katy
NO | NO |  |  |  | R-005-ICUSONO2 |  | SonoSite, Inc. | SII |  | 04C143 | SE - ICU | MHHS-Southeast |  | Ultrasound, Diagnostic |  | R-005-ICUSONO2 |  | Southeast & Bay Area |  | SE - ICU | [5 empty] | ULTRASONIC UNITS, DIAGNOSTIC |  | ULTRASOUNDDIAGNOSTIC-SonoSite-SII | ULTRASOUNDDIAGNOSTIC | SII |  |  |  | SonoSite | Ultrasound, Diagnostic |  | ULTRASOUNDDIAGNOSTIC-SonoSite-SII |  |  |  |  | Covered PM Repair - Biomedical | MHHS-Southeast
NO | NO |  |  |  | R-069-SONO25 |  | SonoSite, Inc. | SII |  | 04G62G | TMC - OR - ANESTHESIA (2HP) | MHHS-TMC |  | Ultrasound, Diagnostic |  | R-069-SONO25 |  | TMC |  | TMC - OR - ANESTHESIA (2HP) | [5 empty] | ULTRASONIC UNITS, DIAGNOSTIC |  | ULTRASOUNDDIAGNOSTIC-SonoSite-SII | ULTRASOUNDDIAGNOSTIC | SII |  |  |  | SonoSite | Ultrasound, Diagnostic |  | ULTRASOUNDDIAGNOSTIC-SonoSite-SII |  |  |  |  | Covered PM Repair - Biomedical | MHHS-TMC
NO | NO |  |  |  | 029-32008 |  | SonoSite, Inc. | SII |  | 04DNHN | WOODLANDS - PCU4 | MHHS-Woodlands |  | Ultrasound, Diagnostic |  | 029-32008 |  | Woodlands |  | WOODLANDS - PCU4 | [5 empty] | ULTRASONIC UNITS, DIAGNOSTIC |  | ULTRASOUNDDIAGNOSTIC-SonoSite-SII | ULTRASOUNDDIAGNOSTIC | SII |  |  |  | SonoSite | Ultrasound, Diagnostic |  | ULTRASOUNDDIAGNOSTIC-SonoSite-SII |  |  |  |  | Covered PM Repair - Biomedical | MHHS-Woodlands
NO | YES |  |  |  | 013-38847 | 013-38847 | SonoSite, Inc. | SII P24550-02 |  | 04LY46 | SW-Telemetry | MHHS-Southwest |  |  |  | 013-38847 | 013-38847 | Southwest | MHHS-Southwest | SW-Telemetry | Tele office | 8/1/19 |  | 8/1/20 |  | ULTRASONIC UNITS, DIAGNOSTIC |  | .needs class | [5 empty] | SonoSite | [7 empty] | Covered PM Repair - Biomedical | MHHS-Southwest
NO | NO |  |  |  | 013-35007 |  | SonoSite, Inc. | TITAN |  | 0339QT | SW - HVI - PREOP | MHHS-Southwest |  | Ultrasound, Diagnostic |  | 013-35007 |  | Southwest |  | SW - HVI - PREOP | [5 empty] | ULTRASONIC UNITS, DIAGNOSTIC |  | ULTRASOUNDDIAGNOSTIC-SonoSite-Titan | ULTRASOUNDDIAGNOSTIC | Titan |  |  |  | SonoSite | Ultrasound, Diagnostic |  | ULTRASOUNDDIAGNOSTIC-SonoSite-Titan |  |  |  |  | Covered PM Repair - Biomedical | MHHS-Southwest
NO | YES |  |  |  | 151-02557 | 151-02557 | SonoSite, Inc. | X-PORTE |  |  | CY-OR | MHHS-Cypress |  | Ultrasound, Diagnostic |  | 151-02557 | 151-02557 | Northwest | MHHS-Cypress | CY-OR | Core | 10/1/18 | 10/1/19 |  |  | ULTRASONIC UNITS, DIAGNOSTIC | Ultrasound, Diagnostic | ULTRASOUNDDIAGNOSTIC-SonoSite-X-Porte | ULTRASOUNDDIAGNOSTIC | X-Porte |  |  |  | SonoSite | Ultrasound, Diagnostic |  | ULTRASOUNDDIAGNOSTIC-SonoSite-X-Porte |  |  |  | UD-A | Covered PM Repair - Biomedical | MHHS-Cypress | [8 empty] | ULTRASOUNDDIAGNOSTIC | Ultrasound, Diagnostic | SonoSite
NO | YES |  |  |  | 009-09684 | 009-09684 | SonoSite, Inc. | X-PORTE |  | 04G2JW | GH-OR | MHHS-Greater Heights |  | Ultrasound, Diagnostic |  | 009-09684 | 009-09684 | Central | MHHS-Greater Heights | GH-OR | OR |  |  |  |  | ULTRASONIC UNITS, DIAGNOSTIC | Ultrasound, Diagnostic | ULTRASOUNDDIAGNOSTIC-SonoSite-X-Porte | ULTRASOUNDDIAGNOSTIC | X-Porte |  |  |  | SonoSite | Ultrasound, Diagnostic |  | ULTRASOUNDDIAGNOSTIC-SonoSite-X-Porte |  |  |  | UD-A | Covered PM Repair - Biomedical | MHHS-Greater Heights | [8 empty] | ULTRASOUNDDIAGNOSTIC | Ultrasound, Diagnostic | SonoSite
NO | YES |  |  |  | 133-31035 | 133-31035 | SonoSite, Inc. | X-PORTE |  | 04LZKM | Katy-Cath Lab | MHHS-Katy |  | Ultrasound, Diagnostic |  | 133-31035 | 133-31035 | Katy | MHHS-Katy | Katy-Cath Lab | Cath Lab |  |  |  |  | ULTRASONIC UNITS, DIAGNOSTIC | Ultrasound, Diagnostic | ULTRASOUNDDIAGNOSTIC-SonoSite-X-Porte | ULTRASOUNDDIAGNOSTIC | X-Porte |  |  |  | SonoSite | Ultrasound, Diagnostic |  | ULTRASOUNDDIAGNOSTIC-SonoSite-X-Porte |  |  |  | UD-A | Covered PM Repair - Biomedical | MHHS-Katy | [8 empty] | ULTRASOUNDDIAGNOSTIC | Ultrasound, Diagnostic | SonoSite
NO | YES |  |  |  | 041-19425 | 041-19425 | SonoSite, Inc. | X-PORTE |  | 041GZ4 | MEMORIAL CITY - MHT - JHC Recovery | MHHS-Mem City |  | Ultrasound, Diagnostic |  | 041-19425 | 041-19425 | West | Memorial Hermann Memorial City Medical Center | MEMORIAL CITY - MHT - JHC Recovery | MH11 Recovery RM 1 |  |  |  |  | ULTRASONIC UNITS, DIAGNOSTIC |  | ULTRASOUNDDIAGNOSTIC-SonoSite-X-Porte | ULTRASOUNDDIAGNOSTIC | X-Porte |  |  |  | SonoSite | Ultrasound, Diagnostic |  | ULTRASOUNDDIAGNOSTIC-SonoSite-X-Porte |  |  |  |  | Covered PM Repair - Radiology, Low End | MHHS-Mem City
NO | YES |  |  |  | 041-18159 | 041-18159 | SonoSite, Inc. | X-PORTE |  | 03YD56 | MEMORIAL CITY - Surgery | MHHS-Mem City |  | Ultrasound, Diagnostic |  | 041-18159 | 041-18159 | West | Memorial Hermann Memorial City Medical Center | MEMORIAL CITY - Surgery | Surgery Hallway |  |  |  |  | ULTRASONIC UNITS, DIAGNOSTIC |  | ULTRASOUNDDIAGNOSTIC-SonoSite-X-Porte | ULTRASOUNDDIAGNOSTIC | X-Porte |  |  |  | SonoSite | Ultrasound, Diagnostic |  | ULTRASOUNDDIAGNOSTIC-SonoSite-X-Porte |  |  |  |  | Covered PM Repair - Biomedical | MHHS-Mem City
NO | YES |  |  |  | 041-18821 | 041-18821 | SonoSite, Inc. | X-PORTE |  | 041WWP | OR | MHHS-Mem City |  | Ultrasound, Diagnostic |  | 041-18821 | 041-18821 | West | Memorial Hermann - Memorial City | OR | Back Hallway |  |  |  |  | ULTRASONIC UNITS, DIAGNOSTIC |  | ULTRASOUNDDIAGNOSTIC-SonoSite-X-Porte | ULTRASOUNDDIAGNOSTIC | X-Porte |  |  |  | SonoSite | Ultrasound, Diagnostic |  | ULTRASOUNDDIAGNOSTIC-SonoSite-X-Porte |  |  |  |  | Covered PM Repair - Biomedical | MHHS-Mem City
NO | YES |  |  |  | 041-20488 | 041-20488 | SonoSite, Inc. | X-PORTE |  | Q4HY08 | MEMORIAL CITY - MOR | MHHS-Mem City |  | Ultrasound, Diagnostic |  | 041-20488 | 041-20488 | West | Memorial City - Memorial Hermann Hospital | MEMORIAL CITY - MOR | Hallway |  |  |  |  | ULTRASONIC UNITS, DIAGNOSTIC |  | ULTRASOUNDDIAGNOSTIC-SonoSite-X-Porte | ULTRASOUNDDIAGNOSTIC | X-Porte |  |  |  | SonoSite | Ultrasound, Diagnostic |  | ULTRASOUNDDIAGNOSTIC-SonoSite-X-Porte |  |  |  |  | Covered PM Repair - Biomedical | MHHS-Mem City
NO | YES |  |  |  | 041-20548 | 041-20548 | SonoSite, Inc. | X-PORTE |  |  | MEMORIAL CITY - MOR | MHHS-Mem City |  | Ultrasound, Diagnostic |  | 041-20548 | 041-20548 | West | Memorial City - Memorial Hermann Hospital | MEMORIAL CITY - MOR | Hallway |  |  |  |  | ULTRASONIC UNITS, DIAGNOSTIC |  | ULTRASOUNDDIAGNOSTIC-SonoSite-X-Porte | ULTRASOUNDDIAGNOSTIC | X-Porte |  |  |  | SonoSite | Ultrasound, Diagnostic |  | ULTRASOUNDDIAGNOSTIC-SonoSite-X-Porte |  |  |  |  | Covered PM Repair - Biomedical | MHHS-Mem City
NO | YES |  |  |  | 041-20554 | 041-20554 | SonoSite, Inc. | X-PORTE |  | 041XF0 | MEMORIAL CITY - MOR | MHHS-Mem City |  | Ultrasound, Diagnostic |  | 041-20554 | 041-20554 | West | Memorial City - Memorial Hermann Hospital | MEMORIAL CITY - MOR | MOR 11 |  |  |  |  | ULTRASONIC UNITS, DIAGNOSTIC |  | ULTRASOUNDDIAGNOSTIC-SonoSite-X-Porte | ULTRASOUNDDIAGNOSTIC | X-Porte |  |  |  | SonoSite | Ultrasound, Diagnostic |  | ULTRASOUNDDIAGNOSTIC-SonoSite-X-Porte |  |  |  |  | Covered PM Repair - Biomedical | MHHS-Mem City
NO | YES |  |  |  |  | 142-06068 | SonoSite, Inc. | X-PORTE |  | 03ZW4V | NE-OR | MHHS-Northeast |  | Ultrasound, Diagnostic |  |  | 142-06068 | Katy | MHHS-Northeast | NE-OR | OR Hybrid Room | 10/1/18 |  |  |  | ULTRASONIC UNITS, DIAGNOSTIC | Ultrasound, Diagnostic | ULTRASOUNDDIAGNOSTIC-SonoSite-X-Porte | ULTRASOUNDDIAGNOSTIC | X-Porte |  |  |  | SonoSite | Ultrasound, Diagnostic |  | ULTRASOUNDDIAGNOSTIC-SonoSite-X-Porte |  |  |  | UD-A | Covered PM Repair - Biomedical | MHHS-Northeast | [8 empty] | ULTRASOUNDDIAGNOSTIC | Ultrasound, Diagnostic | SonoSite
NO | YES |  |  |  | 142-07991 | 142-07991 | SonoSite, Inc. | X-PORTE |  | 04HQGQ | NE-OR | MHHS-Northeast |  | Ultrasound, Diagnostic |  | 142-07991 | 142-07991 | Katy | MHHS-Northeast | NE-OR |  | 1/1/19 | 12/1/19 |  |  | ULTRASONIC UNITS, DIAGNOSTIC | Ultrasound, Diagnostic | ULTRASOUNDDIAGNOSTIC-SonoSite-X-Porte | ULTRASOUNDDIAGNOSTIC | X-Porte |  |  |  | SonoSite | Ultrasound, Diagnostic |  | ULTRASOUNDDIAGNOSTIC-SonoSite-X-Porte |  |  |  | UD-A | Covered PM Repair - Biomedical | MHHS-Northeast | [8 empty] | ULTRASOUNDDIAGNOSTIC | Ultrasound, Diagnostic | SonoSite
NO | YES |  |  |  | 013-38833 | 013-38833 | SonoSite, Inc. | X-PORTE |  | 04dtnc | SW-ER | MHHS-Southwest |  | Ultrasound, Diagnostic |  | 013-38833 | 013-38833 | Southwest | MHHS-Southwest | SW-ER | [5 empty] | ULTRASONIC UNITS, DIAGNOSTIC | Ultrasound, Diagnostic | ULTRASOUNDDIAGNOSTIC-SonoSite-X-Porte | ULTRASOUNDDIAGNOSTIC | X-Porte |  |  |  | SonoSite | Ultrasound, Diagnostic |  | ULTRASOUNDDIAGNOSTIC-SonoSite-X-Porte |  |  |  | UD-A | Covered PM Repair - Biomedical | MHHS-Southwest | [8 empty] | ULTRASOUNDDIAGNOSTIC | Ultrasound, Diagnostic | SonoSite
NO | YES |  |  |  | 013-38797 | 013-38797 | SonoSite, Inc. | X-PORTE |  | 04FDC2 | SW-HVI-CV ICU | MHHS-Southwest |  | Ultrasound, Diagnostic |  | 013-38797 | 013-38797 | Southwest | MHHS-Southwest | SW-HVI-CV ICU | Hallway | 11/1/18 |  |  |  | ULTRASONIC UNITS, DIAGNOSTIC | Ultrasound, Diagnostic | ULTRASOUNDDIAGNOSTIC-SonoSite-X-Porte | ULTRASOUNDDIAGNOSTIC | X-Porte |  |  |  | SonoSite | Ultrasound, Diagnostic |  | ULTRASOUNDDIAGNOSTIC-SonoSite-X-Porte |  |  |  | UD-A | Covered PM Repair - Biomedical | MHHS-Southwest | [8 empty] | ULTRASOUNDDIAGNOSTIC | Ultrasound, Diagnostic | SonoSite
NO | YES |  |  |  | 013-36657 | 013-36657 | SonoSite, Inc. | X-PORTE |  | 0468HQ | ICU | MHHS-Southwest |  | Ultrasound, Diagnostic |  | 013-36657 | 013-36657 | Southwest | Memorial Hermann Southwest Hospital | ICU | Nurse Station | 12/1/17 |  |  |  | ULTRASONIC UNITS, DIAGNOSTIC | Ultrasound, Diagnostic | ULTRASOUNDDIAGNOSTIC-SonoSite-X-Porte | ULTRASOUNDDIAGNOSTIC | X-Porte |  |  |  | SonoSite | Ultrasound, Diagnostic |  | ULTRASOUNDDIAGNOSTIC-SonoSite-X-Porte |  |  |  | UD-A | Covered PM Repair - Biomedical | MHHS-Southwest | [8 empty] | ULTRASOUNDDIAGNOSTIC | Ultrasound, Diagnostic | SonoSite
NO | YES |  |  |  | R-241-01008 |  | SonoSite, Inc. | X-PORTE |  | 03XVH6 | TIRR - RADIOLOGY | MHHS-TIRR |  | Ultrasound, Diagnostic |  | R-241-01008 |  | TMC |  | TIRR - RADIOLOGY |  | 8/10/17 |  |  |  | ULTRASONIC UNITS, DIAGNOSTIC |  | ULTRASOUNDDIAGNOSTIC-SonoSite-X-Porte | ULTRASOUNDDIAGNOSTIC | X-Porte |  |  |  | SonoSite | Ultrasound, Diagnostic |  | ULTRASOUNDDIAGNOSTIC-SonoSite-X-Porte |  |  |  |  | Covered PM Repair - Biomedical | MHHS-TIRR
NO | YES |  |  |  | R-241-02640 |  | SonoSite, Inc. | X-PORTE |  |  | TIRR - RADIOLOGY | MHHS-TIRR |  | Ultrasound, Diagnostic |  | R-241-02640 |  | TMC |  | TIRR - RADIOLOGY |  | 10/8/17 |  |  |  | ULTRASONIC UNITS, DIAGNOSTIC |  | ULTRASOUNDDIAGNOSTIC-SonoSite-X-Porte | ULTRASOUNDDIAGNOSTIC | X-Porte |  |  |  | SonoSite | Ultrasound, Diagnostic |  | ULTRASOUNDDIAGNOSTIC-SonoSite-X-Porte |  |  |  |  | Covered PM Repair - Biomedical | MHHS-TIRR
NO | YES |  |  |  | 069-45941 | 069-45941 | SonoSite, Inc. | X-PORTE |  |  | TMC-Sarofim 3-OR | MHHS-TMC |  | Ultrasound, Diagnostic |  | 069-45941 | 069-45941 | TMC | MHHS-TMC | TMC-Sarofim 3-OR | Sarofim OR 3 |  |  |  |  | ULTRASONIC UNITS, DIAGNOSTIC |  | ULTRASOUNDDIAGNOSTIC-SonoSite-X-Porte | ULTRASOUNDDIAGNOSTIC | X-Porte |  |  |  | SonoSite | Ultrasound, Diagnostic |  | ULTRASOUNDDIAGNOSTIC-SonoSite-X-Porte |  |  |  |  | Covered PM Repair - Biomedical | MHHS-TMC
NO | YES |  |  |  | 069-45942 | 069-45942 | SonoSite, Inc. | X-PORTE |  |  | TMC-Sarofim 3-OR | MHHS-TMC |  | Ultrasound, Diagnostic |  | 069-45942 | 069-45942 | TMC | MHHS-TMC | TMC-Sarofim 3-OR | OR 42 |  |  |  | No pm found | ULTRASONIC UNITS, DIAGNOSTIC |  | ULTRASOUNDDIAGNOSTIC-SonoSite-X-Porte | ULTRASOUNDDIAGNOSTIC | X-Porte |  |  |  | SonoSite | Ultrasound, Diagnostic |  | ULTRASOUNDDIAGNOSTIC-SonoSite-X-Porte |  |  |  |  | Covered PM Repair - Biomedical | MHHS-TMC
NO | YES |  |  |  | 069-45943 | 069-45943 | SonoSite, Inc. | X-PORTE |  |  | TMC-Sarofim 3-OR | MHHS-TMC |  | Ultrasound, Diagnostic |  | 069-45943 | 069-45943 | TMC | MHHS-TMC | TMC-Sarofim 3-OR | OR 40 | 4/1/20 |  |  | No pm found | ULTRASONIC UNITS, DIAGNOSTIC |  | ULTRASOUNDDIAGNOSTIC-SonoSite-X-Porte | ULTRASOUNDDIAGNOSTIC | X-Porte |  |  |  | SonoSite | Ultrasound, Diagnostic |  | ULTRASOUNDDIAGNOSTIC-SonoSite-X-Porte |  |  |  |  | Covered PM Repair - Biomedical | MHHS-TMC
NO | YES |  |  |  | 069-45944 | 069-45944 | SonoSite, Inc. | X-PORTE |  |  | TMC-Sarofim 3-OR | MHHS-TMC |  | Ultrasound, Diagnostic |  | 069-45944 | 069-45944 | TMC | MHHS-TMC | TMC-Sarofim 3-OR | TMC - SAROFIM 3 - OR |  |  |  |  | ULTRASONIC UNITS, DIAGNOSTIC |  | ULTRASOUNDDIAGNOSTIC-SonoSite-X-Porte | ULTRASOUNDDIAGNOSTIC | X-Porte |  |  |  | SonoSite | Ultrasound, Diagnostic |  | ULTRASOUNDDIAGNOSTIC-SonoSite-X-Porte |  |  |  |  | Covered PM Repair - Biomedical | MHHS-TMC
NO | YES |  |  |  | 069-45945 | 069-45945 | SonoSite, Inc. | X-PORTE |  |  | TMC-Sarofim 3-OR | MHHS-TMC |  | Ultrasound, Diagnostic |  | 069-45945 | 069-45945 | TMC | MHHS-TMC | TMC-Sarofim 3-OR | OR3 |  |  |  |  | ULTRASONIC UNITS, DIAGNOSTIC |  | ULTRASOUNDDIAGNOSTIC-SonoSite-X-Porte | ULTRASOUNDDIAGNOSTIC | X-Porte |  |  |  | SonoSite | Ultrasound, Diagnostic |  | ULTRASOUNDDIAGNOSTIC-SonoSite-X-Porte |  |  |  |  | Covered PM Repair - Biomedical | MHHS-TMC
NO | NO |  |  |  | 133-31036 |  | SonoSite, Inc. | X-PORTE |  |  | KATY - CATH LAB | MHHS-Katy |  | Ultrasound, Diagnostic |  | 133-31036 |  | Katy |  | KATY - CATH LAB | [5 empty] | ULTRASONIC UNITS, DIAGNOSTIC |  | ULTRASOUNDDIAGNOSTIC-SonoSite-X-Porte | ULTRASOUNDDIAGNOSTIC | X-Porte |  |  |  | SonoSite | Ultrasound, Diagnostic |  | ULTRASOUNDDIAGNOSTIC-SonoSite-X-Porte |  |  |  |  | Covered PM Repair - Biomedical | MHHS-Katy
NO | NO |  |  |  | 041-34130 |  | SonoSite, Inc. | X-PORTE |  | 03WVZR | MEMORIAL CITY - ER | MHHS-Mem City |  | Ultrasound, Diagnostic |  | 041-34130 |  | West & Memorial City |  | MEMORIAL CITY - ER | [5 empty] | ULTRASONIC UNITS, DIAGNOSTIC |  | ULTRASOUNDDIAGNOSTIC-SonoSite-X-Porte | ULTRASOUNDDIAGNOSTIC | X-Porte |  |  |  | SonoSite | Ultrasound, Diagnostic |  | ULTRASOUNDDIAGNOSTIC-SonoSite-X-Porte |  |  |  |  | Covered PM Repair - Biomedical | MHHS-Mem City
NO | NO |  |  |  | 041-18820 |  | SonoSite, Inc. | X-PORTE |  | 0421KT | MEMORIAL CITY - LDR - OR | MHHS-Mem City |  | Ultrasound, Diagnostic |  | 041-18820 |  | West & Memorial City |  | MEMORIAL CITY - LDR - OR | [5 empty] | ULTRASONIC UNITS, DIAGNOSTIC |  | ULTRASOUNDDIAGNOSTIC-SonoSite-X-Porte | ULTRASOUNDDIAGNOSTIC | X-Porte |  |  |  | SonoSite | Ultrasound, Diagnostic |  | ULTRASOUNDDIAGNOSTIC-SonoSite-X-Porte |  |  |  |  | Covered PM Repair - Radiology, Low End | MHHS-Mem City
NO | NO |  |  |  | 041-19426 |  | SonoSite, Inc. | X-PORTE |  | 041GZ6 | MEMORIAL CITY - MHT - JHC OR | MHHS-Mem City |  | Ultrasound, Diagnostic |  | 041-19426 |  | West & Memorial City |  | MEMORIAL CITY - MHT - JHC OR | [5 empty] | ULTRASONIC UNITS, DIAGNOSTIC |  | ULTRASOUNDDIAGNOSTIC-SonoSite-X-Porte | ULTRASOUNDDIAGNOSTIC | X-Porte |  |  |  | SonoSite | Ultrasound, Diagnostic |  | ULTRASOUNDDIAGNOSTIC-SonoSite-X-Porte |  |  |  |  | Covered PM Repair - Biomedical | MHHS-Mem City
NO | NO |  |  |  | R-145-ERSONO |  | SonoSite, Inc. | X-PORTE |  | 03WFNF | PEARLAND - EMERGENCY CENTER | MHHS-Pearland Hospital |  | Ultrasound, Diagnostic |  | R-145-ERSONO |  | Pearland |  | PEARLAND - EMERGENCY CENTER | [5 empty] | ULTRASONIC UNITS, DIAGNOSTIC |  | ULTRASOUNDDIAGNOSTIC-SonoSite-X-Porte | ULTRASOUNDDIAGNOSTIC | X-Porte |  |  |  | SonoSite | Ultrasound, Diagnostic |  | ULTRASOUNDDIAGNOSTIC-SonoSite-X-Porte |  |  |  |  | Covered PM Repair - Biomedical | MHHS-Pearland Hospital
NO | NO |  |  |  | R-005-ERSONO2 |  | SonoSite, Inc. | X-PORTE |  | 03X3XB | SE - EMERGENCY CENTER | MHHS-Southeast |  | Ultrasound, Diagnostic |  | R-005-ERSONO2 |  | Southeast & Bay Area |  | SE - EMERGENCY CENTER | [5 empty] | ULTRASONIC UNITS, DIAGNOSTIC |  | ULTRASOUNDDIAGNOSTIC-SonoSite-X-Porte | ULTRASOUNDDIAGNOSTIC | X-Porte |  |  |  | SonoSite | Ultrasound, Diagnostic |  | ULTRASOUNDDIAGNOSTIC-SonoSite-X-Porte |  |  |  |  | Covered PM Repair - Biomedical | MHHS-Southeast
NO | NO |  |  |  | 013-36655 |  | SonoSite, Inc. | X-PORTE |  | Q4HXZP | SW - ICU | MHHS-Southwest |  | Ultrasound, Diagnostic |  | 013-36655 |  | Southwest |  | SW - ICU | [5 empty] | ULTRASONIC UNITS, DIAGNOSTIC |  | ULTRASOUNDDIAGNOSTIC-SonoSite-X-Porte | ULTRASOUNDDIAGNOSTIC | X-Porte |  |  |  | SonoSite | Ultrasound, Diagnostic |  | ULTRASOUNDDIAGNOSTIC-SonoSite-X-Porte |  |  |  |  | Covered PM Repair - Respiratory/Steriliz | MHHS-Southwest
NO | NO |  |  |  | 013-38845 |  | SonoSite, Inc. | X-PORTE |  | 04KQQP | SW - ICU - NEURO & STROKE | MHHS-Southwest |  | Ultrasound, Diagnostic |  | 013-38845 |  | Southwest |  | SW - ICU - NEURO & STROKE | [5 empty] | ULTRASONIC UNITS, DIAGNOSTIC |  | ULTRASOUNDDIAGNOSTIC-SonoSite-X-Porte | ULTRASOUNDDIAGNOSTIC | X-Porte |  |  |  | SonoSite | Ultrasound, Diagnostic |  | ULTRASOUNDDIAGNOSTIC-SonoSite-X-Porte |  |  |  |  | Covered PM Repair - Biomedical | MHHS-Southwest
NO | NO |  |  |  | R-069-MICUS3 |  | SonoSite, Inc. | X-PORTE |  | 04G9JV | TMC - CULLEN - MICU (2C) | MHHS-TMC |  | Ultrasound, Diagnostic |  | R-069-MICUS3 |  | TMC |  | TMC - CULLEN - MICU (2C) | [5 empty] | ULTRASONIC UNITS, DIAGNOSTIC |  | ULTRASOUNDDIAGNOSTIC-SonoSite-X-Porte | ULTRASOUNDDIAGNOSTIC | X-Porte |  |  |  | SonoSite | Ultrasound, Diagnostic |  | ULTRASOUNDDIAGNOSTIC-SonoSite-X-Porte |  |  |  |  | Covered PM Repair - Biomedical | MHHS-TMC
NO | NO |  |  |  | R-069-CVICUS3 |  | SonoSite, Inc. | X-PORTE |  | 04DCMZ | TMC - HVI - CVICU (8HVI) | MHHS-TMC |  | Ultrasound, Diagnostic |  | R-069-CVICUS3 |  | TMC |  | TMC - HVI - CVICU (8HVI) | [5 empty] | ULTRASONIC UNITS, DIAGNOSTIC |  | ULTRASOUNDDIAGNOSTIC-SonoSite-X-Porte | ULTRASOUNDDIAGNOSTIC | X-Porte |  |  |  | SonoSite | Ultrasound, Diagnostic |  | ULTRASOUNDDIAGNOSTIC-SonoSite-X-Porte |  |  |  |  | Covered PM Repair - Biomedical | MHHS-TMC
NO | NO |  |  |  | 069-46855 |  | SonoSite, Inc. | X-PORTE |  | 04NC55 | TMC - HVI - HEART FAILURE ICU (5HVI) | MHHS-TMC |  | Ultrasound, Diagnostic |  | 069-46855 |  | TMC |  | TMC - HVI - HEART FAILURE ICU (5HVI) | [5 empty] | ULTRASONIC UNITS, DIAGNOSTIC |  | ULTRASOUNDDIAGNOSTIC-SonoSite-X-Porte | ULTRASOUNDDIAGNOSTIC | X-Porte |  |  |  | SonoSite | Ultrasound, Diagnostic |  | ULTRASOUNDDIAGNOSTIC-SonoSite-X-Porte |  |  |  |  | Covered PM Repair - Radiology, Low End | MHHS-TMC
NO | NO |  |  |  | R-069-HFICUS1 |  | SonoSite, Inc. | X-PORTE |  | 04DV0P | TMC - HVI - HEART FAILURE ICU (5HVI) | MHHS-TMC |  | Ultrasound, Diagnostic |  | R-069-HFICUS1 |  | TMC |  | TMC - HVI - HEART FAILURE ICU (5HVI) | [5 empty] | ULTRASONIC UNITS, DIAGNOSTIC |  | ULTRASOUNDDIAGNOSTIC-SonoSite-X-Porte | ULTRASOUNDDIAGNOSTIC | X-Porte |  |  |  | SonoSite | Ultrasound, Diagnostic |  | ULTRASOUNDDIAGNOSTIC-SonoSite-X-Porte |  |  |  |  | Covered PM Repair - Radiology, High End | MHHS-TMC
NO | NO |  |  |  | R-069-SONO24 |  | SonoSite, Inc. | X-PORTE |  | 04F50D | TMC - OR - ANESTHESIA (2HP) | MHHS-TMC |  | Ultrasound, Diagnostic |  | R-069-SONO24 |  | TMC |  | TMC - OR - ANESTHESIA (2HP) | [5 empty] | ULTRASONIC UNITS, DIAGNOSTIC |  | ULTRASOUNDDIAGNOSTIC-SonoSite-X-Porte | ULTRASOUNDDIAGNOSTIC | X-Porte |  |  |  | SonoSite | Ultrasound, Diagnostic |  | ULTRASOUNDDIAGNOSTIC-SonoSite-X-Porte |  |  |  |  | Covered PM Repair - Radiology, Low End | MHHS-TMC
NO | NO |  |  |  | R-069-SONO3 |  | SonoSite, Inc. | X-PORTE |  | 0431F5 | TMC - OR - ANESTHESIA (2HP) | MHHS-TMC |  | Ultrasound, Diagnostic |  | R-069-SONO3 |  | TMC |  | TMC - OR - ANESTHESIA (2HP) | [5 empty] | ULTRASONIC UNITS, DIAGNOSTIC |  | ULTRASOUNDDIAGNOSTIC-SonoSite-X-Porte | ULTRASOUNDDIAGNOSTIC | X-Porte |  |  |  | SonoSite | Ultrasound, Diagnostic |  | ULTRASOUNDDIAGNOSTIC-SonoSite-X-Porte |  |  |  |  | Covered PM Repair - Radiology, High End | MHHS-TMC
NO | NO |  |  |  | R-069-SONO4 |  | SonoSite, Inc. | X-PORTE |  |  | TMC - OR - ANESTHESIA (2HP) | MHHS-TMC |  | Ultrasound, Diagnostic |  | R-069-SONO4 |  | TMC |  | TMC - OR - ANESTHESIA (2HP) | [5 empty] | ULTRASONIC UNITS, DIAGNOSTIC |  | ULTRASOUNDDIAGNOSTIC-SonoSite-X-Porte | ULTRASOUNDDIAGNOSTIC | X-Porte |  |  |  | SonoSite | Ultrasound, Diagnostic |  | ULTRASOUNDDIAGNOSTIC-SonoSite-X-Porte |  |  |  |  | Covered PM Repair - Biomedical | MHHS-TMC
NO | NO |  |  |  | R-069-46912 |  | SonoSite, Inc. | X-PORTE |  | 04KMDG | TMC - RESPIRATORY - PULMONARY LAB | MHHS-TMC |  | Ultrasound, Diagnostic |  | R-069-46912 |  | TMC |  | TMC - RESPIRATORY - PULMONARY LAB | [5 empty] | ULTRASONIC UNITS, DIAGNOSTIC |  | ULTRASOUNDDIAGNOSTIC-SonoSite-X-Porte | ULTRASOUNDDIAGNOSTIC | X-Porte |  |  |  | SonoSite | Ultrasound, Diagnostic |  | ULTRASOUNDDIAGNOSTIC-SonoSite-X-Porte |  |  |  |  | Covered PM Repair - Biomedical | MHHS-TMC
NO | NO |  |  |  | 029-32371 |  | SonoSite, Inc. | X-PORTE |  | 04KMCK | WOODLANDS - CATH LAB | MHHS-Woodlands |  | Ultrasound, Diagnostic |  | 029-32371 |  | Woodlands |  | WOODLANDS - CATH LAB | [5 empty] | ULTRASONIC UNITS, DIAGNOSTIC |  | ULTRASOUNDDIAGNOSTIC-SonoSite-X-Porte | ULTRASOUNDDIAGNOSTIC | X-Porte |  |  |  | SonoSite | Ultrasound, Diagnostic |  | ULTRASOUNDDIAGNOSTIC-SonoSite-X-Porte |  |  |  |  | Covered PM Repair - Radiology, Low End | MHHS-Woodlands
YES | YES | Serial Number 04C1VC |  |  | 005-12324 | 005-12324 | Sonosite/Fuji | X-Porte |  | 04C1VC | [5 empty] | 005-12324 | 005-12324 |  | Herman Memorial 2555 Gulf Freeway, League City |  | ER Cubby | 2/1/20 | 2/1/21 |  |  |  | Ultrasound, Diagnostic | ULTRASOUNDDIAGNOSTIC-SonoSite-X-Porte | [12 empty] | UD-A | [10 empty] | ULTRASOUNDDIAGNOSTIC | Ultrasound, Diagnostic | SonoSite
YES | YES |  |  |  | 142-03423 | 142-03423 | SonoSitr | L38e/10-5 |  | 03GV30 | [5 empty] | 142-03423 | 142-03423 | northeast | MH NE |  | OR |  |  |  | Probe
YES | YES |  |  |  | 099-01144 | 099-01144 | Sony | DVO-1000MD |  |  | NE - RADIOLOGY |  |  |  |  | 099-01144 | 099-01144 | Katy | Memorial Hermann Northeast Hospital | NE - RADIOLOGY | X-Ray Storage | [5 empty] | DVD, Player/Recorder | DVD-Sony-DVO-1000MD | [22 empty] | DVD, Player/Recorder | DVD | DVD, Player/Recorder | Sony
YES | YES |  |  |  | 099-08086 | 099-08086 | Sony | HCD-BX20i |  |  | WOODLANDS - PCU5 |  |  |  |  | 099-08086 | 099-08086 | Woodlands | Herman woodland hospital | WOODLANDS - PCU5 | Cath lab 2
YES | YES |  |  |  | 005-09392 | 005-09392 | Sony | LMD-2451MD |  | 310-5386 | SE - OR |  |  |  |  | 005-09392 | 005-09392 | TMC | Children's Memorial Hermann Hospital | SE - OR | HYBRID OR | 1/1/17 |  | 1/1/18 |  |  | Monitor, Video | MONITORVIDEO-Sony-LMD-2451MD | [22 empty] | Monitor, Video | MONITORVIDEO | Monitor, Video | Sony
YES | YES | [5 empty] | Sony | LMD2451MT/3G4 |  |  | MEMORIAL CITY - MOR | [6 empty] | West | Memorial City - Memorial Hermann Hospital | MEMORIAL CITY - MOR | Hallway
YES | YES | [5 empty] | Sony | LMD2451MT/3G4 |  |  | MEMORIAL CITY - OUTPATIENT SURGERY | [6 empty] | West | Memorial City - Memorial Hermann Hospital West Tower | MEMORIAL CITY - OUTPATIENT SURGERY | W1 300.94 OR 7
YES | YES |  |  |  | 099-03779 | 099-03779 | Sony | UP-21MD |  |  | KATY - |  |  |  |  | 099-03779 | 099-03779 | Katy | Katy | KATY - | Bio med shop |  |  |  | No pm |  | Printer, Video | PRINTERVIDEO-Sony-UP-21MD | [22 empty] | Printer, Video | PRINTERVIDEO | Printer, Video | Sony
YES | YES |  |  |  | 099-00240 | 099-00240 | Sony | UP-51MD |  |  | KATY - |  |  |  |  | 099-00240 | 099-00240 | Katy | Katy | KATY - | Bio med shop |  |  |  | No pm |  | Printer, Video | PRINTERVIDEO-Sony-UP-51MD | [22 empty] | Printer, Video | PRINTERVIDEO | Printer, Video | Sony
YES | YES |  |  |  | 133-05640 | 133-05640 | Sony | UP-897MD |  |  | KATY - |  |  |  |  | 133-05640 | 133-05640 | Katy | Katy | KATY - | Bio med shop |  |  |  | No pm |  | Printer, Video | PRINTERVIDEO-Sony-UP-897MD | [22 empty] | Printer, Video | PRINTERVIDEO | Printer, Video | Sony
YES | YES |  |  |  | 099-09662 | 099-09662 | Sony | Up-971ad |  |  | TMC - OR - ROBERTSON (2R) |  |  |  |  | 099-09662 | 099-09662 | TMC | Memorial Hermann-Texas Medical Center | TMC - OR - ROBERTSON (2R) | Hall way |  |  |  | No pm |  | Printer, Video | PRINTERVIDEO-Sony-UP-971AD | [22 empty] | Printer, Video | PRINTERVIDEO | Printer, Video | SONY
YES | YES |  |  |  | 099-09663 | 099-09663 | Sony | Up-971ad |  |  | TMC - OR - ROBERTSON (2R) |  |  |  |  | 099-09663 | 099-09663 | TMC | Memorial Hermann-Texas Medical Center | TMC - OR - ROBERTSON (2R) | Hall way |  |  |  | No pm |  | Printer, Video | PRINTERVIDEO-Sony-UP-971AD | [22 empty] | Printer, Video | PRINTERVIDEO | Printer, Video | SONY
YES | YES | Serial Number Cnf |  |  | 133-08049 | 133-08049 | Sony | UP-D897 |  | CNF | Imaging Center |  |  |  |  | 133-08049 | 133-08049 | Katy | Memorial- Katy | Imaging Center | Suite 140
YES | YES |  |  |  | 099-11578 | 099-11578 | Sony | UPP-110 |  |  | MIMU |  |  |  |  | 099-11578 | 099-11578 | TMC | Memorial Hermann TMC | MIMU | Supply RM C2005 | [5 empty] | Printer, Video | PRINTERVIDEO-SONY-UPP-110 | [22 empty] | Printer, Video | PRINTERVIDEO | Printer, Video | SONY
YES | YES | Serial Number Cnf |  |  | 069-43107 | 069-43107 | Sony | UPP-110 |  | CNF | Pacu |  |  |  |  | 069-43107 | 069-43107 | TMC | Memorial Hermann-Texas Medical Center | Pacu | hall |  |  |  | No stickee |  | Printer, Video | PRINTERVIDEO-SONY-UPP-110 | [22 empty] | Printer, Video | PRINTERVIDEO | Printer, Video | SONY
NO | NO | [5 empty] | SONY CORP OF AMERICA | D12-100 |  | A10MF1QR303430 | WOODLANDS - OR | MHHS-Woodlands | [5 empty] | Woodlands |  | WOODLANDS - OR | [5 empty] | NON-CLINICAL EQUIPMENT |  | .needs class | [13 empty] | Covered PM Repair - Biomedical | MHHS-Woodlands
NO | YES |  |  |  | 013-16027 | 013-16027 | SONY CORP OF AMERICA | LMD-2450MD |  |  | SW-HVI-OR | MHHS-Southwest |  | Monitor, Video |  | 013-16027 | 013-16027 | Southwest | MHHS-Southwest | SW-HVI-OR | CVOR1 | 9/1/19 |  | 9/1/20 |  | MONITORS, VIDEO | Monitor, Video | MONITORVIDEO-Sony-LMD-2450MD | MONITORVIDEO | LMD-2450MD |  |  |  | Sony | Monitor, Video |  |  | MONITORVIDEO-Sony-LMD-2450MD |  |  |  | Covered PM Repair - Biomedical | MHHS-Southwest | [8 empty] | MONITORVIDEO | Monitor, Video | Sony
NO | YES |  |  |  | 013-16028 | 013-16028 | SONY CORP OF AMERICA | LMD-2450MD |  |  | SW-HVI-OR | MHHS-Southwest |  | Monitor, Video |  | 013-16028 | 013-16028 | Southwest | MHHS-Southwest | SW-HVI-OR |  | 9/5/19 |  |  |  | MONITORS, VIDEO | Monitor, Video | MONITORVIDEO-Sony-LMD-2450MD | MONITORVIDEO | LMD-2450MD |  |  |  | Sony | Monitor, Video |  |  | MONITORVIDEO-Sony-LMD-2450MD | 8/1/20 | Finished from Script 3/27/2020 12:11:52pm (Central) |  | Not Covered Vendor Only - Biomedical | MHHS-Southwest | [8 empty] | MONITORVIDEO | Monitor, Video | Sony
NO | YES |  |  |  | 013-16029 | 013-16029 | SONY CORP OF AMERICA | LMD-2450MD |  |  | SW-HVI-OR | MHHS-Southwest |  | Monitor, Video |  | 013-16029 | 013-16029 | Southwest | MHHS-Southwest | SW-HVI-OR | CVOR2 | 9/1/19 |  | 9/1/20 |  | MONITORS, VIDEO | Monitor, Video | MONITORVIDEO-Sony-LMD-2450MD | MONITORVIDEO | LMD-2450MD |  |  |  | Sony | Monitor, Video |  |  | MONITORVIDEO-Sony-LMD-2450MD | 8/1/20 |  |  | Not Covered Vendor Only - Biomedical | MHHS-Southwest | [8 empty] | MONITORVIDEO | Monitor, Video | Sony
NO | YES |  |  |  | 013-16030 | 013-16030 | SONY CORP OF AMERICA | LMD-2450MD |  | SFP26-075 | SW-HVI-OR | MHHS-Southwest |  | Monitor, Video |  | 013-16030 | 013-16030 | Southwest | MHHS-Southwest | SW-HVI-OR | Hvi or 2 | 9/1/19 |  | 9/1/20 |  | MONITORS, VIDEO | Monitor, Video | MONITORVIDEO-Sony-LMD-2450MD | MONITORVIDEO | LMD-2450MD |  |  |  | Sony | Monitor, Video |  |  | MONITORVIDEO-Sony-LMD-2450MD | 8/1/20 |  |  | Not Covered Vendor Only - Biomedical | MHHS-Southwest | [8 empty] | MONITORVIDEO | Monitor, Video | Sony
NO | YES |  |  |  | 013-16032 | 013-16032 | SONY CORP OF AMERICA | LMD-2450MD |  |  | SW-Central Supply | MHHS-Southwest |  | Monitor, Video |  | 013-16032 | 013-16032 | Southwest | MHHS-Southwest | SW-Central Supply | CVOR4 | 9/1/19 |  |  |  | MONITORS, VIDEO | Monitor, Video | MONITORVIDEO-Sony-LMD-2450MD | MONITORVIDEO | LMD-2450MD |  |  |  | Sony | Monitor, Video |  |  | MONITORVIDEO-Sony-LMD-2450MD | 8/1/20 |  |  | Not Covered Vendor Only - Biomedical | MHHS-Southwest | [8 empty] | MONITORVIDEO | Monitor, Video | Sony
NO | NO |  |  |  | 013-13465 |  | SONY CORP OF AMERICA | LMD-2450MD |  |  | SW - HVI - OR | MHHS-Southwest |  | Monitor, Video |  | 013-13465 |  | Southwest |  | SW - HVI - OR | [5 empty] | MONITORS, VIDEO |  | MONITORVIDEO-Sony-LMD-2450MD | MONITORVIDEO | LMD-2450MD |  |  |  | Sony | Monitor, Video |  |  | MONITORVIDEO-Sony-LMD-2450MD |  |  |  | Covered PM Repair - Biomedical | MHHS-Southwest
NO | NO |  |  |  | 013-13466 |  | SONY CORP OF AMERICA | LMD-2450MD |  |  | SW - HVI - OR | MHHS-Southwest |  | Monitor, Video |  | 013-13466 |  | Southwest |  | SW - HVI - OR | [5 empty] | MONITORS, VIDEO |  | MONITORVIDEO-Sony-LMD-2450MD | MONITORVIDEO | LMD-2450MD |  |  |  | Sony | Monitor, Video |  |  | MONITORVIDEO-Sony-LMD-2450MD |  |  |  | Covered PM Repair - Biomedical | MHHS-Southwest
NO | NO |  |  |  | 013-16033 |  | SONY CORP OF AMERICA | LMD-2450MD |  |  | SW - HVI - OR | MHHS-Southwest |  | Monitor, Video |  | 013-16033 |  | Southwest |  | SW - HVI - OR | [5 empty] | MONITORS, VIDEO |  | MONITORVIDEO-Sony-LMD-2450MD | MONITORVIDEO | LMD-2450MD |  |  |  | Sony | Monitor, Video |  |  | MONITORVIDEO-Sony-LMD-2450MD |  |  |  | Not Covered Vendor Only - Biomedical | MHHS-Southwest
NO | YES |  |  |  | 005-09352 | 005-09352 | SONY CORP OF AMERICA | LMD-2451MD |  |  | SE-OR | MHHS-Southeast |  | Monitor, Video |  | 005-09352 | 005-09352 | Southeast | MHHS-Southeast | SE-OR | SE -OR | 4/1/19 |  | 4/1/20 |  | MONITORS, VIDEO |  | MONITORVIDEO-Sony-LMD-2451MD | MONITORVIDEO | LMD-2451MD |  |  |  | Sony | Monitor, Video |  |  | MONITORVIDEO-Sony-LMD-2451MD |  |  |  | Covered PM Repair - Biomedical | MHHS-Southeast
NO | YES |  |  |  | 005-09353 | 005-09353 | SONY CORP OF AMERICA | LMD-2451MD |  |  | SE-OR | MHHS-Southeast |  | Monitor, Video |  | 005-09353 | 005-09353 | Southeast | MHHS-Southeast | SE-OR | SE -OR | 4/1/19 |  | 4/1/20 |  | MONITORS, VIDEO |  | MONITORVIDEO-Sony-LMD-2451MD | MONITORVIDEO | LMD-2451MD |  |  |  | Sony | Monitor, Video |  |  | MONITORVIDEO-Sony-LMD-2451MD | 12/19/18 |  |  | Covered PM Repair - Biomedical | MHHS-Southeast
NO | YES |  |  |  | 005-09354 | 005-09354 | SONY CORP OF AMERICA | LMD-2451MD |  |  | SE-OR | MHHS-Southeast |  | Monitor, Video |  | 005-09354 | 005-09354 | Southeast | MHHS-Southeast | SE-OR |  | 4/1/19 |  | 4/1/20 |  | MONITORS, VIDEO |  | MONITORVIDEO-Sony-LMD-2451MD | MONITORVIDEO | LMD-2451MD |  |  |  | Sony | Monitor, Video |  |  | MONITORVIDEO-Sony-LMD-2451MD | 12/19/18 |  |  | Covered PM Repair - Biomedical | MHHS-Southeast
NO | YES |  |  |  | 005-09355 | 005-09355 | SONY CORP OF AMERICA | LMD-2451MD |  |  | SE-OR-Anesthesia | MHHS-Southeast |  | Monitor, Video |  | 005-09355 | 005-09355 | Southeast | MHHS-Southeast | SE-OR-Anesthesia | Surgery | 4/1/19 |  | 4/1/20 |  | MONITORS, VIDEO |  | MONITORVIDEO-Sony-LMD-2451MD | MONITORVIDEO | LMD-2451MD |  |  |  | Sony | Monitor, Video |  |  | MONITORVIDEO-Sony-LMD-2451MD | 12/19/18 |  |  | Covered PM Repair - Biomedical | MHHS-Southeast
NO | YES |  |  |  | 005-09357 | 005-09357 | SONY CORP OF AMERICA | LMD-2451MD |  |  | SE-OR | MHHS-Southeast |  | Monitor, Video |  | 005-09357 | 005-09357 | Southeast | MHHS-Southeast | SE-OR | Or 11 | 4/1/19 |  | 4/1/21 |  | MONITORS, VIDEO |  | MONITORVIDEO-Sony-LMD-2451MD | MONITORVIDEO | LMD-2451MD |  |  |  | Sony | Monitor, Video |  |  | MONITORVIDEO-Sony-LMD-2451MD | 12/19/18 |  |  | Covered PM Repair - Biomedical | MHHS-Southeast
NO | YES |  |  |  | 005-09358 | 005-09358 | SONY CORP OF AMERICA | LMD-2451MD |  |  | SE-OR | MHHS-Southeast |  | Monitor, Video |  | 005-09358 | 005-09358 | Southeast | MHHS-Southeast | SE-OR | Or 11 | 4/1/20 |  | 4/1/21 |  | MONITORS, VIDEO |  | MONITORVIDEO-Sony-LMD-2451MD | MONITORVIDEO | LMD-2451MD |  |  |  | Sony | Monitor, Video |  |  | MONITORVIDEO-Sony-LMD-2451MD | 12/19/18 |  |  | Covered PM Repair - Biomedical | MHHS-Southeast
NO | YES |  |  |  | 005-09847 | 005-09847 | SONY CORP OF AMERICA | LMD-2451MD |  |  | SE-OR | MHHS-Southeast |  | Monitor, Video |  | 005-09847 | 005-09847 | Southeast | MHHS-Southeast | SE-OR | Hybrid OR | 4/1/19 |  | 4/1/20 |  | MONITORS, VIDEO |  | MONITORVIDEO-Sony-LMD-2451MD | MONITORVIDEO | LMD-2451MD |  |  |  | Sony | Monitor, Video |  |  | MONITORVIDEO-Sony-LMD-2451MD | 12/19/18 |  |  | Covered PM Repair - Biomedical | MHHS-Southeast
NO | YES |  |  |  | 013-20077 | 013-20077 | SONY CORP OF AMERICA | LMD-2451MD |  |  | SW-OR | MHHS-Southwest |  | Monitor, Video |  | 013-20077 | 013-20077 | Southwest | MHHS-Southwest | SW-OR | OR9 | 4/1/19 |  | 4/1/20 |  | MONITORS, VIDEO | Monitor, Video | MONITORVIDEO-Sony-LMD-2451MD | MONITORVIDEO | LMD-2451MD |  |  |  | Sony | Monitor, Video |  |  | MONITORVIDEO-Sony-LMD-2451MD | 12/19/18 |  |  | Covered PM Repair - Biomedical | MHHS-Southwest | [8 empty] | MONITORVIDEO | Monitor, Video | Sony
NO | YES |  |  |  | 013-20132 | 013-20132 | SONY CORP OF AMERICA | LMD-2451MD |  |  | SW-OR | MHHS-Southwest |  | Monitor, Video |  | 013-20132 | 013-20132 | Southwest | MHHS-Southwest | SW-OR | SW - OR | 7/1/19 |  | 7/1/20 |  | MONITORS, VIDEO | Monitor, Video | MONITORVIDEO-Sony-LMD-2451MD | MONITORVIDEO | LMD-2451MD |  |  |  | Sony | Monitor, Video |  |  | MONITORVIDEO-Sony-LMD-2451MD | 12/19/18 |  |  | Covered PM Repair - Biomedical | MHHS-Southwest | [8 empty] | MONITORVIDEO | Monitor, Video | Sony
NO | YES |  |  |  | 013-38032 | 013-38032 | SONY CORP OF AMERICA | LMD-2451MD |  |  | SW-OR | MHHS-Southwest |  | Monitor, Video |  | 013-38032 | 013-38032 | Southwest | MHHS-Southwest | SW-OR | Or core 15.5 | 7/1/19 |  | 7/1/20 |  | MONITORS, VIDEO | Monitor, Video | MONITORVIDEO-Sony-LMD-2451MD | MONITORVIDEO | LMD-2451MD |  |  |  | Sony | Monitor, Video |  |  | MONITORVIDEO-Sony-LMD-2451MD | 12/19/18 |  |  | Covered PM Repair - Biomedical | MHHS-Southwest | [8 empty] | MONITORVIDEO | Monitor, Video | Sony
NO | YES |  |  |  |  | 029-06939 | SONY CORP OF AMERICA | LMD-2451MD |  |  | Woodlands-Anesthesia | MHHS-Woodlands |  | Monitor, Video |  |  | 029-06939 | Woodlands | MHHS-Woodlands | Woodlands-Anesthesia | OR | 10/1/19 |  | 10/1/20 |  | MONITORS, VIDEO | Monitor, Video | MONITORVIDEO-Sony-LMD-2451MD | MONITORVIDEO | LMD-2451MD |  |  |  | Sony | Monitor, Video |  |  | MONITORVIDEO-Sony-LMD-2451MD | 12/19/18 |  |  | Covered PM Repair - Biomedical | MHHS-Woodlands | [8 empty] | MONITORVIDEO | Monitor, Video | Sony
NO | YES |  |  |  |  | 029-06943 | SONY CORP OF AMERICA | LMD-2451MD |  |  | Woodlands-OR | MHHS-Woodlands |  | Monitor, Video |  |  | 029-06943 | Woodlands | MHHS-Woodlands | Woodlands-OR | Storage room | 12/1/19 |  | 12/1/20 |  | MONITORS, VIDEO | Monitor, Video | MONITORVIDEO-Sony-LMD-2451MD | MONITORVIDEO | LMD-2451MD |  |  |  | Sony | Monitor, Video |  |  | MONITORVIDEO-Sony-LMD-2451MD |  |  |  | Covered PM Repair - Biomedical | MHHS-Woodlands | [8 empty] | MONITORVIDEO | Monitor, Video | Sony
YES | YES |  |  |  | 005-09848 | 005-09848 | SONY CORP OF AMERICA | LMD-2451MD |  |  | SE - OR |  |  |  |  | 005-09848 | 005-09848 | Southeast | Memorial Hermann Southeast Hospital | SE - OR | Hybrid OR | 1/1/17 |  | 1/1/18 |  |  |  | MONITORVIDEO-Sony-LMD-2451MD
NO | NO |  |  |  | 069-37209 |  | SONY CORP OF AMERICA | LMD-2451MD |  |  | TMC - OR - ANESTHESIA (OLD) | MHHS-TMC |  | Monitor, Video |  | 069-37209 |  | TMC |  | TMC - OR - ANESTHESIA (OLD) | [5 empty] | MONITORS, VIDEO |  | MONITORVIDEO-Sony-LMD-2451MD | MONITORVIDEO | LMD-2451MD |  |  |  | Sony | Monitor, Video |  |  | MONITORVIDEO-Sony-LMD-2451MD |  |  |  | Covered PM Repair - Biomedical | MHHS-TMC
NO | YES |  |  |  | 041-20059 | 041-20059 | SONY CORP OF AMERICA | LMD2110MD/OL |  |  | MEMORIAL CITY - PELVIC CENTER | MHHS-Mem City |  |  |  | 041-20059 | 041-20059 | West | Pelvic floor help center | MEMORIAL CITY - PELVIC CENTER | Room 1 |  |  |  | No p.m. | MONITORS, VIDEO |  | .needs class | [13 empty] | Covered PM Repair - Biomedical | MHHS-Mem City
NO | NO |  |  |  | 069-41554 |  | SONY CORP OF AMERICA | LMD2110MD/OL |  |  | MH MG - (TMC) - VANGUARD UROLOGY (STE 2300) | MHHS-MG |  |  |  | 069-41554 |  | TMC |  | MH MG - (TMC) - VANGUARD UROLOGY (STE 2300) | [5 empty] | MONITORS, VIDEO |  | .needs class | [13 empty] | Covered PM Repair - Biomedical | MHHS-MG
NO | YES |  |  |  | 013-12599 | 013-12599 | SONY CORP OF AMERICA | PVM-14L2MD |  |  | SW-OR | MHHS-Southwest |  | Monitor, Video |  | 013-12599 | 013-12599 | Southwest | MHHS-Southwest | SW-OR | Core A | 12/1/19 |  | 12/1/20 |  | MONITORS, VIDEO | Monitor, Video | MONITORVIDEO-Sony-PVM-14L2MD | MONITORVIDEO | PVM-14L2MD |  |  |  | Sony | Monitor, Video |  |  | MONITORVIDEO-Sony-PVM-14L2MD |  |  |  | Covered PM Repair - Biomedical | MHHS-Southwest | [8 empty] | MONITORVIDEO | Monitor, Video | Sony
NO | NO | [5 empty] | SONY CORP OF AMERICA | SDM-S75A |  |  | GH - PREOP | MHHS-Greater Heights | [5 empty] | Central & Greater Heights |  | GH - PREOP | [5 empty] | MONITORS, VIDEO |  | .needs class | [13 empty] | Covered PM Repair - Biomedical | MHHS-Greater Heights
NO | NO | [5 empty] | SONY CORP OF AMERICA | UP-890MD |  |  | WOODLANDS - OR | MHHS-Woodlands |  | Printer, Video |  |  |  | Woodlands |  | WOODLANDS - OR | [5 empty] | PRINTERS |  | PRINTERVIDEO-Sony-UP-890MD | PRINTERVIDEO | UP-890MD |  |  |  | Sony | Printer, Video |  |  | PRINTERVIDEO-Sony-UP-890MD |  |  |  | Covered PM Repair - Biomedical | MHHS-Woodlands
NO | YES |  |  |  | 129-06259 | 129-06259 | SONY CORP OF AMERICA | UPP-110 |  | 129-06259 | Sugar Land-OR | MHHS-Sugarland |  | Printer, Video |  | 129-06259 | 129-06259 | Sugar Land | MHHS-Sugarland | Sugar Land-OR | Imaging Storage | 9/1/15 |  |  |  | PRINTERS | Printer, Video | PRINTERVIDEO-SONY-UPP-110 | PRINTERVIDEO | UPP-110 |  |  |  | SONY | Printer, Video |  |  | PRINTERVIDEO-SONY-UPP-110 | 12/2/19 |  |  | Covered PM Repair - Biomedical | MHHS-Sugarland | [8 empty] | PRINTERVIDEO | Printer, Video | SONY
NO | YES |  |  |  | 129-06274 | 129-06274 | SONY CORP OF AMERICA | UPP-110 |  |  | SP CCC - (SL) - EMERGENCY ROOM | MHHS-Sienna Plantation CCC |  | Printer, Video |  | 129-06274 | 129-06274 | Sugar Land | MHHS-Others | SP CCC - (SL) - EMERGENCY ROOM | Exam room 7 | 8/1/15 |  |  |  | PRINTERS | Printer, Video | PRINTERVIDEO-SONY-UPP-110 | PRINTERVIDEO | UPP-110 |  |  |  | SONY | Printer, Video |  |  | PRINTERVIDEO-SONY-UPP-110 | 12/2/19 |  |  | Covered PM Repair - Biomedical | MHHS-Sienna Plantation CCC | [8 empty] | PRINTERVIDEO | Printer, Video | SONY
YES | YES | Serial Number Cnf |  |  | 099-04739 | 099-04739 | Sony Electronics | CNF |  | CNF | PEARLAND - EMERGENCY CENTER |  |  |  |  | 099-04739 | 099-04739 | Pearland | Memorial Hermann Pearland Hospital | PEARLAND - EMERGENCY CENTER | Sonosite work station | 2/1/20 | [5 empty] | .needs class
YES | YES | Serial Number Cnf |  |  | 000-03913 | 000-03913 | Sony Electronics | CNF |  | CNF | MH MG - (SL) - SUGAR LAND MULTI-SPECIALTY (MP1) |  |  |  |  | 000-03913 | 000-03913 | Sugar Land | Memorial Hermann Medical Group Sugar Land Multi-Specialty (#350) | MH MG - (SL) - SUGAR LAND MULTI-SPECIALTY (MP1) | Procedure 3 | [6 empty] | .needs class
YES | YES |  |  |  | 009-33083 | 009-33083 | Sony Electronics | D898MD |  |  | GH - LABOR |  |  |  |  | 009-33083 | 009-33083 | Central | GH-Labor | GH - LABOR | OBS 14
NO | YES |  |  |  | 099-04398 | 099-04398 | Sony Electronics | Digital Color Printer |  |  | Katy-OR |  |  |  |  | 099-04398 | 099-04398 | Katy | MHHS-Katy | Katy-OR | Cystology Procedure Room 5
YES | YES | [5 empty] | Sony Electronics | DNF |  |  | OR | [6 empty] | West | Memorial Hermann - Memorial City | OR | Back Hallway
YES | YES |  |  |  | 099-07788 | 099-07788 | Sony Electronics | DVD100 |  |  | SE - EMERGENCY CENTER |  |  |  |  | 099-07788 | 099-07788 | Southeast | Memorial Hermann Southeast Hospital | SE - EMERGENCY CENTER | Hall
YES | YES | Serial Number Cnf |  |  | 099-13932 | 099-13932 | Sony Electronics | Hybrid Graphic Printer UP-990Ad |  | CNF | MRI |  |  |  |  | 099-13932 | 099-13932 | TMC | TMC | MRI | Hallway in HVI |  |  | 3/1/20
YES | YES |  |  |  | 099-02339 | 099-02339 | Sony Electronics | Ipela |  |  | WOODLANDS - CARDIC REHAB |  |  |  |  | 099-02339 | 099-02339 | 099-02339 |  | WOODLANDS - CARDIC REHAB | MH woodlands 1st floor
NO | YES | Serial Number 3302056 |  |  |  | 069-27419 | Sony Electronics | LMD-1420MD |  |  | TMC - Jones - GI lab | [5 empty] | 069-27419 | TMC | Memorial Hermann-Texas Medical Center | TMC - Jones - GI lab | GI Lab | 4/1/18 |  | 4/1/19
YES | YES |  |  |  | 142-09484 | 142-09484 | Sony Electronics | LMD-2110MD |  |  | MH MG - (WDLS) - OB/GYN (MP3) |  |  |  |  | 142-09484 | 142-09484 | Woodlands | Woodlands | MH MG - (WDLS) - OB/GYN (MP3) | OB
YES | YES |  |  |  | 029-06051 | 029-06051 | Sony Electronics | Lmd-2140MD |  |  | WOODLANDS - ENDOSCOPY |  |  |  |  | 029-06051 | 029-06051 | Woodlands | Memorial Hermann The Woodlands Medical Center | WOODLANDS - ENDOSCOPY | ENDOSCOPY | 11/1/19 |  | 11/1/20
YES | YES |  |  |  | 029-05900 | 029-05900 | Sony Electronics | LMD-2450MD |  | 3005294 S | WOODLANDS - OR |  |  |  |  | 029-05900 | 029-05900 | Woodlands | Memorial Hermann The Woodlands Medical Center | WOODLANDS - OR |  | 2/1/20 |  | 2/1/21 | New Add
YES | YES |  |  |  | 069-34071 | 069-34071 | Sony Electronics | LMD-2450MD |  |  | 4th floor |  |  |  |  | 069-34071 | 069-34071 | Central | Joint Center - Orthopedic and Spine Hospital | 4th floor | Rm 437 | 4/1/15 |  | 4/1/16
NO | YES | Asset Tag 013-19091 |  |  | 013-19091 | 013-19091 | Sony Electronics | LMD-2450MD |  | 3008396 S | SW-OR |  |  |  |  | 013-19091 | 013-19091 | Southwest | MHHS-Southwest | SW-OR | Room 26 - Cysto | 11/1/19 |  | 11/1/20
YES | YES |  |  |  | 099-10935 | 099-10935 | Sony Electronics | LMD-2450MD |  | 3003901 S | SW - OR |  |  |  |  | 099-10935 | 099-10935 | Southwest | Memorial Hermann Southwest Hospital | SW - OR | Room 14 |  |  |  | New Add
YES | YES |  |  |  | 069-34670 | 069-34670 | Sony Electronics | LMD-2450MD |  |  | TMC - OR - (2HP) |  |  |  |  | 069-34670 | 069-34670 | TMC | Memorial Hermann-Texas Medical Center | TMC - OR - (2HP) | Storage
YES | YES |  |  |  | 005-09391 | 005-09391 | Sony Electronics | LMD-2451MD |  |  | SE - OR |  |  |  |  | 005-09391 | 005-09391 | Southeast | Memorial Hermann Southeast Hospital | SE - OR | HYBRID OR | 1/1/17 |  | 1/1/18 |  |  |  | MONITORVIDEO-Sony-LMD-2451MD
YES | YES |  |  |  | 069-40505 | 069-40505 | Sony Electronics | LMD-2451Mt |  |  | TMC - OR - ROBERTSON (2R) |  |  |  |  | 069-40505 | 069-40505 | TMC | Memorial Hermann-Texas Medical Center | TMC - OR - ROBERTSON (2R) | Hallway | [6 empty] | MONITORVIDEO-Sony-LMD-2451MD
YES | YES |  |  |  | 069-42209 | 069-42209 | Sony Electronics | LMD-2451Mt |  |  | TMC - OR - (2HP) |  |  |  |  | 069-42209 | 069-42209 | TMC | Memorial Hermann-Texas Medical Center | TMC - OR - (2HP) | Storage | [6 empty] | MONITORVIDEO-Sony-LMD-2451MD
NO | YES |  |  |  | 009-34127 | 009-34127 | Sony Electronics | LMD-X310S |  |  | GH-OR |  |  |  |  | 009-34127 | 009-34127 | Central | MHHS-Greater Heights | GH-OR | RM 3
YES | YES |  |  |  | 013-39077 | 013-39077 | Sony Electronics | LMD-X550MT |  |  | SW - OR |  |  |  |  | 013-39077 | 013-39077 | Southwest | Memorial Hermann Southwest Hospital | SW - OR | Room 9 |  |  |  | New Add
YES | YES |  |  |  | 074-03031 | 074-03031 | Sony Electronics | LMD1420MD |  | 330-0902 | TMC - OR - ANESTHESIA (OLD) |  |  |  |  | 074-03031 | 074-03031 |  | TMC | TMC - OR - ANESTHESIA (OLD) | PEDI OR storage | 4/1/20 |  |  | PM Not Required
YES | YES |  |  |  | 069-38409 | 069-38409 | Sony Electronics | LMD1951MD/HD |  | 3000819S | TMC - OR - ANESTHESIA (OLD) |  |  |  |  | 069-38409 | 069-38409 |  | TMC | TMC - OR - ANESTHESIA (OLD) | PEDI OR storage | 4/1/19 |  | 4/1/20
YES | YES |  |  |  | 069-38403 | 069-38403 | Sony Electronics | LMD1951MD/HD |  | 3001300S | Memorial Hermann- Texas Medical Center- Radiology- OR |  |  |  |  | 069-38403 | 069-38403 |  | TMC | Memorial Hermann- Texas Medical Center- Radiology- OR | Serafin OR Storage room | 4/1/18 |  | 4/1/19
NO | YES |  |  |  | 099-03033 | 099-03033 | Sony Electronics | Sdp1000 |  |  | Katy-OR |  |  |  |  | 099-03033 | 099-03033 | Katy | MHHS-Katy | Katy-OR | OR
YES | YES | Serial Number Cnf |  |  | 099-03641 | 099-03641 | Sony Electronics | U-D897 |  | CNF | [5 empty] | 099-03641 | 099-03641 | Katy | Memorial Hermann Medical Group Katy OBGYN (#510) |  | Exam 1
YES | YES | Serial Number Cbf |  |  | 041-11117 | 041-11117 | Sony Electronics | Up-0897 |  | Cbf | KATY - CATH LAB |  |  |  |  | 041-11117 | 041-11117 | Katy | Memorial Hermann Katy Hospital | KATY - CATH LAB | Cath lab 1 | 2/1/20 | 2/1/20
YES | YES |  |  |  | 005-07388 | 005-07388 | Sony Electronics | UP-0897MD |  |  | SE - EMERGENCY CENTER |  |  |  |  | 005-07388 | 005-07388 | Southeast | Memorial Hermann Southeast Hospital | SE - EMERGENCY CENTER | Hall
YES | YES |  |  |  | 069-43106 | 069-43106 | Sony Electronics | UP-879MD |  |  | TMC - SAROFIM 3 - PACU |  |  |  |  | 069-43106 | 069-43106 | TMC | Memorial Hermann-Texas Medical Center | TMC - SAROFIM 3 - PACU | PACU
YES | YES | Serial Number Cnf |  |  | 099-01407 | 099-01407 | Sony Electronics | UP-890MD |  | Cnf | NE - IMU1 |  |  |  |  | 099-01407 | 099-01407 | Katy | Memorial Hermann Northeast Hospital | NE - IMU1 | Cath lab room 1 |  |  |  | Could not get serial
YES | YES | Serial Number Cnf |  |  | 069-18528 | 069-18528 | Sony Electronics | UP-895MD |  | CNF | TMC - OR - HEREMAN (2HP) |  |  |  |  | 069-18528 | 069-18528 | TMC | Memorial Hermann Texas Medical Center | TMC - OR - HEREMAN (2HP) | S4211 storage
NO | YES |  |  |  | 142-03425 | 142-03425 | Sony Electronics | UP-897MD |  |  | NE-OR Holding |  |  |  |  | 142-03425 | 142-03425 | Katy | MHHS-Northeast | NE-OR Holding | Nurses Station
YES | YES | Serial Number Cnf |  |  | 069-43105 | 069-43105 | Sony Electronics | UP-897MD |  | Cnf | TMC - HVI - HEART FAILURE ICU (5HVI) |  |  |  |  | 069-43105 | 069-43105 | TMC | Memorial Hermann-Texas Medical Center | TMC - HVI - HEART FAILURE ICU (5HVI) | Dictation
YES | YES |  |  |  | 069-35503 | 069-35503 | Sony Electronics | UP-897MD | [7 empty] | 069-35503 | 069-35503 | TMC | Memorial Hermann Heart |  | Cath Lab 12-131
YES | YES | Serial Number Cnf |  |  | 069-35511 | 069-35511 | Sony Electronics | UP-897MD |  | CNF | Tmc-or-cvor |  |  |  |  | 069-35511 | 069-35511 | TMC | Memorial Hermann-Texas Medical Center | Tmc-or-cvor | Or 1
YES | YES | Serial Number Cnf |  |  | 069-40778 | 069-40778 | Sony Electronics | UP-897MD |  | CNF | Tmc-or-cvor |  |  |  |  | 069-40778 | 069-40778 | TMC | Memorial Hermann-Texas Medical Center | Tmc-or-cvor | Or 5
YES | YES | Serial Number Cnf |  |  | 069-43110 | 069-43110 | Sony Electronics | UP-897MD |  | Cnf | TMC - OR - CVOR (7HVI) |  |  |  |  | 069-43110 | 069-43110 | TMC | Memorial Hermann Heart | TMC - OR - CVOR (7HVI) | OR 4
YES | YES |  |  |  | 099-12436 | 099-12436 | Sony Electronics | UP-897MD |  |  | TMC - OR - CVOR (7HVI) |  |  |  |  | 099-12436 | 099-12436 | TMC | Memorial Hermann-Texas Medical Center | TMC - OR - CVOR (7HVI) | CVOR (7HVI)
YES | YES |  |  |  | 069-43113 | 069-43113 | Sony Electronics | Up-897MD |  |  | TMC - OR - ROBERTSON (2R) |  |  |  |  | 069-43113 | 069-43113 | TMC | Memorial Hermann-Texas Medical Center | TMC - OR - ROBERTSON (2R) | Storage
YES | YES | Serial Number Cnf |  |  | 099-07503 | 099-07503 | Sony Electronics | UP-897MD |  | Cnf | SE - OR - PACU |  |  |  |  | 099-07503 | 099-07503 | Southeast | Memorial Hermann Southeast Hospital | SE - OR - PACU | Hallway |  |  |  | No pm
YES | YES | Serial Number Cnf |  |  | 005-08787 | 005-08787 | Sony Electronics | UP-897MD |  | Cnf | SE - OR |  |  |  |  | 005-08787 | 005-08787 | Southeast | Memorial Hermann Southeast Hospital | SE - OR | Hybrid OR |  |  |  | No pm found
YES | YES | Serial Number Check pic |  |  | 005-07394 | 005-07394 | Sony Electronics | UP-897MD |  | Check pic | Radiology W2:269 |  |  |  |  | 005-07394 | 005-07394 | Southeast | Memorial Hermann Southeast Hospital | Radiology W2:269 | Pt holding
YES | YES | Serial Number Cnf |  |  | 099-06405 | 099-06405 | Sony Electronics | UP-897MD |  | Cnf | MEMORIAL CITY - CATH LAB |  |  |  |  | 099-06405 | 099-06405 | West | Memorial herman heart and vascular - memorial city | MEMORIAL CITY - CATH LAB | Ct room 1 |  |  |  | No pm found
YES | YES |  |  |  | 069-28418 | 069-28418 | Sony Electronics | UP-970AD |  |  | TMC - OR - Robertsons |  |  |  |  | 069-28418 | 069-28418 | TMC | Memorial Hermann-Texas Medical Center | TMC - OR - Robertsons | Hallway |  |  |  | No pm
YES | YES |  |  |  | 099-07892 | 099-07892 | Sony Electronics | UP-970AD |  |  | TMC - OR - Robertsons |  |  |  |  | 099-07892 | 099-07892 | TMC | Memorial Hermann-Texas Medical Center | TMC - OR - Robertsons | Hallway |  |  |  | No pm
YES | YES |  |  |  | 099-07230 | 099-07230 | Sony Electronics | UP-970AD |  |  | TMC - SAROFIM 3 - OR |  |  |  |  | 099-07230 | 099-07230 | TMC | Memorial Hermann-Texas Medical Center | TMC - SAROFIM 3 - OR | SAROFIM
YES | YES |  |  |  | 099-07227 | 099-07227 | Sony Electronics | UP-970AD |  |  | TMC - SAROFIM 3 - OR |  |  |  |  | 099-07227 | 099-07227 | TMC | Memorial Hermann-Texas Medical Center | TMC - SAROFIM 3 - OR | SAROFIM
YES | YES |  |  |  | 099-07226 | 099-07226 | Sony Electronics | UP-970AD |  |  | TMC - SAROFIM 3 - OR |  |  |  |  | 099-07226 | 099-07226 | TMC | Memorial Hermann-Texas Medical Center | TMC - SAROFIM 3 - OR | SAROFIM
YES | YES |  |  |  | 099-07036 | 099-07036 | Sony Electronics | UP-971AD |  |  | TMC - SAROFIM 3 - OR |  |  |  |  | 099-07036 | 099-07036 | TMC | Memorial Hermann-Texas Medical Center | TMC - SAROFIM 3 - OR | Hall |  |  |  | No pm found
YES | YES |  |  |  | 099-06129 | 099-06129 | Sony Electronics | UP-971AD |  |  | SE - OR |  |  |  |  | 099-06129 | 099-06129 | Southeast | Memorial Hermman South East | SE - OR | OR corridor
YES | YES | Serial Number Cnf |  |  | 099-06121 | 099-06121 | Sony Electronics | UP-971AD |  | CNF | SE - OR |  |  |  |  | 099-06121 | 099-06121 | Southeast | Memorial Hermman South East | SE - OR | OR corridor
YES | YES | Serial Number Cnf |  |  | 099-06130 | 099-06130 | Sony Electronics | UP-971AD |  | CNF | SE - OR |  |  |  |  | 099-06130 | 099-06130 | Southeast | Memorial Hermman South East | SE - OR | OR corridor
YES | YES |  |  |  | 099-07524 | 099-07524 | Sony Electronics | UP-971AD |  |  | Or |  |  |  |  | 099-07524 | 099-07524 | TMC | Memorial hermann southeast | Or | Hallway |  |  |  | No pm
YES | YES |  |  |  | 099-06283 | 099-06283 | Sony Electronics | UP-971AD |  |  | SE - ESOPHAGEAL DISEASE CENTER |  |  |  |  | 099-06283 | 099-06283 | Southeast | Memorial Hermann Southeast Hospital | SE - ESOPHAGEAL DISEASE CENTER | Clean supplu |  |  |  | No pm
YES | YES |  |  |  | 099-13926 | 099-13926 | Sony Electronics | UP-980 |  |  | TMC - RADIOLOGY - HVI PAVILION |  |  |  |  | 099-13926 | 099-13926 | TMC | Memorial Hermann-Texas Medical Center | TMC - RADIOLOGY - HVI PAVILION | CT room
YES | YES |  |  |  | 005-33288 | 005-33288 | Sony Electronics | UP-980CE |  | 005-33288 | SUGAR LAND - OR |  |  |  |  | 005-33288 | 005-33288 | Sugar Land | Memorial Hermann Sugar Land Hospital | SUGAR LAND - OR | Imaging Storage
YES | YES | Serial Number Cnf |  |  | 145-01539 | 145-01539 | Sony Electronics | UP-990AD |  | Cnf | OR |  |  |  |  | 145-01539 | 145-01539 | Sugar Land | Memorial Hermann Sugar Land Hospital | OR | OR hallway
YES | YES | Serial Number Cnf |  |  | 145-01540 | 145-01540 | Sony Electronics | UP-990AD |  | Cnf | OR |  |  |  |  | 145-01540 | 145-01540 | Sugar Land | Memorial Hermann Sugar Land Hospital | OR | OR hallway
YES | YES | Serial Number Cnf |  |  | 005-33218 | 005-33218 | Sony Electronics | UP-990AD |  | Cnf | SUGAR LAND - RADIOLOGY |  |  |  |  | 005-33218 | 005-33218 | Sugar Land | Memorial Hermann Sugar Land Hospital | SUGAR LAND - RADIOLOGY | Respiratory clean supply
YES | YES |  |  |  | 099-07822 | 099-07822 | Sony Electronics | Up-991AD |  |  | SE - OR |  |  |  |  | 099-07822 | 099-07822 | Southeast | Southeast | SE - OR | SE-OR Corridor
YES | YES |  |  |  | 099-06591 | 099-06591 | Sony Electronics | UP-D23MD |  |  | Ultrasound |  |  |  |  | 099-06591 | 099-06591 | TMC | Memorial Hermann-Medical Plaza 3 | Ultrasound | Ultrasound 1 200.12 |  |  |  | Cnf sn/no pm
YES | YES |  |  |  |  | 069-29711 | Sony Electronics | UP-D23MD |  |  | OPID - (TMC) - MH IMAGING CENTER - 417 | [5 empty] | 069-29711 | TMC | IRONMAN Sports Medicine Institute at the Texas Medical Center 16th Floor | OPID - (TMC) - MH IMAGING CENTER - 417 | Suite 1600 |  |  |  | No pm sticker
YES | YES |  |  |  | 069-45848 | 069-45848 | Sony Electronics | UP-D25MD |  |  | TWC |  |  |  |  | 069-45848 | 069-45848 | TMC | Memorial Hermann Heart | TWC | Cath Lab 4
YES | YES | [5 empty] | Sony Electronics | UP-D55 |  |  | MEMORIAL CITY - OUTPATIENT SURGERY | [6 empty] | West | Memorial Hermann - Memorial City | MEMORIAL CITY - OUTPATIENT SURGERY | W1 300.90 OR 9
YES | YES | Serial Number Cnf |  |  | 069-45014 | 069-45014 | Sony Electronics | UP-D711MD |  | Cnf | TMC - SAROFIM 3 - OR |  |  |  |  | 069-45014 | 069-45014 | TMC | Memorial Hermann-Texas Medical Center | TMC - SAROFIM 3 - OR | OR 40 |  |  |  | No pm found
YES | YES | Serial Number Cnf |  |  | 069-45022 | 069-45022 | Sony Electronics | UP-D711MD |  | cnf | TMC - SAROFIM 3 - OR |  |  |  |  | 069-45022 | 069-45022 | TMC | Memorial Hermann-Texas Medical Center | TMC - SAROFIM 3 - OR | OR 42 |  |  |  | No pm found
YES | YES | Serial Number Cnf |  |  | 099-09215 | 099-09215 | Sony Electronics | UP-D711MD |  | CNF | TMC - SAROFIM 3 - OR |  |  |  |  | 099-09215 | 099-09215 | TMC | TMC | TMC - SAROFIM 3 - OR | OR3
YES | YES | Serial Number Cnf |  |  | 099-07889 | 099-07889 | Sony Electronics | UP-D711MD |  | Cnf | TMC - OR - MOBILE EQUIP |  |  |  |  | 099-07889 | 099-07889 | TMC | Memorial Hermann-Texas Medical Center | TMC - OR - MOBILE EQUIP | Hallway |  |  |  | No pm
YES | YES | Serial Number Cnf |  |  | 129-07742 | 129-07742 | Sony Electronics | UP-D897 |  | Cnf | MH MG - (STX) - SOUTH TEXAS - WHARTon |  |  |  |  | 129-07742 | 129-07742 | South | OB/GYN | MH MG - (STX) - SOUTH TEXAS - WHARTon | Room 2
YES | YES | Serial Number Cnf |  |  | 133-08302 | 133-08302 | Sony Electronics | UP-D897 |  | CNF | MH MG - (KY) - KATY UROLOGY (MP2) |  |  |  |  | 133-08302 | 133-08302 | Katy | Memorial Hermann Medical Group Katy Urology (#401) | MH MG - (KY) - KATY UROLOGY (MP2) | Room 1
YES | YES |  |  |  | 142-03296 | 142-03296 | Sony Electronics | UP-D897 |  |  | Biomed |  |  |  |  | 142-03296 | 142-03296 | Katy | Memorial Hermann Northeast Hospital | Biomed | Biomed shop
YES | YES | Serial Number Cnf |  |  | 099-01923 | 099-01923 | Sony Electronics | UP-D897 |  | Cnf | MH MG - (NE) - SUMMER CREEK CCC |  |  |  |  | 099-01923 | 099-01923 | NorthEast |  | MH MG - (NE) - SUMMER CREEK CCC |  |  |  |  | No pm
YES | YES | Serial Number Cnf |  |  | 069-41335 | 069-41335 | Sony Electronics | UP-D897 |  | Cnf | TMC - PACU - ROBERTSON (2R) |  |  |  |  | 069-41335 | 069-41335 | TMC | Memorial Hermann-Texas Medical Center | TMC - PACU - ROBERTSON (2R) | Anesthesia workroom |  |  |  | No pm
YES | YES |  |  |  | 099-06160 | 099-06160 | Sony Electronics | UP-D897 |  |  | SE - CATH LAB |  |  |  |  | 099-06160 | 099-06160 | Southeast | Memorial Hermann Southeast Hospital | SE - CATH LAB | W2 447 |  |  |  | No pm found
YES | YES | Serial Number Cnf |  |  | 099-06169 | 099-06169 | Sony Electronics | UP-D897 |  | cnf | SE - CATH LAB |  |  |  |  | 099-06169 | 099-06169 | Southeast | Memorial Hermann Southeast Hospital | SE - CATH LAB | Room 2
YES | YES | Serial Number Cnf |  |  | 041-33723 | 041-33723 | Sony Electronics | UP-D897 |  | CNF | MEMORIAL CITY - CATH LAB |  |  |  |  | 041-33723 | 041-33723 | West | Memorial Hermann Heart | MEMORIAL CITY - CATH LAB | Cath Lab Control Area
YES | YES | Serial Number Cnf |  |  | 041-33777 | 041-33777 | Sony Electronics | UP-D897 |  | CNF | MEMORIAL CITY - Surgery |  |  |  |  | 041-33777 | 041-33777 | West | Memorial Hermann Memorial City Medical Center | MEMORIAL CITY - Surgery | Surgery Hallway |  |  |  | No pm sticker
YES | YES | Serial Number Cnf |  |  | 041-34857 | 041-34857 | Sony Electronics | UP-D897 |  | CNF | MEMORIAL CITY - MHT - JHC Recovery |  |  |  |  | 041-34857 | 041-34857 | West | Memorial Hermann Memorial City Medical Center | MEMORIAL CITY - MHT - JHC Recovery | MH11 Recovery RM 1
YES | YES |  |  |  | 099-04822 | 099-04822 | Sony Electronics | UP-D898MD |  |  | Biomed |  |  |  |  | 099-04822 | 099-04822 | Pearland | Memorial Hermann Pearland Hospital | Biomed | Biomed shop |  |  |  | No pm sticker
YES | YES | Serial Number Cnf |  |  | 099-01980 | 099-01980 | Sony Electronics | UP-D898MD |  | Cnf | NE - OR |  |  |  |  | 099-01980 | 099-01980 | Katy | Memorial Hermann Northeast Hospital | NE - OR | PACU 15
YES | YES | Serial Number Cnf |  |  | 099-01705 | 099-01705 | Sony Electronics | UP-D898MD |  | Cnf | MH MG - (NE) - KINGWOOD OB/GYN |  |  |  |  | 099-01705 | 099-01705 | Katy | Memorial Hermann Medical Group Kingwood Obstetrics | MH MG - (NE) - KINGWOOD OB/GYN | Exam 12
YES | YES |  |  |  | 099-12640 | 099-12640 | Sony Electronics | UP-D898MD |  |  | TMC - SAROFIM 1 - ADULT ER |  |  |  |  | 099-12640 | 099-12640 | TMC | Memorial Hermann-Texas Medical Center | TMC - SAROFIM 1 - ADULT ER | Nurses Station
NO | YES |  |  |  | 145-00064 | 145-00064 | Sony Electronics | UP-DR80MD |  |  | Pearland-OR |  |  |  |  | 145-00064 | 145-00064 | Pearland | MHHS-Pearland Hospital | Pearland-OR | Pearland - OR | 9/1/17 | 2/1/20 |  |  |  | Printer, Video | PRINTERVIDEO-Sony-UP-DR80MD | [23 empty] | PRINTERVIDEO | Printer, Video | Sony
YES | YES |  |  |  | 029-13202 | 029-13202 | Sony Electronics | UP-DR80MD |  |  | Woodlands - OR |  |  |  |  | 029-13202 | 029-13202 | Woodlands | Memorial Hermann The Woodlands Medical Center | Woodlands - OR | Equipment Storage |  |  |  | New Add |  | Printer, Video | PRINTERVIDEO-Sony-UP-DR80MD | [23 empty] | PRINTERVIDEO | Printer, Video | Sony
NO | YES | Serial Number 721749 |  |  | 099-08104 | 099-08104 | Sony Electronics | Up-dr80md |  |  | GH-OR |  |  |  |  | 099-08104 | 099-08104 | Central | MHHS-Greater Heights | GH-OR | OR 3 | 3/1/20
YES | YES |  |  |  | 925-01830 | 925-01830 | Sony Electronics | UP-DR80MD |  |  | 4th floor |  |  |  |  | 925-01830 | 925-01830 | Central | Joint Center - Orthopedic and Spine Hospital | 4th floor | RM437
YES | YES |  |  |  | 069-34076 | 069-34076 | Sony Electronics | UP-DR80MD |  |  | TMC - OR - PEDI OR (2R) |  |  |  |  | 069-34076 | 069-34076 | TMC | Memorial Hermann-Texas Medical Center | TMC - OR - PEDI OR (2R) | S2 401 |  |  |  | No pm found
YES | YES |  |  |  | 099-07189 | 099-07189 | Sony Electronics | UP-DR80MD |  |  | OR |  |  |  |  | 099-07189 | 099-07189 | TMC | Memorial Hermann-Texas Medical Center | OR | S2 401 Storage
YES | YES |  |  |  | 069-39910 | 069-39910 | Sony Electronics | UP-DR80MD |  |  | TMC - Biomedical |  |  |  |  | 069-39910 | 069-39910 | TMC | Memorial Hermann-Texas Medical Center | TMC - Biomedical | Biomed shop |  |  |  | No pm
YES | YES |  |  |  | 099-06379 | 099-06379 | Sony Electronics | UP-DR80MD |  |  | SE - OR |  |  |  |  | 099-06379 | 099-06379 | Southeast | Memorial Hermann Southeast Hospital | SE - OR | OR
YES | YES |  |  |  | 151-04367 | 151-04367 | Sony Electronics | UP-DR80MD |  |  | Memorial Ciry Day Surgery |  |  |  |  | 151-04367 | 151-04367 | West | Memorial Hermann - Memorial City | Memorial Ciry Day Surgery | Storage Room West Tower W1 300.44
YES | YES | [5 empty] | Sony Electronics | UP-DR80MD |  |  | OR | [6 empty] | West | Memorial Hermann - Memorial City | OR | Back Hallway
YES | YES | [5 empty] | Sony Electronics | UP-DR80MD |  |  | OR | [6 empty] | West | Memorial Hermann - Memorial City | OR | Back Hallway
YES | YES | Serial Number Cnf |  |  | 099-07823 | 099-07823 | Sony Electronics | UP-X898MD |  | CNF | SE - OR |  |  |  |  | 099-07823 | 099-07823 | Southeast | Southeast | SE - OR | SE-OR Corridor
YES | YES | Serial Number Cnf |  |  | 099-06818 | 099-06818 | Sony Electronics | UP-X898MD |  | CNF | MEMORIAL CITY - CATH LAB |  |  |  |  | 099-06818 | 099-06818 | West | Memorial Hermann Heart | MEMORIAL CITY - CATH LAB | Cath Lab 5
YES | YES | Serial Number Cnf |  |  | 151-04971 | 151-04971 | Sony Electronics | UPP-110 |  | CNF | CY - OR |  |  |  |  | 151-04971 | 151-04971 | Northwest | Memorial Hermann Cypress Hospital | CY - OR | OR 6 | [5 empty] | Printer, Video | PRINTERVIDEO-SONY-UPP-110 | [23 empty] | PRINTERVIDEO | Printer, Video | SONY
YES | YES |  |  |  | 099-03029 | 099-03029 | Sony Electronics | UPP-110 |  |  | KATY - OR |  |  |  |  | 099-03029 | 099-03029 | Katy | Memorial Hermann Katy Hospital | KATY - OR | OR | [5 empty] | Printer, Video | PRINTERVIDEO-SONY-UPP-110 | [23 empty] | PRINTERVIDEO | Printer, Video | SONY
YES | YES | Serial Number Cnf |  |  | 133-10256 | 133-10256 | Sony Electronics | UPP-110 |  | Cnf | KATY - OR |  |  |  |  | 133-10256 | 133-10256 | Katy | Memorial Hermann Katy Hospital | KATY - OR | OR 7 Hallway | [5 empty] | Printer, Video | PRINTERVIDEO-SONY-UPP-110 | [23 empty] | PRINTERVIDEO | Printer, Video | SONY
YES | YES | Serial Number Cnf |  |  | 099-00811 | 099-00811 | Sony Electronics | UPP-110 |  | CNF | KATY - MATERNAL |  |  |  |  | 099-00811 | 099-00811 | Katy | Plaza 1 suite 305 | KATY - MATERNAL | Exam A | [5 empty] | Printer, Video | PRINTERVIDEO-SONY-UPP-110 | [23 empty] | PRINTERVIDEO | Printer, Video | SONY
YES | YES | Serial Number Cnf |  |  | 099-00810 | 099-00810 | Sony Electronics | UPP-110 |  | CNF | KATY - MATERNAL |  |  |  |  | 099-00810 | 099-00810 | Katy | Plaza 1 suite 305 | KATY - MATERNAL | Exam B | [5 empty] | Printer, Video | PRINTERVIDEO-SONY-UPP-110 | [23 empty] | PRINTERVIDEO | Printer, Video | SONY
YES | YES | Serial Number Cnf |  |  | 099-00036 | 099-00036 | Sony Electronics | UPP-110 |  | CNF | [5 empty] | 099-00036 | 099-00036 | Katy | Memorial Hermann Northeast Hospital |  | Hallway | 2/1/20 | 2/1/20 |  |  |  | Printer, Video | PRINTERVIDEO-SONY-UPP-110 | [23 empty] | PRINTERVIDEO | Printer, Video | SONY
YES | YES | Serial Number Cnf |  |  | 099-01026 | 099-01026 | Sony Electronics | UPP-110 |  | CNF | NE - OR |  |  |  |  | 099-01026 | 099-01026 | Katy | Memorial Hermann Northeast Hospital | NE - OR | OR Hybrid Room | [5 empty] | Printer, Video | PRINTERVIDEO-SONY-UPP-110 | [23 empty] | PRINTERVIDEO | Printer, Video | SONY
YES | YES | Serial Number Cnf |  |  | 099-01175 | 099-01175 | Sony Electronics | UPP-110 |  | CNF | NE - RADIOLOGY |  |  |  |  | 099-01175 | 099-01175 | Katy | Memorial Hermann Northeast Hospital | NE - RADIOLOGY | Ultrasound | [5 empty] | Printer, Video | PRINTERVIDEO-SONY-UPP-110 | [23 empty] | PRINTERVIDEO | Printer, Video | SONY
YES | YES |  |  |  | 129-07817 | 129-07817 | Sony Electronics | UPP-110 |  |  | SUGAR LAND - OR |  |  |  |  | 129-07817 | 129-07817 | Sugar Land | Memorial Hermann Sugar Land Hospital | SUGAR LAND - OR | OR 2 | [5 empty] | Printer, Video | PRINTERVIDEO-SONY-UPP-110 | [23 empty] | PRINTERVIDEO | Printer, Video | SONY
YES | YES |  |  |  | 099-08861 | 099-08861 | Sony Electronics | UPP-110 |  |  | SW - ER |  |  |  |  | 099-08861 | 099-08861 | Southwest | Memorial Hermann Southwest Hospital Emergency Center | SW - ER | Pod B Nurses Station |  |  |  | New Add
YES | YES |  |  |  | 099-12557 | 099-12557 | Sony Electronics | Upp-110 |  |  | TMC - HVI - CATH Lab |  |  |  |  | 099-12557 | 099-12557 | TMC | Memorial Hermann- Texas Medical Center | TMC - HVI - CATH Lab | Cath 03 |  |  |  | No PM Sticker
YES | YES |  |  |  | 099-09872 | 099-09872 | Sony Electronics | UPP-110 |  |  | TMC - OR - ANESTHESIA (CONTRACT EQUIP) |  |  |  |  | 099-09872 | 099-09872 | TMC | Memorial Hermann-Texas Medical Center | TMC - OR - ANESTHESIA (CONTRACT EQUIP) | OR 9
YES | YES |  |  |  | 099-07609 | 099-07609 | Sony Electronics | UPP-110 |  | (21) 7081034 | TMC - OR - PEDI OR (2R) |  |  |  |  | 099-07609 | 099-07609 | TMC | Memorial Hermann Texas Medical Center | TMC - OR - PEDI OR (2R) | OR 7
YES | YES |  |  |  | 069-43112 | 069-43112 | Sony Electronics | UPP-110 |  |  | PEDI OR storage |  |  |  |  | 069-43112 | 069-43112 | TMC | Memorial Hermann-Texas Medical Center | PEDI OR storage | Equipment room
YES | YES |  |  |  | 069-35518 | 069-35518 | Sony Electronics | UPP-110 |  |  | PEDI OR storage |  |  |  |  | 069-35518 | 069-35518 | TMC | Memorial Hermann-Texas Medical Center | PEDI OR storage | Equipment room
YES | YES | Serial Number Cnf |  |  | 069-43109 | 069-43109 | Sony Electronics | UPP-110 |  | CNF | Serafim or |  |  |  |  | 069-43109 | 069-43109 | TMC | Memorial Hermann-Texas Medical Center | Serafim or | Anesthesia workroom S2414
YES | YES |  |  |  | 099-09799 | 099-09799 | Sony Electronics | UPP-110 |  |  | TMC - SAROFIM 3 - OR |  |  |  |  | 099-09799 | 099-09799 | TMC | Memorial Hermann-Texas Medical Center | TMC - SAROFIM 3 - OR | Hall |  |  | 4/1/20 | No pm found
YES | YES | Serial Number Cnf |  |  | 041-33776 | 041-33776 | Sony Electronics | UPP-110 |  | CNF | MEMORIAL CITY - Surgery |  |  |  |  | 041-33776 | 041-33776 | West | Memorial Hermann Memorial City Medical Center | MEMORIAL CITY - Surgery | Surgery Hallway |  |  |  | No pm sticker
YES | YES |  |  |  | P15563-02 | P15563-02 | Sony Electronics | UPP-110 |  | P15563-02 | OR |  |  |  |  | P15563-02 | P15563-02 | West | Memorial Hermann - Memorial City | OR | Back Hallway Covid 19 Equipment
YES | YES |  |  |  | 069-28424 | 069-28424 | Sony Electronics | Upp970ad |  |  | Heart and vascular |  |  |  |  | 069-28424 | 069-28424 | TMC | Memorial Hermann-Texas Medical Center | Heart and vascular | Hallway
YES | YES | Serial Number Cnf |  |  | 099-04567 | 099-04567 | Sony Electronics | X898MD |  | Cnf | PEARLAND - ICU/IMCU |  |  |  |  | 099-04567 | 099-04567 | Pearland | Memorial Hermann Pearland Hospital | PEARLAND - ICU/IMCU | Icu
NO | YES |  |  |  |  | 069-29633 | Sony Electronics Inc Medical Systems Div | BZMD 1000 |  |  | TMC-OR-Robertson (2R) | MHHS-TMC |  |  |  |  | 069-29633 | TMC | MHHS-TMC | TMC-OR-Robertson (2R) | Hallway | 6/1/19 |  | 6/1/20 |  | IMAGE STORAGE DEVICES |  | .needs class | [5 empty] | SONY |  |  |  |  | 11/1/20 |  |  | Not Covered Vendor Only - Biomedical | MHHS-TMC
NO | YES |  |  |  | 241-04577 | 241-04577 | Sony Electronics Inc Medical Systems Div | CPD-E500 |  |  | TIRR-Speech Department | MHHS-TIRR |  |  |  | 241-04577 | 241-04577 | TMC | MHHS-Others | TIRR-Speech Department | Ultrasound | 2/1/19 |  |  |  | MONITORS, VIDEO |  | .needs class | [5 empty] | SONY |  |  |  |  | 1/4/20 |  |  | Not Covered Vendor Only - Biomedical | MHHS-TIRR
NO | YES | [5 empty] | Sony Electronics Inc Medical Systems Div | DXC-C33 |  |  | TMC-OR-Robertson (2R) | MHHS-TMC |  | Controller, Camera |  |  |  | TMC | MHHS-TMC | TMC-OR-Robertson (2R) | OR | 1/1/19 |  |  |  | CAMERAS |  | CONTROLLERCAMERA-Sony-DXC-C33 | CONTROLLERCAMERA | DXC-C33 |  |  |  | Sony | Controller, Camera |  | CONTROLLERCAMERA-Sony-DXC-C33 |  |  |  |  | Covered PM Repair - Biomedical | MHHS-TMC
NO | NO |  |  |  | 129-04647 |  | Sony Electronics Inc Medical Systems Div | LDM24500MD |  |  | SUGAR LAND - OR | MHHS-Sugarland |  |  |  | 129-04647 |  | Sugar Land |  | SUGAR LAND - OR | [5 empty] | MONITORS, VIDEO |  | .needs class | [5 empty] | SONY | [7 empty] | Covered PM Repair - Biomedical | MHHS-Sugarland
NO | YES |  |  |  | 129-06000 | 129-06000 | Sony Electronics Inc Medical Systems Div | LMD-1410 |  |  | MH MG-(STX)-South Texas-Wharton | MHHS-MG |  | Monitor, Video |  | 129-06000 | 129-06000 | South | MHHS-MG | MH MG-(STX)-South Texas-Wharton | Radiology storage | 10/1/18 | 10/1/20 |  |  | MONITORS, VIDEO | Monitor, Video | MONITORVIDEO-Sony-LMD-1410 | MONITORVIDEO | LMD-1410 |  |  |  | Sony | Monitor, Video |  | MONITORVIDEO-Sony-LMD-1410 |  | 10/1/19 |  |  | Covered PM Repair - Biomedical | MHHS-MG | [8 empty] | MONITORVIDEO | Monitor, Video | Sony
NO | YES | Serial Number 3302056 |  |  | 069-27419 | 069-27419 | Sony Electronics Inc Medical Systems Div | LMD-1420MD |  |  | TMC-Gi/Endo-Adult (1J) | MHHS-TMC |  | Monitor, Video |  | 069-27419 | 069-27419 | TMC | MHHS-TMC | TMC-Gi/Endo-Adult (1J) | Storage | 4/1/20 |  | 3/1/20 |  | MONITORS, VIDEO |  | MONITORVIDEO-Sony-LMD-1420MD | MONITORVIDEO | LMD-1420MD |  |  |  | Sony | Monitor, Video |  | MONITORVIDEO-Sony-LMD-1420MD |  | 10/1/19 |  |  | Covered PM Repair - Biomedical | MHHS-TMC
NO | YES | [5 empty] | Sony Electronics Inc Medical Systems Div | LMD-181MD/CV |  |  | Woodlands-OR | MHHS-Woodlands |  | Monitor, Video |  |  |  | Woodlands | MHHS-Woodlands | Woodlands-OR | Storage room | 10/1/19 |  | 10/1/20 |  | MONITORS, VIDEO | Monitor, Video | MONITORVIDEO-SONY-LMD181MDCV | MONITORVIDEO | LMD181MDCV |  |  |  | SONY | Monitor, Video |  |  | MONITORVIDEO-SONY-LMD181MDCV | 10/1/19 |  |  | Covered PM Repair - Biomedical | MHHS-Woodlands | [8 empty] | MONITORVIDEO | Monitor, Video | SONY
NO | YES |  |  |  | 133-07707 | 133-07707 | Sony Electronics Inc Medical Systems Div | LMD-1950MD |  |  | Katy-OR | MHHS-Katy |  | Monitor, Video |  | 133-07707 | 133-07707 | Katy | MHHS-Katy | Katy-OR | Endo 2 |  |  |  | No pm required | MONITORS, VIDEO | Monitor, Video | MONITORVIDEO-Sony-LMD-1950MD | MONITORVIDEO | LMD-1950MD |  |  |  | Sony | Monitor, Video |  | MONITORVIDEO-Sony-LMD-1950MD |  | 1/1/12 |  |  | Covered PM Repair - Biomedical | MHHS-Katy | [8 empty] | MONITORVIDEO | Monitor, Video | Sony
NO | YES |  |  |  | 041-16564 | 041-16564 | Sony Electronics Inc Medical Systems Div | LMD-1950MD |  |  | MEMORIAL CITY - DIGESTIVE DISEASE CENTER | MHHS-Mem City |  | Monitor, Video |  | 041-16564 | 041-16564 | West | Memorial Hermann Memorial City Medical Center | MEMORIAL CITY - DIGESTIVE DISEASE CENTER | MEMORIAL CITY - DIGESTIVE |  |  |  |  | MONITORS, VIDEO |  | MONITORVIDEO-Sony-LMD-1950MD | MONITORVIDEO | LMD-1950MD |  |  |  | Sony | Monitor, Video |  | MONITORVIDEO-Sony-LMD-1950MD |  |  |  |  | Covered PM Repair - Biomedical | MHHS-Mem City
NO | YES |  |  |  | 005-10316 | 005-10316 | Sony Electronics Inc Medical Systems Div | LMD-1950MD |  |  | MH MG - (SE) - SOUTHEAST COLON AND RECTAL (MP2) | MHHS-MG |  | Monitor, Video |  | 005-10316 | 005-10316 | Southeast & Bay Area |  | MH MG - (SE) - SOUTHEAST COLON AND RECTAL (MP2) |  | 3/26/19 |  |  |  | MONITORS, VIDEO | Monitor, Video | MONITORVIDEO-Sony-LMD-1950MD | MONITORVIDEO | LMD-1950MD |  |  |  | Sony | Monitor, Video |  | MONITORVIDEO-Sony-LMD-1950MD |  | 1/1/12 | Finished from Script 3/27/2020 12:11:52pm (Central) |  | Covered PM Repair - Biomedical | MHHS-MG | [8 empty] | MONITORVIDEO | Monitor, Video | Sony
NO | YES |  |  |  | 005-09013 | 005-09013 | Sony Electronics Inc Medical Systems Div | LMD-1950MD |  |  | SE-Esophageal Disease Center | MHHS-Southeast |  | Monitor, Video |  | 005-09013 | 005-09013 | Southeast | MHHS-Southeast | SE-Esophageal Disease Center | SE - ESOPHAGEAL DISEASE CENTER |  |  |  |  | MONITORS, VIDEO |  | MONITORVIDEO-Sony-LMD-1950MD | MONITORVIDEO | LMD-1950MD |  |  |  | Sony | Monitor, Video |  | MONITORVIDEO-Sony-LMD-1950MD |  | 10/1/19 |  |  | Covered PM Repair - Biomedical | MHHS-Southeast
NO | YES |  |  |  |  | 029-05206 | Sony Electronics Inc Medical Systems Div | LMD-1950MD/HD |  |  | Woodlands-OR | MHHS-Woodlands |  |  |  |  | 029-05206 | Woodlands | MHHS-Woodlands | Woodlands-OR | Storage room | 11/1/17 |  | 10/1/20 |  | MONITORS, VIDEO |  | .needs class | [5 empty] | SONY |  |  |  |  | 1/1/12 |  |  | Covered PM Repair - Biomedical | MHHS-Woodlands
NO | YES |  |  |  |  | 029-04888 | Sony Electronics Inc Medical Systems Div | LMD-1950MD/HD |  |  | Woodlands-OR | MHHS-Woodlands |  |  |  |  | 029-04888 | Woodlands | MHHS-Woodlands | Woodlands-OR | Storage room | 10/1/19 |  | 10/1/20 |  | MONITORS, VIDEO |  | .needs class | [5 empty] | SONY |  |  |  |  | 1/1/12 |  |  | Covered PM Repair - Biomedical | MHHS-Woodlands
NO | YES | [5 empty] | Sony Electronics Inc Medical Systems Div | LMD-1950MD/HD |  |  | Woodlands-OR | MHHS-Woodlands | [5 empty] | Woodlands | MHHS-Woodlands | Woodlands-OR | OR Storage | 2/1/20 |  | 2/1/21 |  | MONITORS, VIDEO |  | .needs class | [5 empty] | SONY |  |  |  |  | 1/1/12 |  |  | Covered PM Repair - Biomedical | MHHS-Woodlands
NO | YES |  |  |  |  | 029-04887 | Sony Electronics Inc Medical Systems Div | LMD-1950MD/HD |  |  | Woodlands-OR | MHHS-Woodlands |  |  |  |  | 029-04887 | Woodlands | MHHS-Woodlands | Woodlands-OR | Storage room | 10/1/19 |  | 10/1/20 |  | MONITORS, VIDEO |  | .needs class | [5 empty] | SONY |  |  |  |  | 1/1/12 |  |  | Covered PM Repair - Biomedical | MHHS-Woodlands
NO | NO |  |  |  | 241-02506 |  | Sony Electronics Inc Medical Systems Div | LMD-1950MD/HD |  |  | TIRR - UROLOGY/SPEC PROC (17) | MHHS-TIRR |  |  |  | 241-02506 |  | TMC |  | TIRR - UROLOGY/SPEC PROC (17) | [5 empty] | MONITORS, VIDEO |  | .needs class | [5 empty] | SONY | [7 empty] | Covered PM Repair - Biomedical | MHHS-TIRR
NO | NO | [5 empty] | Sony Electronics Inc Medical Systems Div | LMD-1950MD/HD |  |  | WOODLANDS - OR | MHHS-Woodlands | [5 empty] | Woodlands |  | WOODLANDS - OR | [5 empty] | MONITORS, VIDEO |  | .needs class | [5 empty] | SONY | [7 empty] | Covered PM Repair - Biomedical | MHHS-Woodlands
NO | YES |  |  |  | 583-00811 | 583-00811 | Sony Electronics Inc Medical Systems Div | LMD-2110MD |  |  | MH MG-(KY)-Katy Urology (Mp2) | MHHS-MG |  | Monitor, Video |  | 583-00811 | 583-00811 | Katy | MHHS-MG | MH MG-(KY)-Katy Urology (Mp2) | Treatment room 2 |  |  |  |  | MONITORS, VIDEO | Monitor, Video | MONITORVIDEO-Sony-LMD-2110MD | MONITORVIDEO | LMD-2110MD |  |  |  | Sony | Monitor, Video |  | MONITORVIDEO-Sony-LMD-2110MD |  | 1/1/10 |  |  | Covered PM Repair - Biomedical | MHHS-MG | [8 empty] | MONITORVIDEO | Monitor, Video | Sony
NO | YES |  |  |  | 583-00983 | 583-00983 | Sony Electronics Inc Medical Systems Div | LMD-2110MD |  |  | MH MG-(KY)-Katy Urology (Mp2) | MHHS-MG |  | Monitor, Video |  | 583-00983 | 583-00983 | Katy | MHHS-MG | MH MG-(KY)-Katy Urology (Mp2) | Room 2 | 1/1/18 |  |  |  | MONITORS, VIDEO | Monitor, Video | MONITORVIDEO-Sony-LMD-2110MD | MONITORVIDEO | LMD-2110MD |  |  |  | Sony | Monitor, Video |  | MONITORVIDEO-Sony-LMD-2110MD |  | 1/1/10 |  |  | Covered PM Repair - Biomedical | MHHS-MG | [8 empty] | MONITORVIDEO | Monitor, Video | Sony
NO | YES |  |  |  | 017-01063 | 017-01063 | Sony Electronics Inc Medical Systems Div | LMD-2110MD |  |  | MH MG - (SE) - UROLOGY ASSOCIATES - SOUTHEAST | MHHS-MG |  | Monitor, Video |  | 017-01063 | 017-01063 | Southeast | Wario Hermann medical group wharton | MH MG - (SE) - UROLOGY ASSOCIATES - SOUTHEAST |  | 10/1/19 | 10/1/20 |  |  | MONITORS, VIDEO | Monitor, Video | MONITORVIDEO-Sony-LMD-2110MD | MONITORVIDEO | LMD-2110MD |  |  |  | Sony | Monitor, Video |  | MONITORVIDEO-Sony-LMD-2110MD |  | 1/1/10 |  |  | Covered PM Repair - Biomedical | MHHS-MG | [8 empty] | MONITORVIDEO | Monitor, Video | Sony
NO | YES |  |  |  | 129-06523 | 129-06523 | Sony Electronics Inc Medical Systems Div | LMD-2110MD |  |  | MH MG-(SL)-Sugar Land Multi-Specialty (Mp1) | MHHS-MG |  | Monitor, Video |  | 129-06523 | 129-06523 | Sugar Land | MHHS-MG | MH MG-(SL)-Sugar Land Multi-Specialty (Mp1) | Procedure room | 3/1/18 | 3/1/20 |  |  | MONITORS, VIDEO | Monitor, Video | MONITORVIDEO-Sony-LMD-2110MD | MONITORVIDEO | LMD-2110MD |  |  |  | Sony | Monitor, Video |  | MONITORVIDEO-Sony-LMD-2110MD |  | 1/1/10 |  |  | Covered PM Repair - Biomedical | MHHS-MG | [8 empty] | MONITORVIDEO | Monitor, Video | Sony
NO | NO |  |  |  | 041-19659 |  | Sony Electronics Inc Medical Systems Div | LMD-2110MD |  |  | MH MG - (MC) - UROLOGY MC (MP3) | MHHS-MG |  | Monitor, Video |  | 041-19659 |  | West & Memorial City |  | MH MG - (MC) - UROLOGY MC (MP3) | [5 empty] | MONITORS, VIDEO |  | MONITORVIDEO-Sony-LMD-2110MD | MONITORVIDEO | LMD-2110MD |  |  |  | Sony | Monitor, Video |  | MONITORVIDEO-Sony-LMD-2110MD |  |  |  |  | Covered PM Repair - Biomedical | MHHS-MG
NO | YES |  |  |  | 041-09960 | 041-09960 | Sony Electronics Inc Medical Systems Div | LMD-2140MD |  |  | MEMORIAL CITY - MOR | MHHS-Mem City |  | Monitor, Video |  | 041-09960 | 041-09960 | West | Memorial City - Memorial Hermann Hospital | MEMORIAL CITY - MOR | Hallway |  |  |  | ?AuNO PM REQUIRED?Au sticker found on unit | MONITORS, VIDEO |  | MONITORVIDEO-Sony-LMD2140MD | MONITORVIDEO | LMD2140MD |  |  |  | Sony | Monitor, Video |  |  | MONITORVIDEO-Sony-LMD2140MD |  |  |  | Covered PM Repair - Biomedical | MHHS-Mem City
NO | NO | [5 empty] | Sony Electronics Inc Medical Systems Div | LMD-2140MD |  |  | MEMORIAL CITY - MOR | MHHS-Mem City |  | Monitor, Video |  |  |  | West & Memorial City |  | MEMORIAL CITY - MOR | [5 empty] | MONITORS, VIDEO |  | MONITORVIDEO-Sony-LMD2140MD | MONITORVIDEO | LMD2140MD |  |  |  | Sony | Monitor, Video |  |  | MONITORVIDEO-Sony-LMD2140MD |  |  |  | Covered PM Repair - Biomedical | MHHS-Mem City
NO | NO | [5 empty] | Sony Electronics Inc Medical Systems Div | LMD-2140MD |  |  | MEMORIAL CITY - MOR | MHHS-Mem City |  | Monitor, Video |  |  |  | West & Memorial City |  | MEMORIAL CITY - MOR | [5 empty] | MONITORS, VIDEO |  | MONITORVIDEO-Sony-LMD2140MD | MONITORVIDEO | LMD2140MD |  |  |  | Sony | Monitor, Video |  |  | MONITORVIDEO-Sony-LMD2140MD |  |  |  | Covered PM Repair - Biomedical | MHHS-Mem City
NO | NO | [5 empty] | Sony Electronics Inc Medical Systems Div | LMD-2140MD |  |  | MEMORIAL CITY - MOR | MHHS-Mem City |  | Monitor, Video |  |  |  | West & Memorial City |  | MEMORIAL CITY - MOR | [5 empty] | MONITORS, VIDEO |  | MONITORVIDEO-Sony-LMD2140MD | MONITORVIDEO | LMD2140MD |  |  |  | Sony | Monitor, Video |  |  | MONITORVIDEO-Sony-LMD2140MD |  |  |  | Covered PM Repair - Biomedical | MHHS-Mem City
NO | NO |  |  |  | 069-29653 |  | Sony Electronics Inc Medical Systems Div | LMD-2140MD |  |  | TMC - RESPIRATORY - ADULT | MHHS-TMC |  | Monitor, Video |  | 069-29653 |  | TMC |  | TMC - RESPIRATORY - ADULT | [5 empty] | MONITORS, VIDEO |  | MONITORVIDEO-Sony-LMD2140MD | MONITORVIDEO | LMD2140MD |  |  |  | Sony | Monitor, Video |  |  | MONITORVIDEO-Sony-LMD2140MD |  |  |  | Covered PM Repair - Biomedical | MHHS-TMC
NO | NO | [5 empty] | Sony Electronics Inc Medical Systems Div | LMD-2140MD |  |  | WOODLANDS - ENDOSCOPY | MHHS-Woodlands |  | Monitor, Video |  |  |  | Woodlands |  | WOODLANDS - ENDOSCOPY | [5 empty] | MONITORS, VIDEO |  | MONITORVIDEO-Sony-LMD2140MD | MONITORVIDEO | LMD2140MD |  |  |  | Sony | Monitor, Video |  |  | MONITORVIDEO-Sony-LMD2140MD |  |  |  | Covered PM Repair - Biomedical | MHHS-Woodlands
NO | YES |  |  |  | 013-19087 | 013-19087 | Sony Electronics Inc Medical Systems Div | LMD-2450MD |  | 3008374 S | SW-OR | MHHS-Southwest |  | Monitor, Video |  | 013-19087 | 013-19087 | Southwest | MHHS-Southwest | SW-OR | Room 27 - Cysto | 11/1/19 |  | 11/1/20 |  | MONITORS, VIDEO | Monitor, Video | MONITORVIDEO-Sony-LMD-2450MD | MONITORVIDEO | LMD-2450MD |  |  |  | Sony | Monitor, Video |  | MONITORVIDEO-Sony-LMD-2450MD |  | 8/1/20 |  |  | Not Covered Vendor Only - Biomedical | MHHS-Southwest | [8 empty] | MONITORVIDEO | Monitor, Video | Sony
NO | YES | Asset Tag 013-19091 |  |  | 013-19091 | 013-19091 | Sony Electronics Inc Medical Systems Div | LMD-2450MD |  | 3008396 S | SW-OR | MHHS-Southwest |  | Monitor, Video |  | 013-19091 | 013-19091 | Southwest | MHHS-Southwest | SW-OR |  | 11/1/19 |  |  |  | MONITORS, VIDEO | Monitor, Video | MONITORVIDEO-Sony-LMD-2450MD | MONITORVIDEO | LMD-2450MD |  |  |  | Sony | Monitor, Video |  | MONITORVIDEO-Sony-LMD-2450MD |  | 8/1/20 | Finished from Script 3/27/2020 12:11:52pm (Central) |  | Not Covered Vendor Only - Biomedical | MHHS-Southwest | [8 empty] | MONITORVIDEO | Monitor, Video | Sony
NO | YES |  |  |  | 013-19288 | 013-19288 | Sony Electronics Inc Medical Systems Div | LMD-2450MD |  |  | SW-OR | MHHS-Southwest |  | Monitor, Video |  | 013-19288 | 013-19288 | Southwest | MHHS-Southwest | SW-OR | OR4 | 4/1/19 |  | 4/1/20 |  | MONITORS, VIDEO | Monitor, Video | MONITORVIDEO-Sony-LMD-2450MD | MONITORVIDEO | LMD-2450MD |  |  |  | Sony | Monitor, Video |  | MONITORVIDEO-Sony-LMD-2450MD |  | 8/1/20 |  |  | Not Covered Vendor Only - Biomedical | MHHS-Southwest | [8 empty] | MONITORVIDEO | Monitor, Video | Sony
NO | YES |  |  |  | 013-19296 | 013-19296 | Sony Electronics Inc Medical Systems Div | LMD-2450MD |  |  | SW-OR | MHHS-Southwest |  | Monitor, Video |  | 013-19296 | 013-19296 | Southwest | MHHS-Southwest | SW-OR | Room 16 | 1/1/20 |  | 1/1/21 |  | MONITORS, VIDEO | Monitor, Video | MONITORVIDEO-Sony-LMD-2450MD | MONITORVIDEO | LMD-2450MD |  |  |  | Sony | Monitor, Video |  | MONITORVIDEO-Sony-LMD-2450MD |  | 8/1/20 |  |  | Not Covered Vendor Only - Biomedical | MHHS-Southwest | [8 empty] | MONITORVIDEO | Monitor, Video | Sony
NO | YES |  |  |  | 013-19301 | 013-19301 | Sony Electronics Inc Medical Systems Div | LMD-2450MD |  |  | SW-OR | MHHS-Southwest |  | Monitor, Video |  | 013-19301 | 013-19301 | Southwest | MHHS-Southwest | SW-OR | Room 24 | 7/1/19 |  | 7/1/20 |  | MONITORS, VIDEO | Monitor, Video | MONITORVIDEO-Sony-LMD-2450MD | MONITORVIDEO | LMD-2450MD |  |  |  | Sony | Monitor, Video |  | MONITORVIDEO-Sony-LMD-2450MD |  | 8/1/20 |  |  | Not Covered Vendor Only - Biomedical | MHHS-Southwest | [8 empty] | MONITORVIDEO | Monitor, Video | Sony
NO | YES |  |  |  | 074-00811 | 074-00811 | Sony Electronics Inc Medical Systems Div | LMD-2450MD |  |  | TMC-OR-CVOR (7Hvi) | MHHS-TMC |  | Monitor, Video |  | 074-00811 | 074-00811 | TMC | MHHS-TMC | TMC-OR-CVOR (7Hvi) | Equipment room 7 | 4/1/18 |  | 4/1/19 |  | MONITORS, VIDEO | Monitor, Video | MONITORVIDEO-Sony-LMD-2450MD | MONITORVIDEO | LMD-2450MD |  |  |  | Sony | Monitor, Video |  | MONITORVIDEO-Sony-LMD-2450MD |  |  |  |  | Covered PM Repair - Biomedical | MHHS-TMC | [8 empty] | MONITORVIDEO | Monitor, Video | Sony
NO | YES |  |  |  | 069-34077 | 069-34077 | Sony Electronics Inc Medical Systems Div | LMD-2450MD |  |  | TWC | MHHS-TMC |  | Monitor, Video |  | 069-34077 | 069-34077 | TMC | Memorial Hermann Heart | TWC | Equipment Room |  |  | 3/1/20 |  | MONITORS, VIDEO | Monitor, Video | MONITORVIDEO-Sony-LMD-2450MD | MONITORVIDEO | LMD-2450MD |  |  |  | Sony | Monitor, Video |  | MONITORVIDEO-Sony-LMD-2450MD |  |  |  |  | Covered PM Repair - Biomedical | MHHS-TMC | [8 empty] | MONITORVIDEO | Monitor, Video | Sony
NO | YES |  |  |  | 069-34078 | 069-34078 | Sony Electronics Inc Medical Systems Div | LMD-2450MD |  |  | TWC | MHHS-TMC |  | Monitor, Video |  | 069-34078 | 069-34078 | TMC | Memorial Hermann Heart | TWC | Equipment Room |  |  |  |  | MONITORS, VIDEO | Monitor, Video | MONITORVIDEO-Sony-LMD-2450MD | MONITORVIDEO | LMD-2450MD |  |  |  | Sony | Monitor, Video |  | MONITORVIDEO-Sony-LMD-2450MD |  |  |  |  | Covered PM Repair - Biomedical | MHHS-TMC | [8 empty] | MONITORVIDEO | Monitor, Video | Sony
NO | YES |  |  |  | 069-34079 | 069-34079 | Sony Electronics Inc Medical Systems Div | LMD-2450MD |  |  | TMC-OR-Robertson (2R) | MHHS-TMC |  | Monitor, Video |  | 069-34079 | 069-34079 | TMC | MHHS-TMC | TMC-OR-Robertson (2R) | TMC OR ROBERTSON (2R) | 4/1/18 |  | 4/1/19 |  | MONITORS, VIDEO |  | MONITORVIDEO-Sony-LMD-2450MD | MONITORVIDEO | LMD-2450MD |  |  |  | Sony | Monitor, Video |  | MONITORVIDEO-Sony-LMD-2450MD |  |  |  |  | Covered PM Repair - Biomedical | MHHS-TMC
NO | YES |  |  |  | 069-34081 | 069-34081 | Sony Electronics Inc Medical Systems Div | LMD-2450MD |  |  | TMC-OR-Hermann (2Hp) | MHHS-TMC |  | Monitor, Video |  | 069-34081 | 069-34081 | TMC | MHHS-TMC | TMC-OR-Hermann (2Hp) | Storage | 1/1/20 |  | 1/1/21 |  | MONITORS, VIDEO |  | MONITORVIDEO-Sony-LMD-2450MD | MONITORVIDEO | LMD-2450MD |  |  |  | Sony | Monitor, Video |  | MONITORVIDEO-Sony-LMD-2450MD |  |  |  |  | Covered PM Repair - Biomedical | MHHS-TMC
NO | NO |  |  |  | 013-19292 |  | Sony Electronics Inc Medical Systems Div | LMD-2450MD |  |  | SW - OR | MHHS-Southwest |  | Monitor, Video |  | 013-19292 |  | Southwest |  | SW - OR | [5 empty] | MONITORS, VIDEO |  | MONITORVIDEO-Sony-LMD-2450MD | MONITORVIDEO | LMD-2450MD |  |  |  | Sony | Monitor, Video |  | MONITORVIDEO-Sony-LMD-2450MD |  |  |  |  | Not Covered Vendor Only - Biomedical | MHHS-Southwest
NO | NO |  |  |  | 013-19297 |  | Sony Electronics Inc Medical Systems Div | LMD-2450MD |  | SFP26-075-0211 0204 | SW - OR | MHHS-Southwest |  | Monitor, Video |  | 013-19297 |  | Southwest |  | SW - OR | [5 empty] | MONITORS, VIDEO |  | MONITORVIDEO-Sony-LMD-2450MD | MONITORVIDEO | LMD-2450MD |  |  |  | Sony | Monitor, Video |  | MONITORVIDEO-Sony-LMD-2450MD |  |  |  |  | Not Covered Vendor Only - Biomedical | MHHS-Southwest
NO | NO |  |  |  | 013-19298 |  | Sony Electronics Inc Medical Systems Div | LMD-2450MD |  | 3D.06403.041 | SW - OR | MHHS-Southwest |  | Monitor, Video |  | 013-19298 |  | Southwest |  | SW - OR | [5 empty] | MONITORS, VIDEO |  | MONITORVIDEO-Sony-LMD-2450MD | MONITORVIDEO | LMD-2450MD |  |  |  | Sony | Monitor, Video |  | MONITORVIDEO-Sony-LMD-2450MD |  |  |  |  | Not Covered Vendor Only - Biomedical | MHHS-Southwest
NO | NO | [5 empty] | Sony Electronics Inc Medical Systems Div | LMD-2450MD |  | 3D.06403041 | SW - OR | MHHS-Southwest |  | Monitor, Video |  |  |  | Southwest |  | SW - OR | [5 empty] | MONITORS, VIDEO |  | MONITORVIDEO-Sony-LMD-2450MD | MONITORVIDEO | LMD-2450MD |  |  |  | Sony | Monitor, Video |  | MONITORVIDEO-Sony-LMD-2450MD |  |  |  |  | Not Covered Vendor Only - Biomedical | MHHS-Southwest
NO | NO |  |  |  | 129-03406 |  | Sony Electronics Inc Medical Systems Div | LMD-2450MD |  |  | SUGAR LAND - OR | MHHS-Sugarland |  | Monitor, Video |  | 129-03406 |  | Sugar Land |  | SUGAR LAND - OR | [5 empty] | MONITORS, VIDEO |  | MONITORVIDEO-Sony-LMD-2450MD | MONITORVIDEO | LMD-2450MD |  |  |  | Sony | Monitor, Video |  | MONITORVIDEO-Sony-LMD-2450MD |  |  |  |  | Not Covered Vendor Only - Biomedical | MHHS-Sugarland
NO | NO |  |  |  | 129-03407 |  | Sony Electronics Inc Medical Systems Div | LMD-2450MD |  |  | SUGAR LAND - OR | MHHS-Sugarland |  | Monitor, Video |  | 129-03407 |  | Sugar Land |  | SUGAR LAND - OR | [5 empty] | MONITORS, VIDEO |  | MONITORVIDEO-Sony-LMD-2450MD | MONITORVIDEO | LMD-2450MD |  |  |  | Sony | Monitor, Video |  | MONITORVIDEO-Sony-LMD-2450MD |  |  |  |  | Covered PM Repair - Biomedical | MHHS-Sugarland
NO | NO |  |  |  | 129-03408 |  | Sony Electronics Inc Medical Systems Div | LMD-2450MD |  |  | SUGAR LAND - OR | MHHS-Sugarland |  | Monitor, Video |  | 129-03408 |  | Sugar Land |  | SUGAR LAND - OR | [5 empty] | MONITORS, VIDEO |  | MONITORVIDEO-Sony-LMD-2450MD | MONITORVIDEO | LMD-2450MD |  |  |  | Sony | Monitor, Video |  | MONITORVIDEO-Sony-LMD-2450MD |  |  |  |  | Covered PM Repair - Biomedical | MHHS-Sugarland
NO | NO |  |  |  | 129-03409 |  | Sony Electronics Inc Medical Systems Div | LMD-2450MD |  |  | SUGAR LAND - OR | MHHS-Sugarland |  | Monitor, Video |  | 129-03409 |  | Sugar Land |  | SUGAR LAND - OR | [5 empty] | MONITORS, VIDEO |  | MONITORVIDEO-Sony-LMD-2450MD | MONITORVIDEO | LMD-2450MD |  |  |  | Sony | Monitor, Video |  | MONITORVIDEO-Sony-LMD-2450MD |  |  |  |  | Covered PM Repair - Biomedical | MHHS-Sugarland
NO | NO |  |  |  | 129-03410 |  | Sony Electronics Inc Medical Systems Div | LMD-2450MD |  |  | SUGAR LAND - OR | MHHS-Sugarland |  | Monitor, Video |  | 129-03410 |  | Sugar Land |  | SUGAR LAND - OR | [5 empty] | MONITORS, VIDEO |  | MONITORVIDEO-Sony-LMD-2450MD | MONITORVIDEO | LMD-2450MD |  |  |  | Sony | Monitor, Video |  | MONITORVIDEO-Sony-LMD-2450MD |  |  |  |  | Covered PM Repair - Biomedical | MHHS-Sugarland
NO | NO |  |  |  | 129-03411 |  | Sony Electronics Inc Medical Systems Div | LMD-2450MD |  |  | SUGAR LAND - OR | MHHS-Sugarland |  | Monitor, Video |  | 129-03411 |  | Sugar Land |  | SUGAR LAND - OR | [5 empty] | MONITORS, VIDEO |  | MONITORVIDEO-Sony-LMD-2450MD | MONITORVIDEO | LMD-2450MD |  |  |  | Sony | Monitor, Video |  | MONITORVIDEO-Sony-LMD-2450MD |  |  |  |  | Covered PM Repair - Biomedical | MHHS-Sugarland
NO | NO |  |  |  | 129-03412 |  | Sony Electronics Inc Medical Systems Div | LMD-2450MD |  |  | SUGAR LAND - OR | MHHS-Sugarland |  | Monitor, Video |  | 129-03412 |  | Sugar Land |  | SUGAR LAND - OR | [5 empty] | MONITORS, VIDEO |  | MONITORVIDEO-Sony-LMD-2450MD | MONITORVIDEO | LMD-2450MD |  |  |  | Sony | Monitor, Video |  | MONITORVIDEO-Sony-LMD-2450MD |  |  |  |  | Covered PM Repair - Biomedical | MHHS-Sugarland
NO | NO |  |  |  | 129-03413 |  | Sony Electronics Inc Medical Systems Div | LMD-2450MD |  |  | SUGAR LAND - OR | MHHS-Sugarland |  | Monitor, Video |  | 129-03413 |  | Sugar Land |  | SUGAR LAND - OR | [5 empty] | MONITORS, VIDEO |  | MONITORVIDEO-Sony-LMD-2450MD | MONITORVIDEO | LMD-2450MD |  |  |  | Sony | Monitor, Video |  | MONITORVIDEO-Sony-LMD-2450MD |  |  |  |  | Covered PM Repair - Biomedical | MHHS-Sugarland
NO | NO | [5 empty] | Sony Electronics Inc Medical Systems Div | LMD-2450MD |  |  | WOODLANDS - OR | MHHS-Woodlands |  | Monitor, Video |  |  |  | Woodlands |  | WOODLANDS - OR | [5 empty] | MONITORS, VIDEO |  | MONITORVIDEO-Sony-LMD-2450MD | MONITORVIDEO | LMD-2450MD |  |  |  | Sony | Monitor, Video |  | MONITORVIDEO-Sony-LMD-2450MD |  |  |  |  | Covered PM Repair - Biomedical | MHHS-Woodlands
NO | NO | [5 empty] | Sony Electronics Inc Medical Systems Div | LMD-2450MD |  |  | WOODLANDS - OR | MHHS-Woodlands |  | Monitor, Video |  |  |  | Woodlands |  | WOODLANDS - OR | [5 empty] | MONITORS, VIDEO |  | MONITORVIDEO-Sony-LMD-2450MD | MONITORVIDEO | LMD-2450MD |  |  |  | Sony | Monitor, Video |  | MONITORVIDEO-Sony-LMD-2450MD |  |  |  |  | Covered PM Repair - Biomedical | MHHS-Woodlands
NO | YES |  |  |  | 009-09823 | 009-09823 | Sony Electronics Inc Medical Systems Div | LMD-2451MT/3G4 |  |  | GH-OR | MHHS-Greater Heights |  |  |  | 009-09823 | 009-09823 |  | MHHS-Greater Heights | GH-OR |  | 6/1/19 |  |  |  | MONITORS, VIDEO | Monitor, Video | MONITORVIDEO-Sony-LMD-2451MD |  |  |  |  | MONITORVIDEO-Sony-LMD-2451MD | SONY | [7 empty] | Covered PM Repair - Biomedical | MHHS-Greater Heights | [8 empty] | MONITORVIDEO | Monitor, Video | Sony
NO | YES |  |  |  | 009-09831 | 009-09831 | Sony Electronics Inc Medical Systems Div | LMD-2451MT/3G4 |  |  | GH-OR | MHHS-Greater Heights |  |  |  | 009-09831 | 009-09831 | Central | MHHS-Greater Heights | GH-OR | OR 3 | 6/1/19 |  |  |  | MONITORS, VIDEO | Monitor, Video | MONITORVIDEO-Sony-LMD-2451MD |  |  |  |  | MONITORVIDEO-Sony-LMD-2451MD | SONY | [7 empty] | Covered PM Repair - Biomedical | MHHS-Greater Heights | [8 empty] | MONITORVIDEO | Monitor, Video | Sony
NO | YES |  |  |  | 009-09839 | 009-09839 | Sony Electronics Inc Medical Systems Div | LMD-2451MT/3G4 |  |  | GH-OR | MHHS-Greater Heights |  |  |  | 009-09839 | 009-09839 | Central | MHHS-Greater Heights | GH-OR | Equipment storage | 6/1/19 |  | 6/1/20 |  | MONITORS, VIDEO | Monitor, Video | MONITORVIDEO-Sony-LMD-2451MD |  |  |  |  | MONITORVIDEO-Sony-LMD-2451MD | SONY |  |  |  |  | 9/1/17 |  |  | Covered PM Repair - Biomedical | MHHS-Greater Heights | [8 empty] | MONITORVIDEO | Monitor, Video | Sony
NO | YES |  |  |  | 009-09840 | 009-09840 | Sony Electronics Inc Medical Systems Div | LMD-2451MT/3G4 |  |  | GH-OR Endoscopy | MHHS-Greater Heights |  |  |  | 009-09840 | 009-09840 | Central | MHHS-Greater Heights | GH-OR Endoscopy | OR | 6/1/19 |  | 6/1/20 |  | MONITORS, VIDEO | Monitor, Video | MONITORVIDEO-Sony-LMD-2451MD |  |  |  |  | MONITORVIDEO-Sony-LMD-2451MD | SONY |  |  |  |  | 10/1/19 |  |  | Covered PM Repair - Biomedical | MHHS-Greater Heights | [8 empty] | MONITORVIDEO | Monitor, Video | Sony
NO | YES |  |  |  | 009-09841 | 009-09841 | Sony Electronics Inc Medical Systems Div | LMD-2451MT/3G4 |  |  | GH-OR Endoscopy | MHHS-Greater Heights |  |  |  | 009-09841 | 009-09841 | Central | MHHS-Greater Heights | GH-OR Endoscopy | OR | 6/1/19 |  | 6/1/20 |  | MONITORS, VIDEO | Monitor, Video | MONITORVIDEO-Sony-LMD-2451MD |  |  |  |  | MONITORVIDEO-Sony-LMD-2451MD | SONY |  |  |  |  | 10/1/19 |  |  | Covered PM Repair - Biomedical | MHHS-Greater Heights | [8 empty] | MONITORVIDEO | Monitor, Video | Sony
NO | YES |  |  |  | 041-19741 | 041-19741 | Sony Electronics Inc Medical Systems Div | LMD-2451MT/3G4 |  |  | Memorial City - Orthopedics Surgery | MHHS-Mem City |  |  |  | 041-19741 | 041-19741 | West | Memorial City - Memorial Hermann Hospital | Memorial City - Orthopedics Surgery | Anesthesia Workroom |  |  |  |  | MONITORS, VIDEO |  | MONITORVIDEO-Sony-LMD-2451MD |  |  |  |  | MONITORVIDEO-Sony-LMD-2451MD | SONY | [7 empty] | Covered PM Repair - Biomedical | MHHS-Mem City
NO | YES | [5 empty] | Sony Electronics Inc Medical Systems Div | LMD-2451MT/3G4 |  |  | MEMORIAL CITY - Outpatient | MHHS-Mem City | [5 empty] | West | Memorial Hermann Memorial City Medical Center | MEMORIAL CITY - Outpatient | MEMORIAL CITY - OUTPATIENT |  |  |  |  | MONITORS, VIDEO |  | MONITORVIDEO-Sony-LMD-2451MD |  |  |  |  | MONITORVIDEO-Sony-LMD-2451MD | SONY | [7 empty] | Covered PM Repair - Biomedical | MHHS-Mem City
NO | YES | [5 empty] | Sony Electronics Inc Medical Systems Div | LMD-2451MT/3G4 |  |  | MEMORIAL CITY - MOR | MHHS-Mem City | [5 empty] | West | Memorial City - Memorial Hermann Hospital | MEMORIAL CITY - MOR | Hallway |  |  |  |  | MONITORS, VIDEO |  | MONITORVIDEO-Sony-LMD-2451MD |  |  |  |  | MONITORVIDEO-Sony-LMD-2451MD | SONY | [7 empty] | Covered PM Repair - Biomedical | MHHS-Mem City
NO | YES |  |  |  | 069-40495 | 069-40495 | Sony Electronics Inc Medical Systems Div | LMD-2451MT/3G4 |  |  | TMC-OR-Pedi OR (2R) | MHHS-TMC |  |  |  | 069-40495 | 069-40495 | TMC | MHHS-TMC | TMC-OR-Pedi OR (2R) | S2 401 | 4/1/19 |  |  |  | MONITORS, VIDEO |  | MONITORVIDEO-Sony-LMD-2451MD |  |  |  |  | MONITORVIDEO-Sony-LMD-2451MD | SONY |  |  |  |  | 1/1/10 |  |  | Covered PM Repair - Biomedical | MHHS-TMC
NO | YES |  |  |  | 069-39893 | 069-39893 | Sony Electronics Inc Medical Systems Div | LMD-2451MT/3G4 |  |  | OR | MHHS-TMC |  |  |  | 069-39893 | 069-39893 | TMC | Memorial Hermann-Texas Medical Center | OR | S2 401 Storage |  |  |  |  | MONITORS, VIDEO |  | MONITORVIDEO-Sony-LMD-2451MD |  |  |  |  | MONITORVIDEO-Sony-LMD-2451MD | SONY |  |  |  |  | 1/1/10 |  |  | Covered PM Repair - Biomedical | MHHS-TMC
NO | YES |  |  |  | 069-39911 | 069-39911 | Sony Electronics Inc Medical Systems Div | LMD-2451MT/3G4 |  |  | TMC-OR-Robertson (2R) | MHHS-TMC |  |  |  | 069-39911 | 069-39911 | TMC | MHHS-TMC | TMC-OR-Robertson (2R) | OR - ROBERTSON (2R) |  |  |  |  | MONITORS, VIDEO |  | MONITORVIDEO-Sony-LMD-2451MD |  |  |  |  | MONITORVIDEO-Sony-LMD-2451MD | SONY |  |  |  |  | 4/1/17 |  |  | Covered PM Repair - Biomedical | MHHS-TMC
NO | NO |  |  |  | 009-09842 |  | Sony Electronics Inc Medical Systems Div | LMD-2451MT/3G4 |  |  | GH - OR | MHHS-Greater Heights |  |  |  | 009-09842 |  | Central & Greater Heights |  | GH - OR | [5 empty] | MONITORS, VIDEO |  | MONITORVIDEO-Sony-LMD-2451MD |  |  |  |  | MONITORVIDEO-Sony-LMD-2451MD | SONY | [7 empty] | Covered PM Repair - Biomedical | MHHS-Greater Heights
NO | NO | [5 empty] | Sony Electronics Inc Medical Systems Div | LMD-2451MT/3G4 |  |  | MEMORIAL CITY - MOR | MHHS-Mem City | [5 empty] | West & Memorial City |  | MEMORIAL CITY - MOR | [5 empty] | MONITORS, VIDEO |  | MONITORVIDEO-Sony-LMD-2451MD |  |  |  |  | MONITORVIDEO-Sony-LMD-2451MD | SONY | [7 empty] | Covered PM Repair - Biomedical | MHHS-Mem City
NO | YES |  |  |  |  | 069-29634 | Sony Electronics Inc Medical Systems Div | LMD-3250MD |  |  | TMC-OR-Robertson (2R) | MHHS-TMC |  | Monitor, Video |  |  | 069-29634 | TMC | MHHS-TMC | TMC-OR-Robertson (2R) | Hallway |  |  |  |  | MONITORS, VIDEO |  | MONITORVIDEO-Sony-LMD-3250MD | MONITORVIDEO | LMD-3250MD |  |  |  | Sony | Monitor, Video |  | MONITORVIDEO-Sony-LMD-3250MD |  |  |  |  | Clinical Miscellaneous | MHHS-TMC
NO | YES |  |  |  | 041-32878 | 041-32878 | Sony Electronics Inc Medical Systems Div | LMD-3251MT |  |  | MEMORIAL CITY - DIGESTIVE DISEASE CENTER | MHHS-Mem City |  | Monitor, Video |  | 041-32878 | 041-32878 | West | Memorial Hermann Memorial City Medical Center | MEMORIAL CITY - DIGESTIVE DISEASE CENTER | MEMORIAL CITY - DIGESTIVE |  |  |  |  | MONITORS, VIDEO |  | MONITORVIDEO-SONY-LMD-3251MT | MONITORVIDEO | LMD-3251MT |  |  |  | SONY | Monitor, Video |  | MONITORVIDEO-SONY-LMD-3251MT |  |  |  |  | Not Covered Vendor Only - Biomedical | MHHS-Mem City
NO | YES |  |  |  | 013-38921 | 013-38921 | Sony Electronics Inc Medical Systems Div | LMD-X310MD |  |  | SW-OR | MHHS-Southwest |  | Monitor, Video |  | 013-38921 | 013-38921 | Southwest | MHHS-Southwest | SW-OR | OR 9 | 4/1/19 |  | 4/1/20 |  | MONITORS, VIDEO | Monitor, Video | MONITORVIDEO-Sony-LMD-X310MD | MONITORVIDEO | LMD-X310MD |  |  |  | Sony | Monitor, Video |  | MONITORVIDEO-Sony-LMD-X310MD |  | 2/22/17 |  |  | Covered PM Repair - Biomedical | MHHS-Southwest | [8 empty] | MONITORVIDEO | Monitor, Video | Sony
NO | YES |  |  |  | 013-38923 | 013-38923 | Sony Electronics Inc Medical Systems Div | LMD-X310MD |  |  | SW-OR | MHHS-Southwest |  | Monitor, Video |  | 013-38923 | 013-38923 | Southwest | MHHS-Southwest | SW-OR | OR 9 | 10/1/18 |  | 4/1/20 |  | MONITORS, VIDEO | Monitor, Video | MONITORVIDEO-Sony-LMD-X310MD | MONITORVIDEO | LMD-X310MD |  |  |  | Sony | Monitor, Video |  | MONITORVIDEO-Sony-LMD-X310MD |  | 2/22/17 |  |  | Covered PM Repair - Biomedical | MHHS-Southwest | [8 empty] | MONITORVIDEO | Monitor, Video | Sony
NO | YES |  |  |  | 013-38925 | 013-38925 | Sony Electronics Inc Medical Systems Div | LMD-X310MD |  |  | SW-OR | MHHS-Southwest |  | Monitor, Video |  | 013-38925 | 013-38925 | Southwest | MHHS-Southwest | SW-OR | OR 8 | 10/1/18 |  | 4/1/20 |  | MONITORS, VIDEO | Monitor, Video | MONITORVIDEO-Sony-LMD-X310MD | MONITORVIDEO | LMD-X310MD |  |  |  | Sony | Monitor, Video |  | MONITORVIDEO-Sony-LMD-X310MD |  | 2/22/17 |  |  | Covered PM Repair - Biomedical | MHHS-Southwest | [8 empty] | MONITORVIDEO | Monitor, Video | Sony
NO | YES |  |  |  | 029-32098 | 029-32098 | Sony Electronics Inc Medical Systems Div | LMD-X310ST |  |  | Woodlands-OR | MHHS-Woodlands |  |  |  | 029-32098 | 029-32098 | Woodlands | MHHS-Woodlands | Woodlands-OR |  | 11/1/19 |  | 11/1/20 |  | MONITORS, VIDEO |  | .needs class | [5 empty] | SONY |  |  |  |  | 2/22/17 |  |  | Covered PM Repair - Biomedical | MHHS-Woodlands
NO | NO |  |  |  | 029-32106 |  | Sony Electronics Inc Medical Systems Div | LMD-X310ST |  |  | WOODLANDS - OR | MHHS-Woodlands |  |  |  | 029-32106 |  | Woodlands |  | WOODLANDS - OR | [5 empty] | MONITORS, VIDEO |  | .needs class | [5 empty] | SONY | [7 empty] | Covered PM Repair - Biomedical | MHHS-Woodlands
NO | NO |  |  |  | 029-32191 |  | Sony Electronics Inc Medical Systems Div | LMD-X310ST |  |  | WOODLANDS - OR | MHHS-Woodlands |  |  |  | 029-32191 |  | Woodlands |  | WOODLANDS - OR | [5 empty] | MONITORS, VIDEO |  | .needs class | [5 empty] | SONY | [7 empty] | Covered PM Repair - Biomedical | MHHS-Woodlands
NO | NO |  |  |  | 029-32198 |  | Sony Electronics Inc Medical Systems Div | LMD-X310ST |  |  | WOODLANDS - OR | MHHS-Woodlands |  |  |  | 029-32198 |  | Woodlands |  | WOODLANDS - OR | [5 empty] | MONITORS, VIDEO |  | .needs class | [5 empty] | SONY | [7 empty] | Covered PM Repair - Biomedical | MHHS-Woodlands
NO | NO |  |  |  | 069-38406 |  | Sony Electronics Inc Medical Systems Div | LMD1951MD/HD |  |  | TMC - OR - ANESTHESIA (OLD) | MHHS-TMC |  |  |  | 069-38406 |  | TMC |  | TMC - OR - ANESTHESIA (OLD) | [5 empty] | MONITORS, VIDEO |  | .needs class | [5 empty] | SONY | [7 empty] | Covered PM Repair - Biomedical | MHHS-TMC
NO | NO | [5 empty] | Sony Electronics Inc Medical Systems Div | LMD2450MD |  |  | SW - HVI - OR | MHHS-Southwest |  | Monitor, Video |  |  |  | Southwest |  | SW - HVI - OR | [5 empty] | MONITORS, VIDEO |  | MONITORVIDEO-Sony-LMD-2450MD | MONITORVIDEO | LMD-2450MD |  |  |  | Sony | Monitor, Video |  |  | MONITORVIDEO-Sony-LMD-2450MD |  |  |  | Covered PM Repair - Biomedical | MHHS-Southwest
NO | YES |  |  |  | 009-09807 | 009-09807 | Sony Electronics Inc Medical Systems Div | LMD2451MD/HD |  |  | GH-OR | MHHS-Greater Heights |  |  |  | 009-09807 | 009-09807 | Central | MHHS-Greater Heights | GH-OR | Hallway | 6/1/19 |  | 6/1/20 |  | MONITORS, VIDEO | Monitor, Video | MONITORVIDEO-Sony-LMD-2451MD |  |  |  |  | MONITORVIDEO-Sony-LMD-2451MD | SONY |  |  |  |  | 1/1/10 |  |  | Covered PM Repair - Biomedical | MHHS-Greater Heights | [8 empty] | MONITORVIDEO | Monitor, Video | Sony
NO | YES |  |  |  | 009-09815 | 009-09815 | Sony Electronics Inc Medical Systems Div | LMD2451MD/HD |  |  | GH-OR | MHHS-Greater Heights |  |  |  | 009-09815 | 009-09815 | Central & Greater Heights | MHHS-Greater Heights | GH-OR | OR 9 | 6/1/19 |  | 6/1/20 |  | MONITORS, VIDEO | Monitor, Video | MONITORVIDEO-Sony-LMD-2451MD |  |  |  |  | MONITORVIDEO-Sony-LMD-2451MD | SONY |  |  |  |  | 1/1/10 |  |  | Covered PM Repair - Biomedical | MHHS-Greater Heights | [8 empty] | MONITORVIDEO | Monitor, Video | Sony
NO | YES |  |  |  | 041-17473 | 041-17473 | Sony Electronics Inc Medical Systems Div | LMD2451MD/HD |  |  | OR | MHHS-Mem City |  |  |  | 041-17473 | 041-17473 | West | Memorial Hermann - Memorial City | OR | Back Hallway |  |  |  |  | MONITORS, VIDEO |  | MONITORVIDEO-Sony-LMD-2451MD |  |  |  |  | MONITORVIDEO-Sony-LMD-2451MD | SONY | [7 empty] | Covered PM Repair - Biomedical | MHHS-Mem City
NO | YES |  |  |  | 041-18291 | 041-18291 | Sony Electronics Inc Medical Systems Div | LMD2451MD/HD |  |  | OR | MHHS-Mem City |  |  |  | 041-18291 | 041-18291 | West | Memorial Hermann - Memorial City | OR | Back Hallway |  |  |  |  | MONITORS, VIDEO |  | MONITORVIDEO-Sony-LMD-2451MD |  |  |  |  | MONITORVIDEO-Sony-LMD-2451MD | SONY | [7 empty] | Covered PM Repair - Biomedical | MHHS-Mem City
NO | YES |  |  |  |  | 069-27490 | Sony Electronics Inc Medical Systems Div | PMW100MD |  |  | TMC-OR-Robertson (2R) | MHHS-TMC |  |  |  |  | 069-27490 | TMC | MHHS-TMC | TMC-OR-Robertson (2R) | Hallway | 4/1/18 |  | 4/1/19 |  | CAMERAS |  | .needs class | [5 empty] | SONY | [7 empty] | Covered PM Repair - Biomedical | MHHS-TMC
NO | NO |  |  |  | 013-35074 |  | Sony Electronics Inc Medical Systems Div | PVM |  |  | SW - OR | MHHS-Southwest |  |  |  | 013-35074 |  | Southwest |  | SW - OR | [5 empty] | MONITORS, VIDEO |  | .needs class | [5 empty] | SONY | [7 empty] | Covered PM Repair - Biomedical | MHHS-Southwest
NO | NO |  |  |  | 041-20187 |  | Sony Electronics Inc Medical Systems Div | PVM-14N6U |  |  | MH MG - (MC) - UROLOGY MC (MP3) | MHHS-MG |  | Monitor, Video |  | 041-20187 |  | West & Memorial City |  | MH MG - (MC) - UROLOGY MC (MP3) | [5 empty] | MONITORS, VIDEO |  | MONITORVIDEO-Sony-PVM-14N6U | MONITORVIDEO | PVM-14N6U |  |  |  | Sony | Monitor, Video |  | MONITORVIDEO-Sony-PVM-14N6U |  |  |  |  | Covered PM Repair - Biomedical | MHHS-MG
NO | YES | Serial Number 2034073 |  |  | 005-00317 | 005-00317 | Sony Electronics Inc Medical Systems Div | PVM-1910 |  |  | SE-OR | MHHS-Southeast |  |  |  | 005-00317 | 005-00317 | Southeast | MHHS-Southeast | SE-OR | Clean Supplies | 4/1/19 |  | 4/1/20 |  | MONITORS, VIDEO |  | .needs class | [5 empty] | SONY |  |  |  |  | 11/2/16 |  |  | Covered PM Repair - Biomedical | MHHS-Southeast
NO | YES |  |  |  | 013-01721 | 013-01721 | Sony Electronics Inc Medical Systems Div | PVM-1953MD |  |  | SW-OR | MHHS-Southwest |  | Monitor, Video |  | 013-01721 | 013-01721 | Southwest | MHHS-Southwest | SW-OR | OR9 | 5/1/19 |  | 5/1/20 |  | MONITORS, VIDEO | Monitor, Video | MONITORVIDEO-Sony-PVM-1953MD | MONITORVIDEO | PVM-1953MD |  |  |  | Sony | Monitor, Video |  | MONITORVIDEO-Sony-PVM-1953MD |  |  |  |  | Covered PM Repair - Biomedical | MHHS-Southwest | [8 empty] | MONITORVIDEO | Monitor, Video | Sony
NO | NO |  |  |  | 005-05126 |  | Sony Electronics Inc Medical Systems Div | PVM-1953ST |  |  | SE - OR | MHHS-Southeast |  | Monitor, Video |  | 005-05126 |  | Southeast & Bay Area |  | SE - OR | [5 empty] | MONITORS, VIDEO |  | MONITORVIDEO-Sony-PVM-1953ST | MONITORVIDEO | PVM-1953ST |  |  |  | Sony | Monitor, Video |  | MONITORVIDEO-Sony-PVM-1953ST |  |  |  |  | Not Covered Vendor Only - Lab Ana/Anes | MHHS-Southeast
NO | YES |  |  |  | 013-19303 | 013-19303 | Sony Electronics Inc Medical Systems Div | PVM-20M2MDU |  |  | SW-OR | MHHS-Southwest |  | Monitor, Video |  | 013-19303 | 013-19303 | Southwest | MHHS-Southwest | SW-OR | OR | 8/1/19 |  | 8/1/20 |  | MONITORS, VIDEO | Monitor, Video | MONITORVIDEO-Sony-PVM-20M2MDU | MONITORVIDEO | PVM-20M2MDU |  |  |  | Sony | Monitor, Video |  | MONITORVIDEO-Sony-PVM-20M2MDU |  | 12/1/16 |  |  | Not Covered Vendor Only - Lab Ana/Anes | MHHS-Southwest | [8 empty] | MONITORVIDEO | Monitor, Video | Sony
NO | NO |  |  |  | 013-19302 |  | Sony Electronics Inc Medical Systems Div | PVM-20M2MDU |  |  | SW - OR | MHHS-Southwest |  | Monitor, Video |  | 013-19302 |  | Southwest |  | SW - OR | [5 empty] | MONITORS, VIDEO |  | MONITORVIDEO-Sony-PVM-20M2MDU | MONITORVIDEO | PVM-20M2MDU |  |  |  | Sony | Monitor, Video |  | MONITORVIDEO-Sony-PVM-20M2MDU |  |  |  |  | Not Covered Vendor Only - Lab Ana/Anes | MHHS-Southwest
NO | NO | [5 empty] | Sony Electronics Inc Medical Systems Div | PVM-20M2MDU |  |  | WOODLANDS - OR | MHHS-Woodlands |  | Monitor, Video |  |  |  | Woodlands |  | WOODLANDS - OR | [5 empty] | MONITORS, VIDEO |  | MONITORVIDEO-Sony-PVM-20M2MDU | MONITORVIDEO | PVM-20M2MDU |  |  |  | Sony | Monitor, Video |  | MONITORVIDEO-Sony-PVM-20M2MDU |  |  |  |  | Not Covered Vendor Only - Lab Ana/Anes | MHHS-Woodlands
NO | NO |  |  |  | 142-05786 |  | Sony Electronics Inc Medical Systems Div | PVM-2551MD |  |  | NE - OR | MHHS-Northeast |  |  |  | 142-05786 |  | Katy |  | NE - OR | [5 empty] | MONITORS, VIDEO |  | .needs class | [5 empty] | SONY | [7 empty] | Not Covered Vendor Only - Lab Ana/Anes | MHHS-Northeast
NO | NO |  |  |  | 142-05791 |  | Sony Electronics Inc Medical Systems Div | PVM-2551MD |  |  | NE - OR | MHHS-Northeast |  |  |  | 142-05791 |  | Katy |  | NE - OR | [5 empty] | MONITORS, VIDEO |  | .needs class | [5 empty] | SONY | [7 empty] | Not Covered Vendor Only - Lab Ana/Anes | MHHS-Northeast
NO | NO | [5 empty] | Sony Electronics Inc Medical Systems Div | SVO-9500MD |  |  | SW - ENDOSCOPY | MHHS-Southwest |  | Recorder, Video Cassette |  |  |  | Southwest |  | SW - ENDOSCOPY | [5 empty] | RECORDERS, TAPE, VIDEO |  | RECORDERVIDEOCASSETTE-Sony-SVO-9500MD | RECORDERVIDEOCASSETTE | SVO-9500MD |  |  |  | Sony | Recorder, Video Cassette |  | RECORDERVIDEOCASSETTE-Sony-SVO-9500MD |  |  |  |  | Covered PM Repair - Biomedical | MHHS-Southwest
NO | NO | [5 empty] | Sony Electronics Inc Medical Systems Div | TRINITRON |  | A409857 | NE - ENDOSCOPY | MHHS-Northeast |  | Monitor, Video |  |  |  | Katy |  | NE - ENDOSCOPY | [5 empty] | MONITORS, VIDEO |  | MONITORVIDEO-Sony-TRINITRON | MONITORVIDEO | TRINITRON |  |  |  | Sony | Monitor, Video |  | MONITORVIDEO-Sony-TRINITRON |  |  |  |  | Covered PM Repair - Biomedical | MHHS-Northeast
NO | NO | [5 empty] | Sony Electronics Inc Medical Systems Div | Unknown |  |  | TMC - JONES - NEURO ACUTE CARE (5J) | MHHS-TMC | [5 empty] | TMC |  | TMC - JONES - NEURO ACUTE CARE (5J) | [5 empty] | PRINTERS |  | .needs class |  |  |  |  | .needs class | SONY | [7 empty] | Covered PM Repair - Biomedical | MHHS-TMC
NO | YES |  |  |  | 017-01065 | 017-01065 | Sony Electronics Inc Medical Systems Div | UP-25MD |  |  | MH MG - (SE) - UROLOGY ASSOCIATES - SOUTHEAST | MHHS-MG |  | Printer, Video |  | 017-01065 | 017-01065 | Southeast | Memorial Hermann medical group Wharton | MH MG - (SE) - UROLOGY ASSOCIATES - SOUTHEAST | Exam room 9 | 10/1/19 | 10/1/20 |  |  | PRINTERS | Printer, Video | PRINTERVIDEO-Sony-UP-25MD | PRINTERVIDEO | UP-25MD |  |  |  | Sony | Printer, Video |  | PRINTERVIDEO-Sony-UP-25MD |  |  |  |  | Covered PM Repair - Biomedical | MHHS-MG | [8 empty] | PRINTERVIDEO | Printer, Video | Sony
NO | NO |  |  |  | 069-41556 |  | Sony Electronics Inc Medical Systems Div | UP-25MD |  |  | MH MG - (TMC) - VANGUARD UROLOGY (STE 2300) | MHHS-MG |  | Printer, Video |  | 069-41556 |  | TMC |  | MH MG - (TMC) - VANGUARD UROLOGY (STE 2300) | [5 empty] | PRINTERS |  | PRINTERVIDEO-Sony-UP-25MD | PRINTERVIDEO | UP-25MD |  |  |  | Sony | Printer, Video |  | PRINTERVIDEO-Sony-UP-25MD |  |  |  |  | Covered PM Repair - Biomedical | MHHS-MG
NO | NO | [5 empty] | Sony Electronics Inc Medical Systems Div | UP-2900MD |  |  | TMC - GI/ENDO - ADULT (1J) | MHHS-TMC |  | Printer, Video |  |  |  | TMC |  | TMC - GI/ENDO - ADULT (1J) | [5 empty] | PRINTERS |  | PRINTERVIDEO-Sony-UP2900MD | PRINTERVIDEO | UP2900MD |  |  |  | Sony | Printer, Video |  |  | PRINTERVIDEO-Sony-UP2900MD |  |  |  | Covered PM Repair - Biomedical | MHHS-TMC
NO | NO | [5 empty] | Sony Electronics Inc Medical Systems Div | UP-51 |  |  | MEMORIAL CITY - MOR | MHHS-Mem City | [5 empty] | West & Memorial City |  | MEMORIAL CITY - MOR | [5 empty] | PRINTERS |  | .needs class | [5 empty] | SONY | [7 empty] | Covered PM Repair - Biomedical | MHHS-Mem City
NO | NO | [5 empty] | Sony Electronics Inc Medical Systems Div | UP-51 |  |  | MEMORIAL CITY - MOR | MHHS-Mem City | [5 empty] | West & Memorial City |  | MEMORIAL CITY - MOR | [5 empty] | PRINTERS |  | .needs class | [5 empty] | SONY | [7 empty] | Covered PM Repair - Biomedical | MHHS-Mem City
NO | YES | [5 empty] | Sony Electronics Inc Medical Systems Div | UP-5100MD |  |  | MEMORIAL CITY - CATH LAB | MHHS-Mem City |  | Printer, Video |  |  |  | West | Memorial herman heart and vascular - memorial city | MEMORIAL CITY - CATH LAB | Ct room 1 |  |  |  | No pm found | PRINTERS |  | PRINTERVIDEO-Sony-UP-5100MD | PRINTERVIDEO | UP-5100MD |  |  |  | Sony | Printer, Video |  | PRINTERVIDEO-Sony-UP-5100MD |  |  |  |  | Covered PM Repair - Biomedical | MHHS-Mem City
NO | YES |  |  |  | 041-04175 | 041-04175 | Sony Electronics Inc Medical Systems Div | UP-51MD |  |  | Memorial City - 10th Floor Storage | MHHS-Mem City |  | Printer, Video |  | 041-04175 | 041-04175 | West | Memorial City - Memorial Hermann Hospital | Memorial City - 10th Floor Storage | 10th Floor Storage |  |  |  |  | PRINTERS |  | PRINTERVIDEO-Sony-UP-51MD | PRINTERVIDEO | UP-51MD |  |  |  | Sony | Printer, Video |  | PRINTERVIDEO-Sony-UP-51MD |  |  |  |  | Covered PM Repair - Biomedical | MHHS-Mem City
NO | YES |  |  |  |  | 041-08055 | Sony Electronics Inc Medical Systems Div | UP-51MDU |  |  | Memorial City - 10th Floor Storage | MHHS-Mem City |  | Printer, Video |  |  | 041-08055 | West | Memorial City - Memorial Hermann Hospital | Memorial City - 10th Floor Storage | 10th Floor Storage |  |  |  |  | PRINTERS |  | PRINTERVIDEO-Sony-UP51MDU | PRINTERVIDEO | UP51MDU |  |  |  | Sony | Printer, Video |  |  | PRINTERVIDEO-Sony-UP51MDU |  |  |  | Not Covered Vendor Only - Biomedical | MHHS-Mem City
NO | YES | [5 empty] | Sony Electronics Inc Medical Systems Div | UP-51MDU |  |  | MEMORIAL CITY - OUTPATIENT SURGERY | MHHS-Mem City |  | Printer, Video |  |  |  | West | Memorial Hermann Memorial City Medical Center | MEMORIAL CITY - OUTPATIENT SURGERY | Memorial City - Day Surgery Room W1 300.82 OR14 |  |  |  |  | PRINTERS |  | PRINTERVIDEO-Sony-UP51MDU | PRINTERVIDEO | UP51MDU |  |  |  | Sony | Printer, Video |  |  | PRINTERVIDEO-Sony-UP51MDU |  |  |  | Not Covered Vendor Only - Biomedical | MHHS-Mem City
NO | NO | [5 empty] | Sony Electronics Inc Medical Systems Div | UP-51MDU |  |  | MEMORIAL CITY - MOR | MHHS-Mem City |  | Printer, Video |  |  |  | West & Memorial City |  | MEMORIAL CITY - MOR | [5 empty] | PRINTERS |  | PRINTERVIDEO-Sony-UP51MDU | PRINTERVIDEO | UP51MDU |  |  |  | Sony | Printer, Video |  |  | PRINTERVIDEO-Sony-UP51MDU |  |  |  | Not Covered Vendor Only - Biomedical | MHHS-Mem City
NO | NO | [5 empty] | Sony Electronics Inc Medical Systems Div | UP-51MDU |  |  | MEMORIAL CITY - NUCLEAR MEDICINE | MHHS-Mem City |  | Printer, Video |  |  |  | West & Memorial City |  | MEMORIAL CITY - NUCLEAR MEDICINE | [5 empty] | PRINTERS |  | PRINTERVIDEO-Sony-UP51MDU | PRINTERVIDEO | UP51MDU |  |  |  | Sony | Printer, Video |  |  | PRINTERVIDEO-Sony-UP51MDU |  |  |  | Not Covered Vendor Only - Biomedical | MHHS-Mem City
NO | NO | [5 empty] | Sony Electronics Inc Medical Systems Div | UP-51MDU |  |  | TMC - GI/ENDO - ADULT (1J) | MHHS-TMC |  | Printer, Video |  |  |  | TMC |  | TMC - GI/ENDO - ADULT (1J) | [5 empty] | PRINTERS |  | PRINTERVIDEO-Sony-UP51MDU | PRINTERVIDEO | UP51MDU |  |  |  | Sony | Printer, Video |  |  | PRINTERVIDEO-Sony-UP51MDU |  |  |  | Not Covered Vendor Only - Biomedical | MHHS-TMC
NO | NO | [5 empty] | Sony Electronics Inc Medical Systems Div | UP-5200MD |  |  | WOODLANDS - ENDOSCOPY | MHHS-Woodlands |  | Printer, Video |  |  |  | Woodlands |  | WOODLANDS - ENDOSCOPY | [5 empty] | PRINTERS |  | PRINTERVIDEO-Sony-UP-5200MD | PRINTERVIDEO | UP-5200MD |  |  |  | Sony | Printer, Video |  | PRINTERVIDEO-Sony-UP-5200MD |  |  |  |  | Not Covered Vendor Only - Biomedical | MHHS-Woodlands
NO | YES |  |  |  |  | 041-13235 | Sony Electronics Inc Medical Systems Div | UP-55MD |  |  | Memorial City - 10th Floor Storage | MHHS-Mem City |  | Printer, Video |  |  | 041-13235 | West | Memorial City - Memorial Hermann Hospital | Memorial City - 10th Floor Storage | 10th Floor Storage |  |  |  |  | PRINTERS |  | PRINTERVIDEO-Sony-UP-55MD | PRINTERVIDEO | UP-55MD |  |  |  | Sony | Printer, Video |  | PRINTERVIDEO-Sony-UP-55MD |  |  |  |  | Not Covered Vendor Only - Biomedical | MHHS-Mem City
NO | YES |  |  |  |  | 041-09957 | Sony Electronics Inc Medical Systems Div | UP-55MD |  |  | MEMORIAL CITY - MOR | MHHS-Mem City |  | Printer, Video |  |  | 041-09957 | West | Memorial City - Memorial Hermann Hospital | MEMORIAL CITY - MOR | Hallway |  |  |  | One time inspection sticker found | PRINTERS |  | PRINTERVIDEO-Sony-UP-55MD | PRINTERVIDEO | UP-55MD |  |  |  | Sony | Printer, Video |  | PRINTERVIDEO-Sony-UP-55MD |  |  |  |  | Not Covered Vendor Only - Biomedical | MHHS-Mem City
NO | NO |  |  |  | 005-33510 |  | Sony Electronics Inc Medical Systems Div | UP-55MD |  |  | SE - OR | MHHS-Southeast |  | Printer, Video |  | 005-33510 |  | Southeast & Bay Area |  | SE - OR | [5 empty] | PRINTERS |  | PRINTERVIDEO-Sony-UP-55MD | PRINTERVIDEO | UP-55MD |  |  |  | Sony | Printer, Video |  | PRINTERVIDEO-Sony-UP-55MD |  |  |  |  | Not Covered Vendor Only - Biomedical | MHHS-Southeast
NO | NO | [5 empty] | Sony Electronics Inc Medical Systems Div | UP-5600MD |  |  | MEMORIAL CITY - CATH LAB | MHHS-Mem City |  | Printer, Video |  |  |  | West & Memorial City |  | MEMORIAL CITY - CATH LAB | [5 empty] | PRINTERS |  | PRINTERVIDEO-Sony-UP-5600MD | PRINTERVIDEO | UP-5600MD |  |  |  | Sony | Printer, Video |  | PRINTERVIDEO-Sony-UP-5600MD |  |  |  |  | Covered PM Repair - Biomedical | MHHS-Mem City
NO | NO | [5 empty] | Sony Electronics Inc Medical Systems Div | UP-5600MD |  |  | OPID - (NE) - NORTHEAST - 437 (MP1) | MHHS-OPID |  | Printer, Video |  |  |  | Katy |  | OPID - (NE) - NORTHEAST - 437 (MP1) | [5 empty] | PRINTERS |  | PRINTERVIDEO-Sony-UP-5600MD | PRINTERVIDEO | UP-5600MD |  |  |  | Sony | Printer, Video |  | PRINTERVIDEO-Sony-UP-5600MD |  |  |  |  | Covered PM Repair - Biomedical | MHHS-OPID
NO | NO | [5 empty] | Sony Electronics Inc Medical Systems Div | UP-5600MD |  |  | SW - OR | MHHS-Southwest |  | Printer, Video |  |  |  | Southwest |  | SW - OR | [5 empty] | PRINTERS |  | PRINTERVIDEO-Sony-UP-5600MD | PRINTERVIDEO | UP-5600MD |  |  |  | Sony | Printer, Video |  | PRINTERVIDEO-Sony-UP-5600MD |  |  |  |  | Covered PM Repair - Biomedical | MHHS-Southwest
NO | NO | [5 empty] | Sony Electronics Inc Medical Systems Div | UP-5600MD |  |  | SW - OR | MHHS-Southwest |  | Printer, Video |  |  |  | Southwest |  | SW - OR | [5 empty] | PRINTERS |  | PRINTERVIDEO-Sony-UP-5600MD | PRINTERVIDEO | UP-5600MD |  |  |  | Sony | Printer, Video |  | PRINTERVIDEO-Sony-UP-5600MD |  |  |  |  | Covered PM Repair - Biomedical | MHHS-Southwest
NO | NO | [5 empty] | Sony Electronics Inc Medical Systems Div | UP-5600MD |  |  | TMC - OR - CVOR (7HVI) | MHHS-TMC |  | Printer, Video |  |  |  | TMC |  | TMC - OR - CVOR (7HVI) | [5 empty] | PRINTERS |  | PRINTERVIDEO-Sony-UP-5600MD | PRINTERVIDEO | UP-5600MD |  |  |  | Sony | Printer, Video |  | PRINTERVIDEO-Sony-UP-5600MD |  |  |  |  | Covered PM Repair - Biomedical | MHHS-TMC
NO | NO | [5 empty] | Sony Electronics Inc Medical Systems Div | UP-5600MD |  |  | TMC - OR - PEDI OR (2R) | MHHS-TMC |  | Printer, Video |  |  |  | TMC |  | TMC - OR - PEDI OR (2R) | [5 empty] | PRINTERS |  | PRINTERVIDEO-Sony-UP-5600MD | PRINTERVIDEO | UP-5600MD |  |  |  | Sony | Printer, Video |  | PRINTERVIDEO-Sony-UP-5600MD |  |  |  |  | Covered PM Repair - Biomedical | MHHS-TMC
NO | NO | [5 empty] | Sony Electronics Inc Medical Systems Div | UP-5650MDU |  |  | WOODLANDS - OR | MHHS-Woodlands |  | Printer, Video |  |  |  | Woodlands |  | WOODLANDS - OR | [5 empty] | PRINTERS |  | PRINTERVIDEO-Sony-UP-5650MDU | PRINTERVIDEO | UP-5650MDU |  |  |  | Sony | Printer, Video |  | PRINTERVIDEO-Sony-UP-5650MDU |  |  |  |  | Covered PM Repair - Biomedical | MHHS-Woodlands
NO | NO | [5 empty] | Sony Electronics Inc Medical Systems Div | UP-895MD |  |  | TMC - OR - PEDI OR (2R) | MHHS-TMC |  | Printer, Video |  |  |  | TMC |  | TMC - OR - PEDI OR (2R) | [5 empty] | PRINTERS |  | PRINTERVIDEO-Sony-UP-895MD | PRINTERVIDEO | UP-895MD |  |  |  | Sony | Printer, Video |  | PRINTERVIDEO-Sony-UP-895MD |  |  |  |  | Not Covered Vendor Only - Biomedical | MHHS-TMC
NO | YES |  |  |  | 925-01141 | 925-01141 | Sony Electronics Inc Medical Systems Div | UP-897MD |  |  | MHOSH-Pre/Post Op | MHHS Orthopedic & Spine |  | Printer, Video |  | 925-01141 | 925-01141 | Central & Greater Heights | MHHS-Orthopedic & Spine | MHOSH-Pre/Post Op | [5 empty] | PRINTERS | Printer, Video | PRINTERVIDEO-Sony-UP-897MD | PRINTERVIDEO | UP-897MD |  |  |  | Sony | Printer, Video |  | PRINTERVIDEO-Sony-UP-897MD |  | 4/1/18 | MHOSH Inventory Dec 2019 into 2020 - Copy.xls - Newly Verified |  | Covered PM Repair - Biomedical | MHHS Orthopedic & Spine | [8 empty] | PRINTERVIDEO | Printer, Video | Sony
NO | YES |  |  |  | 929-00976 | 929-00976 | Sony Electronics Inc Medical Systems Div | UP-897MD |  |  | MHOSH-Pre/Post Op | MHHS Orthopedic & Spine |  | Printer, Video |  | 929-00976 | 929-00976 | Central & Greater Heights | MHHS-Orthopedic & Spine | MHOSH-Pre/Post Op | [5 empty] | PRINTERS | Printer, Video | PRINTERVIDEO-Sony-UP-897MD | PRINTERVIDEO | UP-897MD |  |  |  | Sony | Printer, Video |  | PRINTERVIDEO-Sony-UP-897MD |  | 4/1/18 | MHOSH Inventory Dec 2019 into 2020 - Copy.xls - Newly Verified |  | Covered PM Repair - Biomedical | MHHS Orthopedic & Spine | [8 empty] | PRINTERVIDEO | Printer, Video | Sony
NO | YES |  |  |  |  | 099-01860 | Sony Electronics Inc Medical Systems Div | UP-897MD |  |  | MH MG-(NE)-Summer Creek CCC | MHHS-Summer Creek CCC |  | Printer, Video |  |  | 099-01860 | Katy | MHHS-MG | MH MG-(NE)-Summer Creek CCC | Treatment room 8 | 5/1/14 |  |  | One time safety | PRINTERS | Printer, Video | PRINTERVIDEO-Sony-UP-897MD | PRINTERVIDEO | UP-897MD |  |  |  | Sony | Printer, Video |  | PRINTERVIDEO-Sony-UP-897MD |  | 4/1/18 |  |  | Covered PM Repair - Biomedical | MHHS-Summer Creek CCC | [8 empty] | PRINTERVIDEO | Printer, Video | Sony
NO | YES | [5 empty] | Sony Electronics Inc Medical Systems Div | UP-897MD |  | P06293-01 | Woodlands-PCU6 | MHHS-Woodlands |  | Printer, Video |  |  |  | Woodlands | MHHS-Woodlands | Woodlands-PCU6 | Nurse Station |  |  |  | No p.m. | PRINTERS | Printer, Video | PRINTERVIDEO-Sony-UP-897MD | PRINTERVIDEO | UP-897MD |  |  |  | Sony | Printer, Video |  | PRINTERVIDEO-Sony-UP-897MD |  | 12/30/19 |  |  | Covered PM Repair - Biomedical | MHHS-Woodlands | [8 empty] | PRINTERVIDEO | Printer, Video | Sony
NO | NO | [5 empty] | Sony Electronics Inc Medical Systems Div | UP-897MD |  |  | GH - ER | MHHS-Greater Heights |  | Printer, Video |  |  |  | Central & Greater Heights |  | GH - ER | [5 empty] | PRINTERS |  | PRINTERVIDEO-Sony-UP-897MD | PRINTERVIDEO | UP-897MD |  |  |  | Sony | Printer, Video |  | PRINTERVIDEO-Sony-UP-897MD |  |  |  |  | Covered PM Repair - Biomedical | MHHS-Greater Heights
NO | NO | [5 empty] | Sony Electronics Inc Medical Systems Div | UP-897MD |  |  | GH - OR | MHHS-Greater Heights |  | Printer, Video |  |  |  | Central & Greater Heights |  | GH - OR | [5 empty] | PRINTERS |  | PRINTERVIDEO-Sony-UP-897MD | PRINTERVIDEO | UP-897MD |  |  |  | Sony | Printer, Video |  | PRINTERVIDEO-Sony-UP-897MD |  |  |  |  | Covered PM Repair - Biomedical | MHHS-Greater Heights
NO | NO | [5 empty] | Sony Electronics Inc Medical Systems Div | UP-897MD |  |  | MEMORIAL CITY - CENTRAL SUPPLY | MHHS-Mem City |  | Printer, Video |  |  |  | West & Memorial City |  | MEMORIAL CITY - CENTRAL SUPPLY | [5 empty] | PRINTERS |  | PRINTERVIDEO-Sony-UP-897MD | PRINTERVIDEO | UP-897MD |  |  |  | Sony | Printer, Video |  | PRINTERVIDEO-Sony-UP-897MD |  |  |  |  | Covered PM Repair - Biomedical | MHHS-Mem City
NO | NO | [5 empty] | Sony Electronics Inc Medical Systems Div | UP-897MD |  |  | NE - ER | MHHS-Northeast |  | Printer, Video |  |  |  | Katy |  | NE - ER | [5 empty] | PRINTERS |  | PRINTERVIDEO-Sony-UP-897MD | PRINTERVIDEO | UP-897MD |  |  |  | Sony | Printer, Video |  | PRINTERVIDEO-Sony-UP-897MD |  |  |  |  | Covered PM Repair - Biomedical | MHHS-Northeast
NO | NO | [5 empty] | Sony Electronics Inc Medical Systems Div | UP-897MD |  |  | SE - IMCU | MHHS-Southeast |  | Printer, Video |  |  |  | Southeast & Bay Area |  | SE - IMCU | [5 empty] | PRINTERS |  | PRINTERVIDEO-Sony-UP-897MD | PRINTERVIDEO | UP-897MD |  |  |  | Sony | Printer, Video |  | PRINTERVIDEO-Sony-UP-897MD |  |  |  |  | Covered PM Repair - Biomedical | MHHS-Southeast
NO | NO |  |  |  | 005-09672 |  | Sony Electronics Inc Medical Systems Div | UP-897MD |  |  | SE - OR | MHHS-Southeast |  | Printer, Video |  | 005-09672 |  | Southeast & Bay Area |  | SE - OR | [5 empty] | PRINTERS |  | PRINTERVIDEO-Sony-UP-897MD | PRINTERVIDEO | UP-897MD |  |  |  | Sony | Printer, Video |  | PRINTERVIDEO-Sony-UP-897MD |  |  |  |  | Covered PM Repair - Biomedical | MHHS-Southeast
NO | NO | [5 empty] | Sony Electronics Inc Medical Systems Div | UP-897MD |  |  | SW - HVI - CV ICU | MHHS-Southwest |  | Printer, Video |  |  |  | Southwest |  | SW - HVI - CV ICU | [5 empty] | PRINTERS |  | PRINTERVIDEO-Sony-UP-897MD | PRINTERVIDEO | UP-897MD |  |  |  | Sony | Printer, Video |  | PRINTERVIDEO-Sony-UP-897MD |  |  |  |  | Covered PM Repair - Biomedical | MHHS-Southwest
NO | NO | [5 empty] | Sony Electronics Inc Medical Systems Div | UP-897MD |  |  | SW - HVI - OR | MHHS-Southwest |  | Printer, Video |  |  |  | Southwest |  | SW - HVI - OR | [5 empty] | PRINTERS |  | PRINTERVIDEO-Sony-UP-897MD | PRINTERVIDEO | UP-897MD |  |  |  | Sony | Printer, Video |  | PRINTERVIDEO-Sony-UP-897MD |  |  |  |  | Covered PM Repair - Biomedical | MHHS-Southwest
NO | NO | [5 empty] | Sony Electronics Inc Medical Systems Div | UP-897MD |  |  | SW - HVI - OR | MHHS-Southwest |  | Printer, Video |  |  |  | Southwest |  | SW - HVI - OR | [5 empty] | PRINTERS |  | PRINTERVIDEO-Sony-UP-897MD | PRINTERVIDEO | UP-897MD |  |  |  | Sony | Printer, Video |  | PRINTERVIDEO-Sony-UP-897MD |  |  |  |  | Covered PM Repair - Biomedical | MHHS-Southwest
NO | NO | [5 empty] | Sony Electronics Inc Medical Systems Div | UP-897MD |  |  | SW - OR | MHHS-Southwest |  | Printer, Video |  |  |  | Southwest |  | SW - OR | [5 empty] | PRINTERS |  | PRINTERVIDEO-Sony-UP-897MD | PRINTERVIDEO | UP-897MD |  |  |  | Sony | Printer, Video |  | PRINTERVIDEO-Sony-UP-897MD |  |  |  |  | Covered PM Repair - Biomedical | MHHS-Southwest
NO | NO | [5 empty] | Sony Electronics Inc Medical Systems Div | UP-897MD |  |  | SW - RESPIRATORY | MHHS-Southwest |  | Printer, Video |  |  |  | Southwest |  | SW - RESPIRATORY | [5 empty] | PRINTERS |  | PRINTERVIDEO-Sony-UP-897MD | PRINTERVIDEO | UP-897MD |  |  |  | Sony | Printer, Video |  | PRINTERVIDEO-Sony-UP-897MD |  |  |  |  | Covered PM Repair - Biomedical | MHHS-Southwest
NO | NO | [5 empty] | Sony Electronics Inc Medical Systems Div | UP-897MD |  |  | SUGAR LAND - TELEMETRY | MHHS-Sugarland |  | Printer, Video |  |  |  | Sugar Land |  | SUGAR LAND - TELEMETRY | [5 empty] | PRINTERS |  | PRINTERVIDEO-Sony-UP-897MD | PRINTERVIDEO | UP-897MD |  |  |  | Sony | Printer, Video |  | PRINTERVIDEO-Sony-UP-897MD |  |  |  |  | Covered PM Repair - Biomedical | MHHS-Sugarland
NO | NO | [5 empty] | Sony Electronics Inc Medical Systems Div | UP-897MD |  |  | TMC - HVI - CCU (4HVI) | MHHS-TMC |  | Printer, Video |  |  |  | TMC |  | TMC - HVI - CCU (4HVI) | [5 empty] | PRINTERS |  | PRINTERVIDEO-Sony-UP-897MD | PRINTERVIDEO | UP-897MD |  |  |  | Sony | Printer, Video |  | PRINTERVIDEO-Sony-UP-897MD |  |  |  |  | Not Covered Vendor Only - Biomedical | MHHS-TMC
NO | NO | [5 empty] | Sony Electronics Inc Medical Systems Div | UP-897MD |  |  | TMC - HVI - CVIMU (8HVI) | MHHS-TMC |  | Printer, Video |  |  |  | TMC |  | TMC - HVI - CVIMU (8HVI) | [5 empty] | PRINTERS |  | PRINTERVIDEO-Sony-UP-897MD | PRINTERVIDEO | UP-897MD |  |  |  | Sony | Printer, Video |  | PRINTERVIDEO-Sony-UP-897MD |  |  |  |  | Covered PM Repair - Biomedical | MHHS-TMC
NO | NO |  |  |  | 069-38215 |  | Sony Electronics Inc Medical Systems Div | UP-897MD |  |  | TMC - JONES - NEURO ICU (7J) | MHHS-TMC |  | Printer, Video |  | 069-38215 |  | TMC |  | TMC - JONES - NEURO ICU (7J) | [5 empty] | PRINTERS |  | PRINTERVIDEO-Sony-UP-897MD | PRINTERVIDEO | UP-897MD |  |  |  | Sony | Printer, Video |  | PRINTERVIDEO-Sony-UP-897MD |  |  |  |  | Covered PM Repair - Biomedical | MHHS-TMC
NO | NO | [5 empty] | Sony Electronics Inc Medical Systems Div | UP-897MD |  |  | TMC - JONES - NEURO ICU (7J) | MHHS-TMC |  | Printer, Video |  |  |  | TMC |  | TMC - JONES - NEURO ICU (7J) | [5 empty] | PRINTERS |  | PRINTERVIDEO-Sony-UP-897MD | PRINTERVIDEO | UP-897MD |  |  |  | Sony | Printer, Video |  | PRINTERVIDEO-Sony-UP-897MD |  |  |  |  | Covered PM Repair - Biomedical | MHHS-TMC
NO | NO | [5 empty] | Sony Electronics Inc Medical Systems Div | UP-897MD |  |  | TMC - JONES - TSCU (9J) | MHHS-TMC |  | Printer, Video |  |  |  | TMC |  | TMC - JONES - TSCU (9J) | [5 empty] | PRINTERS |  | PRINTERVIDEO-Sony-UP-897MD | PRINTERVIDEO | UP-897MD |  |  |  | Sony | Printer, Video |  | PRINTERVIDEO-Sony-UP-897MD |  |  |  |  | Covered PM Repair - Biomedical | MHHS-TMC
NO | NO |  |  |  | 029-08960 |  | Sony Electronics Inc Medical Systems Div | UP-897MD |  |  | WOODLANDS - ER | MHHS-Woodlands |  | Printer, Video |  | 029-08960 |  | Woodlands |  | WOODLANDS - ER | [5 empty] | PRINTERS |  | PRINTERVIDEO-Sony-UP-897MD | PRINTERVIDEO | UP-897MD |  |  |  | Sony | Printer, Video |  | PRINTERVIDEO-Sony-UP-897MD |  |  |  |  | Covered PM Repair - Biomedical | MHHS-Woodlands
NO | NO |  |  |  | 029-08097 |  | Sony Electronics Inc Medical Systems Div | UP-897MD |  |  | WOODLANDS - MED/SURG | MHHS-Woodlands |  | Printer, Video |  | 029-08097 |  | Woodlands |  | WOODLANDS - MED/SURG | [5 empty] | PRINTERS |  | PRINTERVIDEO-Sony-UP-897MD | PRINTERVIDEO | UP-897MD |  |  |  | Sony | Printer, Video |  | PRINTERVIDEO-Sony-UP-897MD |  |  |  |  | Covered PM Repair - Biomedical | MHHS-Woodlands
NO | NO | [5 empty] | Sony Electronics Inc Medical Systems Div | UP-897MD |  |  | WOODLANDS - OR | MHHS-Woodlands |  | Printer, Video |  |  |  | Woodlands |  | WOODLANDS - OR | [5 empty] | PRINTERS |  | PRINTERVIDEO-Sony-UP-897MD | PRINTERVIDEO | UP-897MD |  |  |  | Sony | Printer, Video |  | PRINTERVIDEO-Sony-UP-897MD |  |  |  |  | Covered PM Repair - Biomedical | MHHS-Woodlands
NO | NO | [5 empty] | Sony Electronics Inc Medical Systems Div | UP-971AD |  |  | MNA - (WDLS) - THE WOODLANDS (MP4) | MHHS - Mischer Neuroscience |  | Printer, Video |  |  |  | Woodlands |  | MNA - (WDLS) - THE WOODLANDS (MP4) | [5 empty] | PRINTERS |  | PRINTERVIDEO-Sony-UP-971AD | PRINTERVIDEO | UP-971AD |  |  |  | SONY | Printer, Video |  | PRINTERVIDEO-Sony-UP-971AD |  |  |  |  | Covered PM Repair - Biomedical | MHHS - Mischer Neuroscience
NO | NO | [5 empty] | Sony Electronics Inc Medical Systems Div | UP-980 |  |  | KATY - OR | MHHS-Katy |  | Printer |  |  |  | Katy |  | KATY - OR | [5 empty] | PRINTERS |  | PRINTER-Sony-UP-980 | PRINTER | UP-980 |  |  |  | Sony | Printer |  | PRINTER-Sony-UP-980 |  |  |  |  | Covered PM Repair - Biomedical | MHHS-Katy
NO | NO | [5 empty] | Sony Electronics Inc Medical Systems Div | UP-980 |  |  | SW - CATH LAB | MHHS-Southwest |  | Printer |  |  |  | Southwest |  | SW - CATH LAB | [5 empty] | PRINTERS |  | PRINTER-Sony-UP-980 | PRINTER | UP-980 |  |  |  | Sony | Printer |  | PRINTER-Sony-UP-980 |  |  |  |  | Covered PM Repair - Biomedical | MHHS-Southwest
NO | NO | [5 empty] | Sony Electronics Inc Medical Systems Div | UP-980 |  |  | SW - OR | MHHS-Southwest |  | Printer |  |  |  | Southwest |  | SW - OR | [5 empty] | PRINTERS |  | PRINTER-Sony-UP-980 | PRINTER | UP-980 |  |  |  | Sony | Printer |  | PRINTER-Sony-UP-980 |  |  |  |  | Covered PM Repair - Biomedical | MHHS-Southwest
NO | NO | [5 empty] | Sony Electronics Inc Medical Systems Div | UP-D23MD |  |  | SE - EMERGENCY CENTER | MHHS-Southeast |  | Printer, Video |  |  |  | Southeast & Bay Area |  | SE - EMERGENCY CENTER | [5 empty] | PRINTERS |  | PRINTERVIDEO-Sony-UP-D23MD | PRINTERVIDEO | UP-D23MD |  |  |  | Sony | Printer, Video |  | PRINTERVIDEO-Sony-UP-D23MD |  |  |  |  | Covered PM Repair - Biomedical | MHHS-Southeast
NO | YES |  |  |  |  | 041-08352 | Sony Electronics Inc Medical Systems Div | UP-D55 |  |  | Memorial City - 10th Floor Storage | MHHS-Mem City |  | Printer |  |  | 041-08352 | West | Memorial City - Memorial Hermann Hospital | Memorial City - 10th Floor Storage | 10th Floor Storage |  |  |  |  | PRINTERS |  | PRINTER-Sony-UP-D55 | PRINTER | UP-D55 |  |  |  | Sony | Printer |  | PRINTER-Sony-UP-D55 |  |  |  |  | Covered PM Repair - Biomedical | MHHS-Mem City
NO | NO | [5 empty] | Sony Electronics Inc Medical Systems Div | UP-D71XR |  |  | SW - HVI - OR | MHHS-Southwest |  | Imager, Laser (DI) |  |  |  | Southwest |  | SW - HVI - OR | [5 empty] | PRINTERS |  | IMAGERLASER-Sony-UPD71XR | IMAGERLASER | UPD71XR |  |  |  | Sony | Imager, Laser (DI) |  |  | IMAGERLASER-Sony-UPD71XR |  |  |  | Covered PM Repair - Biomedical | MHHS-Southwest
NO | NO | [5 empty] | Sony Electronics Inc Medical Systems Div | UP-D71XR |  |  | SW - HVI - OR | MHHS-Southwest |  | Imager, Laser (DI) |  |  |  | Southwest |  | SW - HVI - OR | [5 empty] | PRINTERS |  | IMAGERLASER-Sony-UPD71XR | IMAGERLASER | UPD71XR |  |  |  | Sony | Imager, Laser (DI) |  |  | IMAGERLASER-Sony-UPD71XR |  |  |  | Covered PM Repair - Biomedical | MHHS-Southwest
NO | NO | [5 empty] | Sony Electronics Inc Medical Systems Div | UP-D71XR |  | 82-3468 | SW - HVI - OR | MHHS-Southwest |  | Imager, Laser (DI) |  |  |  | Southwest |  | SW - HVI - OR | [5 empty] | PRINTERS |  | IMAGERLASER-Sony-UPD71XR | IMAGERLASER | UPD71XR |  |  |  | Sony | Imager, Laser (DI) |  |  | IMAGERLASER-Sony-UPD71XR |  |  |  | Not Covered Vendor Only - Biomedical | MHHS-Southwest
NO | NO | [5 empty] | Sony Electronics Inc Medical Systems Div | UP-D71XR |  |  | SW - HVI - OR | MHHS-Southwest |  | Imager, Laser (DI) |  |  |  | Southwest |  | SW - HVI - OR | [5 empty] | PRINTERS |  | IMAGERLASER-Sony-UPD71XR | IMAGERLASER | UPD71XR |  |  |  | Sony | Imager, Laser (DI) |  |  | IMAGERLASER-Sony-UPD71XR |  |  |  | Not Covered Vendor Only - Biomedical | MHHS-Southwest
NO | YES |  |  |  | 129-07340 | 129-07340 | Sony Electronics Inc Medical Systems Div | UP-D77MD |  |  | Sugar Land-Cath Lab | MHHS-Sugarland |  | Printer, Video |  | 129-07340 | 129-07340 | Sugar Land | MHHS-Sugarland | Sugar Land-Cath Lab | [5 empty] | PRINTERS | Printer, Video | PRINTERVIDEO-Sony-UP-D77MD | PRINTERVIDEO | UP-D77MD |  |  |  | Sony | Printer, Video |  | PRINTERVIDEO-Sony-UP-D77MD |  | 2/3/20 |  |  | Not Covered Vendor Only - Biomedical | MHHS-Sugarland | [8 empty] | PRINTERVIDEO | Printer, Video | Sony
NO | NO | [5 empty] | Sony Electronics Inc Medical Systems Div | UP-D77MD |  |  | SW - CATH LAB | MHHS-Southwest |  | Printer, Video |  |  |  | Southwest |  | SW - CATH LAB | [5 empty] | PRINTERS |  | PRINTERVIDEO-Sony-UP-D77MD | PRINTERVIDEO | UP-D77MD |  |  |  | Sony | Printer, Video |  | PRINTERVIDEO-Sony-UP-D77MD |  |  |  |  | Not Covered Vendor Only - Biomedical | MHHS-Southwest
NO | YES | [5 empty] | Sony Electronics Inc Medical Systems Div | UP-D897 |  |  | GH - CATH LAB | MHHS-Greater Heights |  | Printer, Video |  |  |  | Central | Memorial Hermann Greater Heights | GH - CATH LAB | Control room |  |  |  | No pm sticker | PRINTERS |  | PRINTERVIDEO-Sony-UP-D897 | PRINTERVIDEO | UP-D897 |  |  |  | Sony | Printer, Video |  | PRINTERVIDEO-Sony-UP-D897 |  |  |  |  | Covered PM Repair - Biomedical | MHHS-Greater Heights
NO | YES |  |  |  |  | 009-06188 | Sony Electronics Inc Medical Systems Div | UP-D897 |  |  | GH-Cath Lab | MHHS-Greater Heights |  | Printer, Video |  |  | 009-06188 | Central | MHHS-Greater Heights | GH-Cath Lab | GH CATH LAB | 7/1/18 |  |  |  | PRINTERS | Printer, Video | PRINTERVIDEO-Sony-UP-D897 | PRINTERVIDEO | UP-D897 |  |  |  | Sony | Printer, Video |  | PRINTERVIDEO-Sony-UP-D897 |  |  |  |  | Covered PM Repair - Biomedical | MHHS-Greater Heights | [8 empty] | PRINTERVIDEO | Printer, Video | Sony
NO | YES | [5 empty] | Sony Electronics Inc Medical Systems Div | UP-D897 |  |  | GH-Outpatient Radiology | MHHS-Greater Heights |  | Printer, Video |  |  |  | Central & Greater Heights | MHHS-Greater Heights | GH-Outpatient Radiology | Biomed shop | 7/1/18 |  |  |  | PRINTERS | Printer, Video | PRINTERVIDEO-Sony-UP-D897 | PRINTERVIDEO | UP-D897 |  |  |  | Sony | Printer, Video |  | PRINTERVIDEO-Sony-UP-D897 |  | 6/3/19 |  |  | Covered PM Repair - Biomedical | MHHS-Greater Heights | [8 empty] | PRINTERVIDEO | Printer, Video | Sony
NO | NO |  |  |  | 009-06194 |  | Sony Electronics Inc Medical Systems Div | UP-D897 |  |  | GH - CATH LAB | MHHS-Greater Heights |  | Printer, Video |  | 009-06194 |  | Central & Greater Heights |  | GH - CATH LAB | [5 empty] | PRINTERS |  | PRINTERVIDEO-Sony-UP-D897 | PRINTERVIDEO | UP-D897 |  |  |  | Sony | Printer, Video |  | PRINTERVIDEO-Sony-UP-D897 |  |  |  |  | Covered PM Repair - Biomedical | MHHS-Greater Heights
NO | NO |  |  |  | 009-06803 |  | Sony Electronics Inc Medical Systems Div | UP-D897 |  |  | GH - OUTPATIENT RADIOLOGY | MHHS-Greater Heights |  | Printer, Video |  | 009-06803 |  | Central & Greater Heights |  | GH - OUTPATIENT RADIOLOGY | [5 empty] | PRINTERS |  | PRINTERVIDEO-Sony-UP-D897 | PRINTERVIDEO | UP-D897 |  |  |  | Sony | Printer, Video |  | PRINTERVIDEO-Sony-UP-D897 |  |  |  |  | Covered PM Repair - Biomedical | MHHS-Greater Heights
NO | NO | [5 empty] | Sony Electronics Inc Medical Systems Div | UP-D897 |  |  | NE - CATH LAB | MHHS-Northeast |  | Printer, Video |  |  |  | Katy |  | NE - CATH LAB | [5 empty] | PRINTERS |  | PRINTERVIDEO-Sony-UP-D897 | PRINTERVIDEO | UP-D897 |  |  |  | Sony | Printer, Video |  | PRINTERVIDEO-Sony-UP-D897 |  |  |  |  | Covered PM Repair - Biomedical | MHHS-Northeast
NO | NO | [5 empty] | Sony Electronics Inc Medical Systems Div | UP-D897 |  |  | SW - CATH LAB | MHHS-Southwest |  | Printer, Video |  |  |  | Southwest |  | SW - CATH LAB | [5 empty] | PRINTERS |  | PRINTERVIDEO-Sony-UP-D897 | PRINTERVIDEO | UP-D897 |  |  |  | Sony | Printer, Video |  | PRINTERVIDEO-Sony-UP-D897 |  |  |  |  | Covered PM Repair - Biomedical | MHHS-Southwest
NO | NO | [5 empty] | Sony Electronics Inc Medical Systems Div | UP-D897 |  |  | TMC - OR - HERMANN (2HP) | MHHS-TMC |  | Printer, Video |  |  |  | TMC |  | TMC - OR - HERMANN (2HP) | [5 empty] | PRINTERS |  | PRINTERVIDEO-Sony-UP-D897 | PRINTERVIDEO | UP-D897 |  |  |  | Sony | Printer, Video |  | PRINTERVIDEO-Sony-UP-D897 |  |  |  |  | Not Covered Vendor Only - Biomedical | MHHS-TMC
NO | NO |  |  |  | 069-38828 |  | Sony Electronics Inc Medical Systems Div | UP-D897 |  |  | TMC - ROBERTSON - PICC (6R) | MHHS-TMC |  | Printer, Video |  | 069-38828 |  | TMC |  | TMC - ROBERTSON - PICC (6R) | [5 empty] | PRINTERS |  | PRINTERVIDEO-Sony-UP-D897 | PRINTERVIDEO | UP-D897 |  |  |  | Sony | Printer, Video |  | PRINTERVIDEO-Sony-UP-D897 |  |  |  |  | Covered PM Repair - Biomedical | MHHS-TMC
NO | YES |  |  |  | 009-09822 | 009-09822 | Sony Electronics Inc Medical Systems Div | UP-DR80MD |  |  | GH-OR | MHHS-Greater Heights |  | Printer, Video |  | 009-09822 | 009-09822 | Central & Greater Heights | MHHS-Greater Heights | GH-OR | OR 9 | 3/1/16 |  |  |  | PRINTERS | Printer, Video | PRINTERVIDEO-Sony-UP-DR80MD | PRINTERVIDEO | UP-DR80MD |  |  |  | Sony | Printer, Video |  | PRINTERVIDEO-Sony-UP-DR80MD |  | 4/1/18 |  |  | Covered PM Repair - Biomedical | MHHS-Greater Heights | [8 empty] | PRINTERVIDEO | Printer, Video | Sony
NO | YES |  |  |  | 009-09830 | 009-09830 | Sony Electronics Inc Medical Systems Div | UP-DR80MD |  |  | GH-OR | MHHS-Greater Heights |  | Printer, Video |  | 009-09830 | 009-09830 | Central | MHHS-Greater Heights | GH-OR | Hallway |  |  |  |  | PRINTERS | Printer, Video | PRINTERVIDEO-Sony-UP-DR80MD | PRINTERVIDEO | UP-DR80MD |  |  |  | Sony | Printer, Video |  | PRINTERVIDEO-Sony-UP-DR80MD |  |  |  |  | Covered PM Repair - Biomedical | MHHS-Greater Heights | [8 empty] | PRINTERVIDEO | Printer, Video | Sony
NO | YES |  |  |  | 009-09838 | 009-09838 | Sony Electronics Inc Medical Systems Div | UP-DR80MD |  |  | GH-OR | MHHS-Greater Heights |  | Printer, Video |  | 009-09838 | 009-09838 | Central | MHHS-Greater Heights | GH-OR | Equipment storage | 3/1/16 |  |  |  | PRINTERS | Printer, Video | PRINTERVIDEO-Sony-UP-DR80MD | PRINTERVIDEO | UP-DR80MD |  |  |  | Sony | Printer, Video |  | PRINTERVIDEO-Sony-UP-DR80MD |  | 4/1/18 |  |  | Covered PM Repair - Biomedical | MHHS-Greater Heights | [8 empty] | PRINTERVIDEO | Printer, Video | Sony
NO | YES |  |  |  | 009-10106 | 009-10106 | Sony Electronics Inc Medical Systems Div | UP-DR80MD |  |  | GH-OR Endoscopy | MHHS-Greater Heights |  | Printer, Video |  | 009-10106 | 009-10106 | Central | MHHS-Greater Heights | GH-OR Endoscopy | OR | 7/1/16 |  | 6/1/21 |  | PRINTERS | Printer, Video | PRINTERVIDEO-Sony-UP-DR80MD | PRINTERVIDEO | UP-DR80MD |  |  |  | Sony | Printer, Video |  | PRINTERVIDEO-Sony-UP-DR80MD |  | 4/1/18 |  |  | Covered PM Repair - Biomedical | MHHS-Greater Heights | [8 empty] | PRINTERVIDEO | Printer, Video | Sony
NO | YES |  |  |  | 009-10110 | 009-10110 | Sony Electronics Inc Medical Systems Div | UP-DR80MD |  |  | GH-OR | MHHS-Greater Heights |  | Printer, Video |  | 009-10110 | 009-10110 | Central | MHHS-Greater Heights | GH-OR | Equipment storage |  |  |  |  | PRINTERS | Printer, Video | PRINTERVIDEO-Sony-UP-DR80MD | PRINTERVIDEO | UP-DR80MD |  |  |  | Sony | Printer, Video |  | PRINTERVIDEO-Sony-UP-DR80MD |  | 4/1/18 |  |  | Covered PM Repair - Biomedical | MHHS-Greater Heights | [8 empty] | PRINTERVIDEO | Printer, Video | Sony
NO | YES | Serial Number 721749 |  |  | 009-10345 | 009-10345 | Sony Electronics Inc Medical Systems Div | UP-DR80MD |  |  | GH-OR | MHHS-Greater Heights |  | Printer, Video |  | 009-10345 | 009-10345 | Central | MHHS-Greater Heights | GH-OR | RM 5 |  |  |  |  | PRINTERS | Printer, Video | PRINTERVIDEO-Sony-UP-DR80MD | PRINTERVIDEO | UP-DR80MD |  |  |  | Sony | Printer, Video |  | PRINTERVIDEO-Sony-UP-DR80MD |  | 4/1/18 |  |  | Covered PM Repair - Biomedical | MHHS-Greater Heights | [8 empty] | PRINTERVIDEO | Printer, Video | Sony
NO | YES | [5 empty] | Sony Electronics Inc Medical Systems Div | UP-DR80MD |  |  | MEMORIAL CITY - Day Surgery | MHHS-Mem City |  | Printer, Video |  |  |  | West | Memorial City - Memorial Hermann Hospital | MEMORIAL CITY - Day Surgery | W1 300.94 OR 7 |  |  |  | No PM sticker | PRINTERS |  | PRINTERVIDEO-Sony-UP-DR80MD | PRINTERVIDEO | UP-DR80MD |  |  |  | Sony | Printer, Video |  | PRINTERVIDEO-Sony-UP-DR80MD |  |  |  |  | Not Covered Vendor Only - Biomedical | MHHS-Mem City
NO | YES |  |  |  |  | 099-02297 | Sony Electronics Inc Medical Systems Div | UP-DR80MD |  |  | NE-OR | MHHS-Northeast |  | Printer, Video |  |  | 099-02297 | Katy | MHHS-Northeast | NE-OR | OR 8 | 5/1/15 |  |  |  | PRINTERS | Printer, Video | PRINTERVIDEO-Sony-UP-DR80MD | PRINTERVIDEO | UP-DR80MD |  |  |  | Sony | Printer, Video |  | PRINTERVIDEO-Sony-UP-DR80MD |  |  |  |  | Covered PM Repair - Biomedical | MHHS-Northeast | [8 empty] | PRINTERVIDEO | Printer, Video | Sony
NO | YES |  |  |  | 145-00039 | 145-00039 | Sony Electronics Inc Medical Systems Div | UP-DR80MD |  |  | Pearland-OR | MHHS-Pearland Hospital |  | Printer, Video |  | 145-00039 | 145-00039 | Pearland | MHHS-Pearland Hospital | Pearland-OR | OR 3 | 4/1/16 |  |  |  | PRINTERS | Printer, Video | PRINTERVIDEO-Sony-UP-DR80MD | PRINTERVIDEO | UP-DR80MD |  |  |  | Sony | Printer, Video |  | PRINTERVIDEO-Sony-UP-DR80MD |  | 4/1/18 |  |  | Covered PM Repair - Biomedical | MHHS-Pearland Hospital | [8 empty] | PRINTERVIDEO | Printer, Video | Sony
NO | YES |  |  |  | 145-00048 | 145-00048 | Sony Electronics Inc Medical Systems Div | UP-DR80MD |  |  | Pearland-OR | MHHS-Pearland Hospital |  | Printer, Video |  | 145-00048 | 145-00048 | Pearland | MHHS-Pearland Hospital | Pearland-OR | PEARLAND - OR4 | 9/1/16 | 2/1/20 |  |  | PRINTERS | Printer, Video | PRINTERVIDEO-Sony-UP-DR80MD | PRINTERVIDEO | UP-DR80MD |  |  |  | Sony | Printer, Video |  | PRINTERVIDEO-Sony-UP-DR80MD |  | 4/1/18 |  |  | Covered PM Repair - Biomedical | MHHS-Pearland Hospital | [8 empty] | PRINTERVIDEO | Printer, Video | Sony
NO | YES |  |  |  | 145-00057 | 145-00057 | Sony Electronics Inc Medical Systems Div | UP-DR80MD |  |  | Pearland-OR | MHHS-Pearland Hospital |  | Printer, Video |  | 145-00057 | 145-00057 | Pearland | MHHS-Pearland Hospital | Pearland-OR | OR1 | 9/1/16 |  |  |  | PRINTERS | Printer, Video | PRINTERVIDEO-Sony-UP-DR80MD | PRINTERVIDEO | UP-DR80MD |  |  |  | Sony | Printer, Video |  | PRINTERVIDEO-Sony-UP-DR80MD |  | 2/3/20 |  |  | Not Covered Vendor Only - Biomedical | MHHS-Pearland Hospital | [8 empty] | PRINTERVIDEO | Printer, Video | Sony
NO | YES |  |  |  | 145-01366 | 145-01366 | Sony Electronics Inc Medical Systems Div | UP-DR80MD |  |  | Pearland-OR | MHHS-Pearland Hospital |  | Printer, Video |  | 145-01366 | 145-01366 | Pearland | MHHS-Pearland Hospital | Pearland-OR | Minor Procedure Room | 1/1/19 |  |  |  | PRINTERS | Printer, Video | PRINTERVIDEO-Sony-UP-DR80MD | PRINTERVIDEO | UP-DR80MD |  |  |  | Sony | Printer, Video |  | PRINTERVIDEO-Sony-UP-DR80MD |  | 12/2/19 |  |  | Covered PM Repair - Biomedical | MHHS-Pearland Hospital | [8 empty] | PRINTERVIDEO | Printer, Video | Sony
NO | YES |  |  |  | 013-35912 | 013-35912 | Sony Electronics Inc Medical Systems Div | UP-DR80MD |  |  | SW-HVI-OR | MHHS-Southwest |  | Printer, Video |  | 013-35912 | 013-35912 | Southwest | MHHS-Southwest | SW-HVI-OR |  | 10/29/14 |  |  |  | PRINTERS | Printer, Video | PRINTERVIDEO-Sony-UP-DR80MD | PRINTERVIDEO | UP-DR80MD |  |  |  | Sony | Printer, Video |  | PRINTERVIDEO-Sony-UP-DR80MD |  | 4/1/18 | Finished from Script 3/27/2020 12:11:52pm (Central) |  | Covered PM Repair - Biomedical | MHHS-Southwest | [8 empty] | PRINTERVIDEO | Printer, Video | Sony
NO | YES |  |  |  | 013-35917 | 013-35917 | Sony Electronics Inc Medical Systems Div | UP-DR80MD |  |  | SW-HVI-OR | MHHS-Southwest |  | Printer, Video |  | 013-35917 | 013-35917 | Southwest | MHHS-Southwest | SW-HVI-OR | CVOR1 | 10/1/14 |  |  | One Time Inspection Sticker | PRINTERS | Printer, Video | PRINTERVIDEO-Sony-UP-DR80MD | PRINTERVIDEO | UP-DR80MD |  |  |  | Sony | Printer, Video |  | PRINTERVIDEO-Sony-UP-DR80MD |  | 3/1/20 |  |  | Not Covered Vendor Only - Rad, Low End | MHHS-Southwest | [8 empty] | PRINTERVIDEO | Printer, Video | Sony
NO | YES |  |  |  | 129-05730 | 129-05730 | Sony Electronics Inc Medical Systems Div | UP-DR80MD |  |  | 3 East | MHHS-Sugarland |  | Printer, Video |  | 129-05730 | 129-05730 | Sugar Land | Memorial Hermann Sugar land Hospital | 3 East | Back hallway | 10/1/19 |  | 10/1/20 |  | PRINTERS | Printer, Video | PRINTERVIDEO-Sony-UP-DR80MD | PRINTERVIDEO | UP-DR80MD |  |  |  | Sony | Printer, Video |  | PRINTERVIDEO-Sony-UP-DR80MD |  | 4/1/18 |  |  | Covered PM Repair - Biomedical | MHHS-Sugarland | [8 empty] | PRINTERVIDEO | Printer, Video | Sony
NO | YES |  |  |  | 069-43324 | 069-43324 | Sony Electronics Inc Medical Systems Div | UP-DR80MD |  |  | TMC-OR-Pedi OR (2R) | MHHS-TMC |  | Printer, Video |  | 069-43324 | 069-43324 | TMC | MHHS-TMC | TMC-OR-Pedi OR (2R) | S2 401 | 1/1/17 |  |  |  | PRINTERS |  | PRINTERVIDEO-Sony-UP-DR80MD | PRINTERVIDEO | UP-DR80MD |  |  |  | Sony | Printer, Video |  | PRINTERVIDEO-Sony-UP-DR80MD |  | 7/8/19 |  |  | Covered PM Repair - Biomedical | MHHS-TMC
NO | YES |  |  |  | 069-43326 | 069-43326 | Sony Electronics Inc Medical Systems Div | UP-DR80MD |  |  | TMC-OR-Hermann (2Hp) | MHHS-TMC |  | Printer, Video |  | 069-43326 | 069-43326 | TMC | MHHS-TMC | TMC-OR-Hermann (2Hp) | Hall | 1/1/17 |  |  |  | PRINTERS |  | PRINTERVIDEO-Sony-UP-DR80MD | PRINTERVIDEO | UP-DR80MD |  |  |  | Sony | Printer, Video |  | PRINTERVIDEO-Sony-UP-DR80MD |  | 7/8/19 |  |  | Covered PM Repair - Biomedical | MHHS-TMC
NO | YES |  |  |  | 069-43327 | 069-43327 | Sony Electronics Inc Medical Systems Div | UP-DR80MD |  |  | TMC-OR-Hermann (2Hp) | MHHS-TMC |  | Printer, Video |  | 069-43327 | 069-43327 | TMC | MHHS-TMC | TMC-OR-Hermann (2Hp) | Hall | 1/1/17 |  |  |  | PRINTERS |  | PRINTERVIDEO-Sony-UP-DR80MD | PRINTERVIDEO | UP-DR80MD |  |  |  | Sony | Printer, Video |  | PRINTERVIDEO-Sony-UP-DR80MD |  | 7/1/20 |  |  | Not Covered Vendor Only - Biomedical | MHHS-TMC
NO | YES |  |  |  | 069-38000 | 069-38000 | Sony Electronics Inc Medical Systems Div | UP-DR80MD |  |  | TWC | MHHS-TMC |  | Printer, Video |  | 069-38000 | 069-38000 | TMC | Memorial Hermann Heart | TWC | Equipment Room |  |  |  |  | PRINTERS | Printer, Video | PRINTERVIDEO-Sony-UP-DR80MD | PRINTERVIDEO | UP-DR80MD |  |  |  | Sony | Printer, Video |  | PRINTERVIDEO-Sony-UP-DR80MD |  | 8/31/20 |  |  | Not Covered Vendor Only - Biomedical | MHHS-TMC | [8 empty] | PRINTERVIDEO | Printer, Video | Sony
NO | YES |  |  |  | 069-39588 | 069-39588 | Sony Electronics Inc Medical Systems Div | UP-DR80MD |  |  | TMC-OR-Robertson (2R) | MHHS-TMC |  | Printer, Video |  | 069-39588 | 069-39588 | TMC | MHHS-TMC | TMC-OR-Robertson (2R) | Peds OR | 8/1/15 |  |  |  | PRINTERS |  | PRINTERVIDEO-Sony-UP-DR80MD | PRINTERVIDEO | UP-DR80MD |  |  |  | Sony | Printer, Video |  | PRINTERVIDEO-Sony-UP-DR80MD |  | 3/15/18 |  |  | Covered PM Repair - Biomedical | MHHS-TMC
NO | YES |  |  |  | 069-39891 | 069-39891 | Sony Electronics Inc Medical Systems Div | UP-DR80MD |  |  | TMC-OR-Robertson (2R) | MHHS-TMC |  | Printer, Video |  | 069-39891 | 069-39891 | TMC | MHHS-TMC | TMC-OR-Robertson (2R) | TMC OR ROBERTSON (2R) | 4/1/16 |  |  |  | PRINTERS |  | PRINTERVIDEO-Sony-UP-DR80MD | PRINTERVIDEO | UP-DR80MD |  |  |  | Sony | Printer, Video |  | PRINTERVIDEO-Sony-UP-DR80MD |  | 2/3/20 |  |  | Not Covered Vendor Only - Biomedical | MHHS-TMC
NO | YES |  |  |  | 069-39919 | 069-39919 | Sony Electronics Inc Medical Systems Div | UP-DR80MD |  |  | TMC-OR-Robertson (2R) | MHHS-TMC |  | Printer, Video |  | 069-39919 | 069-39919 | TMC | MHHS-TMC | TMC-OR-Robertson (2R) | OR - ROBERTSON (2R) |  |  | 4/1/20 |  | PRINTERS |  | PRINTERVIDEO-Sony-UP-DR80MD | PRINTERVIDEO | UP-DR80MD |  |  |  | Sony | Printer, Video |  | PRINTERVIDEO-Sony-UP-DR80MD |  | 7/1/20 |  |  | Not Covered Vendor Only - Biomedical | MHHS-TMC
NO | YES |  |  |  | 069-41114 | 069-41114 | Sony Electronics Inc Medical Systems Div | UP-DR80MD |  |  | TMC-OR-Robertson (2R) | MHHS-TMC |  | Printer, Video |  | 069-41114 | 069-41114 | TMC | MHHS-TMC | TMC-OR-Robertson (2R) | Peds OR | 9/1/17 |  |  |  | PRINTERS |  | PRINTERVIDEO-Sony-UP-DR80MD | PRINTERVIDEO | UP-DR80MD |  |  |  | Sony | Printer, Video |  | PRINTERVIDEO-Sony-UP-DR80MD |  | 7/1/20 |  |  | Not Covered Vendor Only - Biomedical | MHHS-TMC
NO | YES |  |  |  | 069-43925 | 069-43925 | Sony Electronics Inc Medical Systems Div | UP-DR80MD |  |  | TMC-OR-Robertson (2R) | MHHS-TMC |  | Printer, Video |  | 069-43925 | 069-43925 | TMC | MHHS-TMC | TMC-OR-Robertson (2R) | OR - ROBERTSON (2R) | 8/1/17 |  | 8/1/18 |  | PRINTERS |  | PRINTERVIDEO-Sony-UP-DR80MD | PRINTERVIDEO | UP-DR80MD |  |  |  | Sony | Printer, Video |  | PRINTERVIDEO-Sony-UP-DR80MD |  | 7/1/20 |  |  | Not Covered Vendor Only - Biomedical | MHHS-TMC
YES | YES | Serial Number Cnf |  |  | 142-06134 | 142-06134 | Sony Electronics Inc Medical Systems Div | UP-DR80MD |  | CNF | ER |  |  |  |  | 142-06134 | 142-06134 | Katy | Memorial Hermann Northeast Hospital | ER | Room 1 | 2/1/20 |  |  |  |  | Printer, Video | PRINTERVIDEO-Sony-UP-DR80MD | [23 empty] | PRINTERVIDEO | Printer, Video | Sony
YES | YES | Serial Number Cnf |  |  | 142-03379 | 142-03379 | Sony Electronics Inc Medical Systems Div | UP-DR80MD |  | CNF | [5 empty] | 142-03379 | 142-03379 | Katy | Memorial Hermann Northeast Hospital |  | Cath Lab | 11/1/18 | 11/1/19 |  |  |  | Printer, Video | PRINTERVIDEO-Sony-UP-DR80MD | [23 empty] | PRINTERVIDEO | Printer, Video | Sony
YES | YES |  |  |  | 099-09988 | 099-09988 | Sony Electronics Inc Medical Systems Div | UP-DR80MD |  |  | TMC - OR - ROBERTSON (2R) |  |  |  |  | 099-09988 | 099-09988 | TMC | Memorial Hermann-Texas Medical Center | TMC - OR - ROBERTSON (2R) | Hall
NO | NO |  |  |  | 009-10114 |  | Sony Electronics Inc Medical Systems Div | UP-DR80MD |  |  | GH - OR | MHHS-Greater Heights |  | Printer, Video |  | 009-10114 |  | Central & Greater Heights |  | GH - OR | [5 empty] | PRINTERS |  | PRINTERVIDEO-Sony-UP-DR80MD | PRINTERVIDEO | UP-DR80MD |  |  |  | Sony | Printer, Video |  | PRINTERVIDEO-Sony-UP-DR80MD |  |  |  |  | Covered PM Repair - Biomedical | MHHS-Greater Heights
NO | NO |  |  |  | 041-10834 |  | Sony Electronics Inc Medical Systems Div | UP-DR80MD |  |  | MEMORIAL CITY - MOR | MHHS-Mem City |  | Printer, Video |  | 041-10834 |  | West & Memorial City |  | MEMORIAL CITY - MOR | [5 empty] | PRINTERS |  | PRINTERVIDEO-Sony-UP-DR80MD | PRINTERVIDEO | UP-DR80MD |  |  |  | Sony | Printer, Video |  | PRINTERVIDEO-Sony-UP-DR80MD |  |  |  |  | Clinical Miscellaneous | MHHS-Mem City
NO | NO |  |  |  | 142-07369 |  | Sony Electronics Inc Medical Systems Div | UP-DR80MD |  |  | NE - OR | MHHS-Northeast |  | Printer, Video |  | 142-07369 |  | Katy |  | NE - OR | [5 empty] | PRINTERS |  | PRINTERVIDEO-Sony-UP-DR80MD | PRINTERVIDEO | UP-DR80MD |  |  |  | Sony | Printer, Video |  | PRINTERVIDEO-Sony-UP-DR80MD |  |  |  |  | Covered PM Repair - Biomedical | MHHS-Northeast
NO | NO |  |  |  | 142-07370 |  | Sony Electronics Inc Medical Systems Div | UP-DR80MD |  |  | NE - OR | MHHS-Northeast |  | Printer, Video |  | 142-07370 |  | Katy |  | NE - OR | [5 empty] | PRINTERS |  | PRINTERVIDEO-Sony-UP-DR80MD | PRINTERVIDEO | UP-DR80MD |  |  |  | Sony | Printer, Video |  | PRINTERVIDEO-Sony-UP-DR80MD |  |  |  |  | Covered PM Repair - Biomedical | MHHS-Northeast
NO | NO | [5 empty] | Sony Electronics Inc Medical Systems Div | UP-DR80MD |  |  | SE - OR | MHHS-Southeast |  | Printer, Video |  |  |  | Southeast & Bay Area |  | SE - OR | [5 empty] | PRINTERS |  | PRINTERVIDEO-Sony-UP-DR80MD | PRINTERVIDEO | UP-DR80MD |  |  |  | Sony | Printer, Video |  | PRINTERVIDEO-Sony-UP-DR80MD |  |  |  |  | Covered PM Repair - Biomedical | MHHS-Southeast
NO | NO |  |  |  | 013-35915 |  | Sony Electronics Inc Medical Systems Div | UP-DR80MD |  |  | SW - HVI - OR | MHHS-Southwest |  | Printer, Video |  | 013-35915 |  | Southwest |  | SW - HVI - OR | [5 empty] | PRINTERS |  | PRINTERVIDEO-Sony-UP-DR80MD | PRINTERVIDEO | UP-DR80MD |  |  |  | Sony | Printer, Video |  | PRINTERVIDEO-Sony-UP-DR80MD |  |  |  |  | Covered PM Repair - Radiology, Low End | MHHS-Southwest
NO | NO |  |  |  | 013-35919 |  | Sony Electronics Inc Medical Systems Div | UP-DR80MD |  |  | SW - HVI - OR | MHHS-Southwest |  | Printer, Video |  | 013-35919 |  | Southwest |  | SW - HVI - OR | [5 empty] | PRINTERS |  | PRINTERVIDEO-Sony-UP-DR80MD | PRINTERVIDEO | UP-DR80MD |  |  |  | Sony | Printer, Video |  | PRINTERVIDEO-Sony-UP-DR80MD |  |  |  |  | Covered PM Repair - Biomedical | MHHS-Southwest
NO | NO |  |  |  | 129-05660 |  | Sony Electronics Inc Medical Systems Div | UP-DR80MD |  |  | SUGAR LAND - OR | MHHS-Sugarland |  | Printer, Video |  | 129-05660 |  | Sugar Land |  | SUGAR LAND - OR | [5 empty] | PRINTERS |  | PRINTERVIDEO-Sony-UP-DR80MD | PRINTERVIDEO | UP-DR80MD |  |  |  | Sony | Printer, Video |  | PRINTERVIDEO-Sony-UP-DR80MD |  |  |  |  | Covered PM Repair - Biomedical | MHHS-Sugarland
NO | NO |  |  |  | 129-05704 |  | Sony Electronics Inc Medical Systems Div | UP-DR80MD |  |  | SUGAR LAND - OR | MHHS-Sugarland |  | Printer, Video |  | 129-05704 |  | Sugar Land |  | SUGAR LAND - OR | [5 empty] | PRINTERS |  | PRINTERVIDEO-Sony-UP-DR80MD | PRINTERVIDEO | UP-DR80MD |  |  |  | Sony | Printer, Video |  | PRINTERVIDEO-Sony-UP-DR80MD |  |  |  |  | Covered PM Repair - Biomedical | MHHS-Sugarland
NO | NO |  |  |  | 129-05704 |  | Sony Electronics Inc Medical Systems Div | UP-DR80MD |  |  | SUGAR LAND - OR | MHHS-Sugarland |  | Printer, Video |  | 129-05704 |  | Sugar Land |  | SUGAR LAND - OR | [5 empty] | PRINTERS |  | PRINTERVIDEO-Sony-UP-DR80MD | PRINTERVIDEO | UP-DR80MD |  |  |  | Sony | Printer, Video |  | PRINTERVIDEO-Sony-UP-DR80MD |  |  |  |  | Covered PM Repair - Biomedical | MHHS-Sugarland
NO | NO |  |  |  | 129-05707 |  | Sony Electronics Inc Medical Systems Div | UP-DR80MD |  |  | SUGAR LAND - OR | MHHS-Sugarland |  | Printer, Video |  | 129-05707 |  | Sugar Land |  | SUGAR LAND - OR | [5 empty] | PRINTERS |  | PRINTERVIDEO-Sony-UP-DR80MD | PRINTERVIDEO | UP-DR80MD |  |  |  | Sony | Printer, Video |  | PRINTERVIDEO-Sony-UP-DR80MD |  |  |  |  | Not Covered Vendor Only - Biomedical | MHHS-Sugarland
NO | NO |  |  |  | 129-05709 |  | Sony Electronics Inc Medical Systems Div | UP-DR80MD |  |  | SUGAR LAND - OR | MHHS-Sugarland |  | Printer, Video |  | 129-05709 |  | Sugar Land |  | SUGAR LAND - OR | [5 empty] | PRINTERS |  | PRINTERVIDEO-Sony-UP-DR80MD | PRINTERVIDEO | UP-DR80MD |  |  |  | Sony | Printer, Video |  | PRINTERVIDEO-Sony-UP-DR80MD |  |  |  |  | Covered PM Repair - Biomedical | MHHS-Sugarland
NO | NO |  |  |  | 129-05734 |  | Sony Electronics Inc Medical Systems Div | UP-DR80MD |  |  | SUGAR LAND - OR | MHHS-Sugarland |  | Printer, Video |  | 129-05734 |  | Sugar Land |  | SUGAR LAND - OR | [5 empty] | PRINTERS |  | PRINTERVIDEO-Sony-UP-DR80MD | PRINTERVIDEO | UP-DR80MD |  |  |  | Sony | Printer, Video |  | PRINTERVIDEO-Sony-UP-DR80MD |  |  |  |  | Covered PM Repair - Biomedical | MHHS-Sugarland
NO | NO |  |  |  | 129-05736 |  | Sony Electronics Inc Medical Systems Div | UP-DR80MD |  |  | SUGAR LAND - OR | MHHS-Sugarland |  | Printer, Video |  | 129-05736 |  | Sugar Land |  | SUGAR LAND - OR | [5 empty] | PRINTERS |  | PRINTERVIDEO-Sony-UP-DR80MD | PRINTERVIDEO | UP-DR80MD |  |  |  | Sony | Printer, Video |  | PRINTERVIDEO-Sony-UP-DR80MD |  |  |  |  | Covered PM Repair - Biomedical | MHHS-Sugarland
NO | NO |  |  |  | 129-06882 |  | Sony Electronics Inc Medical Systems Div | UP-DR80MD |  |  | SUGAR LAND - OR | MHHS-Sugarland |  | Printer, Video |  | 129-06882 |  | Sugar Land |  | SUGAR LAND - OR | [5 empty] | PRINTERS |  | PRINTERVIDEO-Sony-UP-DR80MD | PRINTERVIDEO | UP-DR80MD |  |  |  | Sony | Printer, Video |  | PRINTERVIDEO-Sony-UP-DR80MD |  |  |  |  | Covered PM Repair - Biomedical | MHHS-Sugarland
NO | NO |  |  |  | 069-43325 |  | Sony Electronics Inc Medical Systems Div | UP-DR80MD |  |  | TMC - OR - HERMANN (2HP) | MHHS-TMC |  | Printer, Video |  | 069-43325 |  | TMC |  | TMC - OR - HERMANN (2HP) | [5 empty] | PRINTERS |  | PRINTERVIDEO-Sony-UP-DR80MD | PRINTERVIDEO | UP-DR80MD |  |  |  | Sony | Printer, Video |  | PRINTERVIDEO-Sony-UP-DR80MD |  |  |  |  | Covered PM Repair - Biomedical | MHHS-TMC
NO | NO |  |  |  | 069-45532 |  | Sony Electronics Inc Medical Systems Div | UP-DR80MD |  |  | TMC - OR - HERMANN (2HP) | MHHS-TMC |  | Printer, Video |  | 069-45532 |  | TMC |  | TMC - OR - HERMANN (2HP) | [5 empty] | PRINTERS |  | PRINTERVIDEO-Sony-UP-DR80MD | PRINTERVIDEO | UP-DR80MD |  |  |  | Sony | Printer, Video |  | PRINTERVIDEO-Sony-UP-DR80MD |  |  |  |  | Not Covered Vendor Only - Biomedical | MHHS-TMC
NO | NO |  |  |  | 069-42309 |  | Sony Electronics Inc Medical Systems Div | UP-DR80MD |  |  | TMC - OR - MOBILE EQUIP | MHHS-TMC |  | Printer, Video |  | 069-42309 |  | TMC |  | TMC - OR - MOBILE EQUIP | [5 empty] | PRINTERS |  | PRINTERVIDEO-Sony-UP-DR80MD | PRINTERVIDEO | UP-DR80MD |  |  |  | Sony | Printer, Video |  | PRINTERVIDEO-Sony-UP-DR80MD |  |  |  |  | Covered PM Repair - Biomedical | MHHS-TMC
NO | NO | [5 empty] | Sony Electronics Inc Medical Systems Div | UP-DR80MD |  |  | TMC - OR - PEDI OR (2R) | MHHS-TMC |  | Printer, Video |  |  |  | TMC |  | TMC - OR - PEDI OR (2R) | [5 empty] | PRINTERS |  | PRINTERVIDEO-Sony-UP-DR80MD | PRINTERVIDEO | UP-DR80MD |  |  |  | Sony | Printer, Video |  | PRINTERVIDEO-Sony-UP-DR80MD |  |  |  |  | Covered PM Repair - Biomedical | MHHS-TMC
NO | NO |  |  |  | 069-39892 |  | Sony Electronics Inc Medical Systems Div | UP-DR80MD |  |  | TMC - OR - ROBERTSON (2R) | MHHS-TMC |  | Printer, Video |  | 069-39892 |  | TMC |  | TMC - OR - ROBERTSON (2R) | [5 empty] | PRINTERS |  | PRINTERVIDEO-Sony-UP-DR80MD | PRINTERVIDEO | UP-DR80MD |  |  |  | Sony | Printer, Video |  | PRINTERVIDEO-Sony-UP-DR80MD |  |  |  |  | Not Covered Vendor Only - Biomedical | MHHS-TMC
NO | YES |  |  |  | 145-00716 | 145-00716 | Sony Electronics Inc Medical Systems Div | UP-X898MD |  |  | Pearland-Cardiac Cath Lab | MHHS-Pearland Hospital |  | Printer, Video |  | 145-00716 | 145-00716 | Pearland | MHHS-Pearland Hospital | Pearland-Cardiac Cath Lab | Procedure Room S2 225 | 3/1/17 | 3/1/18 |  |  | PRINTERS | Printer, Video | PRINTERVIDEO-Sony-UP-X898MD | PRINTERVIDEO | UP-X898MD |  |  |  | SONY | Printer, Video |  | PRINTERVIDEO-Sony-UP-X898MD |  | 5/5/18 |  |  | Covered PM Repair - Biomedical | MHHS-Pearland Hospital | [8 empty] | PRINTERVIDEO | Printer, Video | SONY
NO | YES |  |  |  | 005-13065 | 005-13065 | Sony Electronics Inc Medical Systems Div | UP-X898MD |  |  | SE-Labor & Delivery | MHHS-Southeast |  | Printer, Video |  | 005-13065 | 005-13065 | Southeast | MHHS-Southeast | SE-Labor & Delivery | OB ED |  |  |  |  | PRINTERS |  | PRINTERVIDEO-Sony-UP-X898MD | PRINTERVIDEO | UP-X898MD |  |  |  | SONY | Printer, Video |  | PRINTERVIDEO-Sony-UP-X898MD |  | 4/1/18 |  |  | Covered PM Repair - Biomedical | MHHS-Southeast
NO | YES |  |  |  | 129-07411 | 129-07411 | Sony Electronics Inc Medical Systems Div | UP-X898MD |  |  | Sugar Land-OR | MHHS-Sugarland |  | Printer, Video |  | 129-07411 | 129-07411 | Sugar Land | MHHS-Sugarland | Sugar Land-OR | PACU | 4/1/17 |  |  |  | PRINTERS | Printer, Video | PRINTERVIDEO-Sony-UP-X898MD | PRINTERVIDEO | UP-X898MD |  |  |  | SONY | Printer, Video |  | PRINTERVIDEO-Sony-UP-X898MD |  | 4/1/18 |  |  | Covered PM Repair - Biomedical | MHHS-Sugarland | [8 empty] | PRINTERVIDEO | Printer, Video | SONY
NO | YES |  |  |  | 129-07413 | 129-07413 | Sony Electronics Inc Medical Systems Div | UP-X898MD |  |  | Sugar Land-OR | MHHS-Sugarland |  | Printer, Video |  | 129-07413 | 129-07413 | Sugar Land | MHHS-Sugarland | Sugar Land-OR | PACU | 4/1/17 |  |  |  | PRINTERS | Printer, Video | PRINTERVIDEO-Sony-UP-X898MD | PRINTERVIDEO | UP-X898MD |  |  |  | SONY | Printer, Video |  | PRINTERVIDEO-Sony-UP-X898MD |  | 4/1/18 |  |  | Covered PM Repair - Biomedical | MHHS-Sugarland | [8 empty] | PRINTERVIDEO | Printer, Video | SONY
NO | NO | [5 empty] | Sony Electronics Inc Medical Systems Div | UPD897 |  |  | KATY - OR | MHHS-Katy |  | Printer, Video |  |  |  | Katy |  | KATY - OR | [5 empty] | PRINTERS |  | PRINTERVIDEO-Sony-UP-D897 | PRINTERVIDEO | UP-D897 |  |  |  | Sony | Printer, Video |  |  | PRINTERVIDEO-Sony-UP-D897 |  |  |  | Not Covered Vendor Only - Biomedical | MHHS-Katy
NO | NO | [5 empty] | Sony Electronics Inc Medical Systems Div | UPD897 |  |  | NE - CATH LAB | MHHS-Northeast |  | Printer, Video |  |  |  | Katy |  | NE - CATH LAB | [5 empty] | PRINTERS |  | PRINTERVIDEO-Sony-UP-D897 | PRINTERVIDEO | UP-D897 |  |  |  | Sony | Printer, Video |  |  | PRINTERVIDEO-Sony-UP-D897 |  |  |  | Not Covered Vendor Only - Biomedical | MHHS-Northeast
YES | YES |  |  |  | 151-03799 | 151-03799 | Sorenson Labs | AmbIT |  |  | SMR - (STX) - RBJ - RICHMOND |  |  |  |  | 151-03799 | 151-03799 | South | Sports med | SMR - (STX) - RBJ - RICHMOND | Sports med
YES | YES | Serial Number 0 |  |  | 029-10592 | 029-10592 | Sorin Group | 10-80-00 S5 Roller Pump 150 |  |  | Surgical room |  |  |  |  | 029-10592 | 029-10592 | Woodlands | Memorial Hermann Hospital Woodlands | Surgical room | OR Room 18 |  |  |  | No p.m. sticker |  | Pump, Blood, Extracorporeal Circulation | PUMPBLOODEXTRACORPCIRC-Sorin Group-10-80-00 S5 | [12 empty] | PBEC-SA | [9 empty] | Pump, Blood, Extracorporeal Circulation | PUMPBLOODEXTRACORPCIRC | Pump, Blood, Extracorporeal Circulation | Sorin Group
YES | YES | Serial Number 0 |  |  | 029-10593 | 029-10593 | Sorin Group | 10-80-00 S5 Roller Pump 150 |  |  | Surgical room |  |  |  |  | 029-10593 | 029-10593 | Woodlands | Memorial Hermann Hospital Woodlands | Surgical room | OR Room 18 |  |  |  | No p.m. sticker |  | Pump, Blood, Extracorporeal Circulation | PUMPBLOODEXTRACORPCIRC-Sorin Group-10-80-00 S5 | [12 empty] | PBEC-SA | [9 empty] | Pump, Blood, Extracorporeal Circulation | PUMPBLOODEXTRACORPCIRC | Pump, Blood, Extracorporeal Circulation | Sorin Group
YES | YES | Serial Number 0 |  |  | 029-10594 | 029-10594 | Sorin Group | 10-80-00 S5 Roller Pump 150 |  |  | Surgical room |  |  |  |  | 029-10594 | 029-10594 | Woodlands | Memorial Hermann Hospital Woodlands | Surgical room | OR Room 18 |  |  |  | No p.m. sticker |  | Pump, Blood, Extracorporeal Circulation | PUMPBLOODEXTRACORPCIRC-Sorin Group-10-80-00 S5 | [12 empty] | PBEC-SA | [9 empty] | Pump, Blood, Extracorporeal Circulation | PUMPBLOODEXTRACORPCIRC | Pump, Blood, Extracorporeal Circulation | Sorin Group
YES | YES | Serial Number 0 |  |  | 029-13361 | 029-13361 | Sorin Group | 10-80-00 S5 Roller Pump 150 |  |  | OR |  |  |  |  | 029-13361 | 029-13361 | Woodlands | Herman memorial hospital Woodlands | OR | Equipment Storage |  |  |  | No p.m. |  | Pump, Blood, Extracorporeal Circulation | PUMPBLOODEXTRACORPCIRC-Sorin Group-10-80-00 S5 | [12 empty] | PBEC-SA | [9 empty] | Pump, Blood, Extracorporeal Circulation | PUMPBLOODEXTRACORPCIRC | Pump, Blood, Extracorporeal Circulation | Sorin Group
YES | YES | Serial Number 0 |  |  | 029-13362 | 029-13362 | Sorin Group | 10-80-00 S5 Roller Pump 150 |  |  | OR |  |  |  |  | 029-13362 | 029-13362 | Woodlands | Herman memorial hospital Woodlands | OR | Equipment Storage |  |  |  | No p.m. |  | Pump, Blood, Extracorporeal Circulation | PUMPBLOODEXTRACORPCIRC-Sorin Group-10-80-00 S5 | [12 empty] | PBEC-SA | [9 empty] | Pump, Blood, Extracorporeal Circulation | PUMPBLOODEXTRACORPCIRC | Pump, Blood, Extracorporeal Circulation | Sorin Group
NO | YES |  |  |  |  | 013-13937 | Sorin Group | 28-95-00 |  | NSN | SW-HVI-OR | [5 empty] | 013-13937 | Southwest | MHHS-Southwest | SW-HVI-OR | CVOR2 |  |  |  | New Add |  | Heart-Lung Bypass Unit | HEARTLUNGBYPASSUNT-Sorin Group-28-95-00 | [12 empty] | HLBU-SA | [9 empty] | Heart-Lung Bypass Unit | HEARTLUNGBYPASSUNT | Heart-Lung Bypass Unit | Sorin Group
YES | YES | Serial Number 0 |  |  | 099-12621 | 099-12621 | Sorin Group | 28-95-04 S5 console |  |  | TMC - HVI - PERFUSION (7HVI) |  |  |  |  | 099-12621 | 099-12621 | TMC | Memorial Hermann Heart | TMC - HVI - PERFUSION (7HVI) | OR 4 | 5/1/19 |  | 5/1/20 |  |  | Heart-Lung Bypass Unit | HEARTLUNGBYPASSUNT-Sorin Group-28-95-04 S5 console | [12 empty] | HLBU-SA | [9 empty] | Heart-Lung Bypass Unit | HEARTLUNGBYPASSUNT | Heart-Lung Bypass Unit | Sorin Group
YES | YES | Serial Number 0 |  |  |  | 069-36170 | Sorin Group | 28-95-04 S5 console |  |  | TMC - OR - ANESTHESIA (CONTRACT EQUIP) | [5 empty] | 069-36170 | TMC | Memorial Hermann-Texas Medical Center | TMC - OR - ANESTHESIA (CONTRACT EQUIP) | OR 7 | 5/1/19 |  | 5/1/20 |  |  | Heart-Lung Bypass Unit | HEARTLUNGBYPASSUNT-Sorin Group-28-95-04 S5 console | [12 empty] | HLBU-SA | [9 empty] | Heart-Lung Bypass Unit | HEARTLUNGBYPASSUNT | Heart-Lung Bypass Unit | Sorin Group
YES | YES | Serial Number 0 |  |  | 074-05136 | 074-05136 | Sorin Group | 28-98-00 S5 console |  |  | Tmc-or-cvor |  |  |  |  | 074-05136 | 074-05136 | TMC | Memorial Hermann-Texas Medical Center | Tmc-or-cvor | Or 1 | 5/1/19 |  | 3/1/20 |  |  | Heart-Lung Bypass Unit | HEARTLUNGBYPASSUNT-Sorin Group-28-98-00 S5 console | [12 empty] | HLBU-SA | [9 empty] | Heart-Lung Bypass Unit | HEARTLUNGBYPASSUNT | Heart-Lung Bypass Unit | Sorin Group
YES | YES | Serial Number 0 |  |  | 099-12675 | 099-12675 | Sorin Group | 60-02-60 CP5 Pump Control Panel |  |  | TMC - HVI - OR |  |  |  |  | 099-12675 | 099-12675 | TMC | Memorial Hermann- Texas Medical Center | TMC - HVI - OR | OR 4 |  |  |  | No PM Sticker |  | Heart-Lung Bypass Unit | HEARTLUNGBYPASSUNT-Sorin Group-60-02-60CP5PumpCntr | [12 empty] | HLBU-SA | [9 empty] | Heart-Lung Bypass Unit | HEARTLUNGBYPASSUNT | Heart-Lung Bypass Unit | Sorin Group
YES | YES | Serial Number 0 |  |  | 099-12673 | 099-12673 | Sorin Group | 60-02-60 CP5 Pump Control Panel |  |  | TMC - HVI - OR |  |  |  |  | 099-12673 | 099-12673 | TMC | Memorial Hermann- Texas Medical Center | TMC - HVI - OR | Cv OR 4 |  |  |  | No PM Sticker |  | Heart-Lung Bypass Unit | HEARTLUNGBYPASSUNT-Sorin Group-60-02-60CP5PumpCntr | [12 empty] | HLBU-SA | [9 empty] | Heart-Lung Bypass Unit | HEARTLUNGBYPASSUNT | Heart-Lung Bypass Unit | Sorin Group
YES | YES | Serial Number 0 |  |  | 029-10596 | 029-10596 | Sorin Group | CP5 |  |  | Surgical room |  |  |  |  | 029-10596 | 029-10596 | Woodlands | Memorial Hermann Hospital Woodlands | Surgical room | OR Room 18 |  |  |  | No p.m. |  | Heart-Lung Bypass Unit | HEARTLUNGBYPASSUNT-Sorin Group-CP5 | [12 empty] | HLBU-SA | [9 empty] | Heart-Lung Bypass Unit | HEARTLUNGBYPASSUNT | Heart-Lung Bypass Unit | Sorin Group
YES | YES | Serial Number 0 |  |  | 029-13365 | 029-13365 | Sorin Group | CP5 |  |  | OR |  |  |  |  | 029-13365 | 029-13365 | Woodlands | Herman memorial hospital Woodlands | OR | Equipment Storage | [5 empty] | Heart-Lung Bypass Unit | HEARTLUNGBYPASSUNT-Sorin Group-CP5 | [12 empty] | HLBU-SA | [9 empty] | Heart-Lung Bypass Unit | HEARTLUNGBYPASSUNT | Heart-Lung Bypass Unit | Sorin Group
YES | YES | Serial Number 0 |  |  | 074-05134 | 074-05134 | Sorin Group | CP5 |  |  | Tmc-or-cvor |  |  |  |  | 074-05134 | 074-05134 | TMC | Memorial Hermann-Texas Medical Center | Tmc-or-cvor | Cath Lab 1 | [5 empty] | Heart-Lung Bypass Unit | HEARTLUNGBYPASSUNT-Sorin Group-CP5 | [12 empty] | HLBU-SA | [9 empty] | Heart-Lung Bypass Unit | HEARTLUNGBYPASSUNT | Heart-Lung Bypass Unit | Sorin Group
YES | YES |  |  |  |  | 069-38270 | Sorin Group | CP5 |  |  | TMC - OR - CVOR (7HVI) | [5 empty] | 069-38270 | TMC | Memorial Hermann-Texas Medical Center | TMC - OR - CVOR (7HVI) | CVOR (7HVI) | [5 empty] | Heart-Lung Bypass Unit | HEARTLUNGBYPASSUNT-Sorin Group-CP5 | [12 empty] | HLBU-SA | [9 empty] | Heart-Lung Bypass Unit | HEARTLUNGBYPASSUNT | Heart-Lung Bypass Unit | Sorin Group
YES | YES | Serial Number 0 |  |  | 074-05135 | 074-05135 | Sorin Group | CP5 |  |  | Tmc-or-cvor |  |  |  |  | 074-05135 | 074-05135 | TMC | Memorial Hermann-Texas Medical Center | Tmc-or-cvor | Or 1 | [5 empty] | Heart-Lung Bypass Unit | HEARTLUNGBYPASSUNT-Sorin Group-CP5 | [12 empty] | HLBU-SA | [9 empty] | Heart-Lung Bypass Unit | HEARTLUNGBYPASSUNT | Heart-Lung Bypass Unit | Sorin Group
YES | YES | Serial Number 0 |  |  | 099-12634 | 099-12634 | Sorin Group | E/P Pack |  |  | TMC - OR - CVOR (7HVI) |  |  |  |  | 099-12634 | 099-12634 | TMC | Memorial Hermann Heart | TMC - OR - CVOR (7HVI) | Sterile Core
YES | YES |  |  |  | 041-11058 | 041-11058 | Sorin Group | Electa Essential Concept |  | B015861B07 | MEMORIAL CITY - Orthopedic Surgery |  |  |  |  | 041-11058 | 041-11058 | West | Memorial Hermann Memorial City Medical Center | MEMORIAL CITY - Orthopedic Surgery | Memorial City - Orthopedic Surgery MH11 516 IUSS Room 2 |  |  |  | Note on front states bad power supply no parts to repair
YES | YES |  |  |  | 069-45577 | 069-45577 | Sorin Group | LivaNova Extra |  | BO30711V18 | OR |  |  |  |  | 069-45577 | 069-45577 | TMC | Memorial Hermann-Texas Medical Center | OR | Storage | 3/1/19 |  | 3/1/20
YES | YES | Serial Number 0 |  |  | 099-07617 | 099-07617 | Sorin Group | S5 |  |  | TMC - OR - PEDI OR (2R) |  |  |  |  | 099-07617 | 099-07617 | TMC | Memorial Hermann Texas Medical Center | TMC - OR - PEDI OR (2R) | OR 7 | [5 empty] | Heart-Lung Bypass Unit | HEARTLUNGBYPASSUNT-Sorin Group-S5 | [12 empty] | HLBU-SA | [9 empty] | Heart-Lung Bypass Unit | HEARTLUNGBYPASSUNT | Heart-Lung Bypass Unit | Sorin Group
YES | YES | Serial Number 0 |  |  | 099-10033 | 099-10033 | Sorin Group | S5 |  |  | TMC - OR - PEDI OR (2R) |  |  |  |  | 099-10033 | 099-10033 | TMC | Memorial Hermann Texas Medical Center | TMC - OR - PEDI OR (2R) | OR 7 | [5 empty] | Heart-Lung Bypass Unit | HEARTLUNGBYPASSUNT-Sorin Group-S5 | [12 empty] | HLBU-SA | [9 empty] | Heart-Lung Bypass Unit | HEARTLUNGBYPASSUNT | Heart-Lung Bypass Unit | Sorin Group
YES | YES | Serial Number 0 |  |  | 074-05129 | 074-05129 | Sorin Group | S5 Double |  |  | Tmc-or-cvor |  |  |  |  | 074-05129 | 074-05129 | TMC | Memorial Hermann-Texas Medical Center | Tmc-or-cvor | Or 1 | [5 empty] | Heart-Lung Bypass Unit | HEARTLUNGBYPASSUNT-Sorin Group-S5 Double | [12 empty] | HLBU-SA | [9 empty] | Heart-Lung Bypass Unit | HEARTLUNGBYPASSUNT | Heart-Lung Bypass Unit | Sorin Group
YES | YES | Serial Number 0 |  |  | 029-10595 | 029-10595 | Sorin Group | S5 Double Roller Pump 85 |  |  | Surgical room |  |  |  |  | 029-10595 | 029-10595 | Woodlands | Memorial Hermann Hospital Woodlands | Surgical room | OR Room 18 |  |  |  | No p.m. sticker
YES | YES | Serial Number 0 |  |  | 074-05130 | 074-05130 | Sorin Group | S5 Roller Pump 150 |  |  | Tmc-or-cvor |  |  |  |  | 074-05130 | 074-05130 | TMC | Memorial Hermann-Texas Medical Center | Tmc-or-cvor | Or 1 | [5 empty] | Pump, Blood, Extracorporeal Circulation | PUMPBLOODEXTRACORPCIRC-Sorin Group-S5RollerPump150 | [12 empty] | PBEC-SA | [9 empty] | Pump, Blood, Extracorporeal Circulation | PUMPBLOODEXTRACORPCIRC | Pump, Blood, Extracorporeal Circulation | Sorin Group
YES | YES | Serial Number 0 |  |  | 074-05131 | 074-05131 | Sorin Group | S5 Roller Pump 150 |  |  | Tmc-or-cvor |  |  |  |  | 074-05131 | 074-05131 | TMC | Memorial Hermann-Texas Medical Center | Tmc-or-cvor | Or 1 | [5 empty] | Pump, Blood, Extracorporeal Circulation | PUMPBLOODEXTRACORPCIRC-Sorin Group-S5RollerPump150 | [12 empty] | PBEC-SA | [9 empty] | Pump, Blood, Extracorporeal Circulation | PUMPBLOODEXTRACORPCIRC | Pump, Blood, Extracorporeal Circulation | Sorin Group
YES | YES | Serial Number 0 |  |  | 074-05132 | 074-05132 | Sorin Group | S5 Roller Pump 150 |  |  | Tmc-or-cvor |  |  |  |  | 074-05132 | 074-05132 | TMC | Memorial Hermann-Texas Medical Center | Tmc-or-cvor | Or 1 | [5 empty] | Pump, Blood, Extracorporeal Circulation | PUMPBLOODEXTRACORPCIRC-Sorin Group-S5RollerPump150 | [12 empty] | PBEC-SA | [9 empty] | Pump, Blood, Extracorporeal Circulation | PUMPBLOODEXTRACORPCIRC | Pump, Blood, Extracorporeal Circulation | Sorin Group
YES | YES | Serial Number 0 |  |  | 074-05133 | 074-05133 | Sorin Group | S5 Roller Pump 150 |  |  | Tmc-or-cvor |  |  |  |  | 074-05133 | 074-05133 | TMC | Memorial Hermann-Texas Medical Center | Tmc-or-cvor | Or 1 | [5 empty] | Pump, Blood, Extracorporeal Circulation | PUMPBLOODEXTRACORPCIRC-Sorin Group-S5RollerPump150 | [12 empty] | PBEC-SA | [9 empty] | Pump, Blood, Extracorporeal Circulation | PUMPBLOODEXTRACORPCIRC | Pump, Blood, Extracorporeal Circulation | Sorin Group
NO | YES |  |  |  | 129-01929 | 129-01929 | Sorvall | CW-2 |  | S18P-157558-TP | Sugar Land-Laboratory-Blood Bank | MHHS-Sugarland |  | Cell Washer |  | 129-01929 | 129-01929 | Sugar Land | MHHS-Sugarland | Sugar Land-Laboratory-Blood Bank |  | 12/1/19 | 3/1/20 |  |  | WASHERS, CELL | Cell Washer | CELLWASHER-ThermoSci-CW-2 | CELLWASHER | CW-2 |  |  |  | ThermoSci | Cell Washer |  |  | CELLWASHER-ThermoSci-CW-2 | 1/1/10 |  | CEW-SA | Covered PM Repair - Biomedical | MHHS-Sugarland | [8 empty] | CELLWASHER | Cell Washer | ThermoSci
NO | YES |  |  |  | 029-03147 | 029-03147 | Sorvall | CW-2 |  |  | Woodlands-Laboratory-Blood Bank | MHHS-Woodlands |  | Cell Washer |  | 029-03147 | 029-03147 | Woodlands | MHHS-Woodlands | Woodlands-Laboratory-Blood Bank | Lab | 1/1/20 | 3/1/20 | 7/1/20 |  | WASHERS, CELL | Cell Washer | CELLWASHER-ThermoSci-CW-2 | CELLWASHER | CW-2 |  |  |  | ThermoSci | Cell Washer |  |  | CELLWASHER-ThermoSci-CW-2 |  |  | CEW-SA | Covered PM Repair - Biomedical | MHHS-Woodlands | [8 empty] | CELLWASHER | Cell Washer | ThermoSci
NO | NO |  |  |  | 009-09585 |  | SOTCHER MEASUREMENT INC |  |  |  | GH - OR STERILE PROCESSING | MHHS-Greater Heights |  | Testers, Impedance, Grounding System |  | 009-09585 |  | Central & Greater Heights |  | GH - OR STERILE PROCESSING | [5 empty] | TEST EQUIPMENT |  | TESTEQUIP-SOTCHER-564 | TESTEQUIP |  |  |  |  | SOTCHER | Testers, Impedance, Grounding System |  | TESTEQUIP-SOTCHER-564 |  |  |  |  | Covered PM Repair - Biomedical | MHHS-Greater Heights
NO | NO | [5 empty] | SOUND SURGICAL TECHNOLOGIES INC | VASER 2.0 |  | VSR209-0199 | TMC - OR - HERMANN (2HP) | MHHS-TMC | [5 empty] | TMC |  | TMC - OR - HERMANN (2HP) | [5 empty] | ULTRASOUND SURGICAL UNITS |  | .needs class | [5 empty] | Sound Surgical Tech | [7 empty] | Covered PM Repair - Biomedical | MHHS-TMC
NO | NO | [5 empty] | SOUND SURGICAL TECHNOLOGIES INC | VASER 2.0 |  | VSR209-0191 | TMC - OR - PEDI OR (2R) | MHHS-TMC | [5 empty] | TMC |  | TMC - OR - PEDI OR (2R) | [5 empty] | ULTRASOUND SURGICAL UNITS |  | .needs class | [5 empty] | Sound Surgical Tech | [7 empty] | Covered PM Repair - Biomedical | MHHS-TMC
NO | YES |  |  |  | 005-04953 | 005-04953 | SOUND SURGICAL TECHNOLOGIES INC | VENTX |  | VTX05-0473 | SE-OR | MHHS-Southeast |  | Aspirator (Suction Pump) |  | 005-04953 | 005-04953 | Southeast | MHHS-Southeast | SE-OR |  | 7/1/19 |  |  |  | IRRIGATION/DISTENTION SYSTEMS |  | ASPIRATORSUCTPUMP-Sound Surgical Tech-VENT X | ASPIRATORSUCTPUMP | VENT X |  |  |  | Sound Surgical Tech | Aspirator (Suction Pump) |  |  | ASPIRATORSUCTPUMP-Sound Surgical Tech-VENT X | 4/1/18 |  |  | Covered PM Repair - Biomedical | MHHS-Southeast
NO | NO |  |  |  | 069-44483 |  | SOUND SURGICAL TECHNOLOGIES INC | VENTX |  | VTX09-1339 | TMC - OR - HERMANN (2HP) | MHHS-TMC |  | Aspirator (Suction Pump) |  | 069-44483 |  | TMC |  | TMC - OR - HERMANN (2HP) | [5 empty] | IRRIGATION/DISTENTION SYSTEMS |  | ASPIRATORSUCTPUMP-Sound Surgical Tech-VENT X | ASPIRATORSUCTPUMP | VENT X |  |  |  | Sound Surgical Tech | Aspirator (Suction Pump) |  |  | ASPIRATORSUCTPUMP-Sound Surgical Tech-VENT X |  |  |  | Covered PM Repair - Biomedical | MHHS-TMC
NO | NO |  |  |  | 069-45682 |  | SOUND SURGICAL TECHNOLOGIES INC | VENTX |  | BBB F25 | TMC - OR - HERMANN (2HP) | MHHS-TMC |  | Aspirator (Suction Pump) |  | 069-45682 |  | TMC |  | TMC - OR - HERMANN (2HP) | [5 empty] | IRRIGATION/DISTENTION SYSTEMS |  | ASPIRATORSUCTPUMP-Sound Surgical Tech-VENT X | ASPIRATORSUCTPUMP | VENT X |  |  |  | Sound Surgical Tech | Aspirator (Suction Pump) |  |  | ASPIRATORSUCTPUMP-Sound Surgical Tech-VENT X |  |  |  | Covered PM Repair - Biomedical | MHHS-TMC
NO | NO | [5 empty] | SOUND SURGICAL TECHNOLOGIES INC | VENTX |  | vtx09-1343 | TMC - OR - HERMANN (2HP) | MHHS-TMC |  | Aspirator (Suction Pump) |  |  |  | TMC |  | TMC - OR - HERMANN (2HP) | [5 empty] | IRRIGATION/DISTENTION SYSTEMS |  | ASPIRATORSUCTPUMP-Sound Surgical Tech-VENT X | ASPIRATORSUCTPUMP | VENT X |  |  |  | Sound Surgical Tech | Aspirator (Suction Pump) |  |  | ASPIRATORSUCTPUMP-Sound Surgical Tech-VENT X |  |  |  | Covered PM Repair - Biomedical | MHHS-TMC
YES | YES |  |  |  | 129-02256 | 129-02256 | Source One Health Care Tech | XRAY VIEW BOX |  |  | ER |  |  |  |  | 129-02256 | 129-02256 | Sugar Land | Memorial Hermann Sugar Land Hospital | ER | ER
NO | YES |  |  |  | 005-33649 | 005-33649 | SpaceLabs Medical Inc | E350I |  |  | MH MG-(STX)-South Texas-Wharton | MHHS-MG |  | ECG Machine |  | 005-33649 | 005-33649 | South | MHHS-MG | MH MG-(STX)-South Texas-Wharton | Storage Room | 10/1/19 | 10/1/20 |  |  | ELECTROCARDIOGRAPHS | ECG Machine | ECGMACHINE-Spacelabs-E350i | ECGMACHINE | E350i |  |  |  | Spacelabs | ECG Machine |  | ECGMACHINE-Spacelabs-E350i |  | 4/4/20 |  |  | Covered PM Repair - Biomedical | MHHS-MG | [8 empty] | ECGMACHINE | ECG Machine | Spacelabs
NO | NO | [5 empty] | SpaceLabs Medical Inc | ECLIPSE 850 |  |  | MH MG - (MC) - COMPREHENSIVE HEART CARE | MHHS-MG |  | ECG Machine |  |  |  | West & Memorial City |  | MH MG - (MC) - COMPREHENSIVE HEART CARE | [5 empty] | ELECTROCARDIOGRAPHS |  | ECGMACHINE-Burdick Inc-Eclipse 850 | ECGMACHINE | Eclipse 850 |  |  |  | Burdick Inc | ECG Machine |  |  | ECGMACHINE-Burdick Inc-Eclipse 850 |  |  |  | Covered PM Repair - Biomedical | MHHS-MG
YES | YES |  |  |  | 099-03219 | 099-03219 | Spectralink | 1310-37224-701 |  | AL1018100270 | 4th floor |  |  |  |  | 099-03219 | 099-03219 | Katy | Katy | 4th floor | ICU |  |  |  | No pm
NO | YES |  |  |  | 005-12154 | 005-12154 | Spectranetics | CVX-300 |  |  | SE-OR | MHHS-Southeast |  | Laser, Surgical |  | 005-12154 | 005-12154 | Southeast | MHHS-Southeast | SE-OR |  | 7/1/19 |  |  |  | LASERS |  | LASERSURGICAL-Spectranetics Corp-CVX-300 | LASERSURGICAL | CVX-300 |  |  |  | Spectranetics Corp | Laser, Surgical |  | LASERSURGICAL-Spectranetics Corp-CVX-300 |  |  |  |  | Covered PM Repair - Biomedical | MHHS-Southeast
NO | NO | [5 empty] | Spectranetics | CVX-300 |  |  | TMC - OR - CVOR (7HVI) | MHHS-TMC |  | Laser, Surgical |  |  |  | TMC |  | TMC - OR - CVOR (7HVI) | [5 empty] | LASERS |  | LASERSURGICAL-Spectranetics Corp-CVX-300 | LASERSURGICAL | CVX-300 |  |  |  | Spectranetics Corp | Laser, Surgical |  | LASERSURGICAL-Spectranetics Corp-CVX-300 |  |  |  |  | Covered PM Repair - Biomedical | MHHS-TMC
YES | YES |  |  |  | 151-03761 | 151-03761 | Spectroline | EA-140 |  |  | MH MG - (STX) - SOUTH TEXAS - WHARTON |  |  |  |  | 151-03761 | 151-03761 | MH Med Grp Wharton | Wharton primary care | MH MG - (STX) - SOUTH TEXAS - WHARTON | Exam 7
YES | YES |  |  |  | 099-01928 | 099-01928 | Spectroline | Q-125 |  |  | MH MG - (NE) - SUMMER CREEK CCC |  |  |  |  | 099-01928 | 099-01928 | Katy | Memorial Hermann Summer Creek Primary Care | MH MG - (NE) - SUMMER CREEK CCC | Nurses station
NO | YES |  |  |  | 013-20130 | 013-20130 | Spencer Technologies | PMD 100 |  |  | SW -Nuc Med | MHHS-Southwest |  |  |  | 013-20130 | 013-20130 | Southwest | Memorial Hermann Southwest Hospital | SW -Nuc Med | Ultrasound probe cleaning room |  |  |  |  | MONITORS, VIDEO |  | .needs class | [5 empty] | Spencer Tech | [7 empty] | Covered PM Repair - Biomedical | MHHS-Southwest
NO | NO |  |  |  | R-069-36275 |  | Spencer Technologies | PMD 100 |  |  | TMC - RADIOLOGY - JONES PAVILION | MHHS-TMC |  |  |  | R-069-36275 |  | TMC |  | TMC - RADIOLOGY - JONES PAVILION | [5 empty] | MONITORS, VIDEO |  | .needs class | [5 empty] | Spencer Tech | [7 empty] | Covered PM Repair - Biomedical | MHHS-TMC
NO | YES |  |  |  | 005-11116 | 005-11116 | Spirit Fitness | CR800 |  |  | Memorial Hermann- SE - Radiology- NuclearMed | MHHS-Southeast |  | Exerciser/Ergometer, Bicycle |  | 005-11116 | 005-11116 | Southeast & Bay Area | Memorial Hermann- SE - Radiology- NuclearMed | Memorial Hermann- SE - Radiology- NuclearMed | Cardio Rehab | 2/1/19 |  | 2/1/20 |  | EXERCISERS |  | EXERCISERERGBICYCLE-SPIRITFITNESS-CR800 | EXERCISERERGBICYCLE | CR800 |  |  |  | SPIRITFITNESS | Exerciser/Ergometer, Bicycle |  | EXERCISERERGBICYCLE-SPIRITFITNESS-CR800 |  | 1/20/22 |  |  | Not Covered Vendor Only - Resp/Ster | MHHS-Southeast
NO | YES |  |  |  | 029-11949 | 029-11949 | Spirit Fitness | CRW800 |  |  | SMR-(WDLS)-Spring Sports Park | MHHS-SMR |  | Exerciser/Ergometer, Rower |  | 029-11949 | 029-11949 | Woodlands | MHHS-Others | SMR-(WDLS)-Spring Sports Park | Sport rehab | 5/1/19 |  |  |  | EXERCISERS | Exerciser/Ergometer, Rower | EXERCISERERGROWER-SPIRITFITNESS-CRW800 | EXERCISERERGROWER | CRW800 |  |  |  | SPIRITFITNESS | Exerciser/Ergometer, Rower |  | EXERCISERERGROWER-SPIRITFITNESS-CRW800 |  | 4/19/17 |  | EER-A | Covered PM Repair - Biomedical | MHHS-SMR | [8 empty] | EXERCISERERGROWER | Exerciser/Ergometer, Rower | SPIRITFITNESS
NO | YES |  |  |  | 005-11141 | 005-11141 | Spirit Fitness | CT850 |  |  | SE-Cardiac Rehab | MHHS-Southeast |  |  |  | 005-11141 | 005-11141 | Southeast | MHHS-Southeast | SE-Cardiac Rehab | Gym | 2/1/19 |  | 2/1/20 |  | TREADMILLS |  | .needs class | [5 empty] | SPIRITFITNESS | [7 empty] | Covered PM Repair - Respiratory/Steriliz | MHHS-Southeast
NO | YES |  |  |  | 000-04128 | 000-04128 | Spirit Fitness | CU800 |  | NSN | SMR-(NE)-Kingwood CCC |  |  |  |  | 000-04128 | 000-04128 | Katy | MHHS-Others | SMR-(NE)-Kingwood CCC | Exam 1 | 10/1/19 | 10/1/20
NO | NO |  |  |  | 000-03709 |  | Spirit Fitness | XE795 |  |  | SMR - (NE) - ATASCOCITA | MHHS-SMR |  |  |  | 000-03709 |  | Katy |  | SMR - (NE) - ATASCOCITA | [5 empty] | EXERCISERS |  | .needs class | [5 empty] | SPIRITFITNESS | [7 empty] | Covered PM Repair - Biomedical | MHHS-SMR
NO | YES |  |  |  | 000-05164 | 000-05164 | Spirit Medical Systems | MR100 |  |  | SMR - (SE) - PASADENA | MHHS-SMR |  |  |  | 000-05164 | 000-05164 | Southeast | Memorial Hermann Sports Medicine | SMR - (SE) - PASADENA | 4804 East |  |  |  |  | EXERCISERS |  | .needs class | [5 empty] | Spirit Med Sys |  |  |  |  | 9/1/16 |  |  | Covered PM Repair - Biomedical | MHHS-SMR
NO | YES |  |  |  | 005-11711 | 005-11711 | Spirit Medical Systems | MR100 |  |  | SMR - (SE) - PASADENA | MHHS-SMR |  |  |  | 005-11711 | 005-11711 | Southeast | Memorial Hermann Sports Medicine | SMR - (SE) - PASADENA | 4804 East | 4/1/19 |  |  |  | EXERCISERS |  | .needs class | [5 empty] | Spirit Med Sys | [7 empty] | Covered PM Repair - Biomedical | MHHS-SMR
NO | YES |  |  |  | 005-11831 | 005-11831 | Spirit Medical Systems | MR100 |  |  | SE - Physical therapy | MHHS-Southeast |  |  |  | 005-11831 | 005-11831 | Southeast | Memorial Hermann Southeast Hospital | SE - Physical therapy | E2.031.25 |  |  |  | No pm | EXERCISERS |  | .needs class | [5 empty] | Spirit Med Sys |  |  |  |  | 9/9/16 |  |  | Covered PM Repair - Biomedical | MHHS-Southeast
NO | NO |  |  |  | 069-37561 |  | Spirit Medical Systems | MT200 |  |  | TMC - PLAZA - CARDIAC REHAB (UT POB) | MHHS-TMC |  | Treadmill |  | 069-37561 |  | TMC |  | TMC - PLAZA - CARDIAC REHAB (UT POB) | [5 empty] | TREADMILLS |  | TREADMILL-SPIRITFITNESS-MT200 | TREADMILL | MT200 |  |  |  | SPIRITFITNESS | Treadmill |  |  | TREADMILL-SPIRITFITNESS-MT200 |  |  |  | Not Covered Vendor Only - Biomedical | MHHS-TMC
NO | NO |  |  |  | 069-37562 |  | Spirit Medical Systems | MT200 |  |  | TMC - PLAZA - CARDIAC REHAB (UT POB) | MHHS-TMC |  | Treadmill |  | 069-37562 |  | TMC |  | TMC - PLAZA - CARDIAC REHAB (UT POB) | [5 empty] | TREADMILLS |  | TREADMILL-SPIRITFITNESS-MT200 | TREADMILL | MT200 |  |  |  | SPIRITFITNESS | Treadmill |  |  | TREADMILL-SPIRITFITNESS-MT200 |  |  |  | No Coverage Specified | MHHS-TMC
NO | NO |  |  |  | 069-45734 |  | Spirit Medical Systems | MT200 |  |  | TMC - PLAZA - CARDIAC REHAB (UT POB) | MHHS-TMC |  | Treadmill |  | 069-45734 |  | TMC |  | TMC - PLAZA - CARDIAC REHAB (UT POB) | [5 empty] | TREADMILLS |  | TREADMILL-SPIRITFITNESS-MT200 | TREADMILL | MT200 |  |  |  | SPIRITFITNESS | Treadmill |  |  | TREADMILL-SPIRITFITNESS-MT200 |  |  |  | No Coverage Specified | MHHS-TMC
NO | NO |  |  |  | 069-46765 |  | Spirit Medical Systems | MT200 |  |  | TMC - PLAZA - CARDIAC REHAB (UT POB) | MHHS-TMC |  | Treadmill |  | 069-46765 |  | TMC |  | TMC - PLAZA - CARDIAC REHAB (UT POB) | [5 empty] | TREADMILLS |  | TREADMILL-SPIRITFITNESS-MT200 | TREADMILL | MT200 |  |  |  | SPIRITFITNESS | Treadmill |  |  | TREADMILL-SPIRITFITNESS-MT200 |  |  |  | No Coverage Specified | MHHS-TMC
NO | YES |  |  |  | 029-12291 | 029-12291 | Spirit Medical Systems | MU100 |  |  | SMR-(WDLS)-Med Plaza 4 (Mp4) | MHHS-SMR |  |  |  | 029-12291 | 029-12291 | Woodlands | MHHS-Others | SMR-(WDLS)-Med Plaza 4 (Mp4) | Open Gym | 8/1/19 |  | 8/1/20 |  | EXERCISERS |  | .needs class | [5 empty] | Spirit Med Sys | [7 empty] | Covered PM Repair - Biomedical | MHHS-SMR
NO | NO |  |  |  | 069-27100 |  | SPORTKAT |  |  | KB-07-41152 | KATY REHAB - 1ST FL PHYSICAL THERAPY | MHHS-Katy Rehab |  | Bars, Parallel |  | 069-27100 |  | Katy |  | KATY REHAB - 1ST FL PHYSICAL THERAPY | [5 empty] | EXERCISERS |  | PARALLELBARS-SportKAT, LLC-1250 | PARALLELBARS |  |  |  |  | SportKAT, LLC | Bars, Parallel |  | PARALLELBARS-SportKAT, LLC-1250 |  |  |  |  | Covered PM Repair - Biomedical | MHHS-Katy Rehab
NO | YES | [5 empty] | SportsArt Fitness |  |  | N3200 H31N0039 | GH-Cardiac Rehab | MHHS-Greater Heights |  | Warmer, Radiant, Infant |  |  |  | Central & Greater Heights | MHHS-Greater Heights | GH-Cardiac Rehab |  | 7/1/19 |  | 7/1/20 |  | TREADMILLS | Warmer, Radiant, Infant | WARMERRADINFANT-Hill-Rom-3200 | WARMERRADINFANT |  |  |  |  | Hill-Rom | Warmer, Radiant, Infant |  |  | WARMERRADINFANT-Hill-Rom-3200 | 2/1/15 |  | WRI-SA | Covered PM Repair - Biomedical | MHHS-Greater Heights | [8 empty] | WARMERRADINFANT | Warmer, Radiant, Infant | Hill-Rom
NO | YES | [5 empty] | SportsArt Fitness |  |  |  | GH-Cardiac Rehab | MHHS-Greater Heights |  | Warmer, Radiant, Infant |  |  |  | Central & Greater Heights | MHHS-Greater Heights | GH-Cardiac Rehab |  | 7/1/19 |  | 7/1/20 |  | TREADMILLS | Warmer, Radiant, Infant | WARMERRADINFANT-Hill-Rom-3200 | WARMERRADINFANT |  |  |  |  | Hill-Rom | Warmer, Radiant, Infant |  |  | WARMERRADINFANT-Hill-Rom-3200 | 2/1/15 |  | WRI-SA | Covered PM Repair - Biomedical | MHHS-Greater Heights | [8 empty] | WARMERRADINFANT | Warmer, Radiant, Infant | Hill-Rom
NO | YES | [5 empty] | SportsArt Fitness |  |  |  | GH-Cardiac Rehab | MHHS-Greater Heights |  | Table, Surgical, Electric |  |  |  | Central & Greater Heights | MHHS-Greater Heights | GH-Cardiac Rehab |  | 7/1/19 |  | 7/1/20 |  | TREADMILLS | Table, Surgical, Electric | TABLESURGICALELECT-Mizuho OSI-6300 | TABLESURGICALELECT |  |  |  |  | Mizuho OSI | Table, Surgical, Electric |  |  | TABLESURGICALELECT-Mizuho OSI-6300 | 8/19/19 |  | TSE-A | Not Covered Vendor Only - Biomedical | MHHS-Greater Heights | [8 empty] | TABLESURGICALELECT | Table, Surgical, Electric | Mizuho OSI
NO | YES |  |  |  |  | 009-04470 | SportsArt Fitness |  |  |  | SMR-(GH)-Greater Heights | MHHS-SMR |  | Table, Surgical, Electric |  |  | 009-04470 | Central | MHHS-Others | SMR-(GH)-Greater Heights | Gym floor | 4/1/19 | 4/1/20 |  |  | TREADMILLS | Table, Surgical, Electric | TABLESURGICALELECT-Mizuho OSI-6300 | TABLESURGICALELECT |  |  |  |  | Mizuho OSI | Table, Surgical, Electric |  |  | TABLESURGICALELECT-Mizuho OSI-6300 |  |  | TSE-A | Not Covered Vendor Only - Lab Ana/Anes | MHHS-SMR | [8 empty] | TABLESURGICALELECT | Table, Surgical, Electric | Mizuho OSI
NO | NO |  |  |  | 005-03365 |  | SportsArt Fitness |  |  |  | SMR - (SE) - PASADENA | MHHS-SMR |  | Treadmill |  | 005-03365 |  | Southeast & Bay Area |  | SMR - (SE) - PASADENA | [5 empty] | TREADMILLS |  | TREADMILL-SportsArt-6320 | TREADMILL |  |  |  |  | SportsArt | Treadmill |  | TREADMILL-SportsArt-6320 |  |  |  |  | Covered PM Repair - Biomedical | MHHS-SMR
NO | YES |  |  |  |  | 099-02823 | SportsArt Fitness |  |  |  | SMR-(GH)-Greater Heights | MHHS-SMR |  | Treadmill |  |  | 099-02823 | Central | MHHS-Others | SMR-(GH)-Greater Heights | Gym floor | 4/1/19 | 4/1/20 |  |  | EXERCISERS | Treadmill | TREADMILL-Oglaend Inc-8300 | TREADMILL |  |  |  |  | Oglaend Inc | Treadmill |  |  | TREADMILL-Oglaend Inc-8300 |  |  | TREAD-A | Not Covered Vendor Only - Lab Ana/Anes | MHHS-SMR | [8 empty] | TREADMILL | Treadmill | Oglaend Inc
NO | YES |  |  |  | 017-01012 | 017-01012 | SportsArt Fitness |  |  |  | SMR - (MC) - TOWN | MHHS-SMR |  | Treadmill |  | 017-01012 | 017-01012 | West | Memorial Hermann Sports Medicine | SMR - (MC) - TOWN | Gym Floor | 6/1/19 |  | 6/1/20 |  | EXERCISERS | Treadmill | TREADMILL-Oglaend Inc-8300 | TREADMILL |  |  |  |  | Oglaend Inc | Treadmill |  |  | TREADMILL-Oglaend Inc-8300 |  |  | TREAD-A | Not Covered Vendor Only - Lab Ana/Anes | MHHS-SMR | [8 empty] | TREADMILL | Treadmill | Oglaend Inc
NO | YES |  |  |  | 009-10314 | 009-10314 | SportsArt Fitness | C535R RECUMBENT CYCLE |  | NSN | GH-Cardiac Rehab | MHHS-Greater Heights |  |  |  | 009-10314 | 009-10314 | Central & Greater Heights | MHHS-Greater Heights | GH-Cardiac Rehab |  | 4/1/19 |  | 4/1/20 |  | EXERCISERS |  | .needs class | [5 empty] | SportsArt |  |  |  |  | 11/1/20 |  |  | Not Covered Vendor Only - Biomedical | MHHS-Greater Heights
NO | YES |  |  |  | 009-10315 | 009-10315 | SportsArt Fitness | C535R RECUMBENT CYCLE |  | NSN | GH-Cardiac Rehab | MHHS-Greater Heights |  |  |  | 009-10315 | 009-10315 | Central & Greater Heights | MHHS-Greater Heights | GH-Cardiac Rehab |  | 4/1/19 |  | 4/1/20 |  | EXERCISERS |  | .needs class | [5 empty] | SportsArt |  |  |  |  | 11/1/20 |  |  | Not Covered Vendor Only - Biomedical | MHHS-Greater Heights
NO | NO |  |  |  | 041-17708 |  | SportsArt Fitness | E830 |  | NO S/N | PARC - GESSNER INPATIENT REHAB | MHHS-PARC |  | Exerciser/Ergometer, Rower |  | 041-17708 |  | Central & Greater Heights |  | PARC - GESSNER INPATIENT REHAB | [5 empty] | EXERCISERS |  | EXERCISERERGROWER-SportsArt-E830 | EXERCISERERGROWER | E830 |  |  |  | SportsArt | Exerciser/Ergometer, Rower |  | EXERCISERERGROWER-SportsArt-E830 |  |  |  |  | Covered PM Repair - Biomedical | MHHS-PARC
NO | YES |  |  |  | 009-10313 | 009-10313 | SportsArt Fitness | E835 |  |  | GH-Cardiac Rehab | MHHS-Greater Heights |  | Exerciser/Ergometer, Stair |  | 009-10313 | 009-10313 | Central & Greater Heights | MHHS-Greater Heights | GH-Cardiac Rehab |  | 4/1/19 |  | 4/1/20 |  | EXERCISERS | Exerciser/Ergometer, Stair | EXERCISERERGSTAIR-Life Fitness-E835 | EXERCISERERGSTAIR | E835 |  |  |  | Life Fitness | Exerciser/Ergometer, Stair |  |  | EXERCISERERGSTAIR-Life Fitness-E835 |  |  | EES-A | Covered PM Repair - Biomedical | MHHS-Greater Heights | [8 empty] | EXERCISERERGSTAIR | Exerciser/Ergometer, Stair | Life Fitness
NO | YES |  |  |  | 241-02940 | 241-02940 | SportsArt Fitness | E872MA MADONNA ICARE ELLIPTICAL |  |  | TIRR-Greater Heights | MHHS-TIRR |  |  |  | 241-02940 | 241-02940 | Central & Greater Heights | MHHS-Others | TIRR-Greater Heights |  | 7/1/19 |  |  |  | EXERCISERS |  | .needs class | [5 empty] | SportsArt | [7 empty] | Not Covered Vendor Only - Lab Ana/Anes | MHHS-TIRR
NO | YES |  |  |  | 029-11658 | 029-11658 | SportsArt Fitness | E872MA MADONNA ICARE ELLIPTICAL |  |  | TIRR-Woodlands Inpatient | MHHS-TIRR |  |  |  | 029-11658 | 029-11658 | Woodlands | MHHS-Others | TIRR-Woodlands Inpatient | TIRR |  |  |  |  | EXERCISERS |  | .needs class | [5 empty] | SportsArt | [7 empty] | Not Covered Vendor Only - Lab Ana/Anes | MHHS-TIRR
NO | NO |  |  |  | 000-03717 |  | SportsArt Fitness | T610 |  | Z006350 | SMR - (NE) - FALL CREEK | MHHS-SMR |  | Treadmill |  | 000-03717 |  | Katy |  | SMR - (NE) - FALL CREEK | [5 empty] | TREADMILLS |  | TREADMILL-SportsArt-T610 | TREADMILL | T610 |  |  |  | SportsArt | Treadmill |  | TREADMILL-SportsArt-T610 |  |  |  |  | Not Covered Vendor Only - Biomedical | MHHS-SMR
NO | YES |  |  |  | 029-12290 | 029-12290 | SportsArt Fitness | T635 |  |  | SMR-(WDLS)-Med Plaza 4 (Mp4) | MHHS-SMR |  | Treadmill |  | 029-12290 | 029-12290 | Woodlands | MHHS-Others | SMR-(WDLS)-Med Plaza 4 (Mp4) | Open Gym | 8/1/19 |  | 8/1/20 | Damaged arm and wobbly/worn platform | TREADMILLS | Treadmill | TREADMILL-SportsArt-T635 | TREADMILL | T635 |  |  |  | SportsArt | Treadmill |  | TREADMILL-SportsArt-T635 |  |  |  | TREAD-A | Covered PM Repair - Biomedical | MHHS-SMR | [8 empty] | TREADMILL | Treadmill | SportsArt
YES | YES | Serial Number Cnf |  |  | 583-00912 | 583-00912 | Spt | CNF |  | CNF | MH MG - (KY) - KATY CCC |  |  |  |  | 583-00912 | 583-00912 | Katy | Memorial Hermann Medical Group Katy (#400) | MH MG - (KY) - KATY CCC | Lab | [6 empty] | .needs class
YES | YES | Serial Number Cnf |  |  | 583-00911 | 583-00911 | Spt | CNF |  | CNF | MH MG - (KY) - KATY CCC |  |  |  |  | 583-00911 | 583-00911 | Katy | Memorial Hermann Medical Group Katy (#400) | MH MG - (KY) - KATY CCC | Lab | 2/1/20 | [5 empty] | .needs class
YES | YES | Serial Number Cnf |  |  | 583-00913 | 583-00913 | Spt | CNF |  | CNF | MH MG - (KY) - KATY CCC |  |  |  |  | 583-00913 | 583-00913 | Katy | Memorial Hermann Medical Group Katy (#400) | MH MG - (KY) - KATY CCC | Lab | [6 empty] | .needs class
YES | YES |  |  |  | 129-06225 | 129-06225 | Spt | UF-214SS |  | NSN | Rehab |  |  |  |  | 129-06225 | 129-06225 | South | Memorial Hermann Medical Group Wharton | Rehab | Gym | 10/1/19 | 10/1/20
NO | YES |  |  |  | 000-04381 | 000-04381 | SPT | UF-304W |  | 43353702-14C09-660148 | MH MG-(CY)-Fairfield [Mp1-Ste100] | MHHS-MG |  |  |  | 000-04381 | 000-04381 | Northwest | MHHS-MG | MH MG-(CY)-Fairfield [Mp1-Ste100] | Work room |  |  |  | No pm required | FREEZERS, LABORATORY |  | .needs class | [10 empty] | 4/1/18 |  |  | Covered PM Repair - Biomedical | MHHS-MG
NO | NO | [5 empty] | Square D Co | 10H5S41DDI |  | 10-196720 | SUGAR LAND - CATH LAB | MHHS-Sugarland | [5 empty] | Sugar Land |  | SUGAR LAND - CATH LAB | [5 empty] | MONITORS, ELECTRICAL SAFETY, LINE ISOLATION |  | MONITORLINEISOLATION-SQUAREDCOMP-C Series |  |  |  |  | MONITORLINEISOLATION-SQUAREDCOMP-C Series | SQUAREDCOMP | [7 empty] | Covered PM Repair - Biomedical | MHHS-Sugarland
NO | NO | [5 empty] | Square D Co | 10H5S41DDI |  | 10-196730 | SUGAR LAND - CATH LAB | MHHS-Sugarland | [5 empty] | Sugar Land |  | SUGAR LAND - CATH LAB | [5 empty] | MONITORS, ELECTRICAL SAFETY, LINE ISOLATION |  | MONITORLINEISOLATION-SQUAREDCOMP-C Series |  |  |  |  | MONITORLINEISOLATION-SQUAREDCOMP-C Series | SQUAREDCOMP | [7 empty] | Covered PM Repair - Biomedical | MHHS-Sugarland
YES | YES |  |  |  | 099-08792 | 099-08792 | SR Instruments | I series |  | Nsn | SW - ER |  |  |  |  | 099-08792 | 099-08792 | Southwest | Memorial Hermann Southwest Hospital Emergency Center | SW - ER | EMS Trauma Hallway |  |  |  | No PM Sticker
YES | YES | Serial Number Cnf |  |  | 005-08203 | 005-08203 | SR Instruments | Sr scale |  | Cnf | SE - LABOR |  |  |  |  | 005-08203 | 005-08203 | Southeast | Memorial Hermann Southeast Hospital | SE - LABOR | 4 floor storage |  |  |  | No pm
YES | YES |  |  |  |  | 005-33319 | SR Instruments | SR300 |  |  | SUGAR LAND - NURSERY | [5 empty] | 005-33319 | Sugar Land | Memorial Hermann Sugar Land Hospital | SUGAR LAND - NURSERY | NICU |  | 3/1/20 |  | Broken touch membrane |  | Scale, Patient | SCALEPATIENT-SR Instruments-SR300 | [12 empty] | SP-A | [9 empty] | Scale, Patient | SCALEPATIENT | Scale, Patient | SR Instruments
NO | YES |  |  |  | 142-07420 | 142-07420 | SR Instruments Inc | SR310 |  | WO-60103-009 | NE-NICU | MHHS-Northeast |  |  |  | 142-07420 | 142-07420 | Katy | MHHS-Northeast | NE-NICU | Hall | 8/1/19 |  |  |  | SCALES, CLINICAL, PRECISION |  | .needs class | [5 empty] | SR Instruments | [7 empty] | Covered PM Repair - Biomedical | MHHS-Northeast
NO | YES |  |  |  | 133-10368 | 133-10368 | SR Scales | SR300 DIAPER SCALE |  | WO-62578-001 | Katy-Ob Special Observation-3E | MHHS-Katy |  |  |  | 133-10368 | 133-10368 | Katy | MHHS-Katy | Katy-Ob Special Observation-3E | Treatment room | 11/1/19 | 11/1/20 |  |  | SCALES, INFANT |  | .needs class | [13 empty] | Covered PM Repair - Biomedical | MHHS-Katy
YES | YES |  |  |  | 009-34464 | 009-34464 | Sscor |  |  | M37716 | GH - LABOR |  |  |  |  | 009-34464 | 009-34464 | Central | Greater heights | GH - LABOR | GH - LABOR
YES | YES |  |  |  | 009-02870 | 009-02870 | Sscor | Cnf |  | M02181 | Biomed shop |  |  |  |  | 009-02870 | 009-02870 | Katy | Katy | Biomed shop | Biomed shop | 2/1/20 | [5 empty] | .needs class
NO | YES |  |  |  | 133-03071 | 133-03071 | SSCOR Inc |  |  | M07762 | Katy-Cath Lab | MHHS-Katy |  |  |  | 133-03071 | 133-03071 | Katy | MHHS-Katy | Katy-Cath Lab | Cath Lab | 9/1/19 | 9/1/20 |  |  | ASPIRATORS |  | .Needs Class |  |  |  |  | .Needs Class | SSCOR | [7 empty] | Covered PM Repair - Biomedical | MHHS-Katy
NO | YES |  |  |  | 041-14440 | 041-14440 | SSCOR Inc |  |  | M13654 | Memorial City-Labor & Delivery | MHHS-Mem City |  |  |  | 041-14440 | 041-14440 | West | MHHS-Mem City | Memorial City-Labor & Delivery | Crash Cart | 7/1/19 |  | 7/1/20 |  | ASPIRATORS |  | .Needs Class |  |  |  |  | .Needs Class | SSCOR | [7 empty] | Covered PM Repair - Biomedical | MHHS-Mem City
NO | YES |  |  |  | 041-14441 | 041-14441 | SSCOR Inc |  |  | M13697 | Memorial City-Labor & Delivery | MHHS-Mem City |  |  |  | 041-14441 | 041-14441 | West | MHHS-Mem City | Memorial City-Labor & Delivery | OB ER | 7/1/19 |  |  |  | ASPIRATORS |  | .Needs Class |  |  |  |  | .Needs Class | SSCOR |  |  |  |  | 8/1/12 |  |  | Covered PM Repair - Biomedical | MHHS-Mem City
NO | YES |  |  |  |  | 041-33673 | SSCOR Inc |  |  | M13688 | Memorial City-Labor & Delivery | MHHS-Mem City |  |  |  |  | 041-33673 | West | MHHS-Mem City | Memorial City-Labor & Delivery | 3M09 | 7/1/19 |  | 7/1/20 |  | ASPIRATORS |  | .Needs Class |  |  |  |  | .Needs Class | SSCOR | [7 empty] | Covered PM Repair - Biomedical | MHHS-Mem City
NO | YES |  |  |  | 041-14435 | 041-14435 | SSCOR Inc |  |  | M13677 | MEMORIAL CITY - MHT - MED/SURG | MHHS-Mem City |  |  |  | 041-14435 | 041-14435 | West | West | MEMORIAL CITY - MHT - MED/SURG | MH6 crash cart |  |  |  |  | ASPIRATORS |  | .Needs Class |  |  |  |  | .Needs Class | SSCOR | [7 empty] | Covered PM Repair - Biomedical | MHHS-Mem City
NO | YES |  |  |  |  | 041-08754 | SSCOR Inc |  |  | m05965 | Orthapidics | MHHS-Mem City |  |  |  |  | 041-08754 | Mem city | Memorial city - Memorial herman hospital | Orthapidics | MH5300.3 |  |  |  |  | ASPIRATORS |  | .Needs Class |  |  |  |  | .Needs Class | SSCOR | [7 empty] | Covered PM Repair - Biomedical | MHHS-Mem City
NO | NO |  |  |  | 041-32853 |  | SSCOR Inc |  |  | M36155 | MEMORIAL CITY - MICU | MHHS-Mem City |  |  |  | 041-32853 |  | West & Memorial City |  | MEMORIAL CITY - MICU | [5 empty] | ASPIRATORS |  | .needs class |  |  |  |  | .needs class | SSCOR | [7 empty] | Covered PM Repair - Biomedical | MHHS-Mem City
NO | NO |  |  |  | 041-32854 |  | SSCOR Inc |  |  | M36158 | MEMORIAL CITY - MICU | MHHS-Mem City |  |  |  | 041-32854 |  | West & Memorial City |  | MEMORIAL CITY - MICU | [5 empty] | ASPIRATORS |  | .needs class |  |  |  |  | .needs class | SSCOR | [7 empty] | Covered PM Repair - Biomedical | MHHS-Mem City
NO | NO |  |  |  | 041-32852 |  | SSCOR Inc |  |  | M36156 | MEMORIAL CITY - SICU | MHHS-Mem City |  |  |  | 041-32852 |  | West & Memorial City |  | MEMORIAL CITY - SICU | [5 empty] | ASPIRATORS |  | .needs class |  |  |  |  | .needs class | SSCOR | [7 empty] | Covered PM Repair - Biomedical | MHHS-Mem City
NO | YES |  |  |  | 929-00918 | 929-00918 | SSCOR Inc | 45000 S-SCORT 4 |  | M34278 | MHOSH-3rd Floor | MHHS Orthopedic & Spine |  |  |  | 929-00918 | 929-00918 | Central | MHHS-Orthopedic & Spine | MHOSH-3rd Floor | Hallway | 10/1/19 |  | 10/1/20 |  | ASPIRATORS |  | .needs class |  |  |  |  | .needs class | SSCOR | [5 empty] | MHOSH Inventory Dec 2019 into 2020 - Copy.xls - Already Verified |  | Covered PM Repair - Radiology, Low End | MHHS Orthopedic & Spine
NO | YES |  |  |  | 029-10578 | 029-10578 | SSCOR Inc | PORTABLE |  | M30074 | TIRR-Woodlands Inpatient | MHHS-TIRR |  | Vacuum, Cast Saw |  | 029-10578 | 029-10578 | Woodlands | MHHS-Others | TIRR-Woodlands Inpatient | Hallway | 10/1/19 |  | 10/1/20 |  | ASPIRATORS | Vacuum, Cast Saw | VACUUMCASTSAW-American Orthopaedic-Portable | VACUUMCASTSAW | Portable |  |  |  | American Orthopaedic | Vacuum, Cast Saw |  |  | VACUUMCASTSAW-American Orthopaedic-Portable | 1/29/15 |  |  | Covered PM Repair - Biomedical | MHHS-TIRR | [8 empty] | VACUUMCASTSAW | Vacuum, Cast Saw | American Orthopaedic
NO | YES |  |  |  | 029-10579 | 029-10579 | SSCOR Inc | PORTABLE |  | M29966 | Woodlands-PCU5 | MHHS-Woodlands |  | Vacuum, Cast Saw |  | 029-10579 | 029-10579 | Woodlands | MHHS-Woodlands | Woodlands-PCU5 | 5th Floor / Nuse Station 2 | 5/1/19 |  | 5/1/20 |  | ASPIRATORS | Vacuum, Cast Saw | VACUUMCASTSAW-American Orthopaedic-Portable | VACUUMCASTSAW | Portable |  |  |  | American Orthopaedic | Vacuum, Cast Saw |  |  | VACUUMCASTSAW-American Orthopaedic-Portable | 1/29/15 |  |  | Covered PM Repair - Biomedical | MHHS-Woodlands | [8 empty] | VACUUMCASTSAW | Vacuum, Cast Saw | American Orthopaedic
NO | YES |  |  |  | 029-10580 | 029-10580 | SSCOR Inc | PORTABLE |  | M30086 | Woodlands-CVICU | MHHS-Woodlands |  | Vacuum, Cast Saw |  | 029-10580 | 029-10580 | Woodlands | MHHS-Woodlands | Woodlands-CVICU | CVICU | 10/1/19 |  | 10/1/20 |  | ASPIRATORS | Vacuum, Cast Saw | VACUUMCASTSAW-American Orthopaedic-Portable | VACUUMCASTSAW | Portable |  |  |  | American Orthopaedic | Vacuum, Cast Saw |  |  | VACUUMCASTSAW-American Orthopaedic-Portable | 1/29/15 |  |  | Covered PM Repair - Biomedical | MHHS-Woodlands | [8 empty] | VACUUMCASTSAW | Vacuum, Cast Saw | American Orthopaedic
NO | YES |  |  |  | 029-10581 | 029-10581 | SSCOR Inc | PORTABLE |  | M30081 | Woodlands-CVICU | MHHS-Woodlands |  | Vacuum, Cast Saw |  | 029-10581 | 029-10581 | Woodlands | MHHS-Woodlands | Woodlands-CVICU |  | 5/1/19 |  | 5/1/20 |  | ASPIRATORS | Vacuum, Cast Saw | VACUUMCASTSAW-American Orthopaedic-Portable | VACUUMCASTSAW | Portable |  |  |  | American Orthopaedic | Vacuum, Cast Saw |  |  | VACUUMCASTSAW-American Orthopaedic-Portable | 8/30/19 |  |  | Covered PM Repair - Biomedical | MHHS-Woodlands | [8 empty] | VACUUMCASTSAW | Vacuum, Cast Saw | American Orthopaedic
NO | NO |  |  |  | 041-18073 |  | SSCOR Inc | PORTABLE |  | M13662 | MEMORIAL CITY - RADIOLOGY - OUTPATIENT | MHHS-Mem City |  | Vacuum, Cast Saw |  | 041-18073 |  | West & Memorial City |  | MEMORIAL CITY - RADIOLOGY - OUTPATIENT | [5 empty] | ASPIRATORS |  | VACUUMCASTSAW-American Orthopaedic-Portable | VACUUMCASTSAW | Portable |  |  |  | American Orthopaedic | Vacuum, Cast Saw |  |  | VACUUMCASTSAW-American Orthopaedic-Portable |  |  |  | Covered PM Repair - Biomedical | MHHS-Mem City
NO | YES |  |  |  | 133-00651 | 133-00651 | SSCOR Inc | S-SCORT 2014A |  |  | Katy-ER | MHHS-Katy |  |  |  | 133-00651 | 133-00651 | Katy | MHHS-Katy | Katy-ER | Katy - ER | 9/1/19 |  |  |  | ASPIRATORS |  | .needs class | [5 empty] | SSCOR |  |  |  |  | 2/23/18 |  |  | Covered PM Repair - Radiology, Low End | MHHS-Katy
NO | NO | [5 empty] | SSCOR Inc | S-SCORT 2014A |  |  | GH - ICU | MHHS-Greater Heights | [5 empty] | Central & Greater Heights |  | GH - ICU | [5 empty] | ASPIRATORS |  | .needs class | [5 empty] | SSCOR | [7 empty] | Covered PM Repair - Radiology, High End | MHHS-Greater Heights
NO | NO |  |  |  | 041-32851 |  | SSCOR Inc | S-SCORT 2014A |  | M36170 | MEMORIAL CITY - SICU | MHHS-Mem City |  |  |  | 041-32851 |  | West & Memorial City |  | MEMORIAL CITY - SICU | [5 empty] | ASPIRATORS |  | .needs class | [5 empty] | SSCOR | [7 empty] | Covered PM Repair - Biomedical | MHHS-Mem City
NO | YES |  |  |  | 029-12586 | 029-12586 | SSCOR Inc | S-SCORT 231 |  | M375656 | Woodlands-Neurology | MHHS-Woodlands |  | Aspirator (Suction Pump) |  | 029-12586 | 029-12586 | Woodlands | MHHS-Woodlands | Woodlands-Neurology | Neuroscience | 6/1/19 |  | 6/1/20 |  | ASPIRATORS | Aspirator (Suction Pump) | ASPIRATORSUCTPUMP-ArmstrongMedInd-S-SCORT DUET | ASPIRATORSUCTPUMP | S-SCORT DUET |  |  |  | Armstrong Med Ind | Aspirator (Suction Pump) |  | ASPIRATORSUCTPUMP-ArmstrongMedInd-S-SCORT DUET |  |  |  |  | Covered PM Repair - Biomedical | MHHS-Woodlands | [8 empty] | ASPIRATORSUCTPUMP | Aspirator (Suction Pump) | Armstrong Med Ind
NO | YES |  |  |  | 151-02891 | 151-02891 | SSCOR Inc | S-SCORT 2314 |  | M36542 | CY-3 South | MHHS-Cypress |  | Aspirator (Suction Pump) |  | 151-02891 | 151-02891 | Northwest | MHHS-Cypress | CY-3 South | Nurses station | 7/1/19 | 7/1/20 |  |  | ASPIRATORS | Aspirator (Suction Pump) | ASPIRATORSUCTPUMP-ArmstrongMedInd-S-SCORT DUET | ASPIRATORSUCTPUMP | S-SCORT DUET |  |  |  | Armstrong Med Ind | Aspirator (Suction Pump) |  | ASPIRATORSUCTPUMP-ArmstrongMedInd-S-SCORT DUET |  | 8/1/19 |  |  | Covered PM Repair - Biomedical | MHHS-Cypress | [8 empty] | ASPIRATORSUCTPUMP | Aspirator (Suction Pump) | Armstrong Med Ind
NO | YES |  |  |  | 151-03422 | 151-03422 | SSCOR Inc | S-SCORT 2314 |  | M37453 | CY-3 South | MHHS-Cypress |  | Aspirator (Suction Pump) |  | 151-03422 | 151-03422 | Northwest | MHHS-Cypress | CY-3 South | S3 421 | 9/1/19 | 9/1/20 |  |  | ASPIRATORS | Aspirator (Suction Pump) | ASPIRATORSUCTPUMP-ArmstrongMedInd-S-SCORT DUET | ASPIRATORSUCTPUMP | S-SCORT DUET |  |  |  | Armstrong Med Ind | Aspirator (Suction Pump) |  | ASPIRATORSUCTPUMP-ArmstrongMedInd-S-SCORT DUET |  |  |  |  | Covered PM Repair - Biomedical | MHHS-Cypress | [8 empty] | ASPIRATORSUCTPUMP | Aspirator (Suction Pump) | Armstrong Med Ind
NO | YES |  |  |  | 151-01368 | 151-01368 | SSCOR Inc | S-SCORT 2314 |  | M31951 | CY-Cardiac Cath Lab | MHHS-Cypress |  | Aspirator (Suction Pump) |  | 151-01368 | 151-01368 | Northwest | MHHS-Cypress | CY-Cardiac Cath Lab | Cath lab 1 | 10/1/20 | 10/1/19 |  |  | ASPIRATORS | Aspirator (Suction Pump) | ASPIRATORSUCTPUMP-ArmstrongMedInd-S-SCORT DUET | ASPIRATORSUCTPUMP | S-SCORT DUET |  |  |  | Armstrong Med Ind | Aspirator (Suction Pump) |  | ASPIRATORSUCTPUMP-ArmstrongMedInd-S-SCORT DUET |  | 1/25/20 |  |  | Not Covered Vendor Only - Biomedical | MHHS-Cypress | [8 empty] | ASPIRATORSUCTPUMP | Aspirator (Suction Pump) | Armstrong Med Ind
NO | YES |  |  |  | 151-01373 | 151-01373 | SSCOR Inc | S-SCORT 2314 |  | M32594 | CY-Cardiac Cath Lab | MHHS-Cypress |  | Aspirator (Suction Pump) |  | 151-01373 | 151-01373 | Northwest | MHHS-Cypress | CY-Cardiac Cath Lab | Cath lab | 10/1/19 | 10/1/20 |  |  | ASPIRATORS | Aspirator (Suction Pump) | ASPIRATORSUCTPUMP-ArmstrongMedInd-S-SCORT DUET | ASPIRATORSUCTPUMP | S-SCORT DUET |  |  |  | Armstrong Med Ind | Aspirator (Suction Pump) |  | ASPIRATORSUCTPUMP-ArmstrongMedInd-S-SCORT DUET |  |  |  |  | Covered PM Repair - Biomedical | MHHS-Cypress | [8 empty] | ASPIRATORSUCTPUMP | Aspirator (Suction Pump) | Armstrong Med Ind
NO | YES |  |  |  | 151-01385 | 151-01385 | SSCOR Inc | S-SCORT 2314 |  | M32102 | CY-Cardiac Cath Lab | MHHS-Cypress |  | Aspirator (Suction Pump) |  | 151-01385 | 151-01385 | Northwest | MHHS-Cypress | CY-Cardiac Cath Lab | Cath lab | 2/1/19 | 2/1/20 |  |  | ASPIRATORS | Aspirator (Suction Pump) | ASPIRATORSUCTPUMP-ArmstrongMedInd-S-SCORT DUET | ASPIRATORSUCTPUMP | S-SCORT DUET |  |  |  | Armstrong Med Ind | Aspirator (Suction Pump) |  | ASPIRATORSUCTPUMP-ArmstrongMedInd-S-SCORT DUET |  |  |  |  | Covered PM Repair - Biomedical | MHHS-Cypress | [8 empty] | ASPIRATORSUCTPUMP | Aspirator (Suction Pump) | Armstrong Med Ind
NO | YES |  |  |  | 151-01387 | 151-01387 | SSCOR Inc | S-SCORT 2314 |  | M31950 | CY-Cardiac Cath Lab | MHHS-Cypress |  | Aspirator (Suction Pump) |  | 151-01387 | 151-01387 | Northwest | MHHS-Cypress | CY-Cardiac Cath Lab | Cvr nursing | 10/2/19 |  |  |  | ASPIRATORS | Aspirator (Suction Pump) | ASPIRATORSUCTPUMP-ArmstrongMedInd-S-SCORT DUET | ASPIRATORSUCTPUMP | S-SCORT DUET |  |  |  | Armstrong Med Ind | Aspirator (Suction Pump) |  | ASPIRATORSUCTPUMP-ArmstrongMedInd-S-SCORT DUET |  |  |  |  | Covered PM Repair - Biomedical | MHHS-Cypress | [8 empty] | ASPIRATORSUCTPUMP | Aspirator (Suction Pump) | Armstrong Med Ind
NO | YES |  |  |  | 151-01371 | 151-01371 | SSCOR Inc | S-SCORT 2314 |  | M32581 | CY-Cardiopulmonary | MHHS-Cypress |  | Aspirator (Suction Pump) |  | 151-01371 | 151-01371 | Northwest | MHHS-Cypress | CY-Cardiopulmonary | Cardio crash cart | 10/1/19 | 10/1/20 |  |  | ASPIRATORS | Aspirator (Suction Pump) | ASPIRATORSUCTPUMP-ArmstrongMedInd-S-SCORT DUET | ASPIRATORSUCTPUMP | S-SCORT DUET |  |  |  | Armstrong Med Ind | Aspirator (Suction Pump) |  | ASPIRATORSUCTPUMP-ArmstrongMedInd-S-SCORT DUET |  | 1/18/18 |  |  | Covered PM Repair - Biomedical | MHHS-Cypress | [8 empty] | ASPIRATORSUCTPUMP | Aspirator (Suction Pump) | Armstrong Med Ind
NO | YES |  |  |  | 151-01390 | 151-01390 | SSCOR Inc | S-SCORT 2314 |  | m32077 | CY-COU | MHHS-Cypress |  | Aspirator (Suction Pump) |  | 151-01390 | 151-01390 | Northwest | MHHS-Cypress | CY-COU | COU | 10/1/19 | 10/1/20 |  |  | ASPIRATORS | Aspirator (Suction Pump) | ASPIRATORSUCTPUMP-ArmstrongMedInd-S-SCORT DUET | ASPIRATORSUCTPUMP | S-SCORT DUET |  |  |  | Armstrong Med Ind | Aspirator (Suction Pump) |  | ASPIRATORSUCTPUMP-ArmstrongMedInd-S-SCORT DUET |  | 1/18/18 |  |  | Covered PM Repair - Biomedical | MHHS-Cypress | [8 empty] | ASPIRATORSUCTPUMP | Aspirator (Suction Pump) | Armstrong Med Ind
NO | YES |  |  |  | 151-01386 | 151-01386 | SSCOR Inc | S-SCORT 2314 |  | M31963 | CY-Endoscopy | MHHS-Cypress |  | Aspirator (Suction Pump) |  | 151-01386 | 151-01386 | Northwest | MHHS-Cypress | CY-Endoscopy | Hallway | 10/1/19 | 10/1/20 |  |  | ASPIRATORS | Aspirator (Suction Pump) | ASPIRATORSUCTPUMP-ArmstrongMedInd-S-SCORT DUET | ASPIRATORSUCTPUMP | S-SCORT DUET |  |  |  | Armstrong Med Ind | Aspirator (Suction Pump) |  | ASPIRATORSUCTPUMP-ArmstrongMedInd-S-SCORT DUET |  | 1/18/18 |  |  | Covered PM Repair - Biomedical | MHHS-Cypress | [8 empty] | ASPIRATORSUCTPUMP | Aspirator (Suction Pump) | Armstrong Med Ind
NO | YES |  |  |  | 041-19907 | 041-19907 | SSCOR Inc | S-SCORT 2314 |  | M30028 | CY-ER | MHHS-Cypress |  | Aspirator (Suction Pump) |  | 041-19907 | 041-19907 | Northwest | MHHS-Cypress | CY-ER | Trauma 2 | 10/1/19 | 10/1/20 |  |  | ASPIRATORS | Aspirator (Suction Pump) | ASPIRATORSUCTPUMP-ArmstrongMedInd-S-SCORT DUET | ASPIRATORSUCTPUMP | S-SCORT DUET |  |  |  | Armstrong Med Ind | Aspirator (Suction Pump) |  | ASPIRATORSUCTPUMP-ArmstrongMedInd-S-SCORT DUET |  |  |  |  | Covered PM Repair - Lab Analyzers/Anesth | MHHS-Cypress | [8 empty] | ASPIRATORSUCTPUMP | Aspirator (Suction Pump) | Armstrong Med Ind
NO | YES |  |  |  | 151-01384 | 151-01384 | SSCOR Inc | S-SCORT 2314 |  | M32067 | CY-ER | MHHS-Cypress |  | Aspirator (Suction Pump) |  | 151-01384 | 151-01384 | Northwest | MHHS-Cypress | CY-ER | Er crash cart | 10/1/19 | 10/1/20 |  | ER nurses station | ASPIRATORS | Aspirator (Suction Pump) | ASPIRATORSUCTPUMP-ArmstrongMedInd-S-SCORT DUET | ASPIRATORSUCTPUMP | S-SCORT DUET |  |  |  | Armstrong Med Ind | Aspirator (Suction Pump) |  | ASPIRATORSUCTPUMP-ArmstrongMedInd-S-SCORT DUET |  |  |  |  | Covered PM Repair - Biomedical | MHHS-Cypress | [8 empty] | ASPIRATORSUCTPUMP | Aspirator (Suction Pump) | Armstrong Med Ind
NO | YES |  |  |  | 151-02307 | 151-02307 | SSCOR Inc | S-SCORT 2314 |  | M29813 | CY-ER | MHHS-Cypress |  | Aspirator (Suction Pump) |  | 151-02307 | 151-02307 | Northwest | MHHS-Cypress | CY-ER | Biomed shop | 10/2/19 |  |  |  | ASPIRATORS | Aspirator (Suction Pump) | ASPIRATORSUCTPUMP-ArmstrongMedInd-S-SCORT DUET | ASPIRATORSUCTPUMP | S-SCORT DUET |  |  |  | Armstrong Med Ind | Aspirator (Suction Pump) |  | ASPIRATORSUCTPUMP-ArmstrongMedInd-S-SCORT DUET |  |  |  |  | Covered PM Repair - Biomedical | MHHS-Cypress | [8 empty] | ASPIRATORSUCTPUMP | Aspirator (Suction Pump) | Armstrong Med Ind
NO | YES |  |  |  | 151-02460 | 151-02460 | SSCOR Inc | S-SCORT 2314 |  | M30021 | CY-ER | MHHS-Cypress |  | Aspirator (Suction Pump) |  | 151-02460 | 151-02460 | Northwest | MHHS-Cypress | CY-ER | Trama 3 | 10/1/19 | 10/1/20 |  |  | ASPIRATORS | Aspirator (Suction Pump) | ASPIRATORSUCTPUMP-ArmstrongMedInd-S-SCORT DUET | ASPIRATORSUCTPUMP | S-SCORT DUET |  |  |  | Armstrong Med Ind | Aspirator (Suction Pump) |  | ASPIRATORSUCTPUMP-ArmstrongMedInd-S-SCORT DUET |  |  |  |  | Covered PM Repair - Biomedical | MHHS-Cypress | [8 empty] | ASPIRATORSUCTPUMP | Aspirator (Suction Pump) | Armstrong Med Ind
NO | YES |  |  |  | 151-01380 | 151-01380 | SSCOR Inc | S-SCORT 2314 |  | M32068 | CY-Imaging | MHHS-Cypress |  | Aspirator (Suction Pump) |  | 151-01380 | 151-01380 | Northwest | MHHS-Cypress | CY-Imaging | Radiology | 10/1/19 | 10/1/20 |  |  | ASPIRATORS | Aspirator (Suction Pump) | ASPIRATORSUCTPUMP-ArmstrongMedInd-S-SCORT DUET | ASPIRATORSUCTPUMP | S-SCORT DUET |  |  |  | Armstrong Med Ind | Aspirator (Suction Pump) |  | ASPIRATORSUCTPUMP-ArmstrongMedInd-S-SCORT DUET |  |  |  |  | Covered PM Repair - Biomedical | MHHS-Cypress | [8 empty] | ASPIRATORSUCTPUMP | Aspirator (Suction Pump) | Armstrong Med Ind
NO | YES |  |  |  | 151-01370 | 151-01370 | SSCOR Inc | S-SCORT 2314 |  | M32061 | CY-Labor & Delivery | MHHS-Cypress |  | Aspirator (Suction Pump) |  | 151-01370 | 151-01370 | Northwest | MHHS-Cypress | CY-Labor & Delivery |  | 10/1/19 | 10/1/20 |  |  | ASPIRATORS | Aspirator (Suction Pump) | ASPIRATORSUCTPUMP-ArmstrongMedInd-S-SCORT DUET | ASPIRATORSUCTPUMP | S-SCORT DUET |  |  |  | Armstrong Med Ind | Aspirator (Suction Pump) |  | ASPIRATORSUCTPUMP-ArmstrongMedInd-S-SCORT DUET |  |  |  |  | Rounds - Fixed | MHHS-Cypress | [8 empty] | ASPIRATORSUCTPUMP | Aspirator (Suction Pump) | Armstrong Med Ind
NO | YES |  |  |  | 151-01372 | 151-01372 | SSCOR Inc | S-SCORT 2314 |  | M32055 | CY-Labor & Delivery | MHHS-Cypress |  | Aspirator (Suction Pump) |  | 151-01372 | 151-01372 | Northwest | MHHS-Cypress | CY-Labor & Delivery |  | 10/1/19 | 10/1/20 |  |  | ASPIRATORS | Aspirator (Suction Pump) | ASPIRATORSUCTPUMP-ArmstrongMedInd-S-SCORT DUET | ASPIRATORSUCTPUMP | S-SCORT DUET |  |  |  | Armstrong Med Ind | Aspirator (Suction Pump) |  | ASPIRATORSUCTPUMP-ArmstrongMedInd-S-SCORT DUET |  | 9/2/16 |  |  | Covered PM Repair - Biomedical | MHHS-Cypress | [8 empty] | ASPIRATORSUCTPUMP | Aspirator (Suction Pump) | Armstrong Med Ind
NO | YES |  |  |  | 151-01377 | 151-01377 | SSCOR Inc | S-SCORT 2314 |  | M32580 | CY-Labor & Delivery | MHHS-Cypress |  | Aspirator (Suction Pump) |  | 151-01377 | 151-01377 | Northwest | MHHS-Cypress | CY-Labor & Delivery | Nurses station | 10/1/19 | 10/1/20 |  |  | ASPIRATORS | Aspirator (Suction Pump) | ASPIRATORSUCTPUMP-ArmstrongMedInd-S-SCORT DUET | ASPIRATORSUCTPUMP | S-SCORT DUET |  |  |  | Armstrong Med Ind | Aspirator (Suction Pump) |  | ASPIRATORSUCTPUMP-ArmstrongMedInd-S-SCORT DUET |  |  |  |  | Covered PM Repair - Biomedical | MHHS-Cypress | [8 empty] | ASPIRATORSUCTPUMP | Aspirator (Suction Pump) | Armstrong Med Ind
NO | YES |  |  |  | 151-01379 | 151-01379 | SSCOR Inc | S-SCORT 2314 |  | M32209 | CY-Medsurg | MHHS-Cypress |  | Aspirator (Suction Pump) |  | 151-01379 | 151-01379 | Northwest | MHHS-Cypress | CY-Medsurg | Nurses station | 10/1/19 | 10/1/20 |  |  | ASPIRATORS | Aspirator (Suction Pump) | ASPIRATORSUCTPUMP-ArmstrongMedInd-S-SCORT DUET | ASPIRATORSUCTPUMP | S-SCORT DUET |  |  |  | Armstrong Med Ind | Aspirator (Suction Pump) |  | ASPIRATORSUCTPUMP-ArmstrongMedInd-S-SCORT DUET |  | 1/1/17 |  |  | Covered PM Repair - Biomedical | MHHS-Cypress | [8 empty] | ASPIRATORSUCTPUMP | Aspirator (Suction Pump) | Armstrong Med Ind
NO | YES |  |  |  | 151-01374 | 151-01374 | SSCOR Inc | S-SCORT 2314 |  | M32054 | CY-NICU | MHHS-Cypress |  | Aspirator (Suction Pump) |  | 151-01374 | 151-01374 | Northwest | MHHS-Cypress | CY-NICU | Storage in NICU | 10/1/19 | 10/1/20 |  |  | ASPIRATORS | Aspirator (Suction Pump) | ASPIRATORSUCTPUMP-ArmstrongMedInd-S-SCORT DUET | ASPIRATORSUCTPUMP | S-SCORT DUET |  |  |  | Armstrong Med Ind | Aspirator (Suction Pump) |  | ASPIRATORSUCTPUMP-ArmstrongMedInd-S-SCORT DUET |  |  |  |  | Covered PM Repair - Biomedical | MHHS-Cypress | [8 empty] | ASPIRATORSUCTPUMP | Aspirator (Suction Pump) | Armstrong Med Ind
NO | YES |  |  |  | 151-01375 | 151-01375 | SSCOR Inc | S-SCORT 2314 |  | M32196 | CY - NICU | MHHS-Cypress |  | Aspirator (Suction Pump) |  | 151-01375 | 151-01375 | Northwest | Antepartum | CY - NICU | Nurses station | 10/1/19 | 10/1/20 |  |  | ASPIRATORS | Aspirator (Suction Pump) | ASPIRATORSUCTPUMP-ArmstrongMedInd-S-SCORT DUET | ASPIRATORSUCTPUMP | S-SCORT DUET |  |  |  | Armstrong Med Ind | Aspirator (Suction Pump) |  | ASPIRATORSUCTPUMP-ArmstrongMedInd-S-SCORT DUET |  |  |  |  | Covered PM Repair - Biomedical | MHHS-Cypress | [8 empty] | ASPIRATORSUCTPUMP | Aspirator (Suction Pump) | Armstrong Med Ind
NO | YES |  |  |  | 151-01383 | 151-01383 | SSCOR Inc | S-SCORT 2314 |  | M32069 | CY-OR | MHHS-Cypress |  | Aspirator (Suction Pump) |  | 151-01383 | 151-01383 | Northwest | MHHS-Cypress | CY-OR | Core | 10/1/19 | 9/1/20 |  |  | ASPIRATORS | Aspirator (Suction Pump) | ASPIRATORSUCTPUMP-ArmstrongMedInd-S-SCORT DUET | ASPIRATORSUCTPUMP | S-SCORT DUET |  |  |  | Armstrong Med Ind | Aspirator (Suction Pump) |  | ASPIRATORSUCTPUMP-ArmstrongMedInd-S-SCORT DUET |  | 1/1/17 |  |  | Covered PM Repair - Biomedical | MHHS-Cypress | [8 empty] | ASPIRATORSUCTPUMP | Aspirator (Suction Pump) | Armstrong Med Ind
NO | YES |  |  |  | 151-01388 | 151-01388 | SSCOR Inc | S-SCORT 2314 |  | M32596 | CY-OR | MHHS-Cypress |  | Aspirator (Suction Pump) |  | 151-01388 | 151-01388 | Northwest | MHHS-Cypress | CY-OR | Core | 10/1/19 | 10/1/20 |  |  | ASPIRATORS | Aspirator (Suction Pump) | ASPIRATORSUCTPUMP-ArmstrongMedInd-S-SCORT DUET | ASPIRATORSUCTPUMP | S-SCORT DUET |  |  |  | Armstrong Med Ind | Aspirator (Suction Pump) |  | ASPIRATORSUCTPUMP-ArmstrongMedInd-S-SCORT DUET |  |  |  |  | Covered PM Repair - Biomedical | MHHS-Cypress | [8 empty] | ASPIRATORSUCTPUMP | Aspirator (Suction Pump) | Armstrong Med Ind
NO | YES |  |  |  | 151-01382 | 151-01382 | SSCOR Inc | S-SCORT 2314 |  | M32587 | CY-PACU | MHHS-Cypress |  | Aspirator (Suction Pump) |  | 151-01382 | 151-01382 | Northwest | MHHS-Cypress | CY-PACU | Pacu nursing | 10/1/19 | 10/1/20 |  |  | ASPIRATORS | Aspirator (Suction Pump) | ASPIRATORSUCTPUMP-ArmstrongMedInd-S-SCORT DUET | ASPIRATORSUCTPUMP | S-SCORT DUET |  |  |  | Armstrong Med Ind | Aspirator (Suction Pump) |  | ASPIRATORSUCTPUMP-ArmstrongMedInd-S-SCORT DUET |  | 1/1/17 |  |  | Covered PM Repair - Biomedical | MHHS-Cypress | [8 empty] | ASPIRATORSUCTPUMP | Aspirator (Suction Pump) | Armstrong Med Ind
NO | YES |  |  |  | 151-01389 | 151-01389 | SSCOR Inc | S-SCORT 2314 |  | M32205 | CY-PACU | MHHS-Cypress |  | Aspirator (Suction Pump) |  | 151-01389 | 151-01389 | Northwest | MHHS-Cypress | CY-PACU | Pacu nursing | 10/1/19 | 10/1/20 |  |  | ASPIRATORS | Aspirator (Suction Pump) | ASPIRATORSUCTPUMP-ArmstrongMedInd-S-SCORT DUET | ASPIRATORSUCTPUMP | S-SCORT DUET |  |  |  | Armstrong Med Ind | Aspirator (Suction Pump) |  | ASPIRATORSUCTPUMP-ArmstrongMedInd-S-SCORT DUET |  |  |  |  | Covered PM Repair - Biomedical | MHHS-Cypress | [8 empty] | ASPIRATORSUCTPUMP | Aspirator (Suction Pump) | Armstrong Med Ind
NO | YES |  |  |  | 151-01378 | 151-01378 | SSCOR Inc | S-SCORT 2314 |  | M31969 | CY-Post Partum | MHHS-Cypress |  | Aspirator (Suction Pump) |  | 151-01378 | 151-01378 | Northwest | MHHS-Cypress | CY-Post Partum | Crash cart post partum | 10/1/19 | 10/1/20 |  |  | ASPIRATORS | Aspirator (Suction Pump) | ASPIRATORSUCTPUMP-ArmstrongMedInd-S-SCORT DUET | ASPIRATORSUCTPUMP | S-SCORT DUET |  |  |  | Armstrong Med Ind | Aspirator (Suction Pump) |  | ASPIRATORSUCTPUMP-ArmstrongMedInd-S-SCORT DUET |  |  |  |  | Covered PM Repair - Biomedical | MHHS-Cypress | [8 empty] | ASPIRATORSUCTPUMP | Aspirator (Suction Pump) | Armstrong Med Ind
NO | YES |  |  |  | 151-01381 | 151-01381 | SSCOR Inc | S-SCORT 2314 |  | m32199 | CY-Post Partum | MHHS-Cypress |  | Aspirator (Suction Pump) |  | 151-01381 | 151-01381 | Northwest | MHHS-Cypress | CY-Post Partum | Crash cart post partum | 10/1/19 | 10/1/20 |  |  | ASPIRATORS | Aspirator (Suction Pump) | ASPIRATORSUCTPUMP-ArmstrongMedInd-S-SCORT DUET | ASPIRATORSUCTPUMP | S-SCORT DUET |  |  |  | Armstrong Med Ind | Aspirator (Suction Pump) |  | ASPIRATORSUCTPUMP-ArmstrongMedInd-S-SCORT DUET |  | 9/1/13 |  |  | Covered PM Repair - Biomedical | MHHS-Cypress | [8 empty] | ASPIRATORSUCTPUMP | Aspirator (Suction Pump) | Armstrong Med Ind
NO | YES |  |  |  | 151-01369 | 151-01369 | SSCOR Inc | S-SCORT 2314 |  | M32059 | CY - Admissions | MHHS-Cypress |  | Aspirator (Suction Pump) |  | 151-01369 | 151-01369 | Northwest | Memorial Hermann Cypress Hospital | CY - Admissions | Hall | 10/1/19 | 10/1/20 |  |  | ASPIRATORS | Aspirator (Suction Pump) | ASPIRATORSUCTPUMP-ArmstrongMedInd-S-SCORT DUET | ASPIRATORSUCTPUMP | S-SCORT DUET |  |  |  | Armstrong Med Ind | Aspirator (Suction Pump) |  | ASPIRATORSUCTPUMP-ArmstrongMedInd-S-SCORT DUET |  |  |  |  | Covered PM Repair - Biomedical | MHHS-Cypress | [8 empty] | ASPIRATORSUCTPUMP | Aspirator (Suction Pump) | Armstrong Med Ind
NO | YES |  |  |  | 151-01367 | 151-01367 | SSCOR Inc | S-SCORT 2314 |  | M32156 | CY-Preop | MHHS-Cypress |  | Aspirator (Suction Pump) |  | 151-01367 | 151-01367 | Northwest | MHHS-Cypress | CY-Preop | Hallway | 10/1/19 | 10/1/20 |  |  | ASPIRATORS | Aspirator (Suction Pump) | ASPIRATORSUCTPUMP-ArmstrongMedInd-S-SCORT DUET | ASPIRATORSUCTPUMP | S-SCORT DUET |  |  |  | Armstrong Med Ind | Aspirator (Suction Pump) |  | ASPIRATORSUCTPUMP-ArmstrongMedInd-S-SCORT DUET |  | 7/2/14 |  |  | Covered PM Repair - Biomedical | MHHS-Cypress | [8 empty] | ASPIRATORSUCTPUMP | Aspirator (Suction Pump) | Armstrong Med Ind
NO | YES |  |  |  | 151-01376 | 151-01376 | SSCOR Inc | S-SCORT 2314 |  | M32052 | CY-Medsurg | MHHS-Cypress |  | Aspirator (Suction Pump) |  | 151-01376 | 151-01376 | Northwest | MHHS-Cypress | CY-Medsurg | Hallway next staff lounge | 10/1/19 | 10/1/20 |  |  | ASPIRATORS | Aspirator (Suction Pump) | ASPIRATORSUCTPUMP-ArmstrongMedInd-S-SCORT DUET | ASPIRATORSUCTPUMP | S-SCORT DUET |  |  |  | Armstrong Med Ind | Aspirator (Suction Pump) |  | ASPIRATORSUCTPUMP-ArmstrongMedInd-S-SCORT DUET |  | 1/1/17 |  |  | Covered PM Repair - Biomedical | MHHS-Cypress | [8 empty] | ASPIRATORSUCTPUMP | Aspirator (Suction Pump) | Armstrong Med Ind
NO | YES |  |  |  | 009-34493 | 009-34493 | SSCOR Inc | S-SCORT 2314 |  | M37774 | GH-Cancer Center | MHHS-Greater Heights |  | Aspirator (Suction Pump) |  | 009-34493 | 009-34493 | Central | MHHS-Greater Heights | GH-Cancer Center | Cubby by staff lounge | 12/1/19 |  | 12/1/20 |  | ASPIRATORS | Aspirator (Suction Pump) | ASPIRATORSUCTPUMP-ArmstrongMedInd-S-SCORT DUET | ASPIRATORSUCTPUMP | S-SCORT DUET |  |  |  | Armstrong Med Ind | Aspirator (Suction Pump) |  | ASPIRATORSUCTPUMP-ArmstrongMedInd-S-SCORT DUET |  |  |  |  | Covered PM Repair - Biomedical | MHHS-Greater Heights | [8 empty] | ASPIRATORSUCTPUMP | Aspirator (Suction Pump) | Armstrong Med Ind
NO | YES |  |  |  | 009-34494 | 009-34494 | SSCOR Inc | S-SCORT 2314 |  | M37763 | GH-Cancer Center | MHHS-Greater Heights |  | Aspirator (Suction Pump) |  | 009-34494 | 009-34494 | Central & Greater Heights | MHHS-Greater Heights | GH-Cancer Center | Nursing station | 7/1/19 |  | 7/1/20 |  | ASPIRATORS | Aspirator (Suction Pump) | ASPIRATORSUCTPUMP-ArmstrongMedInd-S-SCORT DUET | ASPIRATORSUCTPUMP | S-SCORT DUET |  |  |  | Armstrong Med Ind | Aspirator (Suction Pump) |  | ASPIRATORSUCTPUMP-ArmstrongMedInd-S-SCORT DUET |  |  |  |  | Covered PM Repair - Biomedical | MHHS-Greater Heights | [8 empty] | ASPIRATORSUCTPUMP | Aspirator (Suction Pump) | Armstrong Med Ind
NO | YES |  |  |  | 009-34469 | 009-34469 | SSCOR Inc | S-SCORT 2314 |  | M37718 | GH-Cardiac Care Unit (CCU) 3N | MHHS-Greater Heights |  | Aspirator (Suction Pump) |  | 009-34469 | 009-34469 | Central & Greater Heights | MHHS-Greater Heights | GH-Cardiac Care Unit (CCU) 3N | Hallway | 11/1/19 |  | 11/1/20 |  | ASPIRATORS | Aspirator (Suction Pump) | ASPIRATORSUCTPUMP-ArmstrongMedInd-S-SCORT DUET | ASPIRATORSUCTPUMP | S-SCORT DUET |  |  |  | Armstrong Med Ind | Aspirator (Suction Pump) |  | ASPIRATORSUCTPUMP-ArmstrongMedInd-S-SCORT DUET |  | 1/1/01 |  |  | Covered PM Repair - Biomedical | MHHS-Greater Heights | [8 empty] | ASPIRATORSUCTPUMP | Aspirator (Suction Pump) | Armstrong Med Ind
NO | YES |  |  |  | 009-34539 | 009-34539 | SSCOR Inc | S-SCORT 2314 |  | M37764 | GH-Cardiac Rehab | MHHS-Greater Heights |  | Aspirator (Suction Pump) |  | 009-34539 | 009-34539 | Central | MHHS-Greater Heights | GH-Cardiac Rehab | Crash Cart | 7/1/19 |  | 7/1/20 |  | ASPIRATORS | Aspirator (Suction Pump) | ASPIRATORSUCTPUMP-ArmstrongMedInd-S-SCORT DUET | ASPIRATORSUCTPUMP | S-SCORT DUET |  |  |  | Armstrong Med Ind | Aspirator (Suction Pump) |  | ASPIRATORSUCTPUMP-ArmstrongMedInd-S-SCORT DUET |  | 1/1/15 |  |  | Covered PM Repair - Biomedical | MHHS-Greater Heights | [8 empty] | ASPIRATORSUCTPUMP | Aspirator (Suction Pump) | Armstrong Med Ind
NO | YES |  |  |  | 009-34479 | 009-34479 | SSCOR Inc | S-SCORT 2314 |  | M37720 | GH-Cath Lab | MHHS-Greater Heights |  | Aspirator (Suction Pump) |  | 009-34479 | 009-34479 | Central | MHHS-Greater Heights | GH-Cath Lab | GH CATH LAB | 11/1/19 |  | 7/1/20 |  | ASPIRATORS | Aspirator (Suction Pump) | ASPIRATORSUCTPUMP-ArmstrongMedInd-S-SCORT DUET | ASPIRATORSUCTPUMP | S-SCORT DUET |  |  |  | Armstrong Med Ind | Aspirator (Suction Pump) |  | ASPIRATORSUCTPUMP-ArmstrongMedInd-S-SCORT DUET |  | 1/1/10 |  |  | Covered PM Repair - Biomedical | MHHS-Greater Heights | [8 empty] | ASPIRATORSUCTPUMP | Aspirator (Suction Pump) | Armstrong Med Ind
NO | YES |  |  |  | 009-34480 | 009-34480 | SSCOR Inc | S-SCORT 2314 |  | M37705 | GH-Cath Lab | MHHS-Greater Heights |  | Aspirator (Suction Pump) |  | 009-34480 | 009-34480 | Central | MHHS-Greater Heights | GH-Cath Lab | GH CATH LAB | 11/1/19 |  | 7/1/20 |  | ASPIRATORS | Aspirator (Suction Pump) | ASPIRATORSUCTPUMP-ArmstrongMedInd-S-SCORT DUET | ASPIRATORSUCTPUMP | S-SCORT DUET |  |  |  | Armstrong Med Ind | Aspirator (Suction Pump) |  | ASPIRATORSUCTPUMP-ArmstrongMedInd-S-SCORT DUET |  | 1/1/16 |  |  | Covered PM Repair - Biomedical | MHHS-Greater Heights | [8 empty] | ASPIRATORSUCTPUMP | Aspirator (Suction Pump) | Armstrong Med Ind
NO | YES |  |  |  | 009-34481 | 009-34481 | SSCOR Inc | S-SCORT 2314 |  | M37702 | GH-Cath Lab | MHHS-Greater Heights |  | Aspirator (Suction Pump) |  | 009-34481 | 009-34481 | Central | MHHS-Greater Heights | GH-Cath Lab | GH CATH LAB | 11/1/19 |  | 7/1/20 |  | ASPIRATORS | Aspirator (Suction Pump) | ASPIRATORSUCTPUMP-ArmstrongMedInd-S-SCORT DUET | ASPIRATORSUCTPUMP | S-SCORT DUET |  |  |  | Armstrong Med Ind | Aspirator (Suction Pump) |  | ASPIRATORSUCTPUMP-ArmstrongMedInd-S-SCORT DUET |  | 1/1/00 |  |  | Covered PM Repair - Biomedical | MHHS-Greater Heights | [8 empty] | ASPIRATORSUCTPUMP | Aspirator (Suction Pump) | Armstrong Med Ind
NO | YES |  |  |  | 009-34482 | 009-34482 | SSCOR Inc | S-SCORT 2314 |  | M37706 | GH-Cath Lab | MHHS-Greater Heights |  | Aspirator (Suction Pump) |  | 009-34482 | 009-34482 | Central | MHHS-Greater Heights | GH-Cath Lab | GH CATH LAB | 11/1/19 |  | 11/1/20 |  | ASPIRATORS | Aspirator (Suction Pump) | ASPIRATORSUCTPUMP-ArmstrongMedInd-S-SCORT DUET | ASPIRATORSUCTPUMP | S-SCORT DUET |  |  |  | Armstrong Med Ind | Aspirator (Suction Pump) |  | ASPIRATORSUCTPUMP-ArmstrongMedInd-S-SCORT DUET |  | 1/1/17 |  |  | Covered PM Repair - Biomedical | MHHS-Greater Heights | [8 empty] | ASPIRATORSUCTPUMP | Aspirator (Suction Pump) | Armstrong Med Ind
NO | YES |  |  |  | 009-34489 | 009-34489 | SSCOR Inc | S-SCORT 2314 |  | M37703 | GH-Labor & Delivery-OR | MHHS-Greater Heights |  | Aspirator (Suction Pump) |  | 009-34489 | 009-34489 | Central | MHHS-Greater Heights | GH-Labor & Delivery-OR | OR hallway | 7/1/19 |  | 7/1/20 |  | ASPIRATORS | Aspirator (Suction Pump) | ASPIRATORSUCTPUMP-ArmstrongMedInd-S-SCORT DUET | ASPIRATORSUCTPUMP | S-SCORT DUET |  |  |  | Armstrong Med Ind | Aspirator (Suction Pump) |  | ASPIRATORSUCTPUMP-ArmstrongMedInd-S-SCORT DUET |  | 6/11/14 |  |  | Covered PM Repair - Biomedical | MHHS-Greater Heights | [8 empty] | ASPIRATORSUCTPUMP | Aspirator (Suction Pump) | Armstrong Med Ind
NO | YES |  |  |  | 009-34538 | 009-34538 | SSCOR Inc | S-SCORT 2314 |  | M37765 | Nicu | MHHS-Greater Heights |  | Aspirator (Suction Pump) |  | 009-34538 | 009-34538 | Central | Memorial Hermann Greater Heights Hospital | Nicu | Nicu |  |  |  |  | ASPIRATORS |  | ASPIRATORSUCTPUMP-ArmstrongMedInd-S-SCORT DUET | ASPIRATORSUCTPUMP | S-SCORT DUET |  |  |  | Armstrong Med Ind | Aspirator (Suction Pump) |  | ASPIRATORSUCTPUMP-ArmstrongMedInd-S-SCORT DUET |  |  |  |  | Covered PM Repair - Biomedical | MHHS-Greater Heights
NO | YES |  |  |  | 009-34540 | 009-34540 | SSCOR Inc | S-SCORT 2314 |  | M37767 | GH-Central Supply | MHHS-Greater Heights |  | Aspirator (Suction Pump) |  | 009-34540 | 009-34540 | Central | MHHS-Greater Heights | GH-Central Supply | PP Cubby | 11/1/19 |  | 11/1/20 |  | ASPIRATORS | Aspirator (Suction Pump) | ASPIRATORSUCTPUMP-ArmstrongMedInd-S-SCORT DUET | ASPIRATORSUCTPUMP | S-SCORT DUET |  |  |  | Armstrong Med Ind | Aspirator (Suction Pump) |  | ASPIRATORSUCTPUMP-ArmstrongMedInd-S-SCORT DUET |  | 2/1/16 |  |  | Covered PM Repair - Biomedical | MHHS-Greater Heights | [8 empty] | ASPIRATORSUCTPUMP | Aspirator (Suction Pump) | Armstrong Med Ind
NO | YES |  |  |  | 009-33445 | 009-33445 | SSCOR Inc | S-SCORT 2314 |  | M35910 | GH-Clinical Decision Unit (CDU) | MHHS-Greater Heights |  | Aspirator (Suction Pump) |  | 009-33445 | 009-33445 | Central | MHHS-Greater Heights | GH-Clinical Decision Unit (CDU) | Hallway alcove | 11/1/19 |  | 11/1/20 |  | ASPIRATORS | Aspirator (Suction Pump) | ASPIRATORSUCTPUMP-ArmstrongMedInd-S-SCORT DUET | ASPIRATORSUCTPUMP | S-SCORT DUET |  |  |  | Armstrong Med Ind | Aspirator (Suction Pump) |  | ASPIRATORSUCTPUMP-ArmstrongMedInd-S-SCORT DUET |  | 1/1/00 |  |  | Covered PM Repair - Biomedical | MHHS-Greater Heights | [8 empty] | ASPIRATORSUCTPUMP | Aspirator (Suction Pump) | Armstrong Med Ind
NO | YES |  |  |  | 009-34462 | 009-34462 | SSCOR Inc | S-SCORT 2314 |  | M37712 | GH-Respiratory | MHHS-Greater Heights |  | Aspirator (Suction Pump) |  | 009-34462 | 009-34462 | Central | MHHS-Greater Heights | GH-Respiratory | CV ICU | 11/1/19 |  | 11/1/20 |  | ASPIRATORS | Aspirator (Suction Pump) | ASPIRATORSUCTPUMP-ArmstrongMedInd-S-SCORT DUET | ASPIRATORSUCTPUMP | S-SCORT DUET |  |  |  | Armstrong Med Ind | Aspirator (Suction Pump) |  | ASPIRATORSUCTPUMP-ArmstrongMedInd-S-SCORT DUET |  | 1/1/00 |  |  | Covered PM Repair - Biomedical | MHHS-Greater Heights | [8 empty] | ASPIRATORSUCTPUMP | Aspirator (Suction Pump) | Armstrong Med Ind
NO | YES |  |  |  | 009-34463 | 009-34463 | SSCOR Inc | S-SCORT 2314 |  | M37713 | GH-CV ICU | MHHS-Greater Heights |  | Aspirator (Suction Pump) |  | 009-34463 | 009-34463 | Central | MHHS-Greater Heights | GH-CV ICU | GH-CV ICU | 11/1/19 |  | 11/1/20 |  | ASPIRATORS | Aspirator (Suction Pump) | ASPIRATORSUCTPUMP-ArmstrongMedInd-S-SCORT DUET | ASPIRATORSUCTPUMP | S-SCORT DUET |  |  |  | Armstrong Med Ind | Aspirator (Suction Pump) |  | ASPIRATORSUCTPUMP-ArmstrongMedInd-S-SCORT DUET |  | 1/1/00 |  |  | Covered PM Repair - Biomedical | MHHS-Greater Heights | [8 empty] | ASPIRATORSUCTPUMP | Aspirator (Suction Pump) | Armstrong Med Ind
NO | YES |  |  |  | 009-34474 | 009-34474 | SSCOR Inc | S-SCORT 2314 |  | M37707 | Dialysis | MHHS-Greater Heights |  | Aspirator (Suction Pump) |  | 009-34474 | 009-34474 | Central | Memorial Hermann Hospital greater heights | Dialysis | Dialysis | 11/1/19 |  | 11/1/20 |  | ASPIRATORS | Aspirator (Suction Pump) | ASPIRATORSUCTPUMP-ArmstrongMedInd-S-SCORT DUET | ASPIRATORSUCTPUMP | S-SCORT DUET |  |  |  | Armstrong Med Ind | Aspirator (Suction Pump) |  | ASPIRATORSUCTPUMP-ArmstrongMedInd-S-SCORT DUET |  | 10/22/10 |  |  | Covered PM Repair - Biomedical | MHHS-Greater Heights | [8 empty] | ASPIRATORSUCTPUMP | Aspirator (Suction Pump) | Armstrong Med Ind
NO | YES |  |  |  | 009-34490 | 009-34490 | SSCOR Inc | S-SCORT 2314 |  | M37770 | GH - ER | MHHS-Greater Heights |  | Aspirator (Suction Pump) |  | 009-34490 | 009-34490 | Central | Memorial Hermann Greater Heights Hospital | GH - ER | Nurse station |  |  |  |  | ASPIRATORS |  | ASPIRATORSUCTPUMP-ArmstrongMedInd-S-SCORT DUET | ASPIRATORSUCTPUMP | S-SCORT DUET |  |  |  | Armstrong Med Ind | Aspirator (Suction Pump) |  | ASPIRATORSUCTPUMP-ArmstrongMedInd-S-SCORT DUET |  |  |  |  | Covered PM Repair - Biomedical | MHHS-Greater Heights
NO | YES |  |  |  | 009-34491 | 009-34491 | SSCOR Inc | S-SCORT 2314 |  | M37768 | GH-ER | MHHS-Greater Heights |  | Aspirator (Suction Pump) |  | 009-34491 | 009-34491 | Central | MHHS-Greater Heights | GH-ER | Nurse station B Alcove | 11/1/19 |  | 11/1/20 |  | ASPIRATORS | Aspirator (Suction Pump) | ASPIRATORSUCTPUMP-ArmstrongMedInd-S-SCORT DUET | ASPIRATORSUCTPUMP | S-SCORT DUET |  |  |  | Armstrong Med Ind | Aspirator (Suction Pump) |  | ASPIRATORSUCTPUMP-ArmstrongMedInd-S-SCORT DUET |  | 1/1/10 |  |  | Covered PM Repair - Biomedical | MHHS-Greater Heights | [8 empty] | ASPIRATORSUCTPUMP | Aspirator (Suction Pump) | Armstrong Med Ind
NO | YES |  |  |  | 009-34492 | 009-34492 | SSCOR Inc | S-SCORT 2314 |  | M37777 | GH-ER | MHHS-Greater Heights |  | Aspirator (Suction Pump) |  | 009-34492 | 009-34492 | Central | MHHS-Greater Heights | GH-ER | Nurse station C | 11/1/19 |  | 11/1/20 |  | ASPIRATORS | Aspirator (Suction Pump) | ASPIRATORSUCTPUMP-ArmstrongMedInd-S-SCORT DUET | ASPIRATORSUCTPUMP | S-SCORT DUET |  |  |  | Armstrong Med Ind | Aspirator (Suction Pump) |  | ASPIRATORSUCTPUMP-ArmstrongMedInd-S-SCORT DUET |  | 1/1/00 |  |  | Covered PM Repair - Biomedical | MHHS-Greater Heights | [8 empty] | ASPIRATORSUCTPUMP | Aspirator (Suction Pump) | Armstrong Med Ind
NO | YES |  |  |  | 009-34466 | 009-34466 | SSCOR Inc | S-SCORT 2314 |  | M37779 | GH-IMU | MHHS-Greater Heights |  | Aspirator (Suction Pump) |  | 009-34466 | 009-34466 | Central & Greater Heights | MHHS-Greater Heights | GH-IMU | Hallway | 11/1/19 |  | 11/1/20 |  | ASPIRATORS | Aspirator (Suction Pump) | ASPIRATORSUCTPUMP-ArmstrongMedInd-S-SCORT DUET | ASPIRATORSUCTPUMP | S-SCORT DUET |  |  |  | Armstrong Med Ind | Aspirator (Suction Pump) |  | ASPIRATORSUCTPUMP-ArmstrongMedInd-S-SCORT DUET |  | 1/1/00 |  |  | Covered PM Repair - Biomedical | MHHS-Greater Heights | [8 empty] | ASPIRATORSUCTPUMP | Aspirator (Suction Pump) | Armstrong Med Ind
NO | YES |  |  |  | 009-34483 | 009-34483 | SSCOR Inc | S-SCORT 2314 |  | M37719 | GH-Mother & Baby | MHHS-Greater Heights |  | Aspirator (Suction Pump) |  | 009-34483 | 009-34483 | Central | MHHS-Greater Heights | GH-Mother & Baby | Mother baby hallway | 11/1/19 |  | 11/1/20 |  | ASPIRATORS | Aspirator (Suction Pump) | ASPIRATORSUCTPUMP-ArmstrongMedInd-S-SCORT DUET | ASPIRATORSUCTPUMP | S-SCORT DUET |  |  |  | Armstrong Med Ind | Aspirator (Suction Pump) |  | ASPIRATORSUCTPUMP-ArmstrongMedInd-S-SCORT DUET |  |  |  |  | Covered PM Repair - Biomedical | MHHS-Greater Heights | [8 empty] | ASPIRATORSUCTPUMP | Aspirator (Suction Pump) | Armstrong Med Ind
NO | YES |  |  |  | 009-34484 | 009-34484 | SSCOR Inc | S-SCORT 2314 |  | M37769 | GH - LABOR | MHHS-Greater Heights |  | Aspirator (Suction Pump) |  | 009-34484 | 009-34484 | Central | Greater heights | GH - LABOR | GH - LABOR |  |  |  |  | ASPIRATORS |  | ASPIRATORSUCTPUMP-ArmstrongMedInd-S-SCORT DUET | ASPIRATORSUCTPUMP | S-SCORT DUET |  |  |  | Armstrong Med Ind | Aspirator (Suction Pump) |  | ASPIRATORSUCTPUMP-ArmstrongMedInd-S-SCORT DUET |  |  |  |  | Covered PM Repair - Biomedical | MHHS-Greater Heights
NO | YES |  |  |  | 009-34485 | 009-34485 | SSCOR Inc | S-SCORT 2314 |  | M37772 | GH-Labor & Delivery | MHHS-Greater Heights |  | Aspirator (Suction Pump) |  | 009-34485 | 009-34485 | Central | MHHS-Greater Heights | GH-Labor & Delivery | OR | 11/1/19 |  | 11/1/20 |  | ASPIRATORS | Aspirator (Suction Pump) | ASPIRATORSUCTPUMP-ArmstrongMedInd-S-SCORT DUET | ASPIRATORSUCTPUMP | S-SCORT DUET |  |  |  | Armstrong Med Ind | Aspirator (Suction Pump) |  | ASPIRATORSUCTPUMP-ArmstrongMedInd-S-SCORT DUET |  | 6/1/15 |  |  | Covered PM Repair - Biomedical | MHHS-Greater Heights | [8 empty] | ASPIRATORSUCTPUMP | Aspirator (Suction Pump) | Armstrong Med Ind
NO | YES |  |  |  | 009-34475 | 009-34475 | SSCOR Inc | S-SCORT 2314 |  | M37773 | GH-Med Surg 6 | MHHS-Greater Heights |  | Aspirator (Suction Pump) |  | 009-34475 | 009-34475 | Central | MHHS-Greater Heights | GH-Med Surg 6 | Hallway | 11/1/19 |  | 11/1/20 |  | ASPIRATORS | Aspirator (Suction Pump) | ASPIRATORSUCTPUMP-ArmstrongMedInd-S-SCORT DUET | ASPIRATORSUCTPUMP | S-SCORT DUET |  |  |  | Armstrong Med Ind | Aspirator (Suction Pump) |  | ASPIRATORSUCTPUMP-ArmstrongMedInd-S-SCORT DUET |  |  |  |  | Covered PM Repair - Biomedical | MHHS-Greater Heights | [8 empty] | ASPIRATORSUCTPUMP | Aspirator (Suction Pump) | Armstrong Med Ind
NO | YES |  |  |  | 009-34478 | 009-34478 | SSCOR Inc | S-SCORT 2314 |  | M37704 | GH-Med Surg 6 | MHHS-Greater Heights |  | Aspirator (Suction Pump) |  | 009-34478 | 009-34478 | Central | MHHS-Greater Heights | GH-Med Surg 6 | Nurse Station | 11/1/19 |  | 11/1/20 |  | ASPIRATORS | Aspirator (Suction Pump) | ASPIRATORSUCTPUMP-ArmstrongMedInd-S-SCORT DUET | ASPIRATORSUCTPUMP | S-SCORT DUET |  |  |  | Armstrong Med Ind | Aspirator (Suction Pump) |  | ASPIRATORSUCTPUMP-ArmstrongMedInd-S-SCORT DUET |  |  |  |  | Covered PM Repair - Biomedical | MHHS-Greater Heights | [8 empty] | ASPIRATORSUCTPUMP | Aspirator (Suction Pump) | Armstrong Med Ind
NO | YES |  |  |  | 009-34476 | 009-34476 | SSCOR Inc | S-SCORT 2314 |  | M37766 | GH-Neuro 5N | MHHS-Greater Heights |  | Aspirator (Suction Pump) |  | 009-34476 | 009-34476 | Central & Greater Heights | MHHS-Greater Heights | GH-Neuro 5N | Hallway | 11/1/19 |  | 7/1/20 |  | ASPIRATORS | Aspirator (Suction Pump) | ASPIRATORSUCTPUMP-ArmstrongMedInd-S-SCORT DUET | ASPIRATORSUCTPUMP | S-SCORT DUET |  |  |  | Armstrong Med Ind | Aspirator (Suction Pump) |  | ASPIRATORSUCTPUMP-ArmstrongMedInd-S-SCORT DUET |  |  |  |  | Covered PM Repair - Biomedical | MHHS-Greater Heights | [8 empty] | ASPIRATORSUCTPUMP | Aspirator (Suction Pump) | Armstrong Med Ind
NO | YES |  |  |  | 009-34477 | 009-34477 | SSCOR Inc | S-SCORT 2314 |  | M37722 | GH-Neuro 5N | MHHS-Greater Heights |  | Aspirator (Suction Pump) |  | 009-34477 | 009-34477 | Central & Greater Heights | MHHS-Greater Heights | GH-Neuro 5N | Hallway | 11/1/19 |  | 11/1/20 |  | ASPIRATORS | Aspirator (Suction Pump) | ASPIRATORSUCTPUMP-ArmstrongMedInd-S-SCORT DUET | ASPIRATORSUCTPUMP | S-SCORT DUET |  |  |  | Armstrong Med Ind | Aspirator (Suction Pump) |  | ASPIRATORSUCTPUMP-ArmstrongMedInd-S-SCORT DUET |  |  |  |  | Covered PM Repair - Biomedical | MHHS-Greater Heights | [8 empty] | ASPIRATORSUCTPUMP | Aspirator (Suction Pump) | Armstrong Med Ind
NO | YES |  |  |  | 009-34461 | 009-34461 | SSCOR Inc | S-SCORT 2314 |  | M37710 | GH-OR | MHHS-Greater Heights |  | Aspirator (Suction Pump) |  | 009-34461 | 009-34461 | Central | MHHS-Greater Heights | GH-OR | GH - OR | 11/1/19 |  | 11/1/20 |  | ASPIRATORS | Aspirator (Suction Pump) | ASPIRATORSUCTPUMP-ArmstrongMedInd-S-SCORT DUET | ASPIRATORSUCTPUMP | S-SCORT DUET |  |  |  | Armstrong Med Ind | Aspirator (Suction Pump) |  | ASPIRATORSUCTPUMP-ArmstrongMedInd-S-SCORT DUET |  |  |  |  | Covered PM Repair - Biomedical | MHHS-Greater Heights | [8 empty] | ASPIRATORSUCTPUMP | Aspirator (Suction Pump) | Armstrong Med Ind
NO | YES |  |  |  | 009-34472 | 009-34472 | SSCOR Inc | S-SCORT 2314 |  | M37717 | GH-Ortho Joint Center 4N | MHHS-Greater Heights |  | Aspirator (Suction Pump) |  | 009-34472 | 009-34472 | Central | MHHS-Greater Heights | GH-Ortho Joint Center 4N | Hallway | 7/1/19 |  | 7/1/20 |  | ASPIRATORS | Aspirator (Suction Pump) | ASPIRATORSUCTPUMP-ArmstrongMedInd-S-SCORT DUET | ASPIRATORSUCTPUMP | S-SCORT DUET |  |  |  | Armstrong Med Ind | Aspirator (Suction Pump) |  | ASPIRATORSUCTPUMP-ArmstrongMedInd-S-SCORT DUET |  |  |  |  | Covered PM Repair - Biomedical | MHHS-Greater Heights | [8 empty] | ASPIRATORSUCTPUMP | Aspirator (Suction Pump) | Armstrong Med Ind
NO | YES |  |  |  | 009-34473 | 009-34473 | SSCOR Inc | S-SCORT 2314 |  | M37708 | GH-Clinical Decision Unit (CDU) | MHHS-Greater Heights |  | Aspirator (Suction Pump) |  | 009-34473 | 009-34473 | Greater heights | MHHS-Greater Heights | GH-Clinical Decision Unit (CDU) | Nurse Station | 7/1/19 |  | 7/1/20 |  | ASPIRATORS | Aspirator (Suction Pump) | ASPIRATORSUCTPUMP-ArmstrongMedInd-S-SCORT DUET | ASPIRATORSUCTPUMP | S-SCORT DUET |  |  |  | Armstrong Med Ind | Aspirator (Suction Pump) |  | ASPIRATORSUCTPUMP-ArmstrongMedInd-S-SCORT DUET |  | 12/4/02 |  |  | Covered PM Repair - Biomedical | MHHS-Greater Heights | [8 empty] | ASPIRATORSUCTPUMP | Aspirator (Suction Pump) | Armstrong Med Ind
NO | YES |  |  |  | 009-34537 | 009-34537 | SSCOR Inc | S-SCORT 2314 |  | M37778 | GH-Outpatient Testing | MHHS-Greater Heights |  | Aspirator (Suction Pump) |  | 009-34537 | 009-34537 | Central | MHHS-Greater Heights | GH-Outpatient Testing | Hallway cardiology | 7/1/19 |  | 7/1/20 |  | ASPIRATORS | Aspirator (Suction Pump) | ASPIRATORSUCTPUMP-ArmstrongMedInd-S-SCORT DUET | ASPIRATORSUCTPUMP | S-SCORT DUET |  |  |  | Armstrong Med Ind | Aspirator (Suction Pump) |  | ASPIRATORSUCTPUMP-ArmstrongMedInd-S-SCORT DUET |  | 12/4/02 |  |  | Covered PM Repair - Biomedical | MHHS-Greater Heights | [8 empty] | ASPIRATORSUCTPUMP | Aspirator (Suction Pump) | Armstrong Med Ind
NO | YES |  |  |  | 009-34459 | 009-34459 | SSCOR Inc | S-SCORT 2314 |  | M37714 | GH-PACU | MHHS-Greater Heights |  | Aspirator (Suction Pump) |  | 009-34459 | 009-34459 | Central & Greater Heights | MHHS-Greater Heights | GH-PACU |  | 11/1/19 |  | 11/1/20 |  | ASPIRATORS | Aspirator (Suction Pump) | ASPIRATORSUCTPUMP-ArmstrongMedInd-S-SCORT DUET | ASPIRATORSUCTPUMP | S-SCORT DUET |  |  |  | Armstrong Med Ind | Aspirator (Suction Pump) |  | ASPIRATORSUCTPUMP-ArmstrongMedInd-S-SCORT DUET |  |  |  |  | Covered PM Repair - Biomedical | MHHS-Greater Heights | [8 empty] | ASPIRATORSUCTPUMP | Aspirator (Suction Pump) | Armstrong Med Ind
NO | YES |  |  |  | 009-34460 | 009-34460 | SSCOR Inc | S-SCORT 2314 |  | M37709 | GH-OR Endoscopy | MHHS-Greater Heights |  | Aspirator (Suction Pump) |  | 009-34460 | 009-34460 | Central | MHHS-Greater Heights | GH-OR Endoscopy | OR PER OP | 11/1/19 |  | 11/1/20 |  | ASPIRATORS | Aspirator (Suction Pump) | ASPIRATORSUCTPUMP-ArmstrongMedInd-S-SCORT DUET | ASPIRATORSUCTPUMP | S-SCORT DUET |  |  |  | Armstrong Med Ind | Aspirator (Suction Pump) |  | ASPIRATORSUCTPUMP-ArmstrongMedInd-S-SCORT DUET |  |  |  |  | Rounds - Fixed | MHHS-Greater Heights | [8 empty] | ASPIRATORSUCTPUMP | Aspirator (Suction Pump) | Armstrong Med Ind
NO | YES |  |  |  | 009-34486 | 009-34486 | SSCOR Inc | S-SCORT 2314 |  | M37771 | GH-ER | MHHS-Greater Heights |  | Aspirator (Suction Pump) |  | 009-34486 | 009-34486 | Central | MHHS-Greater Heights | GH-ER | Rad hallway | 11/1/19 |  | 11/1/20 |  | ASPIRATORS | Aspirator (Suction Pump) | ASPIRATORSUCTPUMP-ArmstrongMedInd-S-SCORT DUET | ASPIRATORSUCTPUMP | S-SCORT DUET |  |  |  | Armstrong Med Ind | Aspirator (Suction Pump) |  | ASPIRATORSUCTPUMP-ArmstrongMedInd-S-SCORT DUET |  |  |  |  | Covered PM Repair - Biomedical | MHHS-Greater Heights | [8 empty] | ASPIRATORSUCTPUMP | Aspirator (Suction Pump) | Armstrong Med Ind
NO | YES |  |  |  | 009-34487 | 009-34487 | SSCOR Inc | S-SCORT 2314 |  | M37775 | GH-Radiology | MHHS-Greater Heights |  | Aspirator (Suction Pump) |  | 009-34487 | 009-34487 | Central | MHHS-Greater Heights | GH-Radiology | Nuclear Medicine | 11/1/19 |  | 11/1/20 |  | ASPIRATORS | Aspirator (Suction Pump) | ASPIRATORSUCTPUMP-ArmstrongMedInd-S-SCORT DUET | ASPIRATORSUCTPUMP | S-SCORT DUET |  |  |  | Armstrong Med Ind | Aspirator (Suction Pump) |  | ASPIRATORSUCTPUMP-ArmstrongMedInd-S-SCORT DUET |  |  |  |  | Covered PM Repair - Biomedical | MHHS-Greater Heights | [8 empty] | ASPIRATORSUCTPUMP | Aspirator (Suction Pump) | Armstrong Med Ind
NO | YES |  |  |  | 009-10451 | 009-10451 | SSCOR Inc | S-SCORT 2314 |  | M29528 | TIRR-Greater Heights | MHHS-Greater Heights |  | Aspirator (Suction Pump) |  | 009-10451 | 009-10451 | Central | MHHS-Others | TIRR-Greater Heights | Gym | 11/1/19 |  | 11/1/20 |  | ASPIRATORS | Aspirator (Suction Pump) | ASPIRATORSUCTPUMP-ArmstrongMedInd-S-SCORT DUET | ASPIRATORSUCTPUMP | S-SCORT DUET |  |  |  | Armstrong Med Ind | Aspirator (Suction Pump) |  | ASPIRATORSUCTPUMP-ArmstrongMedInd-S-SCORT DUET |  |  |  |  | Covered PM Repair - Biomedical | MHHS-Greater Heights | [8 empty] | ASPIRATORSUCTPUMP | Aspirator (Suction Pump) | Armstrong Med Ind
NO | YES |  |  |  | 133-03069 | 133-03069 | SSCOR Inc | S-SCORT 2314 |  | M07778 | Katy-ICU | MHHS-Katy |  | Aspirator (Suction Pump) |  | 133-03069 | 133-03069 | Katy | MHHS-Katy | Katy-ICU | ICU Crash Cart | 9/1/19 | 9/1/20 |  |  | ASPIRATORS | Aspirator (Suction Pump) | ASPIRATORSUCTPUMP-ArmstrongMedInd-S-SCORT DUET | ASPIRATORSUCTPUMP | S-SCORT DUET |  |  |  | Armstrong Med Ind | Aspirator (Suction Pump) |  | ASPIRATORSUCTPUMP-ArmstrongMedInd-S-SCORT DUET |  |  |  |  | Covered PM Repair - Biomedical | MHHS-Katy | [8 empty] | ASPIRATORSUCTPUMP | Aspirator (Suction Pump) | Armstrong Med Ind
NO | YES |  |  |  | 133-03073 | 133-03073 | SSCOR Inc | S-SCORT 2314 |  | M07760 | Katy-IMU | MHHS-Katy |  | Aspirator (Suction Pump) |  | 133-03073 | 133-03073 | Katy | MHHS-Katy | Katy-IMU | IMU | 10/1/18 |  |  |  | ASPIRATORS | Aspirator (Suction Pump) | ASPIRATORSUCTPUMP-ArmstrongMedInd-S-SCORT DUET | ASPIRATORSUCTPUMP | S-SCORT DUET |  |  |  | Armstrong Med Ind | Aspirator (Suction Pump) |  | ASPIRATORSUCTPUMP-ArmstrongMedInd-S-SCORT DUET |  |  |  |  | Covered PM Repair - Biomedical | MHHS-Katy | [8 empty] | ASPIRATORSUCTPUMP | Aspirator (Suction Pump) | Armstrong Med Ind
NO | YES |  |  |  | 133-05480 | 133-05480 | SSCOR Inc | S-SCORT 2314 |  | M09802 | Katy-PACU | MHHS-Katy |  | Aspirator (Suction Pump) |  | 133-05480 | 133-05480 | Katy | MHHS-Katy | Katy-PACU | PacU crash cart | 9/1/19 | 9/1/20 |  |  | ASPIRATORS | Aspirator (Suction Pump) | ASPIRATORSUCTPUMP-ArmstrongMedInd-S-SCORT DUET | ASPIRATORSUCTPUMP | S-SCORT DUET |  |  |  | Armstrong Med Ind | Aspirator (Suction Pump) |  | ASPIRATORSUCTPUMP-ArmstrongMedInd-S-SCORT DUET |  |  |  |  | Covered PM Repair - Biomedical | MHHS-Katy | [8 empty] | ASPIRATORSUCTPUMP | Aspirator (Suction Pump) | Armstrong Med Ind
NO | YES |  |  |  | 133-09900 | 133-09900 | SSCOR Inc | S-SCORT 2314 |  | M31932 | Katy-Pharmacy | MHHS-Katy |  | Aspirator (Suction Pump) |  | 133-09900 | 133-09900 | Katy | MHHS-Katy | Katy-Pharmacy | Pharmacy | 9/1/19 | 9/1/20 |  |  | ASPIRATORS | Aspirator (Suction Pump) | ASPIRATORSUCTPUMP-ArmstrongMedInd-S-SCORT DUET | ASPIRATORSUCTPUMP | S-SCORT DUET |  |  |  | Armstrong Med Ind | Aspirator (Suction Pump) |  | ASPIRATORSUCTPUMP-ArmstrongMedInd-S-SCORT DUET |  | 8/11/15 |  |  | Covered PM Repair - Biomedical | MHHS-Katy | [8 empty] | ASPIRATORSUCTPUMP | Aspirator (Suction Pump) | Armstrong Med Ind
NO | YES |  |  |  | 133-03125 | 133-03125 | SSCOR Inc | S-SCORT 2314 |  | M07705 | Katy-ICU | MHHS-Katy |  | Aspirator (Suction Pump) |  | 133-03125 | 133-03125 | Katy | MHHS-Katy | Katy-ICU | Nurse Station | 9/1/19 | 9/1/20 |  |  | ASPIRATORS | Aspirator (Suction Pump) | ASPIRATORSUCTPUMP-ArmstrongMedInd-S-SCORT DUET | ASPIRATORSUCTPUMP | S-SCORT DUET |  |  |  | Armstrong Med Ind | Aspirator (Suction Pump) |  | ASPIRATORSUCTPUMP-ArmstrongMedInd-S-SCORT DUET |  | 2/22/17 |  |  | Covered PM Repair - Biomedical | MHHS-Katy | [8 empty] | ASPIRATORSUCTPUMP | Aspirator (Suction Pump) | Armstrong Med Ind
NO | YES |  |  |  | 133-09639 | 133-09639 | SSCOR Inc | S-SCORT 2314 |  | M29109 | Katy-PACU | MHHS-Katy |  | Aspirator (Suction Pump) |  | 133-09639 | 133-09639 | Katy | MHHS-Katy | Katy-PACU | Crash Cart near nurse station | 9/1/19 | 9/1/20 |  |  | ASPIRATORS | Aspirator (Suction Pump) | ASPIRATORSUCTPUMP-ArmstrongMedInd-S-SCORT DUET | ASPIRATORSUCTPUMP | S-SCORT DUET |  |  |  | Armstrong Med Ind | Aspirator (Suction Pump) |  | ASPIRATORSUCTPUMP-ArmstrongMedInd-S-SCORT DUET |  | 7/1/17 |  |  | Covered PM Repair - Biomedical | MHHS-Katy | [8 empty] | ASPIRATORSUCTPUMP | Aspirator (Suction Pump) | Armstrong Med Ind
NO | YES |  |  |  | 133-10292 | 133-10292 | SSCOR Inc | S-SCORT 2314 |  | M35631 | Katy-Central Supply | MHHS-Katy |  | Aspirator (Suction Pump) |  | 133-10292 | 133-10292 | Katy | MHHS-Katy | Katy-Central Supply | Pediatrics | 7/1/19 | 7/1/20 |  |  | ASPIRATORS | Aspirator (Suction Pump) | ASPIRATORSUCTPUMP-ArmstrongMedInd-S-SCORT DUET | ASPIRATORSUCTPUMP | S-SCORT DUET |  |  |  | Armstrong Med Ind | Aspirator (Suction Pump) |  | ASPIRATORSUCTPUMP-ArmstrongMedInd-S-SCORT DUET |  | 7/1/13 |  |  | Covered PM Repair - Lab Analyzers/Anesth | MHHS-Katy | [8 empty] | ASPIRATORSUCTPUMP | Aspirator (Suction Pump) | Armstrong Med Ind
NO | YES |  |  |  | 133-10293 | 133-10293 | SSCOR Inc | S-SCORT 2314 |  | M35635 | Katy-ER | MHHS-Katy |  | Aspirator (Suction Pump) |  | 133-10293 | 133-10293 | Katy | MHHS-Katy | Katy-ER | EC 17 | 9/1/19 | 9/1/20 |  |  | ASPIRATORS | Aspirator (Suction Pump) | ASPIRATORSUCTPUMP-ArmstrongMedInd-S-SCORT DUET | ASPIRATORSUCTPUMP | S-SCORT DUET |  |  |  | Armstrong Med Ind | Aspirator (Suction Pump) |  | ASPIRATORSUCTPUMP-ArmstrongMedInd-S-SCORT DUET |  | 10/2/18 |  |  | Covered PM Repair - Biomedical | MHHS-Katy | [8 empty] | ASPIRATORSUCTPUMP | Aspirator (Suction Pump) | Armstrong Med Ind
NO | YES |  |  |  | 133-10294 | 133-10294 | SSCOR Inc | S-SCORT 2314 |  | M35639 | Katy-Central Supply | MHHS-Katy |  | Aspirator (Suction Pump) |  | 133-10294 | 133-10294 | Katy | MHHS-Katy | Katy-Central Supply | Pedi ER Unit | 9/1/19 | 9/1/20 |  |  | ASPIRATORS | Aspirator (Suction Pump) | ASPIRATORSUCTPUMP-ArmstrongMedInd-S-SCORT DUET | ASPIRATORSUCTPUMP | S-SCORT DUET |  |  |  | Armstrong Med Ind | Aspirator (Suction Pump) |  | ASPIRATORSUCTPUMP-ArmstrongMedInd-S-SCORT DUET |  | 10/31/12 |  |  | Covered PM Repair - Biomedical | MHHS-Katy | [8 empty] | ASPIRATORSUCTPUMP | Aspirator (Suction Pump) | Armstrong Med Ind
NO | YES |  |  |  | 133-10295 | 133-10295 | SSCOR Inc | S-SCORT 2314 |  | M35638 | Ambatory Care | MHHS-Katy |  | Aspirator (Suction Pump) |  | 133-10295 | 133-10295 | Katy | Memorial Hermann Northeast Hospital | Ambatory Care | Between 3 and 4 | 9/1/19 | 9/1/20 |  |  | ASPIRATORS | Aspirator (Suction Pump) | ASPIRATORSUCTPUMP-ArmstrongMedInd-S-SCORT DUET | ASPIRATORSUCTPUMP | S-SCORT DUET |  |  |  | Armstrong Med Ind | Aspirator (Suction Pump) |  | ASPIRATORSUCTPUMP-ArmstrongMedInd-S-SCORT DUET |  | 8/1/13 |  |  | Covered PM Repair - Biomedical | MHHS-Katy | [8 empty] | ASPIRATORSUCTPUMP | Aspirator (Suction Pump) | Armstrong Med Ind
NO | YES |  |  |  | 133-10296 | 133-10296 | SSCOR Inc | S-SCORT 2314 |  | M35633 | Katy-Radiology | MHHS-Katy |  | Aspirator (Suction Pump) |  | 133-10296 | 133-10296 | Katy | MHHS-Katy | Katy-Radiology | Radiology Hallway by Ultrasound 3 | 9/1/19 | 9/1/20 |  |  | ASPIRATORS | Aspirator (Suction Pump) | ASPIRATORSUCTPUMP-ArmstrongMedInd-S-SCORT DUET | ASPIRATORSUCTPUMP | S-SCORT DUET |  |  |  | Armstrong Med Ind | Aspirator (Suction Pump) |  | ASPIRATORSUCTPUMP-ArmstrongMedInd-S-SCORT DUET |  | 4/1/15 |  |  | Covered PM Repair - Biomedical | MHHS-Katy | [8 empty] | ASPIRATORSUCTPUMP | Aspirator (Suction Pump) | Armstrong Med Ind
NO | YES |  |  |  | 133-10318 | 133-10318 | SSCOR Inc | S-SCORT 2314 |  | M35766 | Katy-Postpartum-2W | MHHS-Katy |  | Aspirator (Suction Pump) |  | 133-10318 | 133-10318 | Katy | MHHS-Katy | Katy-Postpartum-2W | Nurses station | 9/1/19 | 9/1/20 |  |  | ASPIRATORS | Aspirator (Suction Pump) | ASPIRATORSUCTPUMP-ArmstrongMedInd-S-SCORT DUET | ASPIRATORSUCTPUMP | S-SCORT DUET |  |  |  | Armstrong Med Ind | Aspirator (Suction Pump) |  | ASPIRATORSUCTPUMP-ArmstrongMedInd-S-SCORT DUET |  | 10/12/12 |  |  | Covered PM Repair - Biomedical | MHHS-Katy | [8 empty] | ASPIRATORSUCTPUMP | Aspirator (Suction Pump) | Armstrong Med Ind
NO | YES |  |  |  | 133-10319 | 133-10319 | SSCOR Inc | S-SCORT 2314 |  | M35765 | Katy-Pharmacy | MHHS-Katy |  | Aspirator (Suction Pump) |  | 133-10319 | 133-10319 | Katy | MHHS-Katy | Katy-Pharmacy | Lab 2nd floor | 9/1/18 | 9/1/19 |  |  | ASPIRATORS | Aspirator (Suction Pump) | ASPIRATORSUCTPUMP-ArmstrongMedInd-S-SCORT DUET | ASPIRATORSUCTPUMP | S-SCORT DUET |  |  |  | Armstrong Med Ind | Aspirator (Suction Pump) |  | ASPIRATORSUCTPUMP-ArmstrongMedInd-S-SCORT DUET |  | 7/21/13 |  |  | Covered PM Repair - Biomedical | MHHS-Katy | [8 empty] | ASPIRATORSUCTPUMP | Aspirator (Suction Pump) | Armstrong Med Ind
NO | YES |  |  |  | 133-09637 | 133-09637 | SSCOR Inc | S-SCORT 2314 |  | M29758 | Katy-Cath Lab | MHHS-Katy |  | Aspirator (Suction Pump) |  | 133-09637 | 133-09637 | Katy | MHHS-Katy | Katy-Cath Lab | Recovery | 9/1/19 | 9/1/20 |  |  | ASPIRATORS | Aspirator (Suction Pump) | ASPIRATORSUCTPUMP-ArmstrongMedInd-S-SCORT DUET | ASPIRATORSUCTPUMP | S-SCORT DUET |  |  |  | Armstrong Med Ind | Aspirator (Suction Pump) |  | ASPIRATORSUCTPUMP-ArmstrongMedInd-S-SCORT DUET |  | 12/1/15 |  |  | Covered PM Repair - Biomedical | MHHS-Katy | [8 empty] | ASPIRATORSUCTPUMP | Aspirator (Suction Pump) | Armstrong Med Ind
NO | YES |  |  |  | 133-03123 | 133-03123 | SSCOR Inc | S-SCORT 2314 |  | M07758 | Katy-Pharmacy | MHHS-Katy |  | Aspirator (Suction Pump) |  | 133-03123 | 133-03123 | Katy | MHHS-Katy | Katy-Pharmacy | Pharmacy | 9/1/19 | 9/1/20 |  |  | ASPIRATORS | Aspirator (Suction Pump) | ASPIRATORSUCTPUMP-ArmstrongMedInd-S-SCORT DUET | ASPIRATORSUCTPUMP | S-SCORT DUET |  |  |  | Armstrong Med Ind | Aspirator (Suction Pump) |  | ASPIRATORSUCTPUMP-ArmstrongMedInd-S-SCORT DUET |  |  |  |  | Covered PM Repair - Biomedical | MHHS-Katy | [8 empty] | ASPIRATORSUCTPUMP | Aspirator (Suction Pump) | Armstrong Med Ind
NO | YES |  |  |  | 133-05542 | 133-05542 | SSCOR Inc | S-SCORT 2314 |  | M11637 | Katy-ER | MHHS-Katy |  | Aspirator (Suction Pump) |  | 133-05542 | 133-05542 | Katy | MHHS-Katy | Katy-ER | Cath Lab 2 | 9/1/19 | 9/1/20 |  |  | ASPIRATORS | Aspirator (Suction Pump) | ASPIRATORSUCTPUMP-ArmstrongMedInd-S-SCORT DUET | ASPIRATORSUCTPUMP | S-SCORT DUET |  |  |  | Armstrong Med Ind | Aspirator (Suction Pump) |  | ASPIRATORSUCTPUMP-ArmstrongMedInd-S-SCORT DUET |  |  |  |  | Covered PM Repair - Biomedical | MHHS-Katy | [8 empty] | ASPIRATORSUCTPUMP | Aspirator (Suction Pump) | Armstrong Med Ind
NO | YES |  |  |  | 133-03066 | 133-03066 | SSCOR Inc | S-SCORT 2314 |  | M07764 | Katy-ER | MHHS-Katy |  | Aspirator (Suction Pump) |  | 133-03066 | 133-03066 | Katy | MHHS-Katy | Katy-ER | EC 11 | 9/1/19 | 9/1/20 |  |  | ASPIRATORS | Aspirator (Suction Pump) | ASPIRATORSUCTPUMP-ArmstrongMedInd-S-SCORT DUET | ASPIRATORSUCTPUMP | S-SCORT DUET |  |  |  | Armstrong Med Ind | Aspirator (Suction Pump) |  | ASPIRATORSUCTPUMP-ArmstrongMedInd-S-SCORT DUET |  | 10/12/10 |  |  | Covered PM Repair - Biomedical | MHHS-Katy | [8 empty] | ASPIRATORSUCTPUMP | Aspirator (Suction Pump) | Armstrong Med Ind
NO | YES |  |  |  | 133-03067 | 133-03067 | SSCOR Inc | S-SCORT 2314 |  | M07837 | Katy-Cardiology | MHHS-Katy |  | Aspirator (Suction Pump) |  | 133-03067 | 133-03067 | Katy | MHHS-Katy | Katy-Cardiology | EEG Stress 2 | 9/1/19 | 9/1/20 |  |  | ASPIRATORS | Aspirator (Suction Pump) | ASPIRATORSUCTPUMP-ArmstrongMedInd-S-SCORT DUET | ASPIRATORSUCTPUMP | S-SCORT DUET |  |  |  | Armstrong Med Ind | Aspirator (Suction Pump) |  | ASPIRATORSUCTPUMP-ArmstrongMedInd-S-SCORT DUET |  |  |  |  | Covered PM Repair - Biomedical | MHHS-Katy | [8 empty] | ASPIRATORSUCTPUMP | Aspirator (Suction Pump) | Armstrong Med Ind
NO | YES |  |  |  | 133-03075 | 133-03075 | SSCOR Inc | S-SCORT 2314 |  | M07843 | Katy-PACU | MHHS-Katy |  | Aspirator (Suction Pump) |  | 133-03075 | 133-03075 | Katy | MHHS-Katy | Katy-PACU | Pacu | 10/1/18 | 10/1/19 |  |  | ASPIRATORS | Aspirator (Suction Pump) | ASPIRATORSUCTPUMP-ArmstrongMedInd-S-SCORT DUET | ASPIRATORSUCTPUMP | S-SCORT DUET |  |  |  | Armstrong Med Ind | Aspirator (Suction Pump) |  | ASPIRATORSUCTPUMP-ArmstrongMedInd-S-SCORT DUET |  | 1/1/12 |  |  | Covered PM Repair - Lab Analyzers/Anesth | MHHS-Katy | [8 empty] | ASPIRATORSUCTPUMP | Aspirator (Suction Pump) | Armstrong Med Ind
NO | YES |  |  |  | 133-03072 | 133-03072 | SSCOR Inc | S-SCORT 2314 |  | M07839 | Katy-ER | MHHS-Katy |  | Aspirator (Suction Pump) |  | 133-03072 | 133-03072 | Katy | MHHS-Katy | Katy-ER | Pedi ER Unit | 9/1/19 | 9/1/20 |  |  | ASPIRATORS | Aspirator (Suction Pump) | ASPIRATORSUCTPUMP-ArmstrongMedInd-S-SCORT DUET | ASPIRATORSUCTPUMP | S-SCORT DUET |  |  |  | Armstrong Med Ind | Aspirator (Suction Pump) |  | ASPIRATORSUCTPUMP-ArmstrongMedInd-S-SCORT DUET |  | 1/1/12 |  |  | Covered PM Repair - Biomedical | MHHS-Katy | [8 empty] | ASPIRATORSUCTPUMP | Aspirator (Suction Pump) | Armstrong Med Ind
NO | YES |  |  |  | 133-03074 | 133-03074 | SSCOR Inc | S-SCORT 2314 |  | M07706 |  | MHHS-Katy |  | Aspirator (Suction Pump) |  | 133-03074 | 133-03074 | Katy | Memorial Hermann Katy Hospital Maternal Fetal Medine 305 |  | Hallway | 9/1/19 | 9/1/20 |  |  | ASPIRATORS | Aspirator (Suction Pump) | ASPIRATORSUCTPUMP-ArmstrongMedInd-S-SCORT DUET | ASPIRATORSUCTPUMP | S-SCORT DUET |  |  |  | Armstrong Med Ind | Aspirator (Suction Pump) |  | ASPIRATORSUCTPUMP-ArmstrongMedInd-S-SCORT DUET |  |  |  |  | Covered PM Repair - Biomedical | MHHS-Katy | [8 empty] | ASPIRATORSUCTPUMP | Aspirator (Suction Pump) | Armstrong Med Ind
NO | YES |  |  |  | 133-09100 | 133-09100 | SSCOR Inc | S-SCORT 2314 |  | M28877 | Katy-Med/Surg 6th Floor | MHHS-Katy |  | Aspirator (Suction Pump) |  | 133-09100 | 133-09100 | Katy | MHHS-Katy | Katy-Med/Surg 6th Floor | 4th floor | 9/1/19 | 9/1/20 |  |  | ASPIRATORS | Aspirator (Suction Pump) | ASPIRATORSUCTPUMP-ArmstrongMedInd-S-SCORT DUET | ASPIRATORSUCTPUMP | S-SCORT DUET |  |  |  | Armstrong Med Ind | Aspirator (Suction Pump) |  | ASPIRATORSUCTPUMP-ArmstrongMedInd-S-SCORT DUET |  |  |  |  | Covered PM Repair - Biomedical | MHHS-Katy | [8 empty] | ASPIRATORSUCTPUMP | Aspirator (Suction Pump) | Armstrong Med Ind
NO | YES |  |  |  | 133-03068 | 133-03068 | SSCOR Inc | S-SCORT 2314 |  | M07819 | Katy-OR | MHHS-Katy |  | Aspirator (Suction Pump) |  | 133-03068 | 133-03068 | Katy | MHHS-Katy | Katy-OR | Bronchoscopy | 9/1/19 | 9/1/20 |  |  | ASPIRATORS | Aspirator (Suction Pump) | ASPIRATORSUCTPUMP-ArmstrongMedInd-S-SCORT DUET | ASPIRATORSUCTPUMP | S-SCORT DUET |  |  |  | Armstrong Med Ind | Aspirator (Suction Pump) |  | ASPIRATORSUCTPUMP-ArmstrongMedInd-S-SCORT DUET |  | 7/1/13 |  |  | Covered PM Repair - Lab Analyzers/Anesth | MHHS-Katy | [8 empty] | ASPIRATORSUCTPUMP | Aspirator (Suction Pump) | Armstrong Med Ind
NO | YES |  |  |  | 133-03070 | 133-03070 | SSCOR Inc | S-SCORT 2314 |  | M07770 | Katy-Nursery | MHHS-Katy |  | Aspirator (Suction Pump) |  | 133-03070 | 133-03070 | Katy | MHHS-Katy | Katy-Nursery | Nursery level 2 | 9/1/19 | 9/1/20 |  |  | ASPIRATORS | Aspirator (Suction Pump) | ASPIRATORSUCTPUMP-ArmstrongMedInd-S-SCORT DUET | ASPIRATORSUCTPUMP | S-SCORT DUET |  |  |  | Armstrong Med Ind | Aspirator (Suction Pump) |  | ASPIRATORSUCTPUMP-ArmstrongMedInd-S-SCORT DUET |  |  |  |  | Covered PM Repair - Biomedical | MHHS-Katy | [8 empty] | ASPIRATORSUCTPUMP | Aspirator (Suction Pump) | Armstrong Med Ind
NO | YES |  |  |  | 133-09819 | 133-09819 | SSCOR Inc | S-SCORT 2314 |  | M31429 | OPID-(KY)-Katy-445 (Mp1) | MHHS-Katy |  | Aspirator (Suction Pump) |  | 133-09819 | 133-09819 | Katy | MHHS-Others | OPID-(KY)-Katy-445 (Mp1) |  | 9/1/19 | 9/1/20 |  |  | ASPIRATORS | Aspirator (Suction Pump) | ASPIRATORSUCTPUMP-ArmstrongMedInd-S-SCORT DUET | ASPIRATORSUCTPUMP | S-SCORT DUET |  |  |  | Armstrong Med Ind | Aspirator (Suction Pump) |  | ASPIRATORSUCTPUMP-ArmstrongMedInd-S-SCORT DUET |  |  |  |  | Covered PM Repair - Biomedical | MHHS-Katy | [8 empty] | ASPIRATORSUCTPUMP | Aspirator (Suction Pump) | Armstrong Med Ind
NO | YES |  |  |  | 133-03076 | 133-03076 | SSCOR Inc | S-SCORT 2314 |  | M07702 | Katy-Pharmacy | MHHS-Katy |  | Aspirator (Suction Pump) |  | 133-03076 | 133-03076 | Katy | MHHS-Katy | Katy-Pharmacy | Crash cart | 9/1/19 | 9/1/20 |  |  | ASPIRATORS | Aspirator (Suction Pump) | ASPIRATORSUCTPUMP-ArmstrongMedInd-S-SCORT DUET | ASPIRATORSUCTPUMP | S-SCORT DUET |  |  |  | Armstrong Med Ind | Aspirator (Suction Pump) |  | ASPIRATORSUCTPUMP-ArmstrongMedInd-S-SCORT DUET |  |  |  |  | Covered PM Repair - Biomedical | MHHS-Katy | [8 empty] | ASPIRATORSUCTPUMP | Aspirator (Suction Pump) | Armstrong Med Ind
NO | YES |  |  |  | 133-03124 | 133-03124 | SSCOR Inc | S-SCORT 2314 |  | M07763 | Katy-ICU | MHHS-Katy |  | Aspirator (Suction Pump) |  | 133-03124 | 133-03124 | Katy | MHHS-Katy | Katy-ICU | Crash Cart ICU | 9/1/19 | 9/1/20 |  |  | ASPIRATORS | Aspirator (Suction Pump) | ASPIRATORSUCTPUMP-ArmstrongMedInd-S-SCORT DUET | ASPIRATORSUCTPUMP | S-SCORT DUET |  |  |  | Armstrong Med Ind | Aspirator (Suction Pump) |  | ASPIRATORSUCTPUMP-ArmstrongMedInd-S-SCORT DUET |  | 9/10/14 |  |  | Covered PM Repair - Biomedical | MHHS-Katy | [8 empty] | ASPIRATORSUCTPUMP | Aspirator (Suction Pump) | Armstrong Med Ind
NO | YES |  |  |  | 133-08562 | 133-08562 | SSCOR Inc | S-SCORT 2314 |  | M28184 | Katy-ER | MHHS-Katy |  | Aspirator (Suction Pump) |  | 133-08562 | 133-08562 | Katy | MHHS-Katy | Katy-ER | EC 17 | 9/1/19 |  |  |  | ASPIRATORS | Aspirator (Suction Pump) | ASPIRATORSUCTPUMP-ArmstrongMedInd-S-SCORT DUET | ASPIRATORSUCTPUMP | S-SCORT DUET |  |  |  | Armstrong Med Ind | Aspirator (Suction Pump) |  | ASPIRATORSUCTPUMP-ArmstrongMedInd-S-SCORT DUET |  | 5/1/17 |  |  | Covered PM Repair - Biomedical | MHHS-Katy | [8 empty] | ASPIRATORSUCTPUMP | Aspirator (Suction Pump) | Armstrong Med Ind
NO | YES |  |  |  | 133-10356 | 133-10356 | SSCOR Inc | S-SCORT 2314 |  | M34742 | KATY - AMBULATORY CARE | MHHS-Katy |  | Aspirator (Suction Pump) |  | 133-10356 | 133-10356 | Katy | Memorial Hermann Katy Hospital | KATY - AMBULATORY CARE | 2nd floor Ambulatory | 9/1/19 | 9/1/20 |  |  | ASPIRATORS | Aspirator (Suction Pump) | ASPIRATORSUCTPUMP-ArmstrongMedInd-S-SCORT DUET | ASPIRATORSUCTPUMP | S-SCORT DUET |  |  |  | Armstrong Med Ind | Aspirator (Suction Pump) |  | ASPIRATORSUCTPUMP-ArmstrongMedInd-S-SCORT DUET |  |  |  |  | Covered PM Repair - Biomedical | MHHS-Katy | [8 empty] | ASPIRATORSUCTPUMP | Aspirator (Suction Pump) | Armstrong Med Ind
NO | YES |  |  |  | 129-06441 | 129-06441 | SSCOR Inc | S-SCORT 2314 |  | M28952 | CAHF - (SL) - SUGAR LAND (MP2) | MHHS - Heart Failure Clinics |  | Aspirator (Suction Pump) |  | 129-06441 | 129-06441 | Sugar Land | MHHS-Others | CAHF - (SL) - SUGAR LAND (MP2) | ER | 11/1/18 |  | 11/1/20 |  | ASPIRATORS | Aspirator (Suction Pump) | ASPIRATORSUCTPUMP-ArmstrongMedInd-S-SCORT DUET | ASPIRATORSUCTPUMP | S-SCORT DUET |  |  |  | Armstrong Med Ind | Aspirator (Suction Pump) |  | ASPIRATORSUCTPUMP-ArmstrongMedInd-S-SCORT DUET |  | 7/18/14 |  |  | Covered PM Repair - Biomedical | MHHS - Heart Failure Clinics | [8 empty] | ASPIRATORSUCTPUMP | Aspirator (Suction Pump) | Armstrong Med Ind
NO | YES |  |  |  | 069-38765 | 069-38765 | SSCOR Inc | S-SCORT 2314 |  | M25186 | TMC-HVI-CCU (4Hvi) | MHHS - Heart Failure Clinics |  | Aspirator (Suction Pump) |  | 069-38765 | 069-38765 | TMC | MHHS-TMC | TMC-HVI-CCU (4Hvi) |  | 2/1/19 |  | 2/1/20 |  | ASPIRATORS | Aspirator (Suction Pump) | ASPIRATORSUCTPUMP-ArmstrongMedInd-S-SCORT DUET | ASPIRATORSUCTPUMP | S-SCORT DUET |  |  |  | Armstrong Med Ind | Aspirator (Suction Pump) |  | ASPIRATORSUCTPUMP-ArmstrongMedInd-S-SCORT DUET |  |  |  |  | Covered PM Repair - Biomedical | MHHS - Heart Failure Clinics | [8 empty] | ASPIRATORSUCTPUMP | Aspirator (Suction Pump) | Armstrong Med Ind
NO | YES |  |  |  | 041-04627 | 041-04627 | SSCOR Inc | S-SCORT 2314 |  | M00700 | MEMORIAL CITY - CARDIOLOGY | MHHS-Mem City |  | Aspirator (Suction Pump) |  | 041-04627 | 041-04627 | West | West | MEMORIAL CITY - CARDIOLOGY | Central Supply |  |  |  |  | ASPIRATORS |  | ASPIRATORSUCTPUMP-ArmstrongMedInd-S-SCORT DUET | ASPIRATORSUCTPUMP | S-SCORT DUET |  |  |  | Armstrong Med Ind | Aspirator (Suction Pump) |  | ASPIRATORSUCTPUMP-ArmstrongMedInd-S-SCORT DUET |  |  |  |  | Covered PM Repair - Biomedical | MHHS-Mem City
NO | YES |  |  |  | 041-08751 | 041-08751 | SSCOR Inc | S-SCORT 2314 |  | m05884 | MEMORIAL CITY - Endoscopy | MHHS-Mem City |  | Aspirator (Suction Pump) |  | 041-08751 | 041-08751 | West | MEMORIAL CITY - MEMORIAL HERMANN HOSPITAL WEST TOWER | MEMORIAL CITY - Endoscopy | Bay 17 |  |  |  |  | ASPIRATORS |  | ASPIRATORSUCTPUMP-ArmstrongMedInd-S-SCORT DUET | ASPIRATORSUCTPUMP | S-SCORT DUET |  |  |  | Armstrong Med Ind | Aspirator (Suction Pump) |  | ASPIRATORSUCTPUMP-ArmstrongMedInd-S-SCORT DUET |  |  |  |  | Covered PM Repair - Biomedical | MHHS-Mem City
NO | YES |  |  |  | 041-08755 | 041-08755 | SSCOR Inc | S-SCORT 2314 |  | m05963 | MEMORIAL CITY - DIGESTIVE DISEASE CENTER | MHHS-Mem City |  | Aspirator (Suction Pump) |  | 041-08755 | 041-08755 | West | Memorial Hermann Memorial City Medical Center | MEMORIAL CITY - DIGESTIVE DISEASE CENTER | MEMORIAL CITY - DIGESTIVE |  |  |  |  | ASPIRATORS |  | ASPIRATORSUCTPUMP-ArmstrongMedInd-S-SCORT DUET | ASPIRATORSUCTPUMP | S-SCORT DUET |  |  |  | Armstrong Med Ind | Aspirator (Suction Pump) |  | ASPIRATORSUCTPUMP-ArmstrongMedInd-S-SCORT DUET |  |  |  |  | Covered PM Repair - Biomedical | MHHS-Mem City
NO | YES |  |  |  | 041-09870 | 041-09870 | SSCOR Inc | S-SCORT 2314 |  | M09135 | Genaeral Surgery | MHHS-Mem City |  | Aspirator (Suction Pump) |  | 041-09870 | 041-09870 | Memorial City | Memorial City | Genaeral Surgery | E5:321 Soiled Utility |  |  |  |  | ASPIRATORS |  | ASPIRATORSUCTPUMP-ArmstrongMedInd-S-SCORT DUET | ASPIRATORSUCTPUMP | S-SCORT DUET |  |  |  | Armstrong Med Ind | Aspirator (Suction Pump) |  | ASPIRATORSUCTPUMP-ArmstrongMedInd-S-SCORT DUET |  |  |  |  | Covered PM Repair - Biomedical | MHHS-Mem City
NO | YES |  |  |  |  | 041-17056 | SSCOR Inc | S-SCORT 2314 |  | M20398 | MEMORIAL CITY - CARDIOLOGY | MHHS-Mem City |  | Aspirator (Suction Pump) |  |  | 041-17056 | West | Memorial City - Memorial Cardiology East | MEMORIAL CITY - CARDIOLOGY | E7 210 Isolation Ante Room |  |  |  |  | ASPIRATORS |  | ASPIRATORSUCTPUMP-ArmstrongMedInd-S-SCORT DUET | ASPIRATORSUCTPUMP | S-SCORT DUET |  |  |  | Armstrong Med Ind | Aspirator (Suction Pump) |  | ASPIRATORSUCTPUMP-ArmstrongMedInd-S-SCORT DUET |  |  |  |  | Covered PM Repair - Biomedical | MHHS-Mem City
NO | YES |  |  |  | 041-08749 | 041-08749 | SSCOR Inc | S-SCORT 2314 |  | M05953 | MEMORIAL CITY - CATH LAB | MHHS-Mem City |  | Aspirator (Suction Pump) |  | 041-08749 | 041-08749 | West | Memorial Hermann Heart | MEMORIAL CITY - CATH LAB | Cath Lab 3 |  |  |  |  | ASPIRATORS |  | ASPIRATORSUCTPUMP-ArmstrongMedInd-S-SCORT DUET | ASPIRATORSUCTPUMP | S-SCORT DUET |  |  |  | Armstrong Med Ind | Aspirator (Suction Pump) |  | ASPIRATORSUCTPUMP-ArmstrongMedInd-S-SCORT DUET |  |  |  |  | Covered PM Repair - Biomedical | MHHS-Mem City
NO | YES |  |  |  | 041-08753 | 041-08753 | SSCOR Inc | S-SCORT 2314 |  | M05962 | Ante-partum | MHHS-Mem City |  | Aspirator (Suction Pump) |  | 041-08753 | 041-08753 | West | Womens Memorial Hermann Memorial City Hospital | Ante-partum | Storage | 8/1/19 |  |  |  | ASPIRATORS |  | ASPIRATORSUCTPUMP-ArmstrongMedInd-S-SCORT DUET | ASPIRATORSUCTPUMP | S-SCORT DUET |  |  |  | Armstrong Med Ind | Aspirator (Suction Pump) |  | ASPIRATORSUCTPUMP-ArmstrongMedInd-S-SCORT DUET |  | 8/1/15 |  |  | Covered PM Repair - Biomedical | MHHS-Mem City
NO | YES |  |  |  | 041-18321 | 041-18321 | SSCOR Inc | S-SCORT 2314 |  | N07876 | MEMORIAL CITY - CATH LAB | MHHS-Mem City |  | Aspirator (Suction Pump) |  | 041-18321 | 041-18321 | West | Memorial herman heart and vascular - memorial city | MEMORIAL CITY - CATH LAB | Cath lab 4 |  |  |  |  | ASPIRATORS |  | ASPIRATORSUCTPUMP-ArmstrongMedInd-S-SCORT DUET | ASPIRATORSUCTPUMP | S-SCORT DUET |  |  |  | Armstrong Med Ind | Aspirator (Suction Pump) |  | ASPIRATORSUCTPUMP-ArmstrongMedInd-S-SCORT DUET |  |  |  |  | Covered PM Repair - Biomedical | MHHS-Mem City
NO | YES |  |  |  | 041-07670 | 041-07670 | SSCOR Inc | S-SCORT 2314 |  | M03064 | Memorial City-Labor & Delivery | MHHS-Mem City |  | Aspirator (Suction Pump) |  | 041-07670 | 041-07670 | West | MHHS-Mem City | Memorial City-Labor & Delivery | Crash Cart | 3/1/19 |  | 3/1/21 |  | ASPIRATORS |  | ASPIRATORSUCTPUMP-ArmstrongMedInd-S-SCORT DUET | ASPIRATORSUCTPUMP | S-SCORT DUET |  |  |  | Armstrong Med Ind | Aspirator (Suction Pump) |  | ASPIRATORSUCTPUMP-ArmstrongMedInd-S-SCORT DUET |  | 9/1/15 |  |  | Covered PM Repair - Biomedical | MHHS-Mem City
NO | YES |  |  |  | 041-08756 | 041-08756 | SSCOR Inc | S-SCORT 2314 |  | M05826 | MEMORIAL CITY - CENTRAL SUPPLY | MHHS-Mem City |  | Aspirator (Suction Pump) |  | 041-08756 | 041-08756 | West | Memorial city hear and vascular - memorial city | MEMORIAL CITY - CENTRAL SUPPLY | Memorial city recovery |  |  |  |  | ASPIRATORS |  | ASPIRATORSUCTPUMP-ArmstrongMedInd-S-SCORT DUET | ASPIRATORSUCTPUMP | S-SCORT DUET |  |  |  | Armstrong Med Ind | Aspirator (Suction Pump) |  | ASPIRATORSUCTPUMP-ArmstrongMedInd-S-SCORT DUET |  |  |  |  | Covered PM Repair - Biomedical | MHHS-Mem City
NO | YES |  |  |  |  | 041-16903 | SSCOR Inc | S-SCORT 2314 |  | M21144 | MEMORIAL CITY - Orthopedics Surgery | MHHS-Mem City |  | Aspirator (Suction Pump) |  |  | 041-16903 | West | Memorial City - Memorial Hermann Hospital | MEMORIAL CITY - Orthopedics Surgery | Hallway |  |  |  |  | ASPIRATORS |  | ASPIRATORSUCTPUMP-ArmstrongMedInd-S-SCORT DUET | ASPIRATORSUCTPUMP | S-SCORT DUET |  |  |  | Armstrong Med Ind | Aspirator (Suction Pump) |  | ASPIRATORSUCTPUMP-ArmstrongMedInd-S-SCORT DUET |  |  |  |  | Covered PM Repair - Biomedical | MHHS-Mem City
NO | YES |  |  |  | 041-19951 | 041-19951 | SSCOR Inc | S-SCORT 2314 |  | M30046 | MEMORIAL CITY - MHT - NICU | MHHS-Mem City |  | Aspirator (Suction Pump) |  | 041-19951 | 041-19951 | West | Memorial Hermann Memorial City Medical Center | MEMORIAL CITY - MHT - NICU | MEMORIAL CITY- MHT - NICU |  |  |  |  | ASPIRATORS |  | ASPIRATORSUCTPUMP-ArmstrongMedInd-S-SCORT DUET | ASPIRATORSUCTPUMP | S-SCORT DUET |  |  |  | Armstrong Med Ind | Aspirator (Suction Pump) |  | ASPIRATORSUCTPUMP-ArmstrongMedInd-S-SCORT DUET |  |  |  |  | Covered PM Repair - Biomedical | MHHS-Mem City
NO | YES |  |  |  | 041-32026 | 041-32026 | SSCOR Inc | S-SCORT 2314 |  | M32946 | Memorial City -MHT - Med/Surg | MHHS-Mem City |  | Aspirator (Suction Pump) |  | 041-32026 | 041-32026 | West | Memorial Hermann Memorial City Medical Center | Memorial City -MHT - Med/Surg | MH 6 415 Equipment Storage |  |  |  |  | ASPIRATORS |  | ASPIRATORSUCTPUMP-ArmstrongMedInd-S-SCORT DUET | ASPIRATORSUCTPUMP | S-SCORT DUET |  |  |  | Armstrong Med Ind | Aspirator (Suction Pump) |  | ASPIRATORSUCTPUMP-ArmstrongMedInd-S-SCORT DUET |  |  |  |  | Covered PM Repair - Biomedical | MHHS-Mem City
NO | YES |  |  |  | 041-32497 | 041-32497 | SSCOR Inc | S-SCORT 2314 |  | M11761 | MEMORIAL CITY - DIGESTIVE DISEASE CENTER | MHHS-Mem City |  | Aspirator (Suction Pump) |  | 041-32497 | 041-32497 | West | Memorial Hermann Memorial City Medical Center | MEMORIAL CITY - DIGESTIVE DISEASE CENTER | Central Supply |  |  |  |  | ASPIRATORS |  | ASPIRATORSUCTPUMP-ArmstrongMedInd-S-SCORT DUET | ASPIRATORSUCTPUMP | S-SCORT DUET |  |  |  | Armstrong Med Ind | Aspirator (Suction Pump) |  | ASPIRATORSUCTPUMP-ArmstrongMedInd-S-SCORT DUET |  |  |  |  | Covered PM Repair - Biomedical | MHHS-Mem City
NO | YES | Serial Number M21149 |  |  |  | 041-16899 | SSCOR Inc | S-SCORT 2314 |  | M21149 | MEMORIAL CITY - TEXAS ONCOLOGY | MHHS-Mem City |  | Aspirator (Suction Pump) |  |  | 041-16899 | West | Memorial Hermann Memorial city | MEMORIAL CITY - TEXAS ONCOLOGY | Memorial Hermann cancer center |  |  |  |  | ASPIRATORS |  | ASPIRATORSUCTPUMP-ArmstrongMedInd-S-SCORT DUET | ASPIRATORSUCTPUMP | S-SCORT DUET |  |  |  | Armstrong Med Ind | Aspirator (Suction Pump) |  | ASPIRATORSUCTPUMP-ArmstrongMedInd-S-SCORT DUET |  |  |  |  | Covered PM Repair - Biomedical | MHHS-Mem City
NO | YES |  |  |  |  | 041-13519 | SSCOR Inc | S-SCORT 2314 |  | m13661 | MEMORIAL CITY - DIGESTIVE DISEASE CENTER | MHHS-Mem City |  | Aspirator (Suction Pump) |  |  | 041-13519 | West | Memorial Hermann Memorial City Medical Center | MEMORIAL CITY - DIGESTIVE DISEASE CENTER | Central Supply |  |  |  |  | ASPIRATORS |  | ASPIRATORSUCTPUMP-ArmstrongMedInd-S-SCORT DUET | ASPIRATORSUCTPUMP | S-SCORT DUET |  |  |  | Armstrong Med Ind | Aspirator (Suction Pump) |  | ASPIRATORSUCTPUMP-ArmstrongMedInd-S-SCORT DUET |  |  |  |  | Covered PM Repair - Biomedical | MHHS-Mem City
NO | YES |  |  |  |  | 041-33740 | SSCOR Inc | S-SCORT 2314 |  | M30806 | 7E Cardiology | MHHS-Mem City |  | Aspirator (Suction Pump) |  |  | 041-33740 | West | Memorial Hermann Memorial City Medical Center | 7E Cardiology | Memorial Hermann cardio 7E |  |  |  |  | ASPIRATORS |  | ASPIRATORSUCTPUMP-ArmstrongMedInd-S-SCORT DUET | ASPIRATORSUCTPUMP | S-SCORT DUET |  |  |  | Armstrong Med Ind | Aspirator (Suction Pump) |  | ASPIRATORSUCTPUMP-ArmstrongMedInd-S-SCORT DUET |  |  |  |  | Covered PM Repair - Biomedical | MHHS-Mem City
NO | YES |  |  |  |  | 921-00890 | SSCOR Inc | S-SCORT 2314 |  | m07187 | MEMORIAL CITY - DIGESTIVE DISEASE CENTER | MHHS-Mem City |  | Aspirator (Suction Pump) |  |  | 921-00890 | West | Memorial Hermann Memorial City Medical Center | MEMORIAL CITY - DIGESTIVE DISEASE CENTER | MEMORIAL CITY - DIGESTIVE |  |  |  |  | ASPIRATORS |  | ASPIRATORSUCTPUMP-ArmstrongMedInd-S-SCORT DUET | ASPIRATORSUCTPUMP | S-SCORT DUET |  |  |  | Armstrong Med Ind | Aspirator (Suction Pump) |  | ASPIRATORSUCTPUMP-ArmstrongMedInd-S-SCORT DUET |  |  |  |  | Not Covered Vendor Only - Biomedical | MHHS-Mem City
NO | YES |  |  |  | 041-32397 | 041-32397 | SSCOR Inc | S-SCORT 2314 |  | M37750 | MEMORIAL CITY - EAST TOWER - IMCU | MHHS-Mem City |  | Aspirator (Suction Pump) |  | 041-32397 | 041-32397 | West |  | MEMORIAL CITY - EAST TOWER - IMCU | [5 empty] | ASPIRATORS |  | ASPIRATORSUCTPUMP-ArmstrongMedInd-S-SCORT DUET | ASPIRATORSUCTPUMP | S-SCORT DUET |  |  |  | Armstrong Med Ind | Aspirator (Suction Pump) |  | ASPIRATORSUCTPUMP-ArmstrongMedInd-S-SCORT DUET |  |  |  |  | Not Covered Vendor Only - Biomedical | MHHS-Mem City
NO | YES |  |  |  | 041-32813 | 041-32813 | SSCOR Inc | S-SCORT 2314 |  | M35111 | Memorial City-ICU | MHHS-Mem City |  | Aspirator (Suction Pump) |  | 041-32813 | 041-32813 | West | Memorial Hermann Memorial City Medical Center | Memorial City-ICU | Across from rm 418 |  |  |  |  | ASPIRATORS |  | ASPIRATORSUCTPUMP-ArmstrongMedInd-S-SCORT DUET | ASPIRATORSUCTPUMP | S-SCORT DUET |  |  |  | Armstrong Med Ind | Aspirator (Suction Pump) |  | ASPIRATORSUCTPUMP-ArmstrongMedInd-S-SCORT DUET |  |  |  |  | Not Covered Vendor Only - Biomedical | MHHS-Mem City
NO | YES |  |  |  | 041-20769 | 041-20769 | SSCOR Inc | S-SCORT 2314 |  | M37747 | MEMORIAL CITY - EAST TOWER - NEUROLOGY | MHHS-Mem City |  | Aspirator (Suction Pump) |  | 041-20769 | 041-20769 | West |  | MEMORIAL CITY - EAST TOWER - NEUROLOGY | [5 empty] | ASPIRATORS |  | ASPIRATORSUCTPUMP-ArmstrongMedInd-S-SCORT DUET | ASPIRATORSUCTPUMP | S-SCORT DUET |  |  |  | Armstrong Med Ind | Aspirator (Suction Pump) |  | ASPIRATORSUCTPUMP-ArmstrongMedInd-S-SCORT DUET |  |  |  |  | Covered PM Repair - Biomedical | MHHS-Mem City
NO | YES |  |  |  | 041-32814 | 041-32814 | SSCOR Inc | S-SCORT 2314 |  | M35101 | MEMORIAL CITY - EAST TOWER - NEUROLOGY | MHHS-Mem City |  | Aspirator (Suction Pump) |  | 041-32814 | 041-32814 | West |  | MEMORIAL CITY - EAST TOWER - NEUROLOGY | [5 empty] | ASPIRATORS |  | ASPIRATORSUCTPUMP-ArmstrongMedInd-S-SCORT DUET | ASPIRATORSUCTPUMP | S-SCORT DUET |  |  |  | Armstrong Med Ind | Aspirator (Suction Pump) |  | ASPIRATORSUCTPUMP-ArmstrongMedInd-S-SCORT DUET |  |  |  |  | Covered PM Repair - Biomedical | MHHS-Mem City
NO | YES |  |  |  | 041-20772 | 041-20772 | SSCOR Inc | S-SCORT 2314 |  | M37740 | MEMORIAL CITY - ER | MHHS-Mem City |  | Aspirator (Suction Pump) |  | 041-20772 | 041-20772 | West | Memorial Hermann Memorial City ER | MEMORIAL CITY - ER | Nurse Station |  |  |  |  | ASPIRATORS |  | ASPIRATORSUCTPUMP-ArmstrongMedInd-S-SCORT DUET | ASPIRATORSUCTPUMP | S-SCORT DUET |  |  |  | Armstrong Med Ind | Aspirator (Suction Pump) |  | ASPIRATORSUCTPUMP-ArmstrongMedInd-S-SCORT DUET |  |  |  |  | Covered PM Repair - Biomedical | MHHS-Mem City
NO | YES |  |  |  | 041-32630 | 041-32630 | SSCOR Inc | S-SCORT 2314 |  | M37749 | ER | MHHS-Mem City |  | Aspirator (Suction Pump) |  | 041-32630 | 041-32630 | West | Memorial Hermann Memorial City Medical Center Emergency Center | ER | Nurses Station |  |  |  |  | ASPIRATORS |  | ASPIRATORSUCTPUMP-ArmstrongMedInd-S-SCORT DUET | ASPIRATORSUCTPUMP | S-SCORT DUET |  |  |  | Armstrong Med Ind | Aspirator (Suction Pump) |  | ASPIRATORSUCTPUMP-ArmstrongMedInd-S-SCORT DUET |  |  |  |  | Covered PM Repair - Biomedical | MHHS-Mem City
NO | YES |  |  |  | 041-32631 | 041-32631 | SSCOR Inc | S-SCORT 2314 |  | M37742 | MEMORIAL CITY - ER | MHHS-Mem City |  | Aspirator (Suction Pump) |  | 041-32631 | 041-32631 | West | Memorial Hermann Memorial City Medical Center Emergency Center | MEMORIAL CITY - ER | Emergency Room Nurses station |  |  |  |  | ASPIRATORS |  | ASPIRATORSUCTPUMP-ArmstrongMedInd-S-SCORT DUET | ASPIRATORSUCTPUMP | S-SCORT DUET |  |  |  | Armstrong Med Ind | Aspirator (Suction Pump) |  | ASPIRATORSUCTPUMP-ArmstrongMedInd-S-SCORT DUET |  |  |  |  | Covered PM Repair - Biomedical | MHHS-Mem City
NO | YES |  |  |  | 041-14438 | 041-14438 | SSCOR Inc | S-SCORT 2314 |  | m13687 | Memorial City-Labor & Delivery | MHHS-Mem City |  | Aspirator (Suction Pump) |  | 041-14438 | 041-14438 | West | MHHS-Mem City | Memorial City-Labor & Delivery | Infant Resuscitation | 9/1/19 |  |  |  | ASPIRATORS |  | ASPIRATORSUCTPUMP-ArmstrongMedInd-S-SCORT DUET | ASPIRATORSUCTPUMP | S-SCORT DUET |  |  |  | Armstrong Med Ind | Aspirator (Suction Pump) |  | ASPIRATORSUCTPUMP-ArmstrongMedInd-S-SCORT DUET |  | 8/1/15 |  |  | Covered PM Repair - Biomedical | MHHS-Mem City
NO | YES |  |  |  | 041-10855 | 041-10855 | SSCOR Inc | S-SCORT 2314 |  | M20338 | MEMORIAL CITY - Orthopedics Surgery | MHHS-Mem City |  | Aspirator (Suction Pump) |  | 041-10855 | 041-10855 | West | Memorial City - Memorial Hermann Hospital | MEMORIAL CITY - Orthopedics Surgery | Hallway |  |  |  |  | ASPIRATORS |  | ASPIRATORSUCTPUMP-ArmstrongMedInd-S-SCORT DUET | ASPIRATORSUCTPUMP | S-SCORT DUET |  |  |  | Armstrong Med Ind | Aspirator (Suction Pump) |  | ASPIRATORSUCTPUMP-ArmstrongMedInd-S-SCORT DUET |  |  |  |  | Not Covered Vendor Only - Biomedical | MHHS-Mem City
NO | YES |  |  |  | 041-19666 | 041-19666 | SSCOR Inc | S-SCORT 2314 |  | M28720 | MEMORIAL CITY - Orthopedic Surgery | MHHS-Mem City |  | Aspirator (Suction Pump) |  | 041-19666 | 041-19666 | West | Memorial Hermann Memorial City Medical Center | MEMORIAL CITY - Orthopedic Surgery | Memorial City - Orthopedic Surgery Hallway |  |  |  |  | ASPIRATORS |  | ASPIRATORSUCTPUMP-ArmstrongMedInd-S-SCORT DUET | ASPIRATORSUCTPUMP | S-SCORT DUET |  |  |  | Armstrong Med Ind | Aspirator (Suction Pump) |  | ASPIRATORSUCTPUMP-ArmstrongMedInd-S-SCORT DUET |  |  |  |  | Covered PM Repair - Biomedical | MHHS-Mem City
NO | YES |  |  |  | 041-19668 | 041-19668 | SSCOR Inc | S-SCORT 2314 |  | M28722 | MEMORIAL CITY - RADIOLOGY - INPATIENT | MHHS-Mem City |  | Aspirator (Suction Pump) |  | 041-19668 | 041-19668 | West | Memorial Hermann Memorial City Medical Center | MEMORIAL CITY - RADIOLOGY - INPATIENT | Hallway (Outside XRay Ultrasound 2) |  |  |  |  | ASPIRATORS |  | ASPIRATORSUCTPUMP-ArmstrongMedInd-S-SCORT DUET | ASPIRATORSUCTPUMP | S-SCORT DUET |  |  |  | Armstrong Med Ind | Aspirator (Suction Pump) |  | ASPIRATORSUCTPUMP-ArmstrongMedInd-S-SCORT DUET |  |  |  |  | Covered PM Repair - Biomedical | MHHS-Mem City
NO | YES |  |  |  | 041-19669 | 041-19669 | SSCOR Inc | S-SCORT 2314 |  | M28719 | MEMORIAL CITY - MHT - JHC RECOVER | MHHS-Mem City |  | Aspirator (Suction Pump) |  | 041-19669 | 041-19669 | West | Memorial Hermann Memorial City Medical Center | MEMORIAL CITY - MHT - JHC RECOVER | MEMORIAL CITY - MHT - JHC RECOVER |  |  |  |  | ASPIRATORS |  | ASPIRATORSUCTPUMP-ArmstrongMedInd-S-SCORT DUET | ASPIRATORSUCTPUMP | S-SCORT DUET |  |  |  | Armstrong Med Ind | Aspirator (Suction Pump) |  | ASPIRATORSUCTPUMP-ArmstrongMedInd-S-SCORT DUET |  |  |  |  | Not Covered Vendor Only - Lab Ana/Anes | MHHS-Mem City
NO | YES |  |  |  | 041-18095 | 041-18095 | SSCOR Inc | S-SCORT 2314 |  | M25548 | MEMORIAL CITY - MHT - MED/SURG | MHHS-Mem City |  | Aspirator (Suction Pump) |  | 041-18095 | 041-18095 | West | Memorial Hospital - Memorial City | MEMORIAL CITY - MHT - MED/SURG | Central Supply |  |  |  |  | ASPIRATORS |  | ASPIRATORSUCTPUMP-ArmstrongMedInd-S-SCORT DUET | ASPIRATORSUCTPUMP | S-SCORT DUET |  |  |  | Armstrong Med Ind | Aspirator (Suction Pump) |  | ASPIRATORSUCTPUMP-ArmstrongMedInd-S-SCORT DUET |  |  |  |  | Covered PM Repair - Biomedical | MHHS-Mem City
NO | YES |  |  |  | 041-17605 | 041-17605 | SSCOR Inc | S-SCORT 2314 |  | M13667 | MEMORIAL CITY - Radiology - Inpatient | MHHS-Mem City |  | Aspirator (Suction Pump) |  | 041-17605 | 041-17605 | West | Memorial Hermann Memorial City Medical Center | MEMORIAL CITY - Radiology - Inpatient | Radiology 4 |  |  |  |  | ASPIRATORS |  | ASPIRATORSUCTPUMP-ArmstrongMedInd-S-SCORT DUET | ASPIRATORSUCTPUMP | S-SCORT DUET |  |  |  | Armstrong Med Ind | Aspirator (Suction Pump) |  | ASPIRATORSUCTPUMP-ArmstrongMedInd-S-SCORT DUET |  |  |  |  | Covered PM Repair - Biomedical | MHHS-Mem City
NO | YES |  |  |  | 041-16904 | 041-16904 | SSCOR Inc | S-SCORT 2314 |  | M21130 | MEMORIAL CITY - MHT- JHC PRE OP | MHHS-Mem City |  | Aspirator (Suction Pump) |  | 041-16904 | 041-16904 | West | West | MEMORIAL CITY - MHT- JHC PRE OP | PRE OP |  |  |  |  | ASPIRATORS |  | ASPIRATORSUCTPUMP-ArmstrongMedInd-S-SCORT DUET | ASPIRATORSUCTPUMP | S-SCORT DUET |  |  |  | Armstrong Med Ind | Aspirator (Suction Pump) |  | ASPIRATORSUCTPUMP-ArmstrongMedInd-S-SCORT DUET |  |  |  |  | Covered PM Repair - Biomedical | MHHS-Mem City
NO | YES |  |  |  | 041-20226 | 041-20226 | SSCOR Inc | S-SCORT 2314 |  | M28639 | MEMORIAL CITY - CENTRAL SUPPLY | MHHS-Mem City |  | Aspirator (Suction Pump) |  | 041-20226 | 041-20226 | West | Memorial city hear and vascular - memorial city | MEMORIAL CITY - CENTRAL SUPPLY | Cath lab 5 |  |  |  |  | ASPIRATORS |  | ASPIRATORSUCTPUMP-ArmstrongMedInd-S-SCORT DUET | ASPIRATORSUCTPUMP | S-SCORT DUET |  |  |  | Armstrong Med Ind | Aspirator (Suction Pump) |  | ASPIRATORSUCTPUMP-ArmstrongMedInd-S-SCORT DUET |  |  |  |  | Covered PM Repair - Biomedical | MHHS-Mem City
NO | YES |  |  |  | 041-17055 | 041-17055 | SSCOR Inc | S-SCORT 2314 |  | M20387 | MEMORIAL CITY - NUCLEAR MEDICINE | MHHS-Mem City |  | Aspirator (Suction Pump) |  | 041-17055 | 041-17055 | West | Memorial Hermann Memorial City Medical Center | MEMORIAL CITY - NUCLEAR MEDICINE | MEMORIAL CITY - NUCLEAR MEDICAL |  |  |  |  | ASPIRATORS |  | ASPIRATORSUCTPUMP-ArmstrongMedInd-S-SCORT DUET | ASPIRATORSUCTPUMP | S-SCORT DUET |  |  |  | Armstrong Med Ind | Aspirator (Suction Pump) |  | ASPIRATORSUCTPUMP-ArmstrongMedInd-S-SCORT DUET |  |  |  |  | Covered PM Repair - Biomedical | MHHS-Mem City
NO | YES |  |  |  |  | 041-08748 | SSCOR Inc | S-SCORT 2314 |  | M05891 | MEMORIAL CITY - NUCLEAR MEDICINE | MHHS-Mem City |  | Aspirator (Suction Pump) |  |  | 041-08748 | West | Memorial city - nuke med | MEMORIAL CITY - NUCLEAR MEDICINE | Pre admit testing |  |  |  |  | ASPIRATORS |  | ASPIRATORSUCTPUMP-ArmstrongMedInd-S-SCORT DUET | ASPIRATORSUCTPUMP | S-SCORT DUET |  |  |  | Armstrong Med Ind | Aspirator (Suction Pump) |  | ASPIRATORSUCTPUMP-ArmstrongMedInd-S-SCORT DUET |  |  |  |  | Covered PM Repair - Biomedical | MHHS-Mem City
NO | YES |  |  |  | 041-07668 | 041-07668 | SSCOR Inc | S-SCORT 2314 |  | M03062 | Memorial city - out patient surgery | MHHS-Mem City |  | Aspirator (Suction Pump) |  | 041-07668 | 041-07668 | West and memorial city | Memorial city - memorial herman hospital | Memorial city - out patient surgery | Recovery |  |  |  |  | ASPIRATORS |  | ASPIRATORSUCTPUMP-ArmstrongMedInd-S-SCORT DUET | ASPIRATORSUCTPUMP | S-SCORT DUET |  |  |  | Armstrong Med Ind | Aspirator (Suction Pump) |  | ASPIRATORSUCTPUMP-ArmstrongMedInd-S-SCORT DUET |  |  |  |  | Covered PM Repair - Biomedical | MHHS-Mem City
NO | YES |  |  |  | 041-08744 | 041-08744 | SSCOR Inc | S-SCORT 2314 |  | m05960 | MEMORIAL CITY - OUTPATIENT SURGERY RECOVERY | MHHS-Mem City |  | Aspirator (Suction Pump) |  | 041-08744 | 041-08744 | West | Memorial Hermann - Memorial City | MEMORIAL CITY - OUTPATIENT SURGERY RECOVERY | West Tower 1st Floor Recovery 1 |  |  |  |  | ASPIRATORS |  | ASPIRATORSUCTPUMP-ArmstrongMedInd-S-SCORT DUET | ASPIRATORSUCTPUMP | S-SCORT DUET |  |  |  | Armstrong Med Ind | Aspirator (Suction Pump) |  | ASPIRATORSUCTPUMP-ArmstrongMedInd-S-SCORT DUET |  |  |  |  | Covered PM Repair - Biomedical | MHHS-Mem City
NO | YES | Serial Number M05950 |  |  |  | 041-08752 | SSCOR Inc | S-SCORT 2314 |  | M05950 | MEMORIAL CITY - PEDIATRICS | MHHS-Mem City |  | Aspirator (Suction Pump) |  |  | 041-08752 | West | Memorial City-Memorial Hermann Hospital | MEMORIAL CITY - PEDIATRICS | Repair/Tv room |  |  |  |  | ASPIRATORS |  | ASPIRATORSUCTPUMP-ArmstrongMedInd-S-SCORT DUET | ASPIRATORSUCTPUMP | S-SCORT DUET |  |  |  | Armstrong Med Ind | Aspirator (Suction Pump) |  | ASPIRATORSUCTPUMP-ArmstrongMedInd-S-SCORT DUET |  |  |  |  | Covered PM Repair - Biomedical | MHHS-Mem City
NO | YES |  |  |  | 041-20514 | 041-20514 | SSCOR Inc | S-SCORT 2314 |  | M20386 | Memorial City-Postpartum-Nursery | MHHS-Mem City |  | Aspirator (Suction Pump) |  | 041-20514 | 041-20514 | West | MHHS-Mem City | Memorial City-Postpartum-Nursery | Medication room | 3/1/19 |  |  |  | ASPIRATORS |  | ASPIRATORSUCTPUMP-ArmstrongMedInd-S-SCORT DUET | ASPIRATORSUCTPUMP | S-SCORT DUET |  |  |  | Armstrong Med Ind | Aspirator (Suction Pump) |  | ASPIRATORSUCTPUMP-ArmstrongMedInd-S-SCORT DUET |  | 3/1/17 |  |  | Covered PM Repair - Biomedical | MHHS-Mem City
NO | YES |  |  |  |  | 041-04629 | SSCOR Inc | S-SCORT 2314 |  | M00766 | MEMORIAL CITY - CARDIOLOGY | MHHS-Mem City |  | Aspirator (Suction Pump) |  |  | 041-04629 | West | Memorial City - Memorial Cardiology East | MEMORIAL CITY - CARDIOLOGY | Hallway |  |  |  |  | ASPIRATORS |  | ASPIRATORSUCTPUMP-ArmstrongMedInd-S-SCORT DUET | ASPIRATORSUCTPUMP | S-SCORT DUET |  |  |  | Armstrong Med Ind | Aspirator (Suction Pump) |  | ASPIRATORSUCTPUMP-ArmstrongMedInd-S-SCORT DUET |  |  |  |  | Covered PM Repair - Biomedical | MHHS-Mem City
NO | YES |  |  |  | 041-17058 | 041-17058 | SSCOR Inc | S-SCORT 2314 |  | M20397 | MEMORIAL CITY - WOUND CARE | MHHS-Mem City |  | Aspirator (Suction Pump) |  | 041-17058 | 041-17058 | West | Memorial Hermann Memorial City Medical Center | MEMORIAL CITY - WOUND CARE | W1 143 HBOT |  |  |  |  | ASPIRATORS |  | ASPIRATORSUCTPUMP-ArmstrongMedInd-S-SCORT DUET | ASPIRATORSUCTPUMP | S-SCORT DUET |  |  |  | Armstrong Med Ind | Aspirator (Suction Pump) |  | ASPIRATORSUCTPUMP-ArmstrongMedInd-S-SCORT DUET |  |  |  |  | Covered PM Repair - Biomedical | MHHS-Mem City
NO | YES |  |  |  | 925-01675 | 925-01675 | SSCOR Inc | S-SCORT 2314 |  | M36600 | MHOSH-3rd Floor | MHHS Orthopedic & Spine |  | Aspirator (Suction Pump) |  | 925-01675 | 925-01675 | Central | MHHS-Orthopedic & Spine | MHOSH-3rd Floor | Crash cart | 10/1/19 |  | 10/1/20 |  | ASPIRATORS | Aspirator (Suction Pump) | ASPIRATORSUCTPUMP-ArmstrongMedInd-S-SCORT DUET | ASPIRATORSUCTPUMP | S-SCORT DUET |  |  |  | Armstrong Med Ind | Aspirator (Suction Pump) |  | ASPIRATORSUCTPUMP-ArmstrongMedInd-S-SCORT DUET |  |  | MHOSH Inventory Dec 2019 into 2020 - Copy.xls - Already Verified |  | Covered PM Repair - Biomedical | MHHS Orthopedic & Spine | [8 empty] | ASPIRATORSUCTPUMP | Aspirator (Suction Pump) | Armstrong Med Ind
NO | YES |  |  |  | 929-00949 | 929-00949 | SSCOR Inc | S-SCORT 2314 |  | M34889 | MHOSH-Anesthesia | MHHS Orthopedic & Spine |  | Aspirator (Suction Pump) |  | 929-00949 | 929-00949 | Central & Greater Heights | MHHS-Orthopedic & Spine | MHOSH-Anesthesia |  | 10/21/19 |  |  |  | ASPIRATORS | Aspirator (Suction Pump) | ASPIRATORSUCTPUMP-ArmstrongMedInd-S-SCORT DUET | ASPIRATORSUCTPUMP | S-SCORT DUET |  |  |  | Armstrong Med Ind | Aspirator (Suction Pump) |  | ASPIRATORSUCTPUMP-ArmstrongMedInd-S-SCORT DUET |  |  | MHOSH Inventory Dec 2019 into 2020 - Copy.xls - Newly Verified |  | Covered PM Repair - Biomedical | MHHS Orthopedic & Spine | [8 empty] | ASPIRATORSUCTPUMP | Aspirator (Suction Pump) | Armstrong Med Ind
NO | YES |  |  |  | 029-11932 | 029-11932 | SSCOR Inc | S-SCORT 2314 |  | M31138 | MNA-(WDLS)-The Woodlands (Mp4) | MHHS - Mischer Neuroscience |  | Aspirator (Suction Pump) |  | 029-11932 | 029-11932 | Woodlands | MHHS-Others | MNA-(WDLS)-The Woodlands (Mp4) | MOB neuro | 8/1/19 |  | 8/1/20 |  | ASPIRATORS | Aspirator (Suction Pump) | ASPIRATORSUCTPUMP-ArmstrongMedInd-S-SCORT DUET | ASPIRATORSUCTPUMP | S-SCORT DUET |  |  |  | Armstrong Med Ind | Aspirator (Suction Pump) |  | ASPIRATORSUCTPUMP-ArmstrongMedInd-S-SCORT DUET |  |  |  |  | Covered PM Repair - Biomedical | MHHS - Mischer Neuroscience | [8 empty] | ASPIRATORSUCTPUMP | Aspirator (Suction Pump) | Armstrong Med Ind
NO | YES |  |  |  | 142-07210 | 142-07210 | SSCOR Inc | S-SCORT 2314 |  | M35722 | NE-Cancer Center | MHHS-Northeast |  | Aspirator (Suction Pump) |  | 142-07210 | 142-07210 | Katy | MHHS-Northeast | NE-Cancer Center | Infusion room | 11/1/19 |  |  |  | ASPIRATORS | Aspirator (Suction Pump) | ASPIRATORSUCTPUMP-ArmstrongMedInd-S-SCORT DUET | ASPIRATORSUCTPUMP | S-SCORT DUET |  |  |  | Armstrong Med Ind | Aspirator (Suction Pump) |  | ASPIRATORSUCTPUMP-ArmstrongMedInd-S-SCORT DUET |  |  |  |  | Covered PM Repair - Biomedical | MHHS-Northeast | [8 empty] | ASPIRATORSUCTPUMP | Aspirator (Suction Pump) | Armstrong Med Ind
NO | YES |  |  |  |  | 142-06264 | SSCOR Inc | S-SCORT 2314 |  | M27448 | NE-OR | MHHS-Northeast |  | Aspirator (Suction Pump) |  |  | 142-06264 | Katy | MHHS-Northeast | NE-OR | OR Hybrid Room | 1/1/19 | 1/1/20 |  |  | ASPIRATORS | Aspirator (Suction Pump) | ASPIRATORSUCTPUMP-ArmstrongMedInd-S-SCORT DUET | ASPIRATORSUCTPUMP | S-SCORT DUET |  |  |  | Armstrong Med Ind | Aspirator (Suction Pump) |  | ASPIRATORSUCTPUMP-ArmstrongMedInd-S-SCORT DUET |  |  |  |  | Covered PM Repair - Biomedical | MHHS-Northeast | [8 empty] | ASPIRATORSUCTPUMP | Aspirator (Suction Pump) | Armstrong Med Ind
NO | YES |  |  |  | 142-08440 | 142-08440 | SSCOR Inc | S-SCORT 2314 |  | M39437 | NE-Radiology | MHHS-Northeast |  | Aspirator (Suction Pump) |  | 142-08440 | 142-08440 | Katy | MHHS-Northeast | NE-Radiology |  |  |  |  | No pm | ASPIRATORS | Aspirator (Suction Pump) | ASPIRATORSUCTPUMP-ArmstrongMedInd-S-SCORT DUET | ASPIRATORSUCTPUMP | S-SCORT DUET |  |  |  | Armstrong Med Ind | Aspirator (Suction Pump) |  | ASPIRATORSUCTPUMP-ArmstrongMedInd-S-SCORT DUET |  |  |  |  | Covered PM Repair - Biomedical | MHHS-Northeast | [8 empty] | ASPIRATORSUCTPUMP | Aspirator (Suction Pump) | Armstrong Med Ind
NO | YES |  |  |  | 041-16902 | 041-16902 | SSCOR Inc | S-SCORT 2314 |  | M21158 | MEMORIAL CITY - CENTRAL SUPPLY | MHHS-OPID |  | Aspirator (Suction Pump) |  | 041-16902 | 041-16902 | West | Memorial city hear and vascular - memorial city | MEMORIAL CITY - CENTRAL SUPPLY | Cath lab 2 |  |  |  |  | ASPIRATORS |  | ASPIRATORSUCTPUMP-ArmstrongMedInd-S-SCORT DUET | ASPIRATORSUCTPUMP | S-SCORT DUET |  |  |  | Armstrong Med Ind | Aspirator (Suction Pump) |  | ASPIRATORSUCTPUMP-ArmstrongMedInd-S-SCORT DUET |  |  |  |  | Covered PM Repair - Biomedical | MHHS-OPID
NO | YES |  |  |  | 041-16900 | 041-16900 | SSCOR Inc | S-SCORT 2314 |  | M21131 | MEMORIAL CITY - General Surgery | MHHS-OPID |  | Aspirator (Suction Pump) |  | 041-16900 | 041-16900 | West | Memorial Hermann Memorial City Medical Center | MEMORIAL CITY - General Surgery | MEMORIAL CITY - General Surgery Nurses station |  |  |  |  | ASPIRATORS |  | ASPIRATORSUCTPUMP-ArmstrongMedInd-S-SCORT DUET | ASPIRATORSUCTPUMP | S-SCORT DUET |  |  |  | Armstrong Med Ind | Aspirator (Suction Pump) |  | ASPIRATORSUCTPUMP-ArmstrongMedInd-S-SCORT DUET |  |  |  |  | Covered PM Repair - Biomedical | MHHS-OPID
NO | YES |  |  |  | 129-06884 | 129-06884 | SSCOR Inc | S-SCORT 2314 |  | M31024 | OPID - (SL) - SUGAR LAND - 449 (MP1) | MHHS-OPID |  | Aspirator (Suction Pump) |  | 129-06884 | 129-06884 | Sugar Land | MD Anderson Breast Care with Memorial Hermann - Sugar Land (#120) | OPID - (SL) - SUGAR LAND - 449 (MP1) | CT Room | 11/1/19 |  | 11/1/20 |  | ASPIRATORS | Aspirator (Suction Pump) | ASPIRATORSUCTPUMP-ArmstrongMedInd-S-SCORT DUET | ASPIRATORSUCTPUMP | S-SCORT DUET |  |  |  | Armstrong Med Ind | Aspirator (Suction Pump) |  | ASPIRATORSUCTPUMP-ArmstrongMedInd-S-SCORT DUET |  |  |  |  | Covered PM Repair - Biomedical | MHHS-OPID | [8 empty] | ASPIRATORSUCTPUMP | Aspirator (Suction Pump) | Armstrong Med Ind
NO | YES |  |  |  | 069-26194 | 069-26194 | SSCOR Inc | S-SCORT 2314 |  | M11647 | OPID - (TMC) - MH IMAGING CENTER - 417 | MHHS-OPID |  | Aspirator (Suction Pump) |  | 069-26194 | 069-26194 | TMC |  | OPID - (TMC) - MH IMAGING CENTER - 417 | [5 empty] | ASPIRATORS |  | ASPIRATORSUCTPUMP-ArmstrongMedInd-S-SCORT DUET | ASPIRATORSUCTPUMP | S-SCORT DUET |  |  |  | Armstrong Med Ind | Aspirator (Suction Pump) |  | ASPIRATORSUCTPUMP-ArmstrongMedInd-S-SCORT DUET |  |  |  |  | Covered PM Repair - Biomedical | MHHS-OPID
NO | YES |  |  |  | 145-00198 | 145-00198 | SSCOR Inc | S-SCORT 2314 |  | M25523 | Pearland-3N-Med/Surg | MHHS-Pearland Hospital |  | Aspirator (Suction Pump) |  | 145-00198 | 145-00198 | Pearland | MHHS-Pearland Hospital | Pearland-3N-Med/Surg | Crash cart | 7/1/19 | 7/1/20 |  |  | ASPIRATORS | Aspirator (Suction Pump) | ASPIRATORSUCTPUMP-ArmstrongMedInd-S-SCORT DUET | ASPIRATORSUCTPUMP | S-SCORT DUET |  |  |  | Armstrong Med Ind | Aspirator (Suction Pump) |  | ASPIRATORSUCTPUMP-ArmstrongMedInd-S-SCORT DUET |  | 1/1/17 |  |  | Covered PM Repair - Biomedical | MHHS-Pearland Hospital | [8 empty] | ASPIRATORSUCTPUMP | Aspirator (Suction Pump) | Armstrong Med Ind
NO | YES |  |  |  | 145-00719 | 145-00719 | SSCOR Inc | S-SCORT 2314 |  | M29993 | Pearland-3N-Med/Surg | MHHS-Pearland Hospital |  | Aspirator (Suction Pump) |  | 145-00719 | 145-00719 | Pearland | MHHS-Pearland Hospital | Pearland-3N-Med/Surg | Nurses station | 5/1/19 | 5/1/20 |  |  | ASPIRATORS | Aspirator (Suction Pump) | ASPIRATORSUCTPUMP-ArmstrongMedInd-S-SCORT DUET | ASPIRATORSUCTPUMP | S-SCORT DUET |  |  |  | Armstrong Med Ind | Aspirator (Suction Pump) |  | ASPIRATORSUCTPUMP-ArmstrongMedInd-S-SCORT DUET |  | 1/20/15 |  |  | Covered PM Repair - Biomedical | MHHS-Pearland Hospital | [8 empty] | ASPIRATORSUCTPUMP | Aspirator (Suction Pump) | Armstrong Med Ind
NO | YES |  |  |  | 145-00080 | 145-00080 | SSCOR Inc | S-SCORT 2314 |  | M30123 | Pearland-4N-Med/Surg | MHHS-Pearland Hospital |  | Aspirator (Suction Pump) |  | 145-00080 | 145-00080 | Pearland | MHHS-Pearland Hospital | Pearland-4N-Med/Surg | 4 north | 1/1/20 | 1/1/20 |  |  | ASPIRATORS | Aspirator (Suction Pump) | ASPIRATORSUCTPUMP-ArmstrongMedInd-S-SCORT DUET | ASPIRATORSUCTPUMP | S-SCORT DUET |  |  |  | Armstrong Med Ind | Aspirator (Suction Pump) |  | ASPIRATORSUCTPUMP-ArmstrongMedInd-S-SCORT DUET |  | 1/20/15 |  |  | Covered PM Repair - Biomedical | MHHS-Pearland Hospital | [8 empty] | ASPIRATORSUCTPUMP | Aspirator (Suction Pump) | Armstrong Med Ind
NO | YES |  |  |  | 145-00381 | 145-00381 | SSCOR Inc | S-SCORT 2314 |  | M30010 | Pearland-4N-Med/Surg | MHHS-Pearland Hospital |  | Aspirator (Suction Pump) |  | 145-00381 | 145-00381 | Pearland | MHHS-Pearland Hospital | Pearland-4N-Med/Surg | By room 405 | 12/1/19 | 12/1/21 |  |  | ASPIRATORS | Aspirator (Suction Pump) | ASPIRATORSUCTPUMP-ArmstrongMedInd-S-SCORT DUET | ASPIRATORSUCTPUMP | S-SCORT DUET |  |  |  | Armstrong Med Ind | Aspirator (Suction Pump) |  | ASPIRATORSUCTPUMP-ArmstrongMedInd-S-SCORT DUET |  | 1/20/15 |  |  | Covered PM Repair - Biomedical | MHHS-Pearland Hospital | [8 empty] | ASPIRATORSUCTPUMP | Aspirator (Suction Pump) | Armstrong Med Ind
NO | YES |  |  |  | 145-00333 | 145-00333 | SSCOR Inc | S-SCORT 2314 |  | M29995 | Pearland-Cardiac Cath Lab | MHHS-Pearland Hospital |  | Aspirator (Suction Pump) |  | 145-00333 | 145-00333 | Pearland | MHHS-Pearland Hospital | Pearland-Cardiac Cath Lab | Cath lab procedure room | 7/1/19 | 7/1/20 |  |  | ASPIRATORS | Aspirator (Suction Pump) | ASPIRATORSUCTPUMP-ArmstrongMedInd-S-SCORT DUET | ASPIRATORSUCTPUMP | S-SCORT DUET |  |  |  | Armstrong Med Ind | Aspirator (Suction Pump) |  | ASPIRATORSUCTPUMP-ArmstrongMedInd-S-SCORT DUET |  | 1/20/15 |  |  | Covered PM Repair - Biomedical | MHHS-Pearland Hospital | [8 empty] | ASPIRATORSUCTPUMP | Aspirator (Suction Pump) | Armstrong Med Ind
NO | YES |  |  |  | 145-00355 | 145-00355 | SSCOR Inc | S-SCORT 2314 |  | M29997 | Pearland-Cardiac Cath Lab | MHHS-Pearland Hospital |  | Aspirator (Suction Pump) |  | 145-00355 | 145-00355 | Pearland | MHHS-Pearland Hospital | Pearland-Cardiac Cath Lab | Prep | 7/1/19 | 7/1/20 |  |  | ASPIRATORS | Aspirator (Suction Pump) | ASPIRATORSUCTPUMP-ArmstrongMedInd-S-SCORT DUET | ASPIRATORSUCTPUMP | S-SCORT DUET |  |  |  | Armstrong Med Ind | Aspirator (Suction Pump) |  | ASPIRATORSUCTPUMP-ArmstrongMedInd-S-SCORT DUET |  | 1/20/15 |  |  | Covered PM Repair - Biomedical | MHHS-Pearland Hospital | [8 empty] | ASPIRATORSUCTPUMP | Aspirator (Suction Pump) | Armstrong Med Ind
NO | YES |  |  |  | 145-00214 | 145-00214 | SSCOR Inc | S-SCORT 2314 |  | M25533 | Pearland-4N-Med/Surg | MHHS-Pearland Hospital |  | Aspirator (Suction Pump) |  | 145-00214 | 145-00214 | Pearland | MHHS-Pearland Hospital | Pearland-4N-Med/Surg | Nursing | 3/1/19 | 3/1/20 |  |  | ASPIRATORS | Aspirator (Suction Pump) | ASPIRATORSUCTPUMP-ArmstrongMedInd-S-SCORT DUET | ASPIRATORSUCTPUMP | S-SCORT DUET |  |  |  | Armstrong Med Ind | Aspirator (Suction Pump) |  | ASPIRATORSUCTPUMP-ArmstrongMedInd-S-SCORT DUET |  | 1/20/15 |  |  | Covered PM Repair - Biomedical | MHHS-Pearland Hospital | [8 empty] | ASPIRATORSUCTPUMP | Aspirator (Suction Pump) | Armstrong Med Ind
NO | YES |  |  |  | 145-00216 | 145-00216 | SSCOR Inc | S-SCORT 2314 |  | M25531 | Pearland-Radiology | MHHS-Pearland Hospital |  | Aspirator (Suction Pump) |  | 145-00216 | 145-00216 | Pearland | MHHS-Pearland Hospital | Pearland-Radiology | Crash cart | 5/1/19 | 5/1/20 |  |  | ASPIRATORS | Aspirator (Suction Pump) | ASPIRATORSUCTPUMP-ArmstrongMedInd-S-SCORT DUET | ASPIRATORSUCTPUMP | S-SCORT DUET |  |  |  | Armstrong Med Ind | Aspirator (Suction Pump) |  | ASPIRATORSUCTPUMP-ArmstrongMedInd-S-SCORT DUET |  | 1/1/17 |  |  | Covered PM Repair - Biomedical | MHHS-Pearland Hospital | [8 empty] | ASPIRATORSUCTPUMP | Aspirator (Suction Pump) | Armstrong Med Ind
NO | YES |  |  |  | 145-00329 | 145-00329 | SSCOR Inc | S-SCORT 2314 |  | M25516 | Pearland-4N-Med/Surg | MHHS-Pearland Hospital |  | Aspirator (Suction Pump) |  | 145-00329 | 145-00329 | Pearland | MHHS-Pearland Hospital | Pearland-4N-Med/Surg | 4 north | 4/1/19 | 4/1/20 |  |  | ASPIRATORS | Aspirator (Suction Pump) | ASPIRATORSUCTPUMP-ArmstrongMedInd-S-SCORT DUET | ASPIRATORSUCTPUMP | S-SCORT DUET |  |  |  | Armstrong Med Ind | Aspirator (Suction Pump) |  | ASPIRATORSUCTPUMP-ArmstrongMedInd-S-SCORT DUET |  |  |  |  | Covered PM Repair - Biomedical | MHHS-Pearland Hospital | [8 empty] | ASPIRATORSUCTPUMP | Aspirator (Suction Pump) | Armstrong Med Ind
NO | YES |  |  |  | 145-00440 | 145-00440 | SSCOR Inc | S-SCORT 2314 |  | M25525 | Pearland-Emergency Center | MHHS-Pearland Hospital |  | Aspirator (Suction Pump) |  | 145-00440 | 145-00440 | Pearland | MHHS-Pearland Hospital | Pearland-Emergency Center | ER crash cart | 2/1/19 | 2/1/20 |  |  | ASPIRATORS | Aspirator (Suction Pump) | ASPIRATORSUCTPUMP-ArmstrongMedInd-S-SCORT DUET | ASPIRATORSUCTPUMP | S-SCORT DUET |  |  |  | Armstrong Med Ind | Aspirator (Suction Pump) |  | ASPIRATORSUCTPUMP-ArmstrongMedInd-S-SCORT DUET |  | 1/1/10 |  |  | Covered PM Repair - Biomedical | MHHS-Pearland Hospital | [8 empty] | ASPIRATORSUCTPUMP | Aspirator (Suction Pump) | Armstrong Med Ind
NO | YES |  |  |  | 145-00718 | 145-00718 | SSCOR Inc | S-SCORT 2314 |  | M25535 | Biomed | MHHS-Pearland Hospital |  | Aspirator (Suction Pump) |  | 145-00718 | 145-00718 | Pearland | Memorial Hermann Pearland Hospital | Biomed | Biomed | 3/1/17 | 3/1/18 |  |  | ASPIRATORS | Aspirator (Suction Pump) | ASPIRATORSUCTPUMP-ArmstrongMedInd-S-SCORT DUET | ASPIRATORSUCTPUMP | S-SCORT DUET |  |  |  | Armstrong Med Ind | Aspirator (Suction Pump) |  | ASPIRATORSUCTPUMP-ArmstrongMedInd-S-SCORT DUET |  | 1/1/17 |  |  | Covered PM Repair - Biomedical | MHHS-Pearland Hospital | [8 empty] | ASPIRATORSUCTPUMP | Aspirator (Suction Pump) | Armstrong Med Ind
NO | YES |  |  |  | 145-00223 | 145-00223 | SSCOR Inc | S-SCORT 2314 |  | M25524 | Pearland-Endoscopy | MHHS-Pearland Hospital |  | Aspirator (Suction Pump) |  | 145-00223 | 145-00223 | Pearland | MHHS-Pearland Hospital | Pearland-Endoscopy | Endo crash cart | 10/1/19 | 10/1/20 |  |  | ASPIRATORS | Aspirator (Suction Pump) | ASPIRATORSUCTPUMP-ArmstrongMedInd-S-SCORT DUET | ASPIRATORSUCTPUMP | S-SCORT DUET |  |  |  | Armstrong Med Ind | Aspirator (Suction Pump) |  | ASPIRATORSUCTPUMP-ArmstrongMedInd-S-SCORT DUET |  | 1/1/10 |  |  | Covered PM Repair - Biomedical | MHHS-Pearland Hospital | [8 empty] | ASPIRATORSUCTPUMP | Aspirator (Suction Pump) | Armstrong Med Ind
NO | YES |  |  |  | 145-00552 | 145-00552 | SSCOR Inc | S-SCORT 2314 |  | M30008 | Pearland-Emergency Center | MHHS-Pearland Hospital |  | Aspirator (Suction Pump) |  | 145-00552 | 145-00552 | Pearland | MHHS-Pearland Hospital | Pearland-Emergency Center | Pearland ER | 1/1/19 | 1/1/20 |  |  | ASPIRATORS | Aspirator (Suction Pump) | ASPIRATORSUCTPUMP-ArmstrongMedInd-S-SCORT DUET | ASPIRATORSUCTPUMP | S-SCORT DUET |  |  |  | Armstrong Med Ind | Aspirator (Suction Pump) |  | ASPIRATORSUCTPUMP-ArmstrongMedInd-S-SCORT DUET |  | 1/1/17 |  |  | Covered PM Repair - Biomedical | MHHS-Pearland Hospital | [8 empty] | ASPIRATORSUCTPUMP | Aspirator (Suction Pump) | Armstrong Med Ind
NO | YES |  |  |  | 145-00558 | 145-00558 | SSCOR Inc | S-SCORT 2314 |  | M30011 | Pearland-ICU/IMCU | MHHS-Pearland Hospital |  | Aspirator (Suction Pump) |  | 145-00558 | 145-00558 | Pearland | MHHS-Pearland Hospital | Pearland-ICU/IMCU | Cpd crash cart icu | 11/1/19 | 11/1/20 |  |  | ASPIRATORS | Aspirator (Suction Pump) | ASPIRATORSUCTPUMP-ArmstrongMedInd-S-SCORT DUET | ASPIRATORSUCTPUMP | S-SCORT DUET |  |  |  | Armstrong Med Ind | Aspirator (Suction Pump) |  | ASPIRATORSUCTPUMP-ArmstrongMedInd-S-SCORT DUET |  | 1/1/17 |  |  | Covered PM Repair - Biomedical | MHHS-Pearland Hospital | [8 empty] | ASPIRATORSUCTPUMP | Aspirator (Suction Pump) | Armstrong Med Ind
NO | YES |  |  |  | 145-00633 | 145-00633 | SSCOR Inc | S-SCORT 2314 |  | M25522 | Pearland-OR-Preop/PACU | MHHS-Pearland Hospital |  | Aspirator (Suction Pump) |  | 145-00633 | 145-00633 | Pearland | MHHS-Pearland Hospital | Pearland-OR-Preop/PACU | By pre op 7 | 1/1/20 | 1/1/21 |  |  | ASPIRATORS | Aspirator (Suction Pump) | ASPIRATORSUCTPUMP-ArmstrongMedInd-S-SCORT DUET | ASPIRATORSUCTPUMP | S-SCORT DUET |  |  |  | Armstrong Med Ind | Aspirator (Suction Pump) |  | ASPIRATORSUCTPUMP-ArmstrongMedInd-S-SCORT DUET |  | 7/2/14 |  |  | Covered PM Repair - Biomedical | MHHS-Pearland Hospital | [8 empty] | ASPIRATORSUCTPUMP | Aspirator (Suction Pump) | Armstrong Med Ind
NO | YES |  |  |  | 145-00593 | 145-0059 | SSCOR Inc | S-SCORT 2314 |  | M30009 | Pearland-Labor & Delivery | MHHS-Pearland Hospital |  | Aspirator (Suction Pump) |  | 145-00593 | 145-0059 | Pearland | MHHS-Pearland Hospital | Pearland-Labor & Delivery | Nursing | 12/1/19 | 12/1/20 |  |  | ASPIRATORS | Aspirator (Suction Pump) | ASPIRATORSUCTPUMP-ArmstrongMedInd-S-SCORT DUET | ASPIRATORSUCTPUMP | S-SCORT DUET |  |  |  | Armstrong Med Ind | Aspirator (Suction Pump) |  | ASPIRATORSUCTPUMP-ArmstrongMedInd-S-SCORT DUET |  | 7/2/12 |  |  | Covered PM Repair - Biomedical | MHHS-Pearland Hospital | [8 empty] | ASPIRATORSUCTPUMP | Aspirator (Suction Pump) | Armstrong Med Ind
NO | YES |  |  |  | 145-00447 | 145-00447 | SSCOR Inc | S-SCORT 2314 |  | M30158 | Pearland-OR | MHHS-Pearland Hospital |  | Aspirator (Suction Pump) |  | 145-00447 | 145-00447 | Pearland | MHHS-Pearland Hospital | Pearland-OR | Sterile Core | 9/1/19 | 9/1/20 |  |  | ASPIRATORS | Aspirator (Suction Pump) | ASPIRATORSUCTPUMP-ArmstrongMedInd-S-SCORT DUET | ASPIRATORSUCTPUMP | S-SCORT DUET |  |  |  | Armstrong Med Ind | Aspirator (Suction Pump) |  | ASPIRATORSUCTPUMP-ArmstrongMedInd-S-SCORT DUET |  |  |  |  | Covered PM Repair - Biomedical | MHHS-Pearland Hospital | [8 empty] | ASPIRATORSUCTPUMP | Aspirator (Suction Pump) | Armstrong Med Ind
NO | YES |  |  |  | 145-00813 | 145-00813 | SSCOR Inc | S-SCORT 2314 |  | M29998 | Pearland-OR | MHHS-Pearland Hospital |  | Aspirator (Suction Pump) |  | 145-00813 | 145-00813 | Pearland | MHHS-Pearland Hospital | Pearland-OR | Sterile Core | 9/1/19 | 9/1/20 |  |  | ASPIRATORS | Aspirator (Suction Pump) | ASPIRATORSUCTPUMP-ArmstrongMedInd-S-SCORT DUET | ASPIRATORSUCTPUMP | S-SCORT DUET |  |  |  | Armstrong Med Ind | Aspirator (Suction Pump) |  | ASPIRATORSUCTPUMP-ArmstrongMedInd-S-SCORT DUET |  |  |  |  | Covered PM Repair - Biomedical | MHHS-Pearland Hospital | [8 empty] | ASPIRATORSUCTPUMP | Aspirator (Suction Pump) | Armstrong Med Ind
NO | YES |  |  |  | 145-00357 | 145-00357 | SSCOR Inc | S-SCORT 2314 |  | M30002 | Pearland-OR-Preop/PACU | MHHS-Pearland Hospital |  | Aspirator (Suction Pump) |  | 145-00357 | 145-00357 | Pearland | MHHS-Pearland Hospital | Pearland-OR-Preop/PACU | By pre op 7 | 8/1/19 | 8/1/20 |  |  | ASPIRATORS | Aspirator (Suction Pump) | ASPIRATORSUCTPUMP-ArmstrongMedInd-S-SCORT DUET | ASPIRATORSUCTPUMP | S-SCORT DUET |  |  |  | Armstrong Med Ind | Aspirator (Suction Pump) |  | ASPIRATORSUCTPUMP-ArmstrongMedInd-S-SCORT DUET |  |  |  |  | Covered PM Repair - Biomedical | MHHS-Pearland Hospital | [8 empty] | ASPIRATORSUCTPUMP | Aspirator (Suction Pump) | Armstrong Med Ind
NO | YES |  |  |  | 145-00678 | 145-00678 | SSCOR Inc | S-SCORT 2314 |  | M29999 | Pearland-Radiology | MHHS-Pearland Hospital |  | Aspirator (Suction Pump) |  | 145-00678 | 145-00678 | Pearland | MHHS-Pearland Hospital | Pearland-Radiology | RF Room | 5/1/19 | 5/1/20 |  |  | ASPIRATORS | Aspirator (Suction Pump) | ASPIRATORSUCTPUMP-ArmstrongMedInd-S-SCORT DUET | ASPIRATORSUCTPUMP | S-SCORT DUET |  |  |  | Armstrong Med Ind | Aspirator (Suction Pump) |  | ASPIRATORSUCTPUMP-ArmstrongMedInd-S-SCORT DUET |  |  |  |  | Covered PM Repair - Biomedical | MHHS-Pearland Hospital | [8 empty] | ASPIRATORSUCTPUMP | Aspirator (Suction Pump) | Armstrong Med Ind
NO | YES |  |  |  | 145-00201 | 145-00201 | SSCOR Inc | S-SCORT 2314 |  | M25534 | Pearland-Radiology | MHHS-Pearland Hospital |  | Aspirator (Suction Pump) |  | 145-00201 | 145-00201 | Pearland | MHHS-Pearland Hospital | Pearland-Radiology | Biomed | 3/1/19 | 2/1/20 |  |  | ASPIRATORS | Aspirator (Suction Pump) | ASPIRATORSUCTPUMP-ArmstrongMedInd-S-SCORT DUET | ASPIRATORSUCTPUMP | S-SCORT DUET |  |  |  | Armstrong Med Ind | Aspirator (Suction Pump) |  | ASPIRATORSUCTPUMP-ArmstrongMedInd-S-SCORT DUET |  |  |  |  | Covered PM Repair - Biomedical | MHHS-Pearland Hospital | [8 empty] | ASPIRATORSUCTPUMP | Aspirator (Suction Pump) | Armstrong Med Ind
NO | YES |  |  |  | 145-00275 | 145-00275 | SSCOR Inc | S-SCORT 2314 |  | M25517 | Pearland-Radiology | MHHS-Pearland Hospital |  | Aspirator (Suction Pump) |  | 145-00275 | 145-00275 | Pearland | MHHS-Pearland Hospital | Pearland-Radiology | CT | 11/1/20 | 11/1/19 |  |  | ASPIRATORS | Aspirator (Suction Pump) | ASPIRATORSUCTPUMP-ArmstrongMedInd-S-SCORT DUET | ASPIRATORSUCTPUMP | S-SCORT DUET |  |  |  | Armstrong Med Ind | Aspirator (Suction Pump) |  | ASPIRATORSUCTPUMP-ArmstrongMedInd-S-SCORT DUET |  |  |  |  | Covered PM Repair - Biomedical | MHHS-Pearland Hospital | [8 empty] | ASPIRATORSUCTPUMP | Aspirator (Suction Pump) | Armstrong Med Ind
NO | YES |  |  |  | 145-00724 | 145-00724 | SSCOR Inc | S-SCORT 2314 |  | M30007 | Pearland-Radiology | MHHS-Pearland Hospital |  | Aspirator (Suction Pump) |  | 145-00724 | 145-00724 | Pearland | MHHS-Pearland Hospital | Pearland-Radiology | Biomed shop | 8/1/19 | 10/1/20 |  |  | ASPIRATORS | Aspirator (Suction Pump) | ASPIRATORSUCTPUMP-ArmstrongMedInd-S-SCORT DUET | ASPIRATORSUCTPUMP | S-SCORT DUET |  |  |  | Armstrong Med Ind | Aspirator (Suction Pump) |  | ASPIRATORSUCTPUMP-ArmstrongMedInd-S-SCORT DUET |  |  |  |  | Covered PM Repair - Biomedical | MHHS-Pearland Hospital | [8 empty] | ASPIRATORSUCTPUMP | Aspirator (Suction Pump) | Armstrong Med Ind
NO | YES |  |  |  | 145-00081 | 145-00081 | SSCOR Inc | S-SCORT 2314 |  | M30125 | Pearland-Radiology-Nuc Med | MHHS-Pearland Hospital |  | Aspirator (Suction Pump) |  | 145-00081 | 145-00081 | Pearland | MHHS-Pearland Hospital | Pearland-Radiology-Nuc Med | Nuc med crash cart | 7/1/19 | 7/1/20 |  |  | ASPIRATORS | Aspirator (Suction Pump) | ASPIRATORSUCTPUMP-ArmstrongMedInd-S-SCORT DUET | ASPIRATORSUCTPUMP | S-SCORT DUET |  |  |  | Armstrong Med Ind | Aspirator (Suction Pump) |  | ASPIRATORSUCTPUMP-ArmstrongMedInd-S-SCORT DUET |  | 1/1/17 |  |  | Covered PM Repair - Biomedical | MHHS-Pearland Hospital | [8 empty] | ASPIRATORSUCTPUMP | Aspirator (Suction Pump) | Armstrong Med Ind
NO | YES |  |  |  | 145-00646 | 145-00646 | SSCOR Inc | S-SCORT 2314 |  | M30004 | Pearland-Emergency Center | MHHS-Pearland Hospital |  | Aspirator (Suction Pump) |  | 145-00646 | 145-00646 | Pearland | MHHS-Pearland Hospital | Pearland-Emergency Center | Crash cart | 12/1/19 | 12/1/20 |  |  | ASPIRATORS | Aspirator (Suction Pump) | ASPIRATORSUCTPUMP-ArmstrongMedInd-S-SCORT DUET | ASPIRATORSUCTPUMP | S-SCORT DUET |  |  |  | Armstrong Med Ind | Aspirator (Suction Pump) |  | ASPIRATORSUCTPUMP-ArmstrongMedInd-S-SCORT DUET |  | 1/1/17 |  |  | Covered PM Repair - Biomedical | MHHS-Pearland Hospital | [8 empty] | ASPIRATORSUCTPUMP | Aspirator (Suction Pump) | Armstrong Med Ind
NO | YES |  |  |  | 583-00956 | 583-00956 | SSCOR Inc | S-SCORT 2314 |  | M28226 | KT CCC-(KY)-Emergency Room | MHHS-South Katy CCC |  | Aspirator (Suction Pump) |  | 583-00956 | 583-00956 | Katy | MHHS-Others | KT CCC-(KY)-Emergency Room | Crash Cart | 5/1/19 | 5/1/20 |  |  | ASPIRATORS | Aspirator (Suction Pump) | ASPIRATORSUCTPUMP-ArmstrongMedInd-S-SCORT DUET | ASPIRATORSUCTPUMP | S-SCORT DUET |  |  |  | Armstrong Med Ind | Aspirator (Suction Pump) |  | ASPIRATORSUCTPUMP-ArmstrongMedInd-S-SCORT DUET |  |  |  |  | Covered PM Repair - Biomedical | MHHS-South Katy CCC | [8 empty] | ASPIRATORSUCTPUMP | Aspirator (Suction Pump) | Armstrong Med Ind
NO | YES |  |  |  | 583-00957 | 583-00957 | SSCOR Inc | S-SCORT 2314 |  | M28218 | KT CCC-(KY)-Emergency Room | MHHS-South Katy CCC |  | Aspirator (Suction Pump) |  | 583-00957 | 583-00957 | Katy | MHHS-Others | KT CCC-(KY)-Emergency Room | Ex 6 | 5/1/19 | 5/1/20 |  |  | ASPIRATORS | Aspirator (Suction Pump) | ASPIRATORSUCTPUMP-ArmstrongMedInd-S-SCORT DUET | ASPIRATORSUCTPUMP | S-SCORT DUET |  |  |  | Armstrong Med Ind | Aspirator (Suction Pump) |  | ASPIRATORSUCTPUMP-ArmstrongMedInd-S-SCORT DUET |  |  |  |  | Covered PM Repair - Biomedical | MHHS-South Katy CCC | [8 empty] | ASPIRATORSUCTPUMP | Aspirator (Suction Pump) | Armstrong Med Ind
NO | YES |  |  |  | 583-00958 | 583-00958 | SSCOR Inc | S-SCORT 2314 |  | M28255 | KT CCC-(KY)-Emergency Room | MHHS-South Katy CCC |  | Aspirator (Suction Pump) |  | 583-00958 | 583-00958 | Katy | MHHS-Others | KT CCC-(KY)-Emergency Room | Ex 6 | 5/1/19 | 2/1/20 |  |  | ASPIRATORS | Aspirator (Suction Pump) | ASPIRATORSUCTPUMP-ArmstrongMedInd-S-SCORT DUET | ASPIRATORSUCTPUMP | S-SCORT DUET |  |  |  | Armstrong Med Ind | Aspirator (Suction Pump) |  | ASPIRATORSUCTPUMP-ArmstrongMedInd-S-SCORT DUET |  |  |  |  | Covered PM Repair - Biomedical | MHHS-South Katy CCC | [8 empty] | ASPIRATORSUCTPUMP | Aspirator (Suction Pump) | Armstrong Med Ind
NO | YES |  |  |  | 005-04366 | 005-04366 | SSCOR Inc | S-SCORT 2314 |  | M04090 | SE-Cath Lab | MHHS-Southeast |  | Aspirator (Suction Pump) |  | 005-04366 | 005-04366 | Southeast | MHHS-Southeast | SE-Cath Lab | Hallway | 7/1/19 |  | 7/1/20 |  | ASPIRATORS |  | ASPIRATORSUCTPUMP-ArmstrongMedInd-S-SCORT DUET | ASPIRATORSUCTPUMP | S-SCORT DUET |  |  |  | Armstrong Med Ind | Aspirator (Suction Pump) |  | ASPIRATORSUCTPUMP-ArmstrongMedInd-S-SCORT DUET |  |  |  |  | Covered PM Repair - Biomedical | MHHS-Southeast
NO | YES |  |  |  | 005-08422 | 005-08422 | SSCOR Inc | S-SCORT 2314 |  | M08448 | SE-Cath Lab | MHHS-Southeast |  | Aspirator (Suction Pump) |  | 005-08422 | 005-08422 | Southeast | MHHS-Southeast | SE-Cath Lab | Cath Lab |  |  |  |  | ASPIRATORS |  | ASPIRATORSUCTPUMP-ArmstrongMedInd-S-SCORT DUET | ASPIRATORSUCTPUMP | S-SCORT DUET |  |  |  | Armstrong Med Ind | Aspirator (Suction Pump) |  | ASPIRATORSUCTPUMP-ArmstrongMedInd-S-SCORT DUET |  |  |  |  | Covered PM Repair - Biomedical | MHHS-Southeast
NO | YES |  |  |  | 005-08927 | 005-08927 | SSCOR Inc | S-SCORT 2314 |  | M05220 | SE-Emergency Center | MHHS-Southeast |  | Aspirator (Suction Pump) |  | 005-08927 | 005-08927 | Southeast | MHHS-Southeast | SE-Emergency Center | ER | 10/1/19 |  | 10/1/20 |  | ASPIRATORS |  | ASPIRATORSUCTPUMP-ArmstrongMedInd-S-SCORT DUET | ASPIRATORSUCTPUMP | S-SCORT DUET |  |  |  | Armstrong Med Ind | Aspirator (Suction Pump) |  | ASPIRATORSUCTPUMP-ArmstrongMedInd-S-SCORT DUET |  |  |  |  | Covered PM Repair - Biomedical | MHHS-Southeast
NO | YES |  |  |  | 005-03301 | 005-03301 | SSCOR Inc | S-SCORT 2314 |  | M00873 | SE - RADIOLOGY | MHHS-Southeast |  | Aspirator (Suction Pump) |  | 005-03301 | 005-03301 | Southeast | Memorial Hermann Southeast Hospital | SE - RADIOLOGY | CT 1 |  |  |  |  | ASPIRATORS |  | ASPIRATORSUCTPUMP-ArmstrongMedInd-S-SCORT DUET | ASPIRATORSUCTPUMP | S-SCORT DUET |  |  |  | Armstrong Med Ind | Aspirator (Suction Pump) |  | ASPIRATORSUCTPUMP-ArmstrongMedInd-S-SCORT DUET |  |  |  |  | Covered PM Repair - Biomedical | MHHS-Southeast
NO | YES |  |  |  | 005-04065 | 005-04065 | SSCOR Inc | S-SCORT 2314 |  | M04678 | SE-OR | MHHS-Southeast |  | Aspirator (Suction Pump) |  | 005-04065 | 005-04065 | Southeast | MHHS-Southeast | SE-OR | Storage | 8/1/19 |  | 8/1/20 |  | ASPIRATORS |  | ASPIRATORSUCTPUMP-ArmstrongMedInd-S-SCORT DUET | ASPIRATORSUCTPUMP | S-SCORT DUET |  |  |  | Armstrong Med Ind | Aspirator (Suction Pump) |  | ASPIRATORSUCTPUMP-ArmstrongMedInd-S-SCORT DUET |  |  |  |  | Covered PM Repair - Biomedical | MHHS-Southeast
NO | YES |  |  |  | 005-07333 | 005-07333 | SSCOR Inc | S-SCORT 2314 |  | M08416 | SE - RADIOLOGY | MHHS-Southeast |  | Aspirator (Suction Pump) |  | 005-07333 | 005-07333 | Southeast | Memorial Hermann Southeast Hospital | SE - RADIOLOGY | Hall |  |  |  |  | ASPIRATORS |  | ASPIRATORSUCTPUMP-ArmstrongMedInd-S-SCORT DUET | ASPIRATORSUCTPUMP | S-SCORT DUET |  |  |  | Armstrong Med Ind | Aspirator (Suction Pump) |  | ASPIRATORSUCTPUMP-ArmstrongMedInd-S-SCORT DUET |  | 3/1/17 |  |  | Covered PM Repair - Biomedical | MHHS-Southeast
NO | YES |  |  |  | 005-08423 | 005-08423 | SSCOR Inc | S-SCORT 2314 |  | M08380 | SW-Radiology | MHHS-Southeast |  | Aspirator (Suction Pump) |  | 005-08423 | 005-08423 | Southeast & Bay Area | MHHS-Southwest | SW-Radiology | 2W264 | 2/1/20 |  | 2/1/21 |  | ASPIRATORS |  | ASPIRATORSUCTPUMP-ArmstrongMedInd-S-SCORT DUET | ASPIRATORSUCTPUMP | S-SCORT DUET |  |  |  | Armstrong Med Ind | Aspirator (Suction Pump) |  | ASPIRATORSUCTPUMP-ArmstrongMedInd-S-SCORT DUET |  |  |  |  | Covered PM Repair - Biomedical | MHHS-Southeast
NO | YES |  |  |  | 005-03293 | 005-03293 | SSCOR Inc | S-SCORT 2314 |  | M00861 | SE-CDU (Old) | MHHS-Southeast |  | Aspirator (Suction Pump) |  | 005-03293 | 005-03293 | Southeast | MHHS-Southeast | SE-CDU (Old) | SE - CDU | 9/1/19 |  | 8/1/20 |  | ASPIRATORS |  | ASPIRATORSUCTPUMP-ArmstrongMedInd-S-SCORT DUET | ASPIRATORSUCTPUMP | S-SCORT DUET |  |  |  | Armstrong Med Ind | Aspirator (Suction Pump) |  | ASPIRATORSUCTPUMP-ArmstrongMedInd-S-SCORT DUET |  |  |  |  | Covered PM Repair - Biomedical | MHHS-Southeast
NO | YES |  |  |  | 005-04849 | 005-04849 | SSCOR Inc | S-SCORT 2314 |  | M05198 | Memorial Hermann- Dielesys | MHHS-Southeast |  | Aspirator (Suction Pump) |  | 005-04849 | 005-04849 | Southeast & Bay Area | Memorial Hermann- Dielesys | Memorial Hermann- Dielesys | Diaelisys nurse station | 4/1/20 |  | 4/1/21 |  | ASPIRATORS |  | ASPIRATORSUCTPUMP-ArmstrongMedInd-S-SCORT DUET | ASPIRATORSUCTPUMP | S-SCORT DUET |  |  |  | Armstrong Med Ind | Aspirator (Suction Pump) |  | ASPIRATORSUCTPUMP-ArmstrongMedInd-S-SCORT DUET |  |  |  |  | Covered PM Repair - Biomedical | MHHS-Southeast
NO | YES |  |  |  | 005-03299 | 005-03299 | SSCOR Inc | S-SCORT 2314 |  | M00883 | SE-Emergency Center | MHHS-Southeast |  | Aspirator (Suction Pump) |  | 005-03299 | 005-03299 | Southeast | MHHS-Southeast | SE-Emergency Center | Hallway | 10/1/19 |  | 10/1/20 |  | ASPIRATORS |  | ASPIRATORSUCTPUMP-ArmstrongMedInd-S-SCORT DUET | ASPIRATORSUCTPUMP | S-SCORT DUET |  |  |  | Armstrong Med Ind | Aspirator (Suction Pump) |  | ASPIRATORSUCTPUMP-ArmstrongMedInd-S-SCORT DUET |  |  |  |  | Covered PM Repair - Biomedical | MHHS-Southeast
NO | YES |  |  |  | 005-03312 | 005-03312 | SSCOR Inc | S-SCORT 2314 |  | M00860 | SE -Cath Lab | MHHS-Southeast |  | Aspirator (Suction Pump) |  | 005-03312 | 005-03312 | Southeast | Memorial Herman Southeast | SE -Cath Lab | Cath lab rm. 1 |  |  |  |  | ASPIRATORS |  | ASPIRATORSUCTPUMP-ArmstrongMedInd-S-SCORT DUET | ASPIRATORSUCTPUMP | S-SCORT DUET |  |  |  | Armstrong Med Ind | Aspirator (Suction Pump) |  | ASPIRATORSUCTPUMP-ArmstrongMedInd-S-SCORT DUET |  | 7/1/13 |  |  | Covered PM Repair - Biomedical | MHHS-Southeast
NO | YES |  |  |  | 005-04851 | 005-04851 | SSCOR Inc | S-SCORT 2314 |  | M03667 | SE - EMERGENCY CENTER | MHHS-Southeast |  | Aspirator (Suction Pump) |  | 005-04851 | 005-04851 | Southeast | Memorial Hermann Southeast Hospital | SE - EMERGENCY CENTER | ED CT |  |  |  |  | ASPIRATORS |  | ASPIRATORSUCTPUMP-ArmstrongMedInd-S-SCORT DUET | ASPIRATORSUCTPUMP | S-SCORT DUET |  |  |  | Armstrong Med Ind | Aspirator (Suction Pump) |  | ASPIRATORSUCTPUMP-ArmstrongMedInd-S-SCORT DUET |  |  |  |  | Covered PM Repair - Biomedical | MHHS-Southeast
NO | YES |  |  |  | 005-09904 | 005-09904 | SSCOR Inc | S-SCORT 2314 |  | M08364 | SE-Esophageal Disease Center | MHHS-Southeast |  | Aspirator (Suction Pump) |  | 005-09904 | 005-09904 | Southeast | MHHS-Southeast | SE-Esophageal Disease Center | Nurse station | 8/1/19 |  |  |  | ASPIRATORS |  | ASPIRATORSUCTPUMP-ArmstrongMedInd-S-SCORT DUET | ASPIRATORSUCTPUMP | S-SCORT DUET |  |  |  | Armstrong Med Ind | Aspirator (Suction Pump) |  | ASPIRATORSUCTPUMP-ArmstrongMedInd-S-SCORT DUET |  |  |  |  | Covered PM Repair - Biomedical | MHHS-Southeast
NO | YES |  |  |  | 005-03313 | 005-03313 | SSCOR Inc | S-SCORT 2314 |  | M00819 | SE - ICU | MHHS-Southeast |  | Aspirator (Suction Pump) |  | 005-03313 | 005-03313 | Southeast | Memorial Hermann Breast Care Center - Southeast | SE - ICU | Central Supply | 10/1/19 |  | 10/1/20 |  | ASPIRATORS |  | ASPIRATORSUCTPUMP-ArmstrongMedInd-S-SCORT DUET | ASPIRATORSUCTPUMP | S-SCORT DUET |  |  |  | Armstrong Med Ind | Aspirator (Suction Pump) |  | ASPIRATORSUCTPUMP-ArmstrongMedInd-S-SCORT DUET |  | 7/1/17 |  |  | Covered PM Repair - Biomedical | MHHS-Southeast
NO | YES |  |  |  | 005-01270 | 005-01270 | SSCOR Inc | S-SCORT 2314 |  | M00868 | (null) | MHHS-Southeast |  | Aspirator (Suction Pump) |  | 005-01270 | 005-01270 | (null) | MHHS-Southeast | (null) | (null) |  |  |  | (null) | ASPIRATORS |  | ASPIRATORSUCTPUMP-ArmstrongMedInd-S-SCORT DUET | ASPIRATORSUCTPUMP | S-SCORT DUET |  |  |  | Armstrong Med Ind | Aspirator (Suction Pump) |  | ASPIRATORSUCTPUMP-ArmstrongMedInd-S-SCORT DUET |  |  |  |  | Covered PM Repair - Biomedical | MHHS-Southeast
NO | YES | Asset Tag 005-04289 |  |  | 005-04289 | 005-04289 | SSCOR Inc | S-SCORT 2314 |  | M03304 | SE-ICU | MHHS-Southeast |  | Aspirator (Suction Pump) |  | 005-04289 | 005-04289 | Southeast | MHHS-Southeast | SE-ICU | Biomed shop | 9/1/19 |  |  |  | ASPIRATORS |  | ASPIRATORSUCTPUMP-ArmstrongMedInd-S-SCORT DUET | ASPIRATORSUCTPUMP | S-SCORT DUET |  |  |  | Armstrong Med Ind | Aspirator (Suction Pump) |  | ASPIRATORSUCTPUMP-ArmstrongMedInd-S-SCORT DUET |  |  |  |  | Covered PM Repair - Biomedical | MHHS-Southeast
NO | YES |  |  |  | 005-06196 | 005-06196 | SSCOR Inc | S-SCORT 2314 |  | M00891 | SE-ICU | MHHS-Southeast |  | Aspirator (Suction Pump) |  | 005-06196 | 005-06196 | Southeast | MHHS-Southeast | SE-ICU | Central Supply | 8/1/19 |  | 8/1/20 |  | ASPIRATORS |  | ASPIRATORSUCTPUMP-ArmstrongMedInd-S-SCORT DUET | ASPIRATORSUCTPUMP | S-SCORT DUET |  |  |  | Armstrong Med Ind | Aspirator (Suction Pump) |  | ASPIRATORSUCTPUMP-ArmstrongMedInd-S-SCORT DUET |  |  |  |  | Covered PM Repair - Biomedical | MHHS-Southeast
NO | YES |  |  |  | 005-03307 | 005-03307 | SSCOR Inc | S-SCORT 2314 |  | m00885 | SE-OR-PACU | MHHS-Southeast |  | Aspirator (Suction Pump) |  | 005-03307 | 005-03307 | Southeast | MHHS-Southeast | SE-OR-PACU |  | 5/1/19 |  | 5/1/20 |  | ASPIRATORS |  | ASPIRATORSUCTPUMP-ArmstrongMedInd-S-SCORT DUET | ASPIRATORSUCTPUMP | S-SCORT DUET |  |  |  | Armstrong Med Ind | Aspirator (Suction Pump) |  | ASPIRATORSUCTPUMP-ArmstrongMedInd-S-SCORT DUET |  |  |  |  | Covered PM Repair - Biomedical | MHHS-Southeast
NO | YES |  |  |  | 005-11103 | 005-11103 | SSCOR Inc | S-SCORT 2314 |  | M30221 | SE-Labor & Delivery | MHHS-Southeast |  | Aspirator (Suction Pump) |  | 005-11103 | 005-11103 | Southeast | MHHS-Southeast | SE-Labor & Delivery | Recovery | 8/1/19 |  | 8/1/20 |  | ASPIRATORS |  | ASPIRATORSUCTPUMP-ArmstrongMedInd-S-SCORT DUET | ASPIRATORSUCTPUMP | S-SCORT DUET |  |  |  | Armstrong Med Ind | Aspirator (Suction Pump) |  | ASPIRATORSUCTPUMP-ArmstrongMedInd-S-SCORT DUET |  |  |  |  | Covered PM Repair - Biomedical | MHHS-Southeast
NO | YES |  |  |  | 005-13072 | 005-13072 | SSCOR Inc | S-SCORT 2314 |  | M30265 | SE-Labor & Delivery | MHHS-Southeast |  | Aspirator (Suction Pump) |  | 005-13072 | 005-13072 | Southeast | MHHS-Southeast | SE-Labor & Delivery | 4 floor storage | 4/1/19 |  | 4/1/20 |  | ASPIRATORS |  | ASPIRATORSUCTPUMP-ArmstrongMedInd-S-SCORT DUET | ASPIRATORSUCTPUMP | S-SCORT DUET |  |  |  | Armstrong Med Ind | Aspirator (Suction Pump) |  | ASPIRATORSUCTPUMP-ArmstrongMedInd-S-SCORT DUET |  |  |  |  | Covered PM Repair - Biomedical | MHHS-Southeast
NO | YES |  |  |  | 005-09547 | 005-09547 | SSCOR Inc | S-SCORT 2314 |  | M19300 | SE-Noninvasive Cardiology | MHHS-Southeast |  | Aspirator (Suction Pump) |  | 005-09547 | 005-09547 | Southeast | MHHS-Southeast | SE-Noninvasive Cardiology | Central Supply | 8/1/19 |  | 8/1/20 |  | ASPIRATORS |  | ASPIRATORSUCTPUMP-ArmstrongMedInd-S-SCORT DUET | ASPIRATORSUCTPUMP | S-SCORT DUET |  |  |  | Armstrong Med Ind | Aspirator (Suction Pump) |  | ASPIRATORSUCTPUMP-ArmstrongMedInd-S-SCORT DUET |  |  |  |  | Covered PM Repair - Biomedical | MHHS-Southeast
NO | YES |  |  |  | 005-05886 | 005-05886 | SSCOR Inc | S-SCORT 2314 |  | M10116 | SE-OR | MHHS-Southeast |  | Aspirator (Suction Pump) |  | 005-05886 | 005-05886 | Southeast | MHHS-Southeast | SE-OR | Storage | 9/1/19 |  | 9/1/20 |  | ASPIRATORS |  | ASPIRATORSUCTPUMP-ArmstrongMedInd-S-SCORT DUET | ASPIRATORSUCTPUMP | S-SCORT DUET |  |  |  | Armstrong Med Ind | Aspirator (Suction Pump) |  | ASPIRATORSUCTPUMP-ArmstrongMedInd-S-SCORT DUET |  |  |  |  | Covered PM Repair - Biomedical | MHHS-Southeast
NO | YES |  |  |  | 005-09346 | 005-09346 | SSCOR Inc | S-SCORT 2314 |  | M23518 | SE-OR | MHHS-Southeast |  | Aspirator (Suction Pump) |  | 005-09346 | 005-09346 | Southeast | MHHS-Southeast | SE-OR | Storage | 9/1/19 |  | 9/1/20 |  | ASPIRATORS |  | ASPIRATORSUCTPUMP-ArmstrongMedInd-S-SCORT DUET | ASPIRATORSUCTPUMP | S-SCORT DUET |  |  |  | Armstrong Med Ind | Aspirator (Suction Pump) |  | ASPIRATORSUCTPUMP-ArmstrongMedInd-S-SCORT DUET |  |  |  |  | Covered PM Repair - Biomedical | MHHS-Southeast
NO | YES |  |  |  | 005-03297 | 005-03297 | SSCOR Inc | S-SCORT 2314 |  | M00820 | SE-OR-PACU | MHHS-Southeast |  | Aspirator (Suction Pump) |  | 005-03297 | 005-03297 | Southeast | MHHS-Southeast | SE-OR-PACU | Bay 6 | 9/1/19 |  | 9/1/20 |  | ASPIRATORS |  | ASPIRATORSUCTPUMP-ArmstrongMedInd-S-SCORT DUET | ASPIRATORSUCTPUMP | S-SCORT DUET |  |  |  | Armstrong Med Ind | Aspirator (Suction Pump) |  | ASPIRATORSUCTPUMP-ArmstrongMedInd-S-SCORT DUET |  |  |  |  | Covered PM Repair - Biomedical | MHHS-Southeast
NO | YES |  |  |  | 005-03310 | 005-03310 | SSCOR Inc | S-SCORT 2314 |  | M00887 | SE-OR-PACU | MHHS-Southeast |  | Aspirator (Suction Pump) |  | 005-03310 | 005-03310 | Southeast | MHHS-Southeast | SE-OR-PACU | Bay 6 | 9/1/19 |  | 9/1/20 |  | ASPIRATORS |  | ASPIRATORSUCTPUMP-ArmstrongMedInd-S-SCORT DUET | ASPIRATORSUCTPUMP | S-SCORT DUET |  |  |  | Armstrong Med Ind | Aspirator (Suction Pump) |  | ASPIRATORSUCTPUMP-ArmstrongMedInd-S-SCORT DUET |  |  |  |  | Covered PM Repair - Biomedical | MHHS-Southeast
NO | YES |  |  |  | 005-03291 | 005-03291 | SSCOR Inc | S-SCORT 2314 |  | M00872 | SE-OR-Preop | MHHS-Southeast |  | Aspirator (Suction Pump) |  | 005-03291 | 005-03291 | Southeast | MHHS-Southeast | SE-OR-Preop | Bay 11 | 9/1/19 |  | 9/1/20 |  | ASPIRATORS |  | ASPIRATORSUCTPUMP-ArmstrongMedInd-S-SCORT DUET | ASPIRATORSUCTPUMP | S-SCORT DUET |  |  |  | Armstrong Med Ind | Aspirator (Suction Pump) |  | ASPIRATORSUCTPUMP-ArmstrongMedInd-S-SCORT DUET |  |  |  |  | Covered PM Repair - Biomedical | MHHS-Southeast
NO | YES |  |  |  | 005-05817 | 005-05817 | SSCOR Inc | S-SCORT 2314 |  | M10145 | Radiology | MHHS-Southeast |  | Aspirator (Suction Pump) |  | 005-05817 | 005-05817 | Southeast | Memorial Hermann Southeast Hospital | Radiology | Radiology out pat. Control rm. |  |  |  |  | ASPIRATORS |  | ASPIRATORSUCTPUMP-ArmstrongMedInd-S-SCORT DUET | ASPIRATORSUCTPUMP | S-SCORT DUET |  |  |  | Armstrong Med Ind | Aspirator (Suction Pump) |  | ASPIRATORSUCTPUMP-ArmstrongMedInd-S-SCORT DUET |  |  |  |  | Covered PM Repair - Biomedical | MHHS-Southeast
NO | YES |  |  |  | 005-03290 | 005-03290 | SSCOR Inc | S-SCORT 2314 |  | M00845 | SE-Labor & Delivery | MHHS-Southeast |  | Aspirator (Suction Pump) |  | 005-03290 | 005-03290 | Southeast | MHHS-Southeast | SE-Labor & Delivery | Hallway | 7/1/19 |  | 7/1/20 |  | ASPIRATORS |  | ASPIRATORSUCTPUMP-ArmstrongMedInd-S-SCORT DUET | ASPIRATORSUCTPUMP | S-SCORT DUET |  |  |  | Armstrong Med Ind | Aspirator (Suction Pump) |  | ASPIRATORSUCTPUMP-ArmstrongMedInd-S-SCORT DUET |  |  |  |  | Covered PM Repair - Biomedical | MHHS-Southeast
NO | YES |  |  |  | 005-03303 | 005-03303 | SSCOR Inc | S-SCORT 2314 |  | M00822 | SE - RADIOLOGY | MHHS-Southeast |  | Aspirator (Suction Pump) |  | 005-03303 | 005-03303 | Southeast | Memorial Hermann Southeast Hospital | SE - RADIOLOGY | CT 4 |  |  |  |  | ASPIRATORS |  | ASPIRATORSUCTPUMP-ArmstrongMedInd-S-SCORT DUET | ASPIRATORSUCTPUMP | S-SCORT DUET |  |  |  | Armstrong Med Ind | Aspirator (Suction Pump) |  | ASPIRATORSUCTPUMP-ArmstrongMedInd-S-SCORT DUET |  |  |  |  | Covered PM Repair - Biomedical | MHHS-Southeast
NO | YES |  |  |  | 005-04440 | 005-04440 | SSCOR Inc | S-SCORT 2314 |  | M04070 | SE - Stress lab | MHHS-Southeast |  | Aspirator (Suction Pump) |  | 005-04440 | 005-04440 | Southeast | Memorial Hermann Southeast Hospital | SE - Stress lab | Hallway |  |  |  |  | ASPIRATORS |  | ASPIRATORSUCTPUMP-ArmstrongMedInd-S-SCORT DUET | ASPIRATORSUCTPUMP | S-SCORT DUET |  |  |  | Armstrong Med Ind | Aspirator (Suction Pump) |  | ASPIRATORSUCTPUMP-ArmstrongMedInd-S-SCORT DUET |  | 8/1/20 |  |  | Not Covered Vendor Only - Lab Ana/Anes | MHHS-Southeast
NO | YES |  |  |  | 005-03318 | 005-03318 | SSCOR Inc | S-SCORT 2314 |  | M00869 | SE-Unit 2B (Oncology) | MHHS-Southeast |  | Aspirator (Suction Pump) |  | 005-03318 | 005-03318 | Southeast | MHHS-Southeast | SE-Unit 2B (Oncology) | Physical therapy | 8/1/19 |  | 8/1/20 |  | ASPIRATORS |  | ASPIRATORSUCTPUMP-ArmstrongMedInd-S-SCORT DUET | ASPIRATORSUCTPUMP | S-SCORT DUET |  |  |  | Armstrong Med Ind | Aspirator (Suction Pump) |  | ASPIRATORSUCTPUMP-ArmstrongMedInd-S-SCORT DUET |  |  |  |  | Covered PM Repair - Biomedical | MHHS-Southeast
NO | YES |  |  |  | 005-05883 | 005-05883 | SSCOR Inc | S-SCORT 2314 |  | M10167 | SE-Cath Lab | MHHS-Southeast |  | Aspirator (Suction Pump) |  | 005-05883 | 005-05883 | Southeast | MHHS-Southeast | SE-Cath Lab | Room 2 |  |  |  |  | ASPIRATORS |  | ASPIRATORSUCTPUMP-ArmstrongMedInd-S-SCORT DUET | ASPIRATORSUCTPUMP | S-SCORT DUET |  |  |  | Armstrong Med Ind | Aspirator (Suction Pump) |  | ASPIRATORSUCTPUMP-ArmstrongMedInd-S-SCORT DUET |  |  |  |  | Covered PM Repair - Biomedical | MHHS-Southeast
NO | YES |  |  |  | 005-08409 | 005-08409 | SSCOR Inc | S-SCORT 2314 |  | M19276 | SE-OR | MHHS-Southeast |  | Aspirator (Suction Pump) |  | 005-08409 | 005-08409 | Southeast | MHHS-Southeast | SE-OR | OR corridor | 5/1/19 |  |  |  | ASPIRATORS |  | ASPIRATORSUCTPUMP-ArmstrongMedInd-S-SCORT DUET | ASPIRATORSUCTPUMP | S-SCORT DUET |  |  |  | Armstrong Med Ind | Aspirator (Suction Pump) |  | ASPIRATORSUCTPUMP-ArmstrongMedInd-S-SCORT DUET |  |  |  |  | Covered PM Repair - Biomedical | MHHS-Southeast
NO | YES |  |  |  | 005-03294 | 005-03294 | SSCOR Inc | S-SCORT 2314 |  | m00859 | SE-OR | MHHS-Southeast |  | Aspirator (Suction Pump) |  | 005-03294 | 005-03294 | Southeast | MHHS-Southeast | SE-OR | Hybrid 2 | 12/1/19 |  | 12/1/20 |  | ASPIRATORS |  | ASPIRATORSUCTPUMP-ArmstrongMedInd-S-SCORT DUET | ASPIRATORSUCTPUMP | S-SCORT DUET |  |  |  | Armstrong Med Ind | Aspirator (Suction Pump) |  | ASPIRATORSUCTPUMP-ArmstrongMedInd-S-SCORT DUET |  |  |  |  | Covered PM Repair - Biomedical | MHHS-Southeast
NO | YES |  |  |  | 005-04075 | 005-04075 | SSCOR Inc | S-SCORT 2314 |  | J01424 | SE-Unit 4B (Women'S Services) | MHHS-Southeast |  | Aspirator (Suction Pump) |  | 005-04075 | 005-04075 | Southeast | MHHS-Southeast | SE-Unit 4B (Women'S Services) | Nurse station | 8/1/19 |  |  |  | ASPIRATORS |  | ASPIRATORSUCTPUMP-ArmstrongMedInd-S-SCORT DUET | ASPIRATORSUCTPUMP | S-SCORT DUET |  |  |  | Armstrong Med Ind | Aspirator (Suction Pump) |  | ASPIRATORSUCTPUMP-ArmstrongMedInd-S-SCORT DUET |  | 7/1/17 |  |  | Covered PM Repair - Biomedical | MHHS-Southeast
NO | YES |  |  |  | 013-38046 | 013-38046 | SSCOR Inc | S-SCORT 2314 |  | M32631 | SW-OR | MHHS-Southwest |  | Aspirator (Suction Pump) |  | 013-38046 | 013-38046 | Southwest | MHHS-Southwest | SW-OR | Room 27 - Cysto | 9/1/19 |  | 9/1/20 |  | ASPIRATORS | Aspirator (Suction Pump) | ASPIRATORSUCTPUMP-ArmstrongMedInd-S-SCORT DUET | ASPIRATORSUCTPUMP | S-SCORT DUET |  |  |  | Armstrong Med Ind | Aspirator (Suction Pump) |  | ASPIRATORSUCTPUMP-ArmstrongMedInd-S-SCORT DUET |  |  |  |  | Covered PM Repair - Biomedical | MHHS-Southwest | [8 empty] | ASPIRATORSUCTPUMP | Aspirator (Suction Pump) | Armstrong Med Ind
NO | YES |  |  |  | 129-04251 | 129-04251 | SSCOR Inc | S-SCORT 2314 |  | M17792 | Sugar Land-Cath Lab | MHHS-Sugarland |  | Aspirator (Suction Pump) |  | 129-04251 | 129-04251 | Sugar Land | MHHS-Sugarland | Sugar Land-Cath Lab |  | 11/1/19 |  |  |  | ASPIRATORS | Aspirator (Suction Pump) | ASPIRATORSUCTPUMP-ArmstrongMedInd-S-SCORT DUET | ASPIRATORSUCTPUMP | S-SCORT DUET |  |  |  | Armstrong Med Ind | Aspirator (Suction Pump) |  | ASPIRATORSUCTPUMP-ArmstrongMedInd-S-SCORT DUET |  | 2/14/19 |  |  | Covered PM Repair - Biomedical | MHHS-Sugarland | [8 empty] | ASPIRATORSUCTPUMP | Aspirator (Suction Pump) | Armstrong Med Ind
NO | YES |  |  |  | 129-04252 | 129-04252 | SSCOR Inc | S-SCORT 2314 |  | M17836 | SUGAR LAND - CATH LAB | MHHS-Sugarland |  | Aspirator (Suction Pump) |  | 129-04252 | 129-04252 | Sugar Land | Memorial Hermann Sugar Land Hospital | SUGAR LAND - CATH LAB | CATH LAB | 12/1/19 |  | 12/1/20 |  | ASPIRATORS | Aspirator (Suction Pump) | ASPIRATORSUCTPUMP-ArmstrongMedInd-S-SCORT DUET | ASPIRATORSUCTPUMP | S-SCORT DUET |  |  |  | Armstrong Med Ind | Aspirator (Suction Pump) |  | ASPIRATORSUCTPUMP-ArmstrongMedInd-S-SCORT DUET |  | 1/4/14 |  |  | Covered PM Repair - Biomedical | MHHS-Sugarland | [8 empty] | ASPIRATORSUCTPUMP | Aspirator (Suction Pump) | Armstrong Med Ind
NO | YES |  |  |  | 129-04253 | 129-04253 | SSCOR Inc | S-SCORT 2314 |  | M17793 | Sugar Land-Cath Lab | MHHS-Sugarland |  | Aspirator (Suction Pump) |  | 129-04253 | 129-04253 | Sugar Land | MHHS-Sugarland | Sugar Land-Cath Lab | Room 2 | 11/1/19 |  |  |  | ASPIRATORS | Aspirator (Suction Pump) | ASPIRATORSUCTPUMP-ArmstrongMedInd-S-SCORT DUET | ASPIRATORSUCTPUMP | S-SCORT DUET |  |  |  | Armstrong Med Ind | Aspirator (Suction Pump) |  | ASPIRATORSUCTPUMP-ArmstrongMedInd-S-SCORT DUET |  |  |  |  | Covered PM Repair - Biomedical | MHHS-Sugarland | [8 empty] | ASPIRATORSUCTPUMP | Aspirator (Suction Pump) | Armstrong Med Ind
NO | YES |  |  |  | 129-01649 | 129-01649 | SSCOR Inc | S-SCORT 2314 |  | M02786 | Sugar Land-Endoscopy | MHHS-Sugarland |  | Aspirator (Suction Pump) |  | 129-01649 | 129-01649 | Sugar Land | MHHS-Sugarland | Sugar Land-Endoscopy | Procedure Room 2 | 12/1/19 |  |  |  | ASPIRATORS | Aspirator (Suction Pump) | ASPIRATORSUCTPUMP-ArmstrongMedInd-S-SCORT DUET | ASPIRATORSUCTPUMP | S-SCORT DUET |  |  |  | Armstrong Med Ind | Aspirator (Suction Pump) |  | ASPIRATORSUCTPUMP-ArmstrongMedInd-S-SCORT DUET |  | 3/15/19 |  |  | Covered PM Repair - Biomedical | MHHS-Sugarland | [8 empty] | ASPIRATORSUCTPUMP | Aspirator (Suction Pump) | Armstrong Med Ind
NO | YES |  |  |  | 129-01655 | 129-01655 | SSCOR Inc | S-SCORT 2314 |  | M02796 | SUGAR LAND - ENDOSCOPY | MHHS-Sugarland |  | Aspirator (Suction Pump) |  | 129-01655 | 129-01655 | Sugar Land | Memorial Hermann Sugar Land Hospital | SUGAR LAND - ENDOSCOPY | Clean supply room | 2/1/20 |  | 2/1/21 |  | ASPIRATORS | Aspirator (Suction Pump) | ASPIRATORSUCTPUMP-ArmstrongMedInd-S-SCORT DUET | ASPIRATORSUCTPUMP | S-SCORT DUET |  |  |  | Armstrong Med Ind | Aspirator (Suction Pump) |  | ASPIRATORSUCTPUMP-ArmstrongMedInd-S-SCORT DUET |  |  |  |  | Covered PM Repair - Biomedical | MHHS-Sugarland | [8 empty] | ASPIRATORSUCTPUMP | Aspirator (Suction Pump) | Armstrong Med Ind
NO | YES |  |  |  | 129-02418 | 129-02418 | SSCOR Inc | S-SCORT 2314 |  | M07941 | Sugar Land-Endoscopy | MHHS-Sugarland |  | Aspirator (Suction Pump) |  | 129-02418 | 129-02418 | Sugar Land | MHHS-Sugarland | Sugar Land-Endoscopy |  | 8/1/19 | 8/1/20 |  |  | ASPIRATORS | Aspirator (Suction Pump) | ASPIRATORSUCTPUMP-ArmstrongMedInd-S-SCORT DUET | ASPIRATORSUCTPUMP | S-SCORT DUET |  |  |  | Armstrong Med Ind | Aspirator (Suction Pump) |  | ASPIRATORSUCTPUMP-ArmstrongMedInd-S-SCORT DUET |  |  |  |  | Covered PM Repair - Biomedical | MHHS-Sugarland | [8 empty] | ASPIRATORSUCTPUMP | Aspirator (Suction Pump) | Armstrong Med Ind
NO | YES |  |  |  | 129-07268 | 129-07268 | SSCOR Inc | S-SCORT 2314 |  | M31011 | SUGAR LAND - ENDOSCOPY | MHHS-Sugarland |  | Aspirator (Suction Pump) |  | 129-07268 | 129-07268 | Sugar Land | Memorial Hermann Sugar Land Hospital | SUGAR LAND - ENDOSCOPY | Endoscopy | 10/1/19 |  | 10/1/20 |  | ASPIRATORS | Aspirator (Suction Pump) | ASPIRATORSUCTPUMP-ArmstrongMedInd-S-SCORT DUET | ASPIRATORSUCTPUMP | S-SCORT DUET |  |  |  | Armstrong Med Ind | Aspirator (Suction Pump) |  | ASPIRATORSUCTPUMP-ArmstrongMedInd-S-SCORT DUET |  | 2/1/19 |  |  | Covered PM Repair - Biomedical | MHHS-Sugarland | [8 empty] | ASPIRATORSUCTPUMP | Aspirator (Suction Pump) | Armstrong Med Ind
NO | YES |  |  |  | 129-01656 | 129-01656 | SSCOR Inc | S-SCORT 2314 |  | M02808 | SUGAR LAND - ER | MHHS-Sugarland |  | Aspirator (Suction Pump) |  | 129-01656 | 129-01656 | Sugar Land | Memorial Hermann Sugar Land Hospital | SUGAR LAND - ER |  | 11/1/19 | 11/1/20 |  |  | ASPIRATORS | Aspirator (Suction Pump) | ASPIRATORSUCTPUMP-ArmstrongMedInd-S-SCORT DUET | ASPIRATORSUCTPUMP | S-SCORT DUET |  |  |  | Armstrong Med Ind | Aspirator (Suction Pump) |  | ASPIRATORSUCTPUMP-ArmstrongMedInd-S-SCORT DUET |  | 12/16/15 |  |  | Covered PM Repair - Biomedical | MHHS-Sugarland | [8 empty] | ASPIRATORSUCTPUMP | Aspirator (Suction Pump) | Armstrong Med Ind
NO | YES |  |  |  | 129-05780 | 129-05780 | SSCOR Inc | S-SCORT 2314 |  | M26561 | SUGAR LAND - ER | MHHS-Sugarland |  | Aspirator (Suction Pump) |  | 129-05780 | 129-05780 | Sugar Land | Memorial Hermann Sugar Land Hospital | SUGAR LAND - ER |  | 11/1/19 | 11/1/20 |  |  | ASPIRATORS | Aspirator (Suction Pump) | ASPIRATORSUCTPUMP-ArmstrongMedInd-S-SCORT DUET | ASPIRATORSUCTPUMP | S-SCORT DUET |  |  |  | Armstrong Med Ind | Aspirator (Suction Pump) |  | ASPIRATORSUCTPUMP-ArmstrongMedInd-S-SCORT DUET |  | 1/26/17 |  |  | Covered PM Repair - Biomedical | MHHS-Sugarland | [8 empty] | ASPIRATORSUCTPUMP | Aspirator (Suction Pump) | Armstrong Med Ind
NO | YES |  |  |  | 129-06877 | 129-06877 | SSCOR Inc | S-SCORT 2314 |  | M30482 | Pediatric ER | MHHS-Sugarland |  | Aspirator (Suction Pump) |  | 129-06877 | 129-06877 | Sugar Land | Memorial Hermann Sugar Land Hospital | Pediatric ER |  | 11/1/19 |  |  |  | ASPIRATORS | Aspirator (Suction Pump) | ASPIRATORSUCTPUMP-ArmstrongMedInd-S-SCORT DUET | ASPIRATORSUCTPUMP | S-SCORT DUET |  |  |  | Armstrong Med Ind | Aspirator (Suction Pump) |  | ASPIRATORSUCTPUMP-ArmstrongMedInd-S-SCORT DUET |  | 9/11/16 |  |  | Covered PM Repair - Biomedical | MHHS-Sugarland | [8 empty] | ASPIRATORSUCTPUMP | Aspirator (Suction Pump) | Armstrong Med Ind
NO | YES |  |  |  | 129-07267 | 129-07267 | SSCOR Inc | S-SCORT 2314 |  | M31065 | Sugar Land-ICU | MHHS-Sugarland |  | Aspirator (Suction Pump) |  | 129-07267 | 129-07267 | Sugar Land | MHHS-Sugarland | Sugar Land-ICU |  | 11/1/19 | 11/1/20 |  |  | ASPIRATORS | Aspirator (Suction Pump) | ASPIRATORSUCTPUMP-ArmstrongMedInd-S-SCORT DUET | ASPIRATORSUCTPUMP | S-SCORT DUET |  |  |  | Armstrong Med Ind | Aspirator (Suction Pump) |  | ASPIRATORSUCTPUMP-ArmstrongMedInd-S-SCORT DUET |  |  |  |  | Covered PM Repair - Biomedical | MHHS-Sugarland | [8 empty] | ASPIRATORSUCTPUMP | Aspirator (Suction Pump) | Armstrong Med Ind
NO | YES |  |  |  | 129-02958 | 129-02958 | SSCOR Inc | S-SCORT 2314 |  | M07886 | Sugar Land-Labor & Delivery | MHHS-Sugarland |  | Aspirator (Suction Pump) |  | 129-02958 | 129-02958 | Sugar Land | MHHS-Sugarland | Sugar Land-Labor & Delivery | L | 11/1/19 |  | 11/1/20 |  | ASPIRATORS | Aspirator (Suction Pump) | ASPIRATORSUCTPUMP-ArmstrongMedInd-S-SCORT DUET | ASPIRATORSUCTPUMP | S-SCORT DUET |  |  |  | Armstrong Med Ind | Aspirator (Suction Pump) |  | ASPIRATORSUCTPUMP-ArmstrongMedInd-S-SCORT DUET |  | 6/1/13 |  |  | Covered PM Repair - Biomedical | MHHS-Sugarland | [8 empty] | ASPIRATORSUCTPUMP | Aspirator (Suction Pump) | Armstrong Med Ind
NO | YES |  |  |  | 129-07180 | 129-07180 | SSCOR Inc | S-SCORT 2314 |  |  | Sugar Land-Med/Surg-East 4th | MHHS-Sugarland |  | Aspirator (Suction Pump) |  | 129-07180 | 129-07180 | Sugar Land | MHHS-Sugarland | Sugar Land-Med/Surg-East 4th | Nurses Station | 11/1/19 |  |  |  | ASPIRATORS | Aspirator (Suction Pump) | ASPIRATORSUCTPUMP-ArmstrongMedInd-S-SCORT DUET | ASPIRATORSUCTPUMP | S-SCORT DUET |  |  |  | Armstrong Med Ind | Aspirator (Suction Pump) |  | ASPIRATORSUCTPUMP-ArmstrongMedInd-S-SCORT DUET |  |  |  |  | Covered PM Repair - Biomedical | MHHS-Sugarland | [8 empty] | ASPIRATORSUCTPUMP | Aspirator (Suction Pump) | Armstrong Med Ind
NO | YES |  |  |  | 129-01647 | 129-01647 | SSCOR Inc | S-SCORT 2314 |  | M02831 | SUGAR LAND - MED/SURG - WEST 4TH | MHHS-Sugarland |  | Aspirator (Suction Pump) |  | 129-01647 | 129-01647 | Sugar Land |  | SUGAR LAND - MED/SURG - WEST 4TH |  | 12/1/19 |  |  |  | ASPIRATORS | Aspirator (Suction Pump) | ASPIRATORSUCTPUMP-ArmstrongMedInd-S-SCORT DUET | ASPIRATORSUCTPUMP | S-SCORT DUET |  |  |  | Armstrong Med Ind | Aspirator (Suction Pump) |  | ASPIRATORSUCTPUMP-ArmstrongMedInd-S-SCORT DUET |  | 1/9/18 |  |  | Covered PM Repair - Biomedical | MHHS-Sugarland | [8 empty] | ASPIRATORSUCTPUMP | Aspirator (Suction Pump) | Armstrong Med Ind
NO | YES |  |  |  | 129-01650 | 129-01650 | SSCOR Inc | S-SCORT 2314 |  | M02799 | SUGAR LAND - MED/SURG - WEST 4TH | MHHS-Sugarland |  | Aspirator (Suction Pump) |  | 129-01650 | 129-01650 | Sugar Land |  | SUGAR LAND - MED/SURG - WEST 4TH |  | 12/1/19 |  |  |  | ASPIRATORS | Aspirator (Suction Pump) | ASPIRATORSUCTPUMP-ArmstrongMedInd-S-SCORT DUET | ASPIRATORSUCTPUMP | S-SCORT DUET |  |  |  | Armstrong Med Ind | Aspirator (Suction Pump) |  | ASPIRATORSUCTPUMP-ArmstrongMedInd-S-SCORT DUET |  |  |  |  | Covered PM Repair - Biomedical | MHHS-Sugarland | [8 empty] | ASPIRATORSUCTPUMP | Aspirator (Suction Pump) | Armstrong Med Ind
NO | YES |  |  |  | 129-02961 | 129-02961 | SSCOR Inc | S-SCORT 2314 |  | M07878 | Sugar Land-Pedi IMU | MHHS-Sugarland |  | Aspirator (Suction Pump) |  | 129-02961 | 129-02961 | Sugar Land | MHHS-Sugarland | Sugar Land-Pedi IMU |  | 11/1/19 |  |  |  | ASPIRATORS | Aspirator (Suction Pump) | ASPIRATORSUCTPUMP-ArmstrongMedInd-S-SCORT DUET | ASPIRATORSUCTPUMP | S-SCORT DUET |  |  |  | Armstrong Med Ind | Aspirator (Suction Pump) |  | ASPIRATORSUCTPUMP-ArmstrongMedInd-S-SCORT DUET |  |  |  |  | Covered PM Repair - Biomedical | MHHS-Sugarland | [8 empty] | ASPIRATORSUCTPUMP | Aspirator (Suction Pump) | Armstrong Med Ind
NO | YES |  |  |  | 129-01652 | 129-01652 | SSCOR Inc | S-SCORT 2314 |  | M02829 | Sugar Land-Nursery | MHHS-Sugarland |  | Aspirator (Suction Pump) |  | 129-01652 | 129-01652 | Sugar Land | MHHS-Sugarland | Sugar Land-Nursery | Crash Cart | 12/1/19 |  | 11/1/20 |  | ASPIRATORS | Aspirator (Suction Pump) | ASPIRATORSUCTPUMP-ArmstrongMedInd-S-SCORT DUET | ASPIRATORSUCTPUMP | S-SCORT DUET |  |  |  | Armstrong Med Ind | Aspirator (Suction Pump) |  | ASPIRATORSUCTPUMP-ArmstrongMedInd-S-SCORT DUET |  |  |  |  | Not Covered Vendor Only - Lab Ana/Anes | MHHS-Sugarland | [8 empty] | ASPIRATORSUCTPUMP | Aspirator (Suction Pump) | Armstrong Med Ind
NO | YES |  |  |  | 129-01653 | 129-01653 | SSCOR Inc | S-SCORT 2314 |  | M02811 | Sugar Land-Nursery | MHHS-Sugarland |  | Aspirator (Suction Pump) |  | 129-01653 | 129-01653 | Sugar Land | MHHS-Sugarland | Sugar Land-Nursery | Biomed Shop | 11/1/18 |  |  |  | ASPIRATORS | Aspirator (Suction Pump) | ASPIRATORSUCTPUMP-ArmstrongMedInd-S-SCORT DUET | ASPIRATORSUCTPUMP | S-SCORT DUET |  |  |  | Armstrong Med Ind | Aspirator (Suction Pump) |  | ASPIRATORSUCTPUMP-ArmstrongMedInd-S-SCORT DUET |  | 6/2/20 |  |  | Covered PM Repair - Biomedical | MHHS-Sugarland | [8 empty] | ASPIRATORSUCTPUMP | Aspirator (Suction Pump) | Armstrong Med Ind
NO | YES |  |  |  | 129-05880 | 129-05880 | SSCOR Inc | S-SCORT 2314 |  | M27544 | Sugar Land-Nursery | MHHS-Sugarland |  | Aspirator (Suction Pump) |  | 129-05880 | 129-05880 | Sugar Land | MHHS-Sugarland | Sugar Land-Nursery | Nursery | 12/1/19 |  |  |  | ASPIRATORS | Aspirator (Suction Pump) | ASPIRATORSUCTPUMP-ArmstrongMedInd-S-SCORT DUET | ASPIRATORSUCTPUMP | S-SCORT DUET |  |  |  | Armstrong Med Ind | Aspirator (Suction Pump) |  | ASPIRATORSUCTPUMP-ArmstrongMedInd-S-SCORT DUET |  |  |  |  | Covered PM Repair - Biomedical | MHHS-Sugarland | [8 empty] | ASPIRATORSUCTPUMP | Aspirator (Suction Pump) | Armstrong Med Ind
NO | YES |  |  |  | 129-06260 | 129-06260 | SSCOR Inc | S-SCORT 2314 |  | M29123 | Sugar Land-Labor & Delivery | MHHS-Sugarland |  | Aspirator (Suction Pump) |  | 129-06260 | 129-06260 | Sugar Land | MHHS-Sugarland | Sugar Land-Labor & Delivery | OR 1 | 6/1/19 |  |  |  | ASPIRATORS | Aspirator (Suction Pump) | ASPIRATORSUCTPUMP-ArmstrongMedInd-S-SCORT DUET | ASPIRATORSUCTPUMP | S-SCORT DUET |  |  |  | Armstrong Med Ind | Aspirator (Suction Pump) |  | ASPIRATORSUCTPUMP-ArmstrongMedInd-S-SCORT DUET |  | 8/1/16 |  |  | Covered PM Repair - Biomedical | MHHS-Sugarland | [8 empty] | ASPIRATORSUCTPUMP | Aspirator (Suction Pump) | Armstrong Med Ind
NO | YES |  |  |  | 129-07877 | 129-07877 | SSCOR Inc | S-SCORT 2314 |  | M38181 | SUGAR LAND - OBSERVATION UNIT | MHHS-Sugarland |  | Aspirator (Suction Pump) |  | 129-07877 | 129-07877 | Sugar Land | Memorial Hermann Sugar Land Hospital | SUGAR LAND - OBSERVATION UNIT | Observation | 8/1/19 |  | 8/1/20 |  | ASPIRATORS | Aspirator (Suction Pump) | ASPIRATORSUCTPUMP-ArmstrongMedInd-S-SCORT DUET | ASPIRATORSUCTPUMP | S-SCORT DUET |  |  |  | Armstrong Med Ind | Aspirator (Suction Pump) |  | ASPIRATORSUCTPUMP-ArmstrongMedInd-S-SCORT DUET |  | 8/1/16 |  |  | Covered PM Repair - Biomedical | MHHS-Sugarland | [8 empty] | ASPIRATORSUCTPUMP | Aspirator (Suction Pump) | Armstrong Med Ind
NO | YES |  |  |  | 129-02956 | 129-02956 | SSCOR Inc | S-SCORT 2314 |  | M07957 | OR | MHHS-Sugarland |  | Aspirator (Suction Pump) |  | 129-02956 | 129-02956 | Sugar Land | Memorial Hermann Sugar land Hospital | OR | Back hallway | 12/1/19 |  | 12/1/20 |  | ASPIRATORS | Aspirator (Suction Pump) | ASPIRATORSUCTPUMP-ArmstrongMedInd-S-SCORT DUET | ASPIRATORSUCTPUMP | S-SCORT DUET |  |  |  | Armstrong Med Ind | Aspirator (Suction Pump) |  | ASPIRATORSUCTPUMP-ArmstrongMedInd-S-SCORT DUET |  |  |  |  | Covered PM Repair - Biomedical | MHHS-Sugarland | [8 empty] | ASPIRATORSUCTPUMP | Aspirator (Suction Pump) | Armstrong Med Ind
NO | YES |  |  |  | 129-02960 | 129-02960 | SSCOR Inc | S-SCORT 2314 |  | M07880 | Sugar Land-PACU | MHHS-Sugarland |  | Aspirator (Suction Pump) |  | 129-02960 | 129-02960 | Sugar Land | MHHS-Sugarland | Sugar Land-PACU |  | 12/1/19 | 12/1/20 |  |  | ASPIRATORS | Aspirator (Suction Pump) | ASPIRATORSUCTPUMP-ArmstrongMedInd-S-SCORT DUET | ASPIRATORSUCTPUMP | S-SCORT DUET |  |  |  | Armstrong Med Ind | Aspirator (Suction Pump) |  | ASPIRATORSUCTPUMP-ArmstrongMedInd-S-SCORT DUET |  | 9/1/20 |  |  | Not Covered Vendor Only - Biomedical | MHHS-Sugarland | [8 empty] | ASPIRATORSUCTPUMP | Aspirator (Suction Pump) | Armstrong Med Ind
NO | YES |  |  |  | 129-06876 | 129-06876 | SSCOR Inc | S-SCORT 2314 |  | m30513 | SUGAR LAND - PRE-ADMIT TESTING | MHHS-Sugarland |  | Aspirator (Suction Pump) |  | 129-06876 | 129-06876 | Sugar Land |  | SUGAR LAND - PRE-ADMIT TESTING |  | 11/1/19 |  |  |  | ASPIRATORS | Aspirator (Suction Pump) | ASPIRATORSUCTPUMP-ArmstrongMedInd-S-SCORT DUET | ASPIRATORSUCTPUMP | S-SCORT DUET |  |  |  | Armstrong Med Ind | Aspirator (Suction Pump) |  | ASPIRATORSUCTPUMP-ArmstrongMedInd-S-SCORT DUET |  | 5/1/17 |  |  | Covered PM Repair - Biomedical | MHHS-Sugarland | [8 empty] | ASPIRATORSUCTPUMP | Aspirator (Suction Pump) | Armstrong Med Ind
NO | YES |  |  |  | 129-01648 | 129-01648 | SSCOR Inc | S-SCORT 2314 |  | M02812 | SUGAR LAND - Nuclear Medicine | MHHS-Sugarland |  | Aspirator (Suction Pump) |  | 129-01648 | 129-01648 | Sugar Land | Memorial Hermann Sugar Land Hospital | SUGAR LAND - Nuclear Medicine | W1 328.5 | 11/1/19 |  |  |  | ASPIRATORS | Aspirator (Suction Pump) | ASPIRATORSUCTPUMP-ArmstrongMedInd-S-SCORT DUET | ASPIRATORSUCTPUMP | S-SCORT DUET |  |  |  | Armstrong Med Ind | Aspirator (Suction Pump) |  | ASPIRATORSUCTPUMP-ArmstrongMedInd-S-SCORT DUET |  |  |  |  | Covered PM Repair - Biomedical | MHHS-Sugarland | [8 empty] | ASPIRATORSUCTPUMP | Aspirator (Suction Pump) | Armstrong Med Ind
NO | YES |  |  |  | 129-06105 | 129-06105 | SSCOR Inc | S-SCORT 2314 |  | M28632 | SP CCC - (SL) - EMERGENCY ROOM | MHHS-Sienna Plantation CCC |  | Aspirator (Suction Pump) |  | 129-06105 | 129-06105 | Sugar Land | MHHS-Others | SP CCC - (SL) - EMERGENCY ROOM | Nurses Station | 5/1/19 |  | 5/1/20 |  | ASPIRATORS | Aspirator (Suction Pump) | ASPIRATORSUCTPUMP-ArmstrongMedInd-S-SCORT DUET | ASPIRATORSUCTPUMP | S-SCORT DUET |  |  |  | Armstrong Med Ind | Aspirator (Suction Pump) |  | ASPIRATORSUCTPUMP-ArmstrongMedInd-S-SCORT DUET |  | 5/22/15 |  |  | Covered PM Repair - Biomedical | MHHS-Sienna Plantation CCC | [8 empty] | ASPIRATORSUCTPUMP | Aspirator (Suction Pump) | Armstrong Med Ind
NO | YES |  |  |  | 129-06106 | 129-06106 | SSCOR Inc | S-SCORT 2314 |  | M28631 | SP CCC - (SL) - EMERGENCY ROOM | MHHS-Sienna Plantation CCC |  | Aspirator (Suction Pump) |  | 129-06106 | 129-06106 | Sugar Land | MHHS-Others | SP CCC - (SL) - EMERGENCY ROOM | ER Hall | 5/1/19 | 5/1/20 |  |  | ASPIRATORS | Aspirator (Suction Pump) | ASPIRATORSUCTPUMP-ArmstrongMedInd-S-SCORT DUET | ASPIRATORSUCTPUMP | S-SCORT DUET |  |  |  | Armstrong Med Ind | Aspirator (Suction Pump) |  | ASPIRATORSUCTPUMP-ArmstrongMedInd-S-SCORT DUET |  |  |  |  | Covered PM Repair - Biomedical | MHHS-Sienna Plantation CCC | [8 empty] | ASPIRATORSUCTPUMP | Aspirator (Suction Pump) | Armstrong Med Ind
NO | YES |  |  |  | 129-06107 | 129-06107 | SSCOR Inc | S-SCORT 2314 |  | M28640 | SP CCC - (SL) - EMERGENCY ROOM | MHHS-Sienna Plantation CCC |  | Aspirator (Suction Pump) |  | 129-06107 | 129-06107 | Sugar Land | MHHS-Others | SP CCC - (SL) - EMERGENCY ROOM | Hall | 5/1/19 | 5/1/20 |  |  | ASPIRATORS | Aspirator (Suction Pump) | ASPIRATORSUCTPUMP-ArmstrongMedInd-S-SCORT DUET | ASPIRATORSUCTPUMP | S-SCORT DUET |  |  |  | Armstrong Med Ind | Aspirator (Suction Pump) |  | ASPIRATORSUCTPUMP-ArmstrongMedInd-S-SCORT DUET |  | 8/1/19 |  |  | Covered PM Repair - Biomedical | MHHS-Sienna Plantation CCC | [8 empty] | ASPIRATORSUCTPUMP | Aspirator (Suction Pump) | Armstrong Med Ind
NO | YES |  |  |  | 029-09196 | 029-09196 | SSCOR Inc | S-SCORT 2314 |  | m25383 | TIRR-Woodlands Inpatient | MHHS-TIRR |  | Aspirator (Suction Pump) |  | 029-09196 | 029-09196 | Woodlands | MHHS-Others | TIRR-Woodlands Inpatient | TIRR | 10/1/19 |  | 10/1/20 |  | ASPIRATORS | Aspirator (Suction Pump) | ASPIRATORSUCTPUMP-ArmstrongMedInd-S-SCORT DUET | ASPIRATORSUCTPUMP | S-SCORT DUET |  |  |  | Armstrong Med Ind | Aspirator (Suction Pump) |  | ASPIRATORSUCTPUMP-ArmstrongMedInd-S-SCORT DUET |  |  |  |  | Covered PM Repair - Biomedical | MHHS-TIRR | [8 empty] | ASPIRATORSUCTPUMP | Aspirator (Suction Pump) | Armstrong Med Ind
NO | YES |  |  |  | 029-09256 | 029-09256 | SSCOR Inc | S-SCORT 2314 |  | M25388 | TIRR-Woodlands Inpatient | MHHS-TIRR |  | Aspirator (Suction Pump) |  | 029-09256 | 029-09256 | Woodlands | MHHS-Others | TIRR-Woodlands Inpatient | TIRR | 10/1/19 |  | 10/1/20 |  | ASPIRATORS | Aspirator (Suction Pump) | ASPIRATORSUCTPUMP-ArmstrongMedInd-S-SCORT DUET | ASPIRATORSUCTPUMP | S-SCORT DUET |  |  |  | Armstrong Med Ind | Aspirator (Suction Pump) |  | ASPIRATORSUCTPUMP-ArmstrongMedInd-S-SCORT DUET |  |  |  |  | Covered PM Repair - Biomedical | MHHS-TIRR | [8 empty] | ASPIRATORSUCTPUMP | Aspirator (Suction Pump) | Armstrong Med Ind
NO | YES |  |  |  |  | 069-02904 | SSCOR Inc | S-SCORT 2314 |  |  | TMC-Cath Lab-Adult (2Hvi) | MHHS-TMC |  | Aspirator (Suction Pump) |  |  | 069-02904 | TMC | MHHS-TMC | TMC-Cath Lab-Adult (2Hvi) | OR6 | 4/1/19 |  | 4/1/20 |  | ASPIRATORS | Aspirator (Suction Pump) | ASPIRATORSUCTPUMP-ArmstrongMedInd-S-SCORT DUET | ASPIRATORSUCTPUMP | S-SCORT DUET |  |  |  | Armstrong Med Ind | Aspirator (Suction Pump) |  | ASPIRATORSUCTPUMP-ArmstrongMedInd-S-SCORT DUET |  |  |  |  | Covered PM Repair - Radiology, Low End | MHHS-TMC | [8 empty] | ASPIRATORSUCTPUMP | Aspirator (Suction Pump) | Armstrong Med Ind
NO | YES |  |  |  | 074-05169 | 074-05169 | SSCOR Inc | S-SCORT 2314 |  | M31010 | TMC-Cath Lab-Adult (2Hvi) | MHHS-TMC |  | Aspirator (Suction Pump) |  | 074-05169 | 074-05169 | TMC | MHHS-TMC | TMC-Cath Lab-Adult (2Hvi) | TMC - CATH LAB - ADULT (2HVI)q | 2/1/19 |  | 2/1/20 |  | ASPIRATORS | Aspirator (Suction Pump) | ASPIRATORSUCTPUMP-ArmstrongMedInd-S-SCORT DUET | ASPIRATORSUCTPUMP | S-SCORT DUET |  |  |  | Armstrong Med Ind | Aspirator (Suction Pump) |  | ASPIRATORSUCTPUMP-ArmstrongMedInd-S-SCORT DUET |  | 9/12/14 |  |  | Covered PM Repair - Radiology, High End | MHHS-TMC | [8 empty] | ASPIRATORSUCTPUMP | Aspirator (Suction Pump) | Armstrong Med Ind
NO | YES |  |  |  | 069-24237 | 069-24237 | SSCOR Inc | S-SCORT 2314 |  | M09154 | TMC | MHHS-TMC |  | Aspirator (Suction Pump) |  | 069-24237 | 069-24237 | TMC | Memorial Hermann Heart | TMC | Nurse Station | 2/1/20 |  | 2/1/21 |  | ASPIRATORS | Aspirator (Suction Pump) | ASPIRATORSUCTPUMP-ArmstrongMedInd-S-SCORT DUET | ASPIRATORSUCTPUMP | S-SCORT DUET |  |  |  | Armstrong Med Ind | Aspirator (Suction Pump) |  | ASPIRATORSUCTPUMP-ArmstrongMedInd-S-SCORT DUET |  |  |  |  | Covered PM Repair - Radiology, Low End | MHHS-TMC | [8 empty] | ASPIRATORSUCTPUMP | Aspirator (Suction Pump) | Armstrong Med Ind
NO | YES |  |  |  | 069-24238 | 069-24238 | SSCOR Inc | S-SCORT 2314 |  | M09096 |  | MHHS-TMC |  | Aspirator (Suction Pump) |  | 069-24238 | 069-24238 | TMC | Memorial Hermann Heart |  | Cath Lab crash cart | 2/1/19 |  | 2/1/20 |  | ASPIRATORS | Aspirator (Suction Pump) | ASPIRATORSUCTPUMP-ArmstrongMedInd-S-SCORT DUET | ASPIRATORSUCTPUMP | S-SCORT DUET |  |  |  | Armstrong Med Ind | Aspirator (Suction Pump) |  | ASPIRATORSUCTPUMP-ArmstrongMedInd-S-SCORT DUET |  |  |  |  | Covered PM Repair - Radiology, Low End | MHHS-TMC | [8 empty] | ASPIRATORSUCTPUMP | Aspirator (Suction Pump) | Armstrong Med Ind
NO | YES |  |  |  | 069-16069 | 069-16069 | SSCOR Inc | S-SCORT 2314 |  | M00964 | TMC-Radiology-Hvi Pavilion | MHHS-TMC |  | Aspirator (Suction Pump) |  | 069-16069 | 069-16069 | TMC | MHHS-TMC | TMC-Radiology-Hvi Pavilion | CT room | 3/1/20 |  | 3/1/21 |  | ASPIRATORS | Aspirator (Suction Pump) | ASPIRATORSUCTPUMP-ArmstrongMedInd-S-SCORT DUET | ASPIRATORSUCTPUMP | S-SCORT DUET |  |  |  | Armstrong Med Ind | Aspirator (Suction Pump) |  | ASPIRATORSUCTPUMP-ArmstrongMedInd-S-SCORT DUET |  |  |  |  | Covered PM Repair - Biomedical | MHHS-TMC | [8 empty] | ASPIRATORSUCTPUMP | Aspirator (Suction Pump) | Armstrong Med Ind
NO | YES |  |  |  | 069-02903 | 069-02903 | SSCOR Inc | S-SCORT 2314 |  |  | TMC-Children's-CCN (10Hp) | MHHS-TMC |  | Aspirator (Suction Pump) |  | 069-02903 | 069-02903 | TMC | MHHS-TMC | TMC-Children's-CCN (10Hp) |  | 2/8/19 |  |  |  | ASPIRATORS |  | ASPIRATORSUCTPUMP-ArmstrongMedInd-S-SCORT DUET | ASPIRATORSUCTPUMP | S-SCORT DUET |  |  |  | Armstrong Med Ind | Aspirator (Suction Pump) |  | ASPIRATORSUCTPUMP-ArmstrongMedInd-S-SCORT DUET |  | 4/11/17 | Verified 3/29/2020 11:26:am (Central) |  | Covered PM Repair - Radiology, High End | MHHS-TMC
NO | YES |  |  |  | 077-07895 | 077-07895 | SSCOR Inc | S-SCORT 2314 |  | M26946 | TMC-Children's-CSC (9Hp) | MHHS-TMC |  | Aspirator (Suction Pump) |  | 077-07895 | 077-07895 | TMC | MHHS-TMC | TMC-Children's-CSC (9Hp) |  | 2/8/19 |  |  |  | ASPIRATORS |  | ASPIRATORSUCTPUMP-ArmstrongMedInd-S-SCORT DUET | ASPIRATORSUCTPUMP | S-SCORT DUET |  |  |  | Armstrong Med Ind | Aspirator (Suction Pump) |  | ASPIRATORSUCTPUMP-ArmstrongMedInd-S-SCORT DUET |  |  | Verified 3/29/2020 11:26:am (Central) |  | Covered PM Repair - Biomedical | MHHS-TMC
NO | YES |  |  |  | 069-02901 | 069-02901 | SSCOR Inc | S-SCORT 2314 |  |  | TMC-Children's-L&D (5Hp) | MHHS-TMC |  | Aspirator (Suction Pump) |  | 069-02901 | 069-02901 | TMC | MHHS-TMC | TMC-Children's-L&D (5Hp) |  | 3/1/19 |  |  |  | ASPIRATORS |  | ASPIRATORSUCTPUMP-ArmstrongMedInd-S-SCORT DUET | ASPIRATORSUCTPUMP | S-SCORT DUET |  |  |  | Armstrong Med Ind | Aspirator (Suction Pump) |  | ASPIRATORSUCTPUMP-ArmstrongMedInd-S-SCORT DUET |  |  | Verified 3/30/2020 4:07pm (Central) |  | Covered PM Repair - Biomedical | MHHS-TMC
NO | YES |  |  |  | 069-26007 | 069-26007 | SSCOR Inc | S-SCORT 2314 |  | M11790 | TMC-Children's-RCW (8Hp) | MHHS-TMC |  | Aspirator (Suction Pump) |  | 069-26007 | 069-26007 | TMC | MHHS-TMC | TMC-Children's-RCW (8Hp) |  | 3/28/19 |  |  |  | ASPIRATORS |  | ASPIRATORSUCTPUMP-ArmstrongMedInd-S-SCORT DUET | ASPIRATORSUCTPUMP | S-SCORT DUET |  |  |  | Armstrong Med Ind | Aspirator (Suction Pump) |  | ASPIRATORSUCTPUMP-ArmstrongMedInd-S-SCORT DUET |  |  | Verified 3/30/2020 4:07pm (Central) |  | Not Covered Vendor Only - Rad, Low End | MHHS-TMC
NO | YES |  |  |  | 069-26180 |  | SSCOR Inc | S-SCORT 2314 |  | M11077 | H8101 | MHHS-TMC |  | Aspirator (Suction Pump) |  | 069-26180 |  | TMC | TMC | H8101 | Memorial Hermann- texas medical center | 2/1/20 |  | 2/1/20 |  | ASPIRATORS |  | ASPIRATORSUCTPUMP-ArmstrongMedInd-S-SCORT DUET | ASPIRATORSUCTPUMP | S-SCORT DUET |  |  |  | Armstrong Med Ind | Aspirator (Suction Pump) |  | ASPIRATORSUCTPUMP-ArmstrongMedInd-S-SCORT DUET |  |  |  |  | Not Covered Vendor Only - Rad, Low End | MHHS-TMC
NO | YES |  |  |  | 069-26186 | 069-26186 | SSCOR Inc | S-SCORT 2314 |  | M11056 | TMC-Children's-RCW (8Hp) | MHHS-TMC |  | Aspirator (Suction Pump) |  | 069-26186 | 069-26186 | TMC | MHHS-TMC | TMC-Children's-RCW (8Hp) |  | 2/11/19 |  |  |  | ASPIRATORS |  | ASPIRATORSUCTPUMP-ArmstrongMedInd-S-SCORT DUET | ASPIRATORSUCTPUMP | S-SCORT DUET |  |  |  | Armstrong Med Ind | Aspirator (Suction Pump) |  | ASPIRATORSUCTPUMP-ArmstrongMedInd-S-SCORT DUET |  |  | Verified 3/30/2020 4:07pm (Central) |  | Not Covered Vendor Only - Rad, Low End | MHHS-TMC
NO | YES |  |  |  | 069-26193 | 069-26193 | SSCOR Inc | S-SCORT 2314 |  | M11680 | TMC-Children's-RCW (8Hp) | MHHS-TMC |  | Aspirator (Suction Pump) |  | 069-26193 | 069-26193 | TMC | MHHS-TMC | TMC-Children's-RCW (8Hp) |  | 2/21/19 |  |  |  | ASPIRATORS |  | ASPIRATORSUCTPUMP-ArmstrongMedInd-S-SCORT DUET | ASPIRATORSUCTPUMP | S-SCORT DUET |  |  |  | Armstrong Med Ind | Aspirator (Suction Pump) |  | ASPIRATORSUCTPUMP-ArmstrongMedInd-S-SCORT DUET |  |  | Verified 3/30/2020 4:07pm (Central) |  | Not Covered Vendor Only - Rad, Low End | MHHS-TMC
NO | YES |  |  |  | 069-27543 | 069-27543 | SSCOR Inc | S-SCORT 2314 |  | M12541 | TMC-MHTMC-Clinical Engineering | MHHS-TMC |  | Aspirator (Suction Pump) |  | 069-27543 | 069-27543 | TMC | MHHS-TMC | TMC-MHTMC-Clinical Engineering | Crash cart | 2/1/20 |  | 2/1/21 |  | ASPIRATORS | Aspirator (Suction Pump) | ASPIRATORSUCTPUMP-ArmstrongMedInd-S-SCORT DUET | ASPIRATORSUCTPUMP | S-SCORT DUET |  |  |  | Armstrong Med Ind | Aspirator (Suction Pump) |  | ASPIRATORSUCTPUMP-ArmstrongMedInd-S-SCORT DUET |  |  |  |  | Not Covered Vendor Only - Rad, Low End | MHHS-TMC | [8 empty] | ASPIRATORSUCTPUMP | Aspirator (Suction Pump) | Armstrong Med Ind
NO | YES |  |  |  | 069-02908 | 069-02908 | SSCOR Inc | S-SCORT 2314 |  |  | TMC-Cullen-MICU (2C) | MHHS-TMC |  | Aspirator (Suction Pump) |  | 069-02908 | 069-02908 | TMC | MHHS-TMC | TMC-Cullen-MICU (2C) | Crash cart | 2/1/20 |  | 2/1/21 |  | ASPIRATORS | Aspirator (Suction Pump) | ASPIRATORSUCTPUMP-ArmstrongMedInd-S-SCORT DUET | ASPIRATORSUCTPUMP | S-SCORT DUET |  |  |  | Armstrong Med Ind | Aspirator (Suction Pump) |  | ASPIRATORSUCTPUMP-ArmstrongMedInd-S-SCORT DUET |  | 7/10/18 |  |  | Covered PM Repair - Biomedical | MHHS-TMC | [8 empty] | ASPIRATORSUCTPUMP | Aspirator (Suction Pump) | Armstrong Med Ind
NO | YES | Asset Tag 069-21668 |  |  | 069-21668 | 069-21668 | SSCOR Inc | S-SCORT 2314 |  | M06454 | TWC | MHHS-TMC |  | Aspirator (Suction Pump) |  | 069-21668 | 069-21668 | TMC | Memorial Hermann-Texas Medical Center | TWC | MICU Crash Cart | 2/1/20 |  | 2/1/21 |  | ASPIRATORS | Aspirator (Suction Pump) | ASPIRATORSUCTPUMP-ArmstrongMedInd-S-SCORT DUET | ASPIRATORSUCTPUMP | S-SCORT DUET |  |  |  | Armstrong Med Ind | Aspirator (Suction Pump) |  | ASPIRATORSUCTPUMP-ArmstrongMedInd-S-SCORT DUET |  | 7/10/18 |  |  | Covered PM Repair - Biomedical | MHHS-TMC | [8 empty] | ASPIRATORSUCTPUMP | Aspirator (Suction Pump) | Armstrong Med Ind
NO | YES |  |  |  |  | 069-02905 | SSCOR Inc | S-SCORT 2314 |  |  | TMC-Cullen-MICU (2C) | MHHS-TMC |  | Aspirator (Suction Pump) |  |  | 069-02905 | TMC | MHHS-TMC | TMC-Cullen-MICU (2C) |  | 2/1/19 |  |  |  | ASPIRATORS | Aspirator (Suction Pump) | ASPIRATORSUCTPUMP-ArmstrongMedInd-S-SCORT DUET | ASPIRATORSUCTPUMP | S-SCORT DUET |  |  |  | Armstrong Med Ind | Aspirator (Suction Pump) |  | ASPIRATORSUCTPUMP-ArmstrongMedInd-S-SCORT DUET |  |  |  |  | Covered PM Repair - Radiology, Low End | MHHS-TMC | [8 empty] | ASPIRATORSUCTPUMP | Aspirator (Suction Pump) | Armstrong Med Ind
NO | YES |  |  |  | 069-36607 | 069-36607 | SSCOR Inc | S-SCORT 2314 |  | M21766 | TMC-Jones-Neuro Acute Care (5J) | MHHS-TMC |  | Aspirator (Suction Pump) |  | 069-36607 | 069-36607 | TMC | MHHS-TMC | TMC-Jones-Neuro Acute Care (5J) | Nurses Station | 2/1/20 |  | 2/1/21 |  | ASPIRATORS | Aspirator (Suction Pump) | ASPIRATORSUCTPUMP-ArmstrongMedInd-S-SCORT DUET | ASPIRATORSUCTPUMP | S-SCORT DUET |  |  |  | Armstrong Med Ind | Aspirator (Suction Pump) |  | ASPIRATORSUCTPUMP-ArmstrongMedInd-S-SCORT DUET |  |  |  |  | Covered PM Repair - Radiology, Low End | MHHS-TMC | [8 empty] | ASPIRATORSUCTPUMP | Aspirator (Suction Pump) | Armstrong Med Ind
NO | YES |  |  |  | 069-19911 | 069-19911 | SSCOR Inc | S-SCORT 2314 |  | M03338 | TMC-MHTMC-Central Supply | MHHS-TMC |  | Aspirator (Suction Pump) |  | 069-19911 | 069-19911 | TMC | MHHS-TMC | TMC-MHTMC-Central Supply | PACU | 2/1/20 |  | 2/1/21 |  | ASPIRATORS |  | ASPIRATORSUCTPUMP-ArmstrongMedInd-S-SCORT DUET | ASPIRATORSUCTPUMP | S-SCORT DUET |  |  |  | Armstrong Med Ind | Aspirator (Suction Pump) |  | ASPIRATORSUCTPUMP-ArmstrongMedInd-S-SCORT DUET |  |  |  |  | Covered PM Repair - Biomedical | MHHS-TMC
NO | YES |  |  |  | 069-26182 | 069-26182 | SSCOR Inc | S-SCORT 2314 |  | M11012 | TMC-Hermann-COU (1R) | MHHS-TMC |  | Aspirator (Suction Pump) |  | 069-26182 | 069-26182 | TMC | MHHS-TMC | TMC-Hermann-COU (1R) | Crash cart | 2/1/20 |  | 2/1/21 |  | ASPIRATORS |  | ASPIRATORSUCTPUMP-ArmstrongMedInd-S-SCORT DUET | ASPIRATORSUCTPUMP | S-SCORT DUET |  |  |  | Armstrong Med Ind | Aspirator (Suction Pump) |  | ASPIRATORSUCTPUMP-ArmstrongMedInd-S-SCORT DUET |  |  |  |  | Covered PM Repair - Radiology, Low End | MHHS-TMC
NO | YES |  |  |  | 069-24240 | 069-24240 | SSCOR Inc | S-SCORT 2314 |  | M09187 | TMC-HVI-CIMU (4Hvi) | MHHS-TMC |  | Aspirator (Suction Pump) |  | 069-24240 | 069-24240 | TMC | MHHS-TMC | TMC-HVI-CIMU (4Hvi) | TMC - HVI - CIMU (4HVI) | 2/1/19 |  | 2/1/21 |  | ASPIRATORS | Aspirator (Suction Pump) | ASPIRATORSUCTPUMP-ArmstrongMedInd-S-SCORT DUET | ASPIRATORSUCTPUMP | S-SCORT DUET |  |  |  | Armstrong Med Ind | Aspirator (Suction Pump) |  | ASPIRATORSUCTPUMP-ArmstrongMedInd-S-SCORT DUET |  |  |  |  | Covered PM Repair - Radiology, Low End | MHHS-TMC | [8 empty] | ASPIRATORSUCTPUMP | Aspirator (Suction Pump) | Armstrong Med Ind
NO | YES |  |  |  | 069-02909 | 069-02909 | SSCOR Inc | S-SCORT 2314 |  |  | TMC-HVI-CIMU (4Hvi) | MHHS-TMC |  | Aspirator (Suction Pump) |  | 069-02909 | 069-02909 | TMC | MHHS-TMC | TMC-HVI-CIMU (4Hvi) | TMC - HVI - CIMU (4HVI) | 2/1/19 |  | 2/1/21 |  | ASPIRATORS | Aspirator (Suction Pump) | ASPIRATORSUCTPUMP-ArmstrongMedInd-S-SCORT DUET | ASPIRATORSUCTPUMP | S-SCORT DUET |  |  |  | Armstrong Med Ind | Aspirator (Suction Pump) |  | ASPIRATORSUCTPUMP-ArmstrongMedInd-S-SCORT DUET |  |  |  |  | Covered PM Repair - Radiology, Low End | MHHS-TMC | [8 empty] | ASPIRATORSUCTPUMP | Aspirator (Suction Pump) | Armstrong Med Ind
NO | YES |  |  |  | 069-25698 |  | SSCOR Inc | S-SCORT 2314 |  | M22305 | TMC-HVI-CVIMU (8Hvi) | MHHS-TMC |  | Aspirator (Suction Pump) |  | 069-25698 |  | TMC | MHHS-TMC | TMC-HVI-CVIMU (8Hvi) | Hall way | 2/1/20 |  | 3/1/21 |  | ASPIRATORS | Aspirator (Suction Pump) | ASPIRATORSUCTPUMP-ArmstrongMedInd-S-SCORT DUET | ASPIRATORSUCTPUMP | S-SCORT DUET |  |  |  | Armstrong Med Ind | Aspirator (Suction Pump) |  | ASPIRATORSUCTPUMP-ArmstrongMedInd-S-SCORT DUET |  | 4/13/15 |  |  | Covered PM Repair - Radiology, Low End | MHHS-TMC | [8 empty] | ASPIRATORSUCTPUMP | Aspirator (Suction Pump) | Armstrong Med Ind
NO | YES |  |  |  | 069-26192 | 069-26192 | SSCOR Inc | S-SCORT 2314 |  | M11062 | TMC-HVI-CVICU (8Hvi) | MHHS-TMC |  | Aspirator (Suction Pump) |  | 069-26192 | 069-26192 | TMC | MHHS-TMC | TMC-HVI-CVICU (8Hvi) | TMC - HVI - CVIMU (8HVI) | 2/1/20 |  | 2/1/21 |  | ASPIRATORS | Aspirator (Suction Pump) | ASPIRATORSUCTPUMP-ArmstrongMedInd-S-SCORT DUET | ASPIRATORSUCTPUMP | S-SCORT DUET |  |  |  | Armstrong Med Ind | Aspirator (Suction Pump) |  | ASPIRATORSUCTPUMP-ArmstrongMedInd-S-SCORT DUET |  | 7/3/20 |  |  | Not Covered Vendor Only - Rad, Low End | MHHS-TMC | [8 empty] | ASPIRATORSUCTPUMP | Aspirator (Suction Pump) | Armstrong Med Ind
NO | YES |  |  |  | 069-25695 | 069-25695 | SSCOR Inc | S-SCORT 2314 |  | M22308 | TMC-HVI-CVICU (8Hvi) | MHHS-TMC |  | Aspirator (Suction Pump) |  | 069-25695 | 069-25695 | TMC | MHHS-TMC | TMC-HVI-CVICU (8Hvi) | Crash cart | 2/1/20 |  | 2/1/21 |  | ASPIRATORS | Aspirator (Suction Pump) | ASPIRATORSUCTPUMP-ArmstrongMedInd-S-SCORT DUET | ASPIRATORSUCTPUMP | S-SCORT DUET |  |  |  | Armstrong Med Ind | Aspirator (Suction Pump) |  | ASPIRATORSUCTPUMP-ArmstrongMedInd-S-SCORT DUET |  | 4/26/17 |  |  | Covered PM Repair - Radiology, Low End | MHHS-TMC | [8 empty] | ASPIRATORSUCTPUMP | Aspirator (Suction Pump) | Armstrong Med Ind
NO | YES | Asset Tag 069-36926 |  |  | 069-36926 | 069-36926 | SSCOR Inc | S-SCORT 2314 |  | M24124 | TMC-HVI-CVICU (8Hvi) | MHHS-TMC |  | Aspirator (Suction Pump) |  | 069-36926 | 069-36926 | TMC | MHHS-TMC | TMC-HVI-CVICU (8Hvi) |  | 2/12/19 |  |  |  | ASPIRATORS | Aspirator (Suction Pump) | ASPIRATORSUCTPUMP-ArmstrongMedInd-S-SCORT DUET | ASPIRATORSUCTPUMP | S-SCORT DUET |  |  |  | Armstrong Med Ind | Aspirator (Suction Pump) |  | ASPIRATORSUCTPUMP-ArmstrongMedInd-S-SCORT DUET |  | 12/1/15 | Finished from Script 3/27/2020 12:11:52pm (Central) |  | Covered PM Repair - Radiology, Low End | MHHS-TMC | [8 empty] | ASPIRATORSUCTPUMP | Aspirator (Suction Pump) | Armstrong Med Ind
NO | YES |  |  |  | 069-41273 | 069-41273 | SSCOR Inc | S-SCORT 2314 |  | M26208 | TMC | MHHS-TMC |  | Aspirator (Suction Pump) |  | 069-41273 | 069-41273 | TMC | Memorial Hermann Heart | TMC | Crash Cart | 2/1/20 |  | 2/1/21 |  | ASPIRATORS | Aspirator (Suction Pump) | ASPIRATORSUCTPUMP-ArmstrongMedInd-S-SCORT DUET | ASPIRATORSUCTPUMP | S-SCORT DUET |  |  |  | Armstrong Med Ind | Aspirator (Suction Pump) |  | ASPIRATORSUCTPUMP-ArmstrongMedInd-S-SCORT DUET |  |  |  |  | Not Covered Vendor Only - Biomedical | MHHS-TMC | [8 empty] | ASPIRATORSUCTPUMP | Aspirator (Suction Pump) | Armstrong Med Ind
NO | YES |  |  |  | 069-26191 | 069-26191 | SSCOR Inc | S-SCORT 2314 |  | M11764 | TMC - MHTMC - RAPID RESPONSE | MHHS-TMC |  | Aspirator (Suction Pump) |  | 069-26191 | 069-26191 | TMC | Memorial Hermann-Texas Medical Center | TMC - MHTMC - RAPID RESPONSE | 9 JONES | 2/1/19 |  | 2/1/20 |  | ASPIRATORS | Aspirator (Suction Pump) | ASPIRATORSUCTPUMP-ArmstrongMedInd-S-SCORT DUET | ASPIRATORSUCTPUMP | S-SCORT DUET |  |  |  | Armstrong Med Ind | Aspirator (Suction Pump) |  | ASPIRATORSUCTPUMP-ArmstrongMedInd-S-SCORT DUET |  | 6/17/19 |  |  | Covered PM Repair - Biomedical | MHHS-TMC | [8 empty] | ASPIRATORSUCTPUMP | Aspirator (Suction Pump) | Armstrong Med Ind
NO | YES |  |  |  | 069-36762 | 069-36762 | SSCOR Inc | S-SCORT 2314 |  | M17462 | TMC-Jones-Silver Trauma/Tcu (8J) | MHHS-TMC |  | Aspirator (Suction Pump) |  | 069-36762 | 069-36762 | TMC | MHHS-TMC | TMC-Jones-Silver Trauma/Tcu (8J) |  | 2/20/19 |  |  |  | ASPIRATORS |  | ASPIRATORSUCTPUMP-ArmstrongMedInd-S-SCORT DUET | ASPIRATORSUCTPUMP | S-SCORT DUET |  |  |  | Armstrong Med Ind | Aspirator (Suction Pump) |  | ASPIRATORSUCTPUMP-ArmstrongMedInd-S-SCORT DUET |  | 3/15/13 | Verified 3/29/2020 11:26:am (Central) |  | Covered PM Repair - Radiology, Low End | MHHS-TMC
NO | YES |  |  |  | 069-36878 | 069-36878 | SSCOR Inc | S-SCORT 2314 |  | M26695 | TMC - neuroscience | MHHS-TMC |  | Aspirator (Suction Pump) |  | 069-36878 | 069-36878 | TMC | Memorial Hermann-Texas Medical Center | TMC - neuroscience | neuroscience | 2/1/20 |  | 2/1/21 |  | ASPIRATORS | Aspirator (Suction Pump) | ASPIRATORSUCTPUMP-ArmstrongMedInd-S-SCORT DUET | ASPIRATORSUCTPUMP | S-SCORT DUET |  |  |  | Armstrong Med Ind | Aspirator (Suction Pump) |  | ASPIRATORSUCTPUMP-ArmstrongMedInd-S-SCORT DUET |  |  |  |  | Covered PM Repair - Biomedical | MHHS-TMC | [8 empty] | ASPIRATORSUCTPUMP | Aspirator (Suction Pump) | Armstrong Med Ind
NO | YES |  |  |  | 069-36879 | 069-36879 | SSCOR Inc | S-SCORT 2314 |  | M26704 | TMC-Jones-Tx Trauma (6J) | MHHS-TMC |  | Aspirator (Suction Pump) |  | 069-36879 | 069-36879 | TMC | MHHS-TMC | TMC-Jones-Tx Trauma (6J) | Crash Cart | 2/1/19 |  |  |  | ASPIRATORS | Aspirator (Suction Pump) | ASPIRATORSUCTPUMP-ArmstrongMedInd-S-SCORT DUET | ASPIRATORSUCTPUMP | S-SCORT DUET |  |  |  | Armstrong Med Ind | Aspirator (Suction Pump) |  | ASPIRATORSUCTPUMP-ArmstrongMedInd-S-SCORT DUET |  |  |  |  | Covered PM Repair - Radiology, Low End | MHHS-TMC | [8 empty] | ASPIRATORSUCTPUMP | Aspirator (Suction Pump) | Armstrong Med Ind
NO | YES |  |  |  | 077-01932 | 077-01932 | SSCOR Inc | S-SCORT 2314 |  |  | Central Supply | MHHS-TMC |  | Aspirator (Suction Pump) |  | 077-01932 | 077-01932 | TMC | Memorial Hermann-Texas Medical Center | Central Supply | Dirty supply | 2/1/20 |  | 2/1/21 |  | ASPIRATORS |  | ASPIRATORSUCTPUMP-ArmstrongMedInd-S-SCORT DUET | ASPIRATORSUCTPUMP | S-SCORT DUET |  |  |  | Armstrong Med Ind | Aspirator (Suction Pump) |  | ASPIRATORSUCTPUMP-ArmstrongMedInd-S-SCORT DUET |  |  |  |  | Covered PM Repair - Biomedical | MHHS-TMC
NO | YES |  |  |  | 069-20732 | 069-20732 | SSCOR Inc | S-SCORT 2314 |  | M05278 | TMC-Cullen-MICU (2C) | MHHS-TMC |  | Aspirator (Suction Pump) |  | 069-20732 | 069-20732 | TMC | MHHS-TMC | TMC-Cullen-MICU (2C) | TMC - CULLEN - MICU (2C) | 2/1/19 |  | 2/1/21 |  | ASPIRATORS | Aspirator (Suction Pump) | ASPIRATORSUCTPUMP-ArmstrongMedInd-S-SCORT DUET | ASPIRATORSUCTPUMP | S-SCORT DUET |  |  |  | Armstrong Med Ind | Aspirator (Suction Pump) |  | ASPIRATORSUCTPUMP-ArmstrongMedInd-S-SCORT DUET |  |  |  |  | Covered PM Repair - Biomedical | MHHS-TMC | [8 empty] | ASPIRATORSUCTPUMP | Aspirator (Suction Pump) | Armstrong Med Ind
NO | YES |  |  |  | 069-25812 | 069-25812 | SSCOR Inc | S-SCORT 2314 |  | M11326 | TMC-Jones-Neuro ICU (7J) | MHHS-TMC |  | Aspirator (Suction Pump) |  | 069-25812 | 069-25812 | TMC | MHHS-TMC | TMC-Jones-Neuro ICU (7J) | Hallway by rm J7 31 | 2/1/19 |  |  |  | ASPIRATORS | Aspirator (Suction Pump) | ASPIRATORSUCTPUMP-ArmstrongMedInd-S-SCORT DUET | ASPIRATORSUCTPUMP | S-SCORT DUET |  |  |  | Armstrong Med Ind | Aspirator (Suction Pump) |  | ASPIRATORSUCTPUMP-ArmstrongMedInd-S-SCORT DUET |  |  |  |  | Covered PM Repair - Radiology, High End | MHHS-TMC | [8 empty] | ASPIRATORSUCTPUMP | Aspirator (Suction Pump) | Armstrong Med Ind
NO | YES |  |  |  | 069-26183 | 069-26183 | SSCOR Inc | S-SCORT 2314 |  | M11023 |  | MHHS-TMC |  | Aspirator (Suction Pump) |  | 069-26183 | 069-26183 | TMC | Memorial Hermann Heart |  | IMU-Crash Cart | 2/1/20 |  | 2/1/21 |  | ASPIRATORS | Aspirator (Suction Pump) | ASPIRATORSUCTPUMP-ArmstrongMedInd-S-SCORT DUET | ASPIRATORSUCTPUMP | S-SCORT DUET |  |  |  | Armstrong Med Ind | Aspirator (Suction Pump) |  | ASPIRATORSUCTPUMP-ArmstrongMedInd-S-SCORT DUET |  |  |  |  | Covered PM Repair - Biomedical | MHHS-TMC | [8 empty] | ASPIRATORSUCTPUMP | Aspirator (Suction Pump) | Armstrong Med Ind
NO | YES |  |  |  | 069-27879 | 069-27879 | SSCOR Inc | S-SCORT 2314 |  | M13928 | TMC-MHTMC-Central Supply (Old) | MHHS-TMC |  | Aspirator (Suction Pump) |  | 069-27879 | 069-27879 | TMC | MHHS-TMC | TMC-MHTMC-Central Supply (Old) | Stroke Unit Nirses Station | 2/1/20 |  | 2/1/21 |  | ASPIRATORS | Aspirator (Suction Pump) | ASPIRATORSUCTPUMP-ArmstrongMedInd-S-SCORT DUET | ASPIRATORSUCTPUMP | S-SCORT DUET |  |  |  | Armstrong Med Ind | Aspirator (Suction Pump) |  | ASPIRATORSUCTPUMP-ArmstrongMedInd-S-SCORT DUET |  |  |  |  | Covered PM Repair - Radiology, High End | MHHS-TMC | [8 empty] | ASPIRATORSUCTPUMP | Aspirator (Suction Pump) | Armstrong Med Ind
NO | YES |  |  |  | 069-36655 | 069-36655 | SSCOR Inc | S-SCORT 2314 |  | M21889 | TMC-MHTMC-Central Supply (Old) | MHHS-TMC |  | Aspirator (Suction Pump) |  | 069-36655 | 069-36655 | TMC | MHHS-TMC | TMC-MHTMC-Central Supply (Old) |  | 2/8/19 |  |  |  | ASPIRATORS |  | ASPIRATORSUCTPUMP-ArmstrongMedInd-S-SCORT DUET | ASPIRATORSUCTPUMP | S-SCORT DUET |  |  |  | Armstrong Med Ind | Aspirator (Suction Pump) |  | ASPIRATORSUCTPUMP-ArmstrongMedInd-S-SCORT DUET |  |  | Verified 3/29/2020 11:26:am (Central) |  | Not Covered Vendor Only - Biomedical | MHHS-TMC
NO | YES |  |  |  | 069-36656 | 069-36656 | SSCOR Inc | S-SCORT 2314 |  | M20250 | TMC-HVI-Heart Failure ICU (5Hvi) | MHHS-TMC |  | Aspirator (Suction Pump) |  | 069-36656 | 069-36656 | TMC | MHHS-TMC | TMC-HVI-Heart Failure ICU (5Hvi) | 509 - storage | 2/1/19 |  |  |  | ASPIRATORS | Aspirator (Suction Pump) | ASPIRATORSUCTPUMP-ArmstrongMedInd-S-SCORT DUET | ASPIRATORSUCTPUMP | S-SCORT DUET |  |  |  | Armstrong Med Ind | Aspirator (Suction Pump) |  | ASPIRATORSUCTPUMP-ArmstrongMedInd-S-SCORT DUET |  |  |  |  | Covered PM Repair - Biomedical | MHHS-TMC | [8 empty] | ASPIRATORSUCTPUMP | Aspirator (Suction Pump) | Armstrong Med Ind
NO | YES |  |  |  | 069-36928 | 069-36928 | SSCOR Inc | S-SCORT 2314 |  | M20249 | Inpatient Rehab | MHHS-TMC |  | Aspirator (Suction Pump) |  | 069-36928 | 069-36928 | TMC | Mischer Neuroscience Institute | Inpatient Rehab | By J421 | 2/1/20 |  | 2/1/21 |  | ASPIRATORS | Aspirator (Suction Pump) | ASPIRATORSUCTPUMP-ArmstrongMedInd-S-SCORT DUET | ASPIRATORSUCTPUMP | S-SCORT DUET |  |  |  | Armstrong Med Ind | Aspirator (Suction Pump) |  | ASPIRATORSUCTPUMP-ArmstrongMedInd-S-SCORT DUET |  |  |  |  | Rounds - Fixed | MHHS-TMC | [8 empty] | ASPIRATORSUCTPUMP | Aspirator (Suction Pump) | Armstrong Med Ind
NO | YES |  |  |  | 069-37130 | 069-37130 | SSCOR Inc | S-SCORT 2314 |  | M24491 | (null) | MHHS-TMC |  | Aspirator (Suction Pump) |  | 069-37130 | 069-37130 | (null) | MHHS-TMC | (null) | (null) |  |  |  | (null) | ASPIRATORS |  | ASPIRATORSUCTPUMP-ArmstrongMedInd-S-SCORT DUET | ASPIRATORSUCTPUMP | S-SCORT DUET |  |  |  | Armstrong Med Ind | Aspirator (Suction Pump) |  | ASPIRATORSUCTPUMP-ArmstrongMedInd-S-SCORT DUET |  |  |  |  | Covered PM Repair - Biomedical | MHHS-TMC
NO | YES |  |  |  | 069-40020 | 069-40020 | SSCOR Inc | S-SCORT 2314 |  | M26731 | TMC-MHTMC-Central Supply (Old) | MHHS-TMC |  | Aspirator (Suction Pump) |  | 069-40020 | 069-40020 | TMC | MHHS-TMC | TMC-MHTMC-Central Supply (Old) | J6 OR Corredor | 2/1/19 |  |  |  | ASPIRATORS |  | ASPIRATORSUCTPUMP-ArmstrongMedInd-S-SCORT DUET | ASPIRATORSUCTPUMP | S-SCORT DUET |  |  |  | Armstrong Med Ind | Aspirator (Suction Pump) |  | ASPIRATORSUCTPUMP-ArmstrongMedInd-S-SCORT DUET |  | 1/1/18 |  |  | Covered PM Repair - Biomedical | MHHS-TMC
NO | YES |  |  |  | 069-40021 | 069-40021 | SSCOR Inc | S-SCORT 2314 |  | M26740 | TMC-MHTMC-Central Supply (Old) | MHHS-TMC |  | Aspirator (Suction Pump) |  | 069-40021 | 069-40021 | TMC | MHHS-TMC | TMC-MHTMC-Central Supply (Old) |  | 2/21/19 |  |  |  | ASPIRATORS |  | ASPIRATORSUCTPUMP-ArmstrongMedInd-S-SCORT DUET | ASPIRATORSUCTPUMP | S-SCORT DUET |  |  |  | Armstrong Med Ind | Aspirator (Suction Pump) |  | ASPIRATORSUCTPUMP-ArmstrongMedInd-S-SCORT DUET |  | 1/1/10 | Verified 3/30/2020 4:07pm (Central) |  | Covered PM Repair - Biomedical | MHHS-TMC
NO | YES |  |  |  |  | 077-04091 | SSCOR Inc | S-SCORT 2314 |  | M01055 | TMC-Rehab-Ot/Pt Clinic (4J) | MHHS-TMC |  | Aspirator (Suction Pump) |  |  | 077-04091 | TMC | MHHS-TMC | TMC-Rehab-Ot/Pt Clinic (4J) | Hallway | 2/1/19 |  |  |  | ASPIRATORS | Aspirator (Suction Pump) | ASPIRATORSUCTPUMP-ArmstrongMedInd-S-SCORT DUET | ASPIRATORSUCTPUMP | S-SCORT DUET |  |  |  | Armstrong Med Ind | Aspirator (Suction Pump) |  | ASPIRATORSUCTPUMP-ArmstrongMedInd-S-SCORT DUET |  | 1/1/00 |  |  | Covered PM Repair - Biomedical | MHHS-TMC | [8 empty] | ASPIRATORSUCTPUMP | Aspirator (Suction Pump) | Armstrong Med Ind
NO | YES | Serial Number 2943 |  |  | 069-02902 | 069-02902 | SSCOR Inc | S-SCORT 2314 |  |  | TMC-OR-Day Surgery (2R) | MHHS-TMC |  | Aspirator (Suction Pump) |  | 069-02902 | 069-02902 | TMC | MHHS-TMC | TMC-OR-Day Surgery (2R) | Crash Cart |  |  |  |  | ASPIRATORS |  | ASPIRATORSUCTPUMP-ArmstrongMedInd-S-SCORT DUET | ASPIRATORSUCTPUMP | S-SCORT DUET |  |  |  | Armstrong Med Ind | Aspirator (Suction Pump) |  | ASPIRATORSUCTPUMP-ArmstrongMedInd-S-SCORT DUET |  | 4/4/10 |  |  | Covered PM Repair - Biomedical | MHHS-TMC
NO | YES |  |  |  | 069-25696 | 069-25696 | SSCOR Inc | S-SCORT 2314 |  | M22307 | TMC-OR-Hermann (2Hp) | MHHS-TMC |  | Aspirator (Suction Pump) |  | 069-25696 | 069-25696 | TMC | MHHS-TMC | TMC-OR-Hermann (2Hp) | Crash cart | 2/1/20 |  | 2/1/21 |  | ASPIRATORS | Aspirator (Suction Pump) | ASPIRATORSUCTPUMP-ArmstrongMedInd-S-SCORT DUET | ASPIRATORSUCTPUMP | S-SCORT DUET |  |  |  | Armstrong Med Ind | Aspirator (Suction Pump) |  | ASPIRATORSUCTPUMP-ArmstrongMedInd-S-SCORT DUET |  | 1/1/10 |  |  | Covered PM Repair - Biomedical | MHHS-TMC | [8 empty] | ASPIRATORSUCTPUMP | Aspirator (Suction Pump) | Armstrong Med Ind
NO | YES |  |  |  | 069-24236 | 069-24236 | SSCOR Inc | S-SCORT 2314 |  | M09111 | TMC-Plaza-Cancer Center (Ste 2900) | MHHS-TMC |  | Aspirator (Suction Pump) |  | 069-24236 | 069-24236 | TMC | MHHS-TMC | TMC-Plaza-Cancer Center (Ste 2900) |  | 2/1/19 |  | 2/1/20 |  | ASPIRATORS | Aspirator (Suction Pump) | ASPIRATORSUCTPUMP-ArmstrongMedInd-S-SCORT DUET | ASPIRATORSUCTPUMP | S-SCORT DUET |  |  |  | Armstrong Med Ind | Aspirator (Suction Pump) |  | ASPIRATORSUCTPUMP-ArmstrongMedInd-S-SCORT DUET |  | 1/1/10 |  |  | Covered PM Repair - Biomedical | MHHS-TMC | [8 empty] | ASPIRATORSUCTPUMP | Aspirator (Suction Pump) | Armstrong Med Ind
NO | YES | Asset Tag 069-34902 |  |  | 069-34902 | 069-34902 | SSCOR Inc | S-SCORT 2314 |  | M21589 | (null) | MHHS-TMC |  | Aspirator (Suction Pump) |  | 069-34902 | 069-34902 | (null) | MHHS-TMC | (null) | (null) |  |  |  | (null) | ASPIRATORS |  | ASPIRATORSUCTPUMP-ArmstrongMedInd-S-SCORT DUET | ASPIRATORSUCTPUMP | S-SCORT DUET |  |  |  | Armstrong Med Ind | Aspirator (Suction Pump) |  | ASPIRATORSUCTPUMP-ArmstrongMedInd-S-SCORT DUET |  | 1/1/18 |  |  | Not Covered Vendor Only - Biomedical | MHHS-TMC
NO | YES |  |  |  | 069-41453 | 069-41453 | SSCOR Inc | S-SCORT 2314 |  | M27220 | TMC-Plaza-Cancer Center (Ste 2900) | MHHS-TMC |  | Aspirator (Suction Pump) |  | 069-41453 | 069-41453 | TMC | MHHS-TMC | TMC-Plaza-Cancer Center (Ste 2900) | Nursing | 2/1/19 |  | 2/1/20 |  | ASPIRATORS |  | ASPIRATORSUCTPUMP-ArmstrongMedInd-S-SCORT DUET | ASPIRATORSUCTPUMP | S-SCORT DUET |  |  |  | Armstrong Med Ind | Aspirator (Suction Pump) |  | ASPIRATORSUCTPUMP-ArmstrongMedInd-S-SCORT DUET |  | 1/1/10 |  |  | Covered PM Repair - Biomedical | MHHS-TMC
NO | YES |  |  |  | 069-41800 | 069-41800 | SSCOR Inc | S-SCORT 2314 |  | M21152 | TMC-Radiology-IR/Angio | MHHS-TMC |  | Aspirator (Suction Pump) |  | 069-41800 | 069-41800 | TMC | MHHS-TMC | TMC-Radiology-IR/Angio |  | 2/1/20 |  | 2/1/21 |  | ASPIRATORS |  | ASPIRATORSUCTPUMP-ArmstrongMedInd-S-SCORT DUET | ASPIRATORSUCTPUMP | S-SCORT DUET |  |  |  | Armstrong Med Ind | Aspirator (Suction Pump) |  | ASPIRATORSUCTPUMP-ArmstrongMedInd-S-SCORT DUET |  | 1/1/10 |  |  | Covered PM Repair - Biomedical | MHHS-TMC
NO | YES |  |  |  | 069-47332 | 069-47332 | SSCOR Inc | S-SCORT 2314 |  | m39185 | TMC - HERMANN - RTA | MHHS-TMC |  | Aspirator (Suction Pump) |  | 069-47332 | 069-47332 | TMC | Memorial Hermann-Texas Medical Center | TMC - HERMANN - RTA | Pedi pacu 7 | 11/1/19 |  | 11/1/20 |  | ASPIRATORS | Aspirator (Suction Pump) | ASPIRATORSUCTPUMP-ArmstrongMedInd-S-SCORT DUET | ASPIRATORSUCTPUMP | S-SCORT DUET |  |  |  | Armstrong Med Ind | Aspirator (Suction Pump) |  | ASPIRATORSUCTPUMP-ArmstrongMedInd-S-SCORT DUET |  | 1/1/10 |  |  | Covered PM Repair - Biomedical | MHHS-TMC | [8 empty] | ASPIRATORSUCTPUMP | Aspirator (Suction Pump) | Armstrong Med Ind
NO | YES |  |  |  | 069-47333 | 069-47333 | SSCOR Inc | S-SCORT 2314 |  | m39179 | TMC-Hermann-Pedi ER (1Hp) | MHHS-TMC |  | Aspirator (Suction Pump) |  | 069-47333 | 069-47333 | TMC | MHHS-TMC | TMC-Hermann-Pedi ER (1Hp) | Nursing | 11/1/19 |  | 11/1/20 |  | ASPIRATORS | Aspirator (Suction Pump) | ASPIRATORSUCTPUMP-ArmstrongMedInd-S-SCORT DUET | ASPIRATORSUCTPUMP | S-SCORT DUET |  |  |  | Armstrong Med Ind | Aspirator (Suction Pump) |  | ASPIRATORSUCTPUMP-ArmstrongMedInd-S-SCORT DUET |  | 1/1/10 |  |  | Covered PM Repair - Biomedical | MHHS-TMC | [8 empty] | ASPIRATORSUCTPUMP | Aspirator (Suction Pump) | Armstrong Med Ind
NO | YES |  |  |  | 069-47328 | 069-47328 | SSCOR Inc | S-SCORT 2314 |  | m39188 | TMC-Hermann-Adult ER (1Hp) | MHHS-TMC |  | Aspirator (Suction Pump) |  | 069-47328 | 069-47328 | TMC | MHHS-TMC | TMC-Hermann-Adult ER (1Hp) | Med room | 11/1/19 |  | 11/1/20 |  | ASPIRATORS | Aspirator (Suction Pump) | ASPIRATORSUCTPUMP-ArmstrongMedInd-S-SCORT DUET | ASPIRATORSUCTPUMP | S-SCORT DUET |  |  |  | Armstrong Med Ind | Aspirator (Suction Pump) |  | ASPIRATORSUCTPUMP-ArmstrongMedInd-S-SCORT DUET |  | 1/1/00 |  |  | Covered PM Repair - Biomedical | MHHS-TMC | [8 empty] | ASPIRATORSUCTPUMP | Aspirator (Suction Pump) | Armstrong Med Ind
NO | YES |  |  |  | 069-47330 | 069-47330 | SSCOR Inc | S-SCORT 2314 |  | m39199 | TMC-Hermann-Adult ER (1Hp) | MHHS-TMC |  | Aspirator (Suction Pump) |  | 069-47330 | 069-47330 | TMC | MHHS-TMC | TMC-Hermann-Adult ER (1Hp) | Hallway | 11/1/19 |  | 11/1/20 |  | ASPIRATORS | Aspirator (Suction Pump) | ASPIRATORSUCTPUMP-ArmstrongMedInd-S-SCORT DUET | ASPIRATORSUCTPUMP | S-SCORT DUET |  |  |  | Armstrong Med Ind | Aspirator (Suction Pump) |  | ASPIRATORSUCTPUMP-ArmstrongMedInd-S-SCORT DUET |  | 1/1/10 |  |  | Covered PM Repair - Biomedical | MHHS-TMC | [8 empty] | ASPIRATORSUCTPUMP | Aspirator (Suction Pump) | Armstrong Med Ind
NO | YES |  |  |  | 069-47335 | 069-47335 | SSCOR Inc | S-SCORT 2314 |  | m39197 | TMC-Sarofim 2-Adult Pre Op | MHHS-TMC |  | Aspirator (Suction Pump) |  | 069-47335 | 069-47335 | TMC | MHHS-TMC | TMC-Sarofim 2-Adult Pre Op | Hallway | 11/1/19 |  | 11/1/20 |  | ASPIRATORS |  | ASPIRATORSUCTPUMP-ArmstrongMedInd-S-SCORT DUET | ASPIRATORSUCTPUMP | S-SCORT DUET |  |  |  | Armstrong Med Ind | Aspirator (Suction Pump) |  | ASPIRATORSUCTPUMP-ArmstrongMedInd-S-SCORT DUET |  | 1/1/10 |  |  | Covered PM Repair - Biomedical | MHHS-TMC
NO | YES |  |  |  | 069-47340 | 069-47340 | SSCOR Inc | S-SCORT 2314 |  | m39198 | TMC-Sarofim 2-Adult Pre Op | MHHS-TMC |  | Aspirator (Suction Pump) |  | 069-47340 | 069-47340 | TMC | MHHS-TMC | TMC-Sarofim 2-Adult Pre Op | [5 empty] | ASPIRATORS |  | ASPIRATORSUCTPUMP-ArmstrongMedInd-S-SCORT DUET | ASPIRATORSUCTPUMP | S-SCORT DUET |  |  |  | Armstrong Med Ind | Aspirator (Suction Pump) |  | ASPIRATORSUCTPUMP-ArmstrongMedInd-S-SCORT DUET |  |  | Verified 3/29/2020 11:26:am (Central) |  | Covered PM Repair - Biomedical | MHHS-TMC
NO | YES |  |  |  | 069-47337 | 069-F7337 | SSCOR Inc | S-SCORT 2314 |  | m39193 | TMC-Sarofim 3-PACU | MHHS-TMC |  | Aspirator (Suction Pump) |  | 069-47337 | 069-F7337 | TMC | MHHS-TMC | TMC-Sarofim 3-PACU | Sarofim PACU 2 |  |  |  |  | ASPIRATORS |  | ASPIRATORSUCTPUMP-ArmstrongMedInd-S-SCORT DUET | ASPIRATORSUCTPUMP | S-SCORT DUET |  |  |  | Armstrong Med Ind | Aspirator (Suction Pump) |  | ASPIRATORSUCTPUMP-ArmstrongMedInd-S-SCORT DUET |  | 8/1/20 |  |  | Not Covered Vendor Only - Biomedical | MHHS-TMC
NO | YES |  |  |  | 099-06639 | 099-06639 | SSCOR Inc | S-SCORT 2314 |  | m39189 | (null) | MHHS-TMC |  | Aspirator (Suction Pump) |  | 099-06639 | 099-06639 | (null) | MHHS-TMC | (null) | (null) |  |  |  | (null) | ASPIRATORS |  | ASPIRATORSUCTPUMP-ArmstrongMedInd-S-SCORT DUET | ASPIRATORSUCTPUMP | S-SCORT DUET |  |  |  | Armstrong Med Ind | Aspirator (Suction Pump) |  | ASPIRATORSUCTPUMP-ArmstrongMedInd-S-SCORT DUET |  | 1/1/13 |  |  | Covered PM Repair - Biomedical | MHHS-TMC
NO | YES |  |  |  | 041-33101 | 041-33101 | SSCOR Inc | S-SCORT 2314 |  | m39170 | (null) | MHHS-TMC |  | Aspirator (Suction Pump) |  | 041-33101 | 041-33101 | (null) | MHHS-TMC | (null) | (null) |  |  |  | (null) | ASPIRATORS |  | ASPIRATORSUCTPUMP-ArmstrongMedInd-S-SCORT DUET | ASPIRATORSUCTPUMP | S-SCORT DUET |  |  |  | Armstrong Med Ind | Aspirator (Suction Pump) |  | ASPIRATORSUCTPUMP-ArmstrongMedInd-S-SCORT DUET |  | 1/1/10 |  |  | Covered PM Repair - Biomedical | MHHS-TMC
NO | YES | Asset Tag 1069558 |  |  |  |  | SSCOR Inc | S-SCORT 2314 |  | m39175 | (null) | MHHS-TMC |  | Aspirator (Suction Pump) |  |  |  | (null) | MHHS-TMC | (null) | (null) |  |  |  | (null) | ASPIRATORS |  | ASPIRATORSUCTPUMP-ArmstrongMedInd-S-SCORT DUET | ASPIRATORSUCTPUMP | S-SCORT DUET |  |  |  | Armstrong Med Ind | Aspirator (Suction Pump) |  | ASPIRATORSUCTPUMP-ArmstrongMedInd-S-SCORT DUET |  |  |  |  | Covered PM Repair - Biomedical | MHHS-TMC
NO | YES |  |  |  | 069-47326 | 069-47326 | SSCOR Inc | S-SCORT 2314 |  | m39184 | 8 floor Medical ICU | MHHS-TMC |  | Aspirator (Suction Pump) |  | 069-47326 | 069-47326 | TMC | Memorial Hermann-Texas Medical Center | 8 floor Medical ICU | Hallway | 11/1/19 |  | 11/1/20 |  | ASPIRATORS |  | ASPIRATORSUCTPUMP-ArmstrongMedInd-S-SCORT DUET | ASPIRATORSUCTPUMP | S-SCORT DUET |  |  |  | Armstrong Med Ind | Aspirator (Suction Pump) |  | ASPIRATORSUCTPUMP-ArmstrongMedInd-S-SCORT DUET |  | 8/1/15 |  |  | Covered PM Repair - Biomedical | MHHS-TMC
NO | YES |  |  |  | 029-03567 | 029-03567 | SSCOR Inc | S-SCORT 2314 |  | M04861 | Woodlands-Cath Lab | MHHS-Woodlands |  | Aspirator (Suction Pump) |  | 029-03567 | 029-03567 | Woodlands | MHHS-Woodlands | Woodlands-Cath Lab | CATH LAB | 10/1/19 |  | 10/1/20 |  | ASPIRATORS | Aspirator (Suction Pump) | ASPIRATORSUCTPUMP-ArmstrongMedInd-S-SCORT DUET | ASPIRATORSUCTPUMP | S-SCORT DUET |  |  |  | Armstrong Med Ind | Aspirator (Suction Pump) |  | ASPIRATORSUCTPUMP-ArmstrongMedInd-S-SCORT DUET |  |  |  |  | Covered PM Repair - Biomedical | MHHS-Woodlands | [8 empty] | ASPIRATORSUCTPUMP | Aspirator (Suction Pump) | Armstrong Med Ind
NO | YES |  |  |  | 029-10425 | 029-10425 | SSCOR Inc | S-SCORT 2314 |  | M30145 | Rehab | MHHS-Woodlands |  | Aspirator (Suction Pump) |  | 029-10425 | 029-10425 | Woodlands |  | Rehab | Gym | 8/1/19 |  | 8/1/20 |  | ASPIRATORS | Aspirator (Suction Pump) | ASPIRATORSUCTPUMP-ArmstrongMedInd-S-SCORT DUET | ASPIRATORSUCTPUMP | S-SCORT DUET |  |  |  | Armstrong Med Ind | Aspirator (Suction Pump) |  | ASPIRATORSUCTPUMP-ArmstrongMedInd-S-SCORT DUET |  |  |  |  | Covered PM Repair - Biomedical | MHHS-Woodlands | [8 empty] | ASPIRATORSUCTPUMP | Aspirator (Suction Pump) | Armstrong Med Ind
NO | YES |  |  |  | 029-10270 | 029-10270 | SSCOR Inc | S-SCORT 2314 |  | M30023 | Woodlands-ER | MHHS-Woodlands |  | Aspirator (Suction Pump) |  | 029-10270 | 029-10270 | Woodlands | MHHS-Woodlands | Woodlands-ER | Biomed shop | 3/1/19 |  | 3/1/20 |  | ASPIRATORS | Aspirator (Suction Pump) | ASPIRATORSUCTPUMP-ArmstrongMedInd-S-SCORT DUET | ASPIRATORSUCTPUMP | S-SCORT DUET |  |  |  | Armstrong Med Ind | Aspirator (Suction Pump) |  | ASPIRATORSUCTPUMP-ArmstrongMedInd-S-SCORT DUET |  | 2/1/17 |  |  | Covered PM Repair - Biomedical | MHHS-Woodlands | [8 empty] | ASPIRATORSUCTPUMP | Aspirator (Suction Pump) | Armstrong Med Ind
NO | YES |  |  |  | 029-10271 | 029-10271 | SSCOR Inc | S-SCORT 2314 |  | M30032 | Woodlands-ER | MHHS-Woodlands |  | Aspirator (Suction Pump) |  | 029-10271 | 029-10271 | Woodlands | MHHS-Woodlands | Woodlands-ER | ER2 |  |  |  |  | ASPIRATORS | Aspirator (Suction Pump) | ASPIRATORSUCTPUMP-ArmstrongMedInd-S-SCORT DUET | ASPIRATORSUCTPUMP | S-SCORT DUET |  |  |  | Armstrong Med Ind | Aspirator (Suction Pump) |  | ASPIRATORSUCTPUMP-ArmstrongMedInd-S-SCORT DUET |  |  |  |  | Covered PM Repair - Biomedical | MHHS-Woodlands | [8 empty] | ASPIRATORSUCTPUMP | Aspirator (Suction Pump) | Armstrong Med Ind
NO | YES | Asset Tag 029-10272 |  |  | 029-10272 | 029-10272 | SSCOR Inc | S-SCORT 2314 |  | M30034 | Woodlands-ER | MHHS-Woodlands |  | Aspirator (Suction Pump) |  | 029-10272 | 029-10272 | Woodlands | MHHS-Woodlands | Woodlands-ER |  | 3/4/19 |  |  |  | ASPIRATORS | Aspirator (Suction Pump) | ASPIRATORSUCTPUMP-ArmstrongMedInd-S-SCORT DUET | ASPIRATORSUCTPUMP | S-SCORT DUET |  |  |  | Armstrong Med Ind | Aspirator (Suction Pump) |  | ASPIRATORSUCTPUMP-ArmstrongMedInd-S-SCORT DUET |  |  | Finished from Script 3/27/2020 12:11:52pm (Central) |  | Covered PM Repair - Biomedical | MHHS-Woodlands | [8 empty] | ASPIRATORSUCTPUMP | Aspirator (Suction Pump) | Armstrong Med Ind
NO | YES |  |  |  | 029-12657 | 029-12657 | SSCOR Inc | S-SCORT 2314 |  | M36811 | Woodlands-NICU (New) | MHHS-Woodlands |  | Aspirator (Suction Pump) |  | 029-12657 | 029-12657 | Woodlands | MHHS-Woodlands | Woodlands-NICU (New) |  |  |  | 8/1/20 |  | ASPIRATORS | Aspirator (Suction Pump) | ASPIRATORSUCTPUMP-ArmstrongMedInd-S-SCORT DUET | ASPIRATORSUCTPUMP | S-SCORT DUET |  |  |  | Armstrong Med Ind | Aspirator (Suction Pump) |  | ASPIRATORSUCTPUMP-ArmstrongMedInd-S-SCORT DUET |  |  |  |  | Covered PM Repair - Biomedical | MHHS-Woodlands | [8 empty] | ASPIRATORSUCTPUMP | Aspirator (Suction Pump) | Armstrong Med Ind
NO | YES |  |  |  | 029-12854 | 029-12854 | SSCOR Inc | S-SCORT 2314 |  | M37664 | Woodlands-OR | MHHS-Woodlands |  | Aspirator (Suction Pump) |  | 029-12854 | 029-12854 | Woodlands | MHHS-Woodlands | Woodlands-OR | Rm 19 | 10/1/19 |  | 10/1/20 |  | ASPIRATORS | Aspirator (Suction Pump) | ASPIRATORSUCTPUMP-ArmstrongMedInd-S-SCORT DUET | ASPIRATORSUCTPUMP | S-SCORT DUET |  |  |  | Armstrong Med Ind | Aspirator (Suction Pump) |  | ASPIRATORSUCTPUMP-ArmstrongMedInd-S-SCORT DUET |  |  |  |  | Covered PM Repair - Biomedical | MHHS-Woodlands | [8 empty] | ASPIRATORSUCTPUMP | Aspirator (Suction Pump) | Armstrong Med Ind
NO | YES | [5 empty] | SSCOR Inc | S-SCORT 2314 |  | M21790 | Woodlands-OR | MHHS-Woodlands |  | Aspirator (Suction Pump) |  |  |  | Woodlands | MHHS-Woodlands | Woodlands-OR |  | 10/1/19 |  | 10/1/20 |  | ASPIRATORS | Aspirator (Suction Pump) | ASPIRATORSUCTPUMP-ArmstrongMedInd-S-SCORT DUET | ASPIRATORSUCTPUMP | S-SCORT DUET |  |  |  | Armstrong Med Ind | Aspirator (Suction Pump) |  | ASPIRATORSUCTPUMP-ArmstrongMedInd-S-SCORT DUET |  | 11/1/17 |  |  | Covered PM Repair - Biomedical | MHHS-Woodlands | [8 empty] | ASPIRATORSUCTPUMP | Aspirator (Suction Pump) | Armstrong Med Ind
NO | YES |  |  |  |  | 029-04129 | SSCOR Inc | S-SCORT 2314 |  | M07107 | Woodlands-PCU3 | MHHS-Woodlands |  | Aspirator (Suction Pump) |  |  | 029-04129 | Woodlands | MHHS-Woodlands | Woodlands-PCU3 | PUC 3 | 11/1/19 |  | 11/1/20 |  | ASPIRATORS | Aspirator (Suction Pump) | ASPIRATORSUCTPUMP-ArmstrongMedInd-S-SCORT DUET | ASPIRATORSUCTPUMP | S-SCORT DUET |  |  |  | Armstrong Med Ind | Aspirator (Suction Pump) |  | ASPIRATORSUCTPUMP-ArmstrongMedInd-S-SCORT DUET |  |  |  |  | Covered PM Repair - Biomedical | MHHS-Woodlands | [8 empty] | ASPIRATORSUCTPUMP | Aspirator (Suction Pump) | Armstrong Med Ind
NO | YES |  |  |  |  | 041-08745 | SSCOR Inc | S-SCORT 2314 |  | M05952 | MEMORIAL CITY - CARDIOLOGY | [5 empty] | 041-08745 | West | Memorial City - Memorial Cardiology East | MEMORIAL CITY - CARDIOLOGY | Crash Cart |  |  |  |  | ASPIRATORS
NO | YES |  |  |  | 041-32504 | 041-32504 | SSCOR Inc | S-SCORT 2314 |  | M13663 | Genaeral Surgery |  |  |  |  | 041-32504 | 041-32504 | Memorial City | Memorial City | Genaeral Surgery | E5:321 Soiled Utility
NO | NO |  |  |  | 151-03316 |  | SSCOR Inc | S-SCORT 2314 |  | M36252 | CY - 3 SOUTH | MHHS-Cypress |  | Aspirator (Suction Pump) |  | 151-03316 |  | Northwest & Cypress |  | CY - 3 SOUTH | [5 empty] | ASPIRATORS |  | ASPIRATORSUCTPUMP-ArmstrongMedInd-S-SCORT DUET | ASPIRATORSUCTPUMP | S-SCORT DUET |  |  |  | Armstrong Med Ind | Aspirator (Suction Pump) |  | ASPIRATORSUCTPUMP-ArmstrongMedInd-S-SCORT DUET |  |  |  |  | Covered PM Repair - Biomedical | MHHS-Cypress
NO | NO |  |  |  | 151-01366 |  | SSCOR Inc | S-SCORT 2314 |  | M31957 | CY - ICU | MHHS-Cypress |  | Aspirator (Suction Pump) |  | 151-01366 |  | Northwest & Cypress |  | CY - ICU | [5 empty] | ASPIRATORS |  | ASPIRATORSUCTPUMP-ArmstrongMedInd-S-SCORT DUET | ASPIRATORSUCTPUMP | S-SCORT DUET |  |  |  | Armstrong Med Ind | Aspirator (Suction Pump) |  | ASPIRATORSUCTPUMP-ArmstrongMedInd-S-SCORT DUET |  |  |  |  | Covered PM Repair - Biomedical | MHHS-Cypress
NO | NO |  |  |  | M37295 |  | SSCOR Inc | S-SCORT 2314 |  | M37295 | CY - ICU | MHHS-Cypress |  | Aspirator (Suction Pump) |  | M37295 |  | Northwest & Cypress |  | CY - ICU | [5 empty] | ASPIRATORS |  | ASPIRATORSUCTPUMP-ArmstrongMedInd-S-SCORT DUET | ASPIRATORSUCTPUMP | S-SCORT DUET |  |  |  | Armstrong Med Ind | Aspirator (Suction Pump) |  | ASPIRATORSUCTPUMP-ArmstrongMedInd-S-SCORT DUET |  |  |  |  | Not Covered Vendor Only - Biomedical | MHHS-Cypress
NO | NO |  |  |  | 151-01391 |  | SSCOR Inc | S-SCORT 2314 |  | m32053 | CY - MEDSURG | MHHS-Cypress |  | Aspirator (Suction Pump) |  | 151-01391 |  | Northwest & Cypress |  | CY - MEDSURG | [5 empty] | ASPIRATORS |  | ASPIRATORSUCTPUMP-ArmstrongMedInd-S-SCORT DUET | ASPIRATORSUCTPUMP | S-SCORT DUET |  |  |  | Armstrong Med Ind | Aspirator (Suction Pump) |  | ASPIRATORSUCTPUMP-ArmstrongMedInd-S-SCORT DUET |  |  |  |  | Not Covered Vendor Only - Biomedical | MHHS-Cypress
NO | NO |  |  |  | 009-34488 |  | SSCOR Inc | S-SCORT 2314 |  | M37776 | GH - CENTRAL SUPPLY | MHHS-Greater Heights |  | Aspirator (Suction Pump) |  | 009-34488 |  | Central & Greater Heights |  | GH - CENTRAL SUPPLY | [5 empty] | ASPIRATORS |  | ASPIRATORSUCTPUMP-ArmstrongMedInd-S-SCORT DUET | ASPIRATORSUCTPUMP | S-SCORT DUET |  |  |  | Armstrong Med Ind | Aspirator (Suction Pump) |  | ASPIRATORSUCTPUMP-ArmstrongMedInd-S-SCORT DUET |  |  |  |  | Covered PM Repair - Biomedical | MHHS-Greater Heights
NO | NO |  |  |  | 009-34467 |  | SSCOR Inc | S-SCORT 2314 |  | M37721 | GH - ICU | MHHS-Greater Heights |  | Aspirator (Suction Pump) |  | 009-34467 |  | Central & Greater Heights |  | GH - ICU | [5 empty] | ASPIRATORS |  | ASPIRATORSUCTPUMP-ArmstrongMedInd-S-SCORT DUET | ASPIRATORSUCTPUMP | S-SCORT DUET |  |  |  | Armstrong Med Ind | Aspirator (Suction Pump) |  | ASPIRATORSUCTPUMP-ArmstrongMedInd-S-SCORT DUET |  |  |  |  | Covered PM Repair - Biomedical | MHHS-Greater Heights
NO | NO |  |  |  | 009-34468 |  | SSCOR Inc | S-SCORT 2314 |  | M37701 | GH - ICU | MHHS-Greater Heights |  | Aspirator (Suction Pump) |  | 009-34468 |  | Central & Greater Heights |  | GH - ICU | [5 empty] | ASPIRATORS |  | ASPIRATORSUCTPUMP-ArmstrongMedInd-S-SCORT DUET | ASPIRATORSUCTPUMP | S-SCORT DUET |  |  |  | Armstrong Med Ind | Aspirator (Suction Pump) |  | ASPIRATORSUCTPUMP-ArmstrongMedInd-S-SCORT DUET |  |  |  |  | Covered PM Repair - Biomedical | MHHS-Greater Heights
NO | NO | [5 empty] | SSCOR Inc | S-SCORT 2314 |  | M02213 | GH - ICU | MHHS-Greater Heights |  | Aspirator (Suction Pump) |  |  |  | Central & Greater Heights |  | GH - ICU | [5 empty] | ASPIRATORS |  | ASPIRATORSUCTPUMP-ArmstrongMedInd-S-SCORT DUET | ASPIRATORSUCTPUMP | S-SCORT DUET |  |  |  | Armstrong Med Ind | Aspirator (Suction Pump) |  | ASPIRATORSUCTPUMP-ArmstrongMedInd-S-SCORT DUET |  |  |  |  | Covered PM Repair - Biomedical | MHHS-Greater Heights
NO | NO |  |  |  | 009-34470 |  | SSCOR Inc | S-SCORT 2314 |  | M37715 | GH - MED/SURG | MHHS-Greater Heights |  | Aspirator (Suction Pump) |  | 009-34470 |  | Central & Greater Heights |  | GH - MED/SURG | [5 empty] | ASPIRATORS |  | ASPIRATORSUCTPUMP-ArmstrongMedInd-S-SCORT DUET | ASPIRATORSUCTPUMP | S-SCORT DUET |  |  |  | Armstrong Med Ind | Aspirator (Suction Pump) |  | ASPIRATORSUCTPUMP-ArmstrongMedInd-S-SCORT DUET |  |  |  |  | Covered PM Repair - Biomedical | MHHS-Greater Heights
NO | NO |  |  |  | 009-34471 |  | SSCOR Inc | S-SCORT 2314 |  | M37700 | GH - MED/SURG | MHHS-Greater Heights |  | Aspirator (Suction Pump) |  | 009-34471 |  | Central & Greater Heights |  | GH - MED/SURG | [5 empty] | ASPIRATORS |  | ASPIRATORSUCTPUMP-ArmstrongMedInd-S-SCORT DUET | ASPIRATORSUCTPUMP | S-SCORT DUET |  |  |  | Armstrong Med Ind | Aspirator (Suction Pump) |  | ASPIRATORSUCTPUMP-ArmstrongMedInd-S-SCORT DUET |  |  |  |  | Covered PM Repair - Biomedical | MHHS-Greater Heights
NO | NO |  |  |  | 133-03065 |  | SSCOR Inc | S-SCORT 2314 |  | M07703 | KATY - ENDOSCOPY | MHHS-Katy |  | Aspirator (Suction Pump) |  | 133-03065 |  | Katy |  | KATY - ENDOSCOPY | [5 empty] | ASPIRATORS |  | ASPIRATORSUCTPUMP-ArmstrongMedInd-S-SCORT DUET | ASPIRATORSUCTPUMP | S-SCORT DUET |  |  |  | Armstrong Med Ind | Aspirator (Suction Pump) |  | ASPIRATORSUCTPUMP-ArmstrongMedInd-S-SCORT DUET |  |  |  |  | Covered PM Repair - Biomedical | MHHS-Katy
NO | NO |  |  |  | 133-04405 |  | SSCOR Inc | S-SCORT 2314 |  | M10269 | KATY - ER | MHHS-Katy |  | Aspirator (Suction Pump) |  | 133-04405 |  | Katy |  | KATY - ER | [5 empty] | ASPIRATORS |  | ASPIRATORSUCTPUMP-ArmstrongMedInd-S-SCORT DUET | ASPIRATORSUCTPUMP | S-SCORT DUET |  |  |  | Armstrong Med Ind | Aspirator (Suction Pump) |  | ASPIRATORSUCTPUMP-ArmstrongMedInd-S-SCORT DUET |  |  |  |  | Covered PM Repair - Biomedical | MHHS-Katy
NO | NO |  |  |  | 133-03122 |  | SSCOR Inc | S-SCORT 2314 |  | M07699 | KATY - MED/SURG 6TH FLOOR | MHHS-Katy |  | Aspirator (Suction Pump) |  | 133-03122 |  | Katy |  | KATY - MED/SURG 6TH FLOOR | [5 empty] | ASPIRATORS |  | ASPIRATORSUCTPUMP-ArmstrongMedInd-S-SCORT DUET | ASPIRATORSUCTPUMP | S-SCORT DUET |  |  |  | Armstrong Med Ind | Aspirator (Suction Pump) |  | ASPIRATORSUCTPUMP-ArmstrongMedInd-S-SCORT DUET |  |  |  |  | Covered PM Repair - Biomedical | MHHS-Katy
NO | NO |  |  |  | 133-04079 |  | SSCOR Inc | S-SCORT 2314 |  | M07845 | KATY - MED/SURG 6TH FLOOR | MHHS-Katy |  | Aspirator (Suction Pump) |  | 133-04079 |  | Katy |  | KATY - MED/SURG 6TH FLOOR | [5 empty] | ASPIRATORS |  | ASPIRATORSUCTPUMP-ArmstrongMedInd-S-SCORT DUET | ASPIRATORSUCTPUMP | S-SCORT DUET |  |  |  | Armstrong Med Ind | Aspirator (Suction Pump) |  | ASPIRATORSUCTPUMP-ArmstrongMedInd-S-SCORT DUET |  |  |  |  | Covered PM Repair - Biomedical | MHHS-Katy
NO | NO |  |  |  | 133-09638 |  | SSCOR Inc | S-SCORT 2314 |  | M28966 | KATY - MED/SURG 6TH FLOOR | MHHS-Katy |  | Aspirator (Suction Pump) |  | 133-09638 |  | Katy |  | KATY - MED/SURG 6TH FLOOR | [5 empty] | ASPIRATORS |  | ASPIRATORSUCTPUMP-ArmstrongMedInd-S-SCORT DUET | ASPIRATORSUCTPUMP | S-SCORT DUET |  |  |  | Armstrong Med Ind | Aspirator (Suction Pump) |  | ASPIRATORSUCTPUMP-ArmstrongMedInd-S-SCORT DUET |  |  |  |  | Covered PM Repair - Biomedical | MHHS-Katy
NO | NO |  |  |  | 133-09636 |  | SSCOR Inc | S-SCORT 2314 |  | M29110 | KATY - OB SPECIAL OBSERVATION - 3E | MHHS-Katy |  | Aspirator (Suction Pump) |  | 133-09636 |  | Katy |  | KATY - OB SPECIAL OBSERVATION - 3E | [5 empty] | ASPIRATORS |  | ASPIRATORSUCTPUMP-ArmstrongMedInd-S-SCORT DUET | ASPIRATORSUCTPUMP | S-SCORT DUET |  |  |  | Armstrong Med Ind | Aspirator (Suction Pump) |  | ASPIRATORSUCTPUMP-ArmstrongMedInd-S-SCORT DUET |  |  |  |  | Covered PM Repair - Biomedical | MHHS-Katy
NO | NO |  |  |  | 069-38751 |  | SSCOR Inc | S-SCORT 2314 |  | M25156 | CAHF - (TMC) - TMC MEDICAL PLAZA [MHMP-STE2500] | MHHS - Heart Failure Clinics |  | Aspirator (Suction Pump) |  | 069-38751 |  | TMC |  | CAHF - (TMC) - TMC MEDICAL PLAZA [MHMP-STE2500] | [5 empty] | ASPIRATORS |  | ASPIRATORSUCTPUMP-ArmstrongMedInd-S-SCORT DUET | ASPIRATORSUCTPUMP | S-SCORT DUET |  |  |  | Armstrong Med Ind | Aspirator (Suction Pump) |  | ASPIRATORSUCTPUMP-ArmstrongMedInd-S-SCORT DUET |  |  |  |  | Covered PM Repair - Biomedical | MHHS - Heart Failure Clinics
NO | NO | [5 empty] | SSCOR Inc | S-SCORT 2314 |  | M13669 | MEMORIAL CITY - CATH LAB | MHHS-Mem City |  | Aspirator (Suction Pump) |  |  |  | West & Memorial City |  | MEMORIAL CITY - CATH LAB | [5 empty] | ASPIRATORS |  | ASPIRATORSUCTPUMP-ArmstrongMedInd-S-SCORT DUET | ASPIRATORSUCTPUMP | S-SCORT DUET |  |  |  | Armstrong Med Ind | Aspirator (Suction Pump) |  | ASPIRATORSUCTPUMP-ArmstrongMedInd-S-SCORT DUET |  |  |  |  | Covered PM Repair - Biomedical | MHHS-Mem City
NO | NO | [5 empty] | SSCOR Inc | S-SCORT 2314 |  | M05933 | MEMORIAL CITY - CATH LAB HOLDING AREA | MHHS-Mem City |  | Aspirator (Suction Pump) |  |  |  | West & Memorial City |  | MEMORIAL CITY - CATH LAB HOLDING AREA | [5 empty] | ASPIRATORS |  | ASPIRATORSUCTPUMP-ArmstrongMedInd-S-SCORT DUET | ASPIRATORSUCTPUMP | S-SCORT DUET |  |  |  | Armstrong Med Ind | Aspirator (Suction Pump) |  | ASPIRATORSUCTPUMP-ArmstrongMedInd-S-SCORT DUET |  |  |  |  | Covered PM Repair - Biomedical | MHHS-Mem City
NO | NO |  |  |  | 041-14437 |  | SSCOR Inc | S-SCORT 2314 |  | M13656 | MEMORIAL CITY - CENTRAL SUPPLY | MHHS-Mem City |  | Aspirator (Suction Pump) |  | 041-14437 |  | West & Memorial City |  | MEMORIAL CITY - CENTRAL SUPPLY | [5 empty] | ASPIRATORS |  | ASPIRATORSUCTPUMP-ArmstrongMedInd-S-SCORT DUET | ASPIRATORSUCTPUMP | S-SCORT DUET |  |  |  | Armstrong Med Ind | Aspirator (Suction Pump) |  | ASPIRATORSUCTPUMP-ArmstrongMedInd-S-SCORT DUET |  |  |  |  | Covered PM Repair - Biomedical | MHHS-Mem City
NO | NO |  |  |  | 041-17057 |  | SSCOR Inc | S-SCORT 2314 |  | M20385 | MEMORIAL CITY - DIGESTIVE DISEASE CENTER | MHHS-Mem City |  | Aspirator (Suction Pump) |  | 041-17057 |  | West & Memorial City |  | MEMORIAL CITY - DIGESTIVE DISEASE CENTER | [5 empty] | ASPIRATORS |  | ASPIRATORSUCTPUMP-ArmstrongMedInd-S-SCORT DUET | ASPIRATORSUCTPUMP | S-SCORT DUET |  |  |  | Armstrong Med Ind | Aspirator (Suction Pump) |  | ASPIRATORSUCTPUMP-ArmstrongMedInd-S-SCORT DUET |  |  |  |  | Not Covered Vendor Only - Biomedical | MHHS-Mem City
NO | NO |  |  |  | 041-20771 |  | SSCOR Inc | S-SCORT 2314 |  | M37741 | MEMORIAL CITY - ER | MHHS-Mem City |  | Aspirator (Suction Pump) |  | 041-20771 |  | West & Memorial City |  | MEMORIAL CITY - ER | [5 empty] | ASPIRATORS |  | ASPIRATORSUCTPUMP-ArmstrongMedInd-S-SCORT DUET | ASPIRATORSUCTPUMP | S-SCORT DUET |  |  |  | Armstrong Med Ind | Aspirator (Suction Pump) |  | ASPIRATORSUCTPUMP-ArmstrongMedInd-S-SCORT DUET |  |  |  |  | Covered PM Repair - Biomedical | MHHS-Mem City
NO | NO |  |  |  | 041-14445 |  | SSCOR Inc | S-SCORT 2314 |  | M13689 | MEMORIAL CITY - MED/SURG | MHHS-Mem City |  | Aspirator (Suction Pump) |  | 041-14445 |  | West & Memorial City |  | MEMORIAL CITY - MED/SURG | [5 empty] | ASPIRATORS |  | ASPIRATORSUCTPUMP-ArmstrongMedInd-S-SCORT DUET | ASPIRATORSUCTPUMP | S-SCORT DUET |  |  |  | Armstrong Med Ind | Aspirator (Suction Pump) |  | ASPIRATORSUCTPUMP-ArmstrongMedInd-S-SCORT DUET |  |  |  |  | Covered PM Repair - Biomedical | MHHS-Mem City
NO | NO |  |  |  | 041-19665 |  | SSCOR Inc | S-SCORT 2314 |  | M28721 | MEMORIAL CITY - MHT - ONCOLOGY | MHHS-Mem City |  | Aspirator (Suction Pump) |  | 041-19665 |  | West & Memorial City |  | MEMORIAL CITY - MHT - ONCOLOGY | [5 empty] | ASPIRATORS |  | ASPIRATORSUCTPUMP-ArmstrongMedInd-S-SCORT DUET | ASPIRATORSUCTPUMP | S-SCORT DUET |  |  |  | Armstrong Med Ind | Aspirator (Suction Pump) |  | ASPIRATORSUCTPUMP-ArmstrongMedInd-S-SCORT DUET |  |  |  |  | Not Covered Vendor Only - Biomedical | MHHS-Mem City
NO | NO | [5 empty] | SSCOR Inc | S-SCORT 2314 |  | M03061 | MEMORIAL CITY - MHT - ONCOLOGY | MHHS-Mem City |  | Aspirator (Suction Pump) |  |  |  | West & Memorial City |  | MEMORIAL CITY - MHT - ONCOLOGY | [5 empty] | ASPIRATORS |  | ASPIRATORSUCTPUMP-ArmstrongMedInd-S-SCORT DUET | ASPIRATORSUCTPUMP | S-SCORT DUET |  |  |  | Armstrong Med Ind | Aspirator (Suction Pump) |  | ASPIRATORSUCTPUMP-ArmstrongMedInd-S-SCORT DUET |  |  |  |  | Covered PM Repair - Biomedical | MHHS-Mem City
NO | NO |  |  |  | 041-19667 |  | SSCOR Inc | S-SCORT 2314 |  | M28724 | MEMORIAL CITY - POSTPARTUM - NURSERY | MHHS-Mem City |  | Aspirator (Suction Pump) |  | 041-19667 |  | West & Memorial City |  | MEMORIAL CITY - POSTPARTUM - NURSERY | [5 empty] | ASPIRATORS |  | ASPIRATORSUCTPUMP-ArmstrongMedInd-S-SCORT DUET | ASPIRATORSUCTPUMP | S-SCORT DUET |  |  |  | Armstrong Med Ind | Aspirator (Suction Pump) |  | ASPIRATORSUCTPUMP-ArmstrongMedInd-S-SCORT DUET |  |  |  |  | Covered PM Repair - Biomedical | MHHS-Mem City
NO | NO | [5 empty] | SSCOR Inc | S-SCORT 2314 |  | M21151 | MEMORIAL CITY - RADIOLOGY - OUTPATIENT | MHHS-Mem City |  | Aspirator (Suction Pump) |  |  |  | West & Memorial City |  | MEMORIAL CITY - RADIOLOGY - OUTPATIENT | [5 empty] | ASPIRATORS |  | ASPIRATORSUCTPUMP-ArmstrongMedInd-S-SCORT DUET | ASPIRATORSUCTPUMP | S-SCORT DUET |  |  |  | Armstrong Med Ind | Aspirator (Suction Pump) |  | ASPIRATORSUCTPUMP-ArmstrongMedInd-S-SCORT DUET |  |  |  |  | Covered PM Repair - Biomedical | MHHS-Mem City
NO | NO |  |  |  | 041-20256 |  | SSCOR Inc | S-SCORT 2314 |  | M19189 | MEMORIAL CITY - TEXAS ONCOLOGY | MHHS-Mem City |  | Aspirator (Suction Pump) |  | 041-20256 |  | West & Memorial City |  | MEMORIAL CITY - TEXAS ONCOLOGY | [5 empty] | ASPIRATORS |  | ASPIRATORSUCTPUMP-ArmstrongMedInd-S-SCORT DUET | ASPIRATORSUCTPUMP | S-SCORT DUET |  |  |  | Armstrong Med Ind | Aspirator (Suction Pump) |  | ASPIRATORSUCTPUMP-ArmstrongMedInd-S-SCORT DUET |  |  |  |  | Covered PM Repair - Biomedical | MHHS-Mem City
NO | NO | [5 empty] | SSCOR Inc | S-SCORT 2314 |  | M03048 | MEMORIAL CITY - WELLNESS CARDIAC REHAB | MHHS-Mem City |  | Aspirator (Suction Pump) |  |  |  | West & Memorial City |  | MEMORIAL CITY - WELLNESS CARDIAC REHAB | [5 empty] | ASPIRATORS |  | ASPIRATORSUCTPUMP-ArmstrongMedInd-S-SCORT DUET | ASPIRATORSUCTPUMP | S-SCORT DUET |  |  |  | Armstrong Med Ind | Aspirator (Suction Pump) |  | ASPIRATORSUCTPUMP-ArmstrongMedInd-S-SCORT DUET |  |  |  |  | Covered PM Repair - Biomedical | MHHS-Mem City
NO | NO |  |  |  | 929-00978 |  | SSCOR Inc | S-SCORT 2314 |  | M35081 | MHOSH - 3RD FLOOR | MHHS Orthopedic & Spine |  | Aspirator (Suction Pump) |  | 929-00978 |  | Central & Greater Heights |  | MHOSH - 3RD FLOOR | [5 empty] | ASPIRATORS |  | ASPIRATORSUCTPUMP-ArmstrongMedInd-S-SCORT DUET | ASPIRATORSUCTPUMP | S-SCORT DUET |  |  |  | Armstrong Med Ind | Aspirator (Suction Pump) |  | ASPIRATORSUCTPUMP-ArmstrongMedInd-S-SCORT DUET |  |  |  |  | Covered PM Repair - Biomedical | MHHS Orthopedic & Spine
NO | NO |  |  |  | 241-02767 |  | SSCOR Inc | S-SCORT 2314 |  | M27703 | OPID - (MHOSH) - BELLAIRE - 441 | MHHS-OPID |  | Aspirator (Suction Pump) |  | 241-02767 |  | Central & Greater Heights |  | OPID - (MHOSH) - BELLAIRE - 441 | [5 empty] | ASPIRATORS |  | ASPIRATORSUCTPUMP-ArmstrongMedInd-S-SCORT DUET | ASPIRATORSUCTPUMP | S-SCORT DUET |  |  |  | Armstrong Med Ind | Aspirator (Suction Pump) |  | ASPIRATORSUCTPUMP-ArmstrongMedInd-S-SCORT DUET |  |  |  |  | Covered PM Repair - Biomedical | MHHS-OPID
NO | NO |  |  |  | 000-03857 |  | SSCOR Inc | S-SCORT 2314 |  | M36762 | OPID - (TMC) - UPPER KIRBY - 467 | MHHS-OPID |  | Aspirator (Suction Pump) |  | 000-03857 |  | TMC |  | OPID - (TMC) - UPPER KIRBY - 467 | [5 empty] | ASPIRATORS |  | ASPIRATORSUCTPUMP-ArmstrongMedInd-S-SCORT DUET | ASPIRATORSUCTPUMP | S-SCORT DUET |  |  |  | Armstrong Med Ind | Aspirator (Suction Pump) |  | ASPIRATORSUCTPUMP-ArmstrongMedInd-S-SCORT DUET |  |  |  |  | Covered PM Repair - Biomedical | MHHS-OPID
NO | NO |  |  |  | 000-03858 |  | SSCOR Inc | S-SCORT 2314 |  | M36768 | OPID - (TMC) - UPPER KIRBY - 467 | MHHS-OPID |  | Aspirator (Suction Pump) |  | 000-03858 |  | TMC |  | OPID - (TMC) - UPPER KIRBY - 467 | [5 empty] | ASPIRATORS |  | ASPIRATORSUCTPUMP-ArmstrongMedInd-S-SCORT DUET | ASPIRATORSUCTPUMP | S-SCORT DUET |  |  |  | Armstrong Med Ind | Aspirator (Suction Pump) |  | ASPIRATORSUCTPUMP-ArmstrongMedInd-S-SCORT DUET |  |  |  |  | Covered PM Repair - Biomedical | MHHS-OPID
NO | NO |  |  |  | 000-03859 |  | SSCOR Inc | S-SCORT 2314 |  | M36754 | OPID - (TMC) - UPPER KIRBY - 467 | MHHS-OPID |  | Aspirator (Suction Pump) |  | 000-03859 |  | TMC |  | OPID - (TMC) - UPPER KIRBY - 467 | [5 empty] | ASPIRATORS |  | ASPIRATORSUCTPUMP-ArmstrongMedInd-S-SCORT DUET | ASPIRATORSUCTPUMP | S-SCORT DUET |  |  |  | Armstrong Med Ind | Aspirator (Suction Pump) |  | ASPIRATORSUCTPUMP-ArmstrongMedInd-S-SCORT DUET |  |  |  |  | Covered PM Repair - Biomedical | MHHS-OPID
NO | NO |  |  |  | 000-03860 |  | SSCOR Inc | S-SCORT 2314 |  | M36761 | OPID - (TMC) - UPPER KIRBY - 467 | MHHS-OPID |  | Aspirator (Suction Pump) |  | 000-03860 |  | TMC |  | OPID - (TMC) - UPPER KIRBY - 467 | [5 empty] | ASPIRATORS |  | ASPIRATORSUCTPUMP-ArmstrongMedInd-S-SCORT DUET | ASPIRATORSUCTPUMP | S-SCORT DUET |  |  |  | Armstrong Med Ind | Aspirator (Suction Pump) |  | ASPIRATORSUCTPUMP-ArmstrongMedInd-S-SCORT DUET |  |  |  |  | Covered PM Repair - Biomedical | MHHS-OPID
NO | NO |  |  |  | 000-05021 |  | SSCOR Inc | S-SCORT 2314 |  | M36753 | OPID - (TMC) - UPPER KIRBY - 467 | MHHS-OPID |  | Aspirator (Suction Pump) |  | 000-05021 |  | TMC |  | OPID - (TMC) - UPPER KIRBY - 467 | [5 empty] | ASPIRATORS |  | ASPIRATORSUCTPUMP-ArmstrongMedInd-S-SCORT DUET | ASPIRATORSUCTPUMP | S-SCORT DUET |  |  |  | Armstrong Med Ind | Aspirator (Suction Pump) |  | ASPIRATORSUCTPUMP-ArmstrongMedInd-S-SCORT DUET |  |  |  |  | Covered PM Repair - Biomedical | MHHS-OPID
NO | NO |  |  |  | 241-02882 |  | SSCOR Inc | S-SCORT 2314 |  | M27702 | OPID - (TMC) - UPPER KIRBY - 467 | MHHS-OPID |  | Aspirator (Suction Pump) |  | 241-02882 |  | TMC |  | OPID - (TMC) - UPPER KIRBY - 467 | [5 empty] | ASPIRATORS |  | ASPIRATORSUCTPUMP-ArmstrongMedInd-S-SCORT DUET | ASPIRATORSUCTPUMP | S-SCORT DUET |  |  |  | Armstrong Med Ind | Aspirator (Suction Pump) |  | ASPIRATORSUCTPUMP-ArmstrongMedInd-S-SCORT DUET |  |  |  |  | Covered PM Repair - Biomedical | MHHS-OPID
NO | NO |  |  |  | 145-00002 |  | SSCOR Inc | S-SCORT 2314 |  | M30006 | PEARLAND - EMERGENCY CENTER | MHHS-Pearland Hospital |  | Aspirator (Suction Pump) |  | 145-00002 |  | Pearland |  | PEARLAND - EMERGENCY CENTER | [5 empty] | ASPIRATORS |  | ASPIRATORSUCTPUMP-ArmstrongMedInd-S-SCORT DUET | ASPIRATORSUCTPUMP | S-SCORT DUET |  |  |  | Armstrong Med Ind | Aspirator (Suction Pump) |  | ASPIRATORSUCTPUMP-ArmstrongMedInd-S-SCORT DUET |  |  |  |  | Covered PM Repair - Biomedical | MHHS-Pearland Hospital
NO | NO |  |  |  | 145-00281 |  | SSCOR Inc | S-SCORT 2314 |  | M25530 | PEARLAND - EMERGENCY CENTER | MHHS-Pearland Hospital |  | Aspirator (Suction Pump) |  | 145-00281 |  | Pearland |  | PEARLAND - EMERGENCY CENTER | [5 empty] | ASPIRATORS |  | ASPIRATORSUCTPUMP-ArmstrongMedInd-S-SCORT DUET | ASPIRATORSUCTPUMP | S-SCORT DUET |  |  |  | Armstrong Med Ind | Aspirator (Suction Pump) |  | ASPIRATORSUCTPUMP-ArmstrongMedInd-S-SCORT DUET |  |  |  |  | Covered PM Repair - Biomedical | MHHS-Pearland Hospital
NO | NO |  |  |  | 145-00410 |  | SSCOR Inc | S-SCORT 2314 |  | M30000 | PEARLAND - EMERGENCY CENTER | MHHS-Pearland Hospital |  | Aspirator (Suction Pump) |  | 145-00410 |  | Pearland |  | PEARLAND - EMERGENCY CENTER | [5 empty] | ASPIRATORS |  | ASPIRATORSUCTPUMP-ArmstrongMedInd-S-SCORT DUET | ASPIRATORSUCTPUMP | S-SCORT DUET |  |  |  | Armstrong Med Ind | Aspirator (Suction Pump) |  | ASPIRATORSUCTPUMP-ArmstrongMedInd-S-SCORT DUET |  |  |  |  | Covered PM Repair - Biomedical | MHHS-Pearland Hospital
NO | NO |  |  |  | 005-04420 |  | SSCOR Inc | S-SCORT 2314 |  | M04062 | SE - CANCER CENTER | MHHS-Southeast |  | Aspirator (Suction Pump) |  | 005-04420 |  | Southeast & Bay Area |  | SE - CANCER CENTER | [5 empty] | ASPIRATORS |  | ASPIRATORSUCTPUMP-ArmstrongMedInd-S-SCORT DUET | ASPIRATORSUCTPUMP | S-SCORT DUET |  |  |  | Armstrong Med Ind | Aspirator (Suction Pump) |  | ASPIRATORSUCTPUMP-ArmstrongMedInd-S-SCORT DUET |  |  |  |  | Covered PM Repair - Biomedical | MHHS-Southeast
NO | NO |  |  |  | 005-03296 |  | SSCOR Inc | S-SCORT 2314 |  | M00867 | SE - CENTRAL SUPPLY | MHHS-Southeast |  | Aspirator (Suction Pump) |  | 005-03296 |  | Southeast & Bay Area |  | SE - CENTRAL SUPPLY | [5 empty] | ASPIRATORS |  | ASPIRATORSUCTPUMP-ArmstrongMedInd-S-SCORT DUET | ASPIRATORSUCTPUMP | S-SCORT DUET |  |  |  | Armstrong Med Ind | Aspirator (Suction Pump) |  | ASPIRATORSUCTPUMP-ArmstrongMedInd-S-SCORT DUET |  |  |  |  | Covered PM Repair - Biomedical | MHHS-Southeast
NO | NO |  |  |  | 005-03304 |  | SSCOR Inc | S-SCORT 2314 |  | M00827 | SE - CENTRAL SUPPLY | MHHS-Southeast |  | Aspirator (Suction Pump) |  | 005-03304 |  | Southeast & Bay Area |  | SE - CENTRAL SUPPLY | [5 empty] | ASPIRATORS |  | ASPIRATORSUCTPUMP-ArmstrongMedInd-S-SCORT DUET | ASPIRATORSUCTPUMP | S-SCORT DUET |  |  |  | Armstrong Med Ind | Aspirator (Suction Pump) |  | ASPIRATORSUCTPUMP-ArmstrongMedInd-S-SCORT DUET |  |  |  |  | Covered PM Repair - Biomedical | MHHS-Southeast
NO | NO |  |  |  | 005-03308 |  | SSCOR Inc | S-SCORT 2314 |  | M00870 | SE - CENTRAL SUPPLY | MHHS-Southeast |  | Aspirator (Suction Pump) |  | 005-03308 |  | Southeast & Bay Area |  | SE - CENTRAL SUPPLY | [5 empty] | ASPIRATORS |  | ASPIRATORSUCTPUMP-ArmstrongMedInd-S-SCORT DUET | ASPIRATORSUCTPUMP | S-SCORT DUET |  |  |  | Armstrong Med Ind | Aspirator (Suction Pump) |  | ASPIRATORSUCTPUMP-ArmstrongMedInd-S-SCORT DUET |  |  |  |  | Covered PM Repair - Biomedical | MHHS-Southeast
NO | NO |  |  |  | 005-05771 |  | SSCOR Inc | S-SCORT 2314 |  | M09791 | SE - CENTRAL SUPPLY | MHHS-Southeast |  | Aspirator (Suction Pump) |  | 005-05771 |  | Southeast & Bay Area |  | SE - CENTRAL SUPPLY | [5 empty] | ASPIRATORS |  | ASPIRATORSUCTPUMP-ArmstrongMedInd-S-SCORT DUET | ASPIRATORSUCTPUMP | S-SCORT DUET |  |  |  | Armstrong Med Ind | Aspirator (Suction Pump) |  | ASPIRATORSUCTPUMP-ArmstrongMedInd-S-SCORT DUET |  |  |  |  | Covered PM Repair - Biomedical | MHHS-Southeast
NO | NO |  |  |  | 005-09905 |  | SSCOR Inc | S-SCORT 2314 |  | M08461 | SE - CENTRAL SUPPLY | MHHS-Southeast |  | Aspirator (Suction Pump) |  | 005-09905 |  | Southeast & Bay Area |  | SE - CENTRAL SUPPLY | [5 empty] | ASPIRATORS |  | ASPIRATORSUCTPUMP-ArmstrongMedInd-S-SCORT DUET | ASPIRATORSUCTPUMP | S-SCORT DUET |  |  |  | Armstrong Med Ind | Aspirator (Suction Pump) |  | ASPIRATORSUCTPUMP-ArmstrongMedInd-S-SCORT DUET |  |  |  |  | Covered PM Repair - Biomedical | MHHS-Southeast
NO | NO |  |  |  | 005-10143 |  | SSCOR Inc | S-SCORT 2314 |  | M26179 | SE - CENTRAL SUPPLY | MHHS-Southeast |  | Aspirator (Suction Pump) |  | 005-10143 |  | Southeast & Bay Area |  | SE - CENTRAL SUPPLY | [5 empty] | ASPIRATORS |  | ASPIRATORSUCTPUMP-ArmstrongMedInd-S-SCORT DUET | ASPIRATORSUCTPUMP | S-SCORT DUET |  |  |  | Armstrong Med Ind | Aspirator (Suction Pump) |  | ASPIRATORSUCTPUMP-ArmstrongMedInd-S-SCORT DUET |  |  |  |  | Covered PM Repair - Biomedical | MHHS-Southeast
NO | NO |  |  |  | 005-03289 |  | SSCOR Inc | S-SCORT 2314 |  | M00821 | SE - EMERGENCY CENTER | MHHS-Southeast |  | Aspirator (Suction Pump) |  | 005-03289 |  | Southeast & Bay Area |  | SE - EMERGENCY CENTER | [5 empty] | ASPIRATORS |  | ASPIRATORSUCTPUMP-ArmstrongMedInd-S-SCORT DUET | ASPIRATORSUCTPUMP | S-SCORT DUET |  |  |  | Armstrong Med Ind | Aspirator (Suction Pump) |  | ASPIRATORSUCTPUMP-ArmstrongMedInd-S-SCORT DUET |  |  |  |  | Covered PM Repair - Biomedical | MHHS-Southeast
NO | NO |  |  |  | 005-03311 |  | SSCOR Inc | S-SCORT 2314 |  | M00864 | SE - EMERGENCY CENTER | MHHS-Southeast |  | Aspirator (Suction Pump) |  | 005-03311 |  | Southeast & Bay Area |  | SE - EMERGENCY CENTER | [5 empty] | ASPIRATORS |  | ASPIRATORSUCTPUMP-ArmstrongMedInd-S-SCORT DUET | ASPIRATORSUCTPUMP | S-SCORT DUET |  |  |  | Armstrong Med Ind | Aspirator (Suction Pump) |  | ASPIRATORSUCTPUMP-ArmstrongMedInd-S-SCORT DUET |  |  |  |  | Covered PM Repair - Biomedical | MHHS-Southeast
NO | NO |  |  |  | 005-03315 |  | SSCOR Inc | S-SCORT 2314 |  | M00888 | SE - ICU | MHHS-Southeast |  | Aspirator (Suction Pump) |  | 005-03315 |  | Southeast & Bay Area |  | SE - ICU | [5 empty] | ASPIRATORS |  | ASPIRATORSUCTPUMP-ArmstrongMedInd-S-SCORT DUET | ASPIRATORSUCTPUMP | S-SCORT DUET |  |  |  | Armstrong Med Ind | Aspirator (Suction Pump) |  | ASPIRATORSUCTPUMP-ArmstrongMedInd-S-SCORT DUET |  |  |  |  | Covered PM Repair - Biomedical | MHHS-Southeast
NO | NO |  |  |  | 005-03320 |  | SSCOR Inc | S-SCORT 2314 |  | M00863 | SE - ICU | MHHS-Southeast |  | Aspirator (Suction Pump) |  | 005-03320 |  | Southeast & Bay Area |  | SE - ICU | [5 empty] | ASPIRATORS |  | ASPIRATORSUCTPUMP-ArmstrongMedInd-S-SCORT DUET | ASPIRATORSUCTPUMP | S-SCORT DUET |  |  |  | Armstrong Med Ind | Aspirator (Suction Pump) |  | ASPIRATORSUCTPUMP-ArmstrongMedInd-S-SCORT DUET |  |  |  |  | Covered PM Repair - Biomedical | MHHS-Southeast
NO | NO |  |  |  | 005-03298 |  | SSCOR Inc | S-SCORT 2314 |  | M00898 | SE - RADIOLOGY | MHHS-Southeast |  | Aspirator (Suction Pump) |  | 005-03298 |  | Southeast & Bay Area |  | SE - RADIOLOGY | [5 empty] | ASPIRATORS |  | ASPIRATORSUCTPUMP-ArmstrongMedInd-S-SCORT DUET | ASPIRATORSUCTPUMP | S-SCORT DUET |  |  |  | Armstrong Med Ind | Aspirator (Suction Pump) |  | ASPIRATORSUCTPUMP-ArmstrongMedInd-S-SCORT DUET |  |  |  |  | Covered PM Repair - Biomedical | MHHS-Southeast
NO | NO |  |  |  | 005-10833 |  | SSCOR Inc | S-SCORT 2314 |  | M29021 | SE - UNIT 1A (OBSERVATION) | MHHS-Southeast |  | Aspirator (Suction Pump) |  | 005-10833 |  | Southeast & Bay Area |  | SE - UNIT 1A (OBSERVATION) | [5 empty] | ASPIRATORS |  | ASPIRATORSUCTPUMP-ArmstrongMedInd-S-SCORT DUET | ASPIRATORSUCTPUMP | S-SCORT DUET |  |  |  | Armstrong Med Ind | Aspirator (Suction Pump) |  | ASPIRATORSUCTPUMP-ArmstrongMedInd-S-SCORT DUET |  |  |  |  | Covered PM Repair - Biomedical | MHHS-Southeast
NO | NO |  |  |  | 005-03300 |  | SSCOR Inc | S-SCORT 2314 |  | M00889 | SE - UNIT 1B (MED/SURG) | MHHS-Southeast |  | Aspirator (Suction Pump) |  | 005-03300 |  | Southeast & Bay Area |  | SE - UNIT 1B (MED/SURG) | [5 empty] | ASPIRATORS |  | ASPIRATORSUCTPUMP-ArmstrongMedInd-S-SCORT DUET | ASPIRATORSUCTPUMP | S-SCORT DUET |  |  |  | Armstrong Med Ind | Aspirator (Suction Pump) |  | ASPIRATORSUCTPUMP-ArmstrongMedInd-S-SCORT DUET |  |  |  |  | Covered PM Repair - Biomedical | MHHS-Southeast
NO | NO |  |  |  | 005-03314 |  | SSCOR Inc | S-SCORT 2314 |  | M00879 | SE - UNIT 2A (INPATIENT REHAB) | MHHS-Southeast |  | Aspirator (Suction Pump) |  | 005-03314 |  | Southeast & Bay Area |  | SE - UNIT 2A (INPATIENT REHAB) | [5 empty] | ASPIRATORS |  | ASPIRATORSUCTPUMP-ArmstrongMedInd-S-SCORT DUET | ASPIRATORSUCTPUMP | S-SCORT DUET |  |  |  | Armstrong Med Ind | Aspirator (Suction Pump) |  | ASPIRATORSUCTPUMP-ArmstrongMedInd-S-SCORT DUET |  |  |  |  | Not Covered Vendor Only - Biomedical | MHHS-Southeast
NO | NO |  |  |  | 005-03309 |  | SSCOR Inc | S-SCORT 2314 |  | M00880 | SE - UNIT 2B (ONCOLOGY) | MHHS-Southeast |  | Aspirator (Suction Pump) |  | 005-03309 |  | Southeast & Bay Area |  | SE - UNIT 2B (ONCOLOGY) | [5 empty] | ASPIRATORS |  | ASPIRATORSUCTPUMP-ArmstrongMedInd-S-SCORT DUET | ASPIRATORSUCTPUMP | S-SCORT DUET |  |  |  | Armstrong Med Ind | Aspirator (Suction Pump) |  | ASPIRATORSUCTPUMP-ArmstrongMedInd-S-SCORT DUET |  |  |  |  | Covered PM Repair - Biomedical | MHHS-Southeast
NO | NO |  |  |  | 005-03292 |  | SSCOR Inc | S-SCORT 2314 |  | M00818 | SE - UNIT 3A (IMU) | MHHS-Southeast |  | Aspirator (Suction Pump) |  | 005-03292 |  | Southeast & Bay Area |  | SE - UNIT 3A (IMU) | [5 empty] | ASPIRATORS |  | ASPIRATORSUCTPUMP-ArmstrongMedInd-S-SCORT DUET | ASPIRATORSUCTPUMP | S-SCORT DUET |  |  |  | Armstrong Med Ind | Aspirator (Suction Pump) |  | ASPIRATORSUCTPUMP-ArmstrongMedInd-S-SCORT DUET |  |  |  |  | Covered PM Repair - Biomedical | MHHS-Southeast
NO | NO |  |  |  | 005-04290 |  | SSCOR Inc | S-SCORT 2314 |  | M03344 | SE - UNIT 3B (SCU) | MHHS-Southeast |  | Aspirator (Suction Pump) |  | 005-04290 |  | Southeast & Bay Area |  | SE - UNIT 3B (SCU) | [5 empty] | ASPIRATORS |  | ASPIRATORSUCTPUMP-ArmstrongMedInd-S-SCORT DUET | ASPIRATORSUCTPUMP | S-SCORT DUET |  |  |  | Armstrong Med Ind | Aspirator (Suction Pump) |  | ASPIRATORSUCTPUMP-ArmstrongMedInd-S-SCORT DUET |  |  |  |  | Covered PM Repair - Biomedical | MHHS-Southeast
NO | NO |  |  |  | 013-38852 |  | SSCOR Inc | S-SCORT 2314 |  | M34395 | SW - CENTRAL SUPPLY | MHHS-Southwest |  | Aspirator (Suction Pump) |  | 013-38852 |  | Southwest |  | SW - CENTRAL SUPPLY | [5 empty] | ASPIRATORS |  | ASPIRATORSUCTPUMP-ArmstrongMedInd-S-SCORT DUET | ASPIRATORSUCTPUMP | S-SCORT DUET |  |  |  | Armstrong Med Ind | Aspirator (Suction Pump) |  | ASPIRATORSUCTPUMP-ArmstrongMedInd-S-SCORT DUET |  |  |  |  | Covered PM Repair - Biomedical | MHHS-Southwest
NO | NO |  |  |  | 013-38853 |  | SSCOR Inc | S-SCORT 2314 |  | M34389 | SW - CENTRAL SUPPLY | MHHS-Southwest |  | Aspirator (Suction Pump) |  | 013-38853 |  | Southwest |  | SW - CENTRAL SUPPLY | [5 empty] | ASPIRATORS |  | ASPIRATORSUCTPUMP-ArmstrongMedInd-S-SCORT DUET | ASPIRATORSUCTPUMP | S-SCORT DUET |  |  |  | Armstrong Med Ind | Aspirator (Suction Pump) |  | ASPIRATORSUCTPUMP-ArmstrongMedInd-S-SCORT DUET |  |  |  |  | Covered PM Repair - Biomedical | MHHS-Southwest
NO | NO |  |  |  | 013-38854 |  | SSCOR Inc | S-SCORT 2314 |  | M34390 | SW - CENTRAL SUPPLY | MHHS-Southwest |  | Aspirator (Suction Pump) |  | 013-38854 |  | Southwest |  | SW - CENTRAL SUPPLY | [5 empty] | ASPIRATORS |  | ASPIRATORSUCTPUMP-ArmstrongMedInd-S-SCORT DUET | ASPIRATORSUCTPUMP | S-SCORT DUET |  |  |  | Armstrong Med Ind | Aspirator (Suction Pump) |  | ASPIRATORSUCTPUMP-ArmstrongMedInd-S-SCORT DUET |  |  |  |  | Covered PM Repair - Biomedical | MHHS-Southwest
NO | NO |  |  |  | 013-38855 |  | SSCOR Inc | S-SCORT 2314 |  | M34403 | SW - CENTRAL SUPPLY | MHHS-Southwest |  | Aspirator (Suction Pump) |  | 013-38855 |  | Southwest |  | SW - CENTRAL SUPPLY | [5 empty] | ASPIRATORS |  | ASPIRATORSUCTPUMP-ArmstrongMedInd-S-SCORT DUET | ASPIRATORSUCTPUMP | S-SCORT DUET |  |  |  | Armstrong Med Ind | Aspirator (Suction Pump) |  | ASPIRATORSUCTPUMP-ArmstrongMedInd-S-SCORT DUET |  |  |  |  | Covered PM Repair - Biomedical | MHHS-Southwest
NO | NO |  |  |  | 013-38741 |  | SSCOR Inc | S-SCORT 2314 |  | M32639 | SW - HVI - OR | MHHS-Southwest |  | Aspirator (Suction Pump) |  | 013-38741 |  | Southwest |  | SW - HVI - OR | [5 empty] | ASPIRATORS |  | ASPIRATORSUCTPUMP-ArmstrongMedInd-S-SCORT DUET | ASPIRATORSUCTPUMP | S-SCORT DUET |  |  |  | Armstrong Med Ind | Aspirator (Suction Pump) |  | ASPIRATORSUCTPUMP-ArmstrongMedInd-S-SCORT DUET |  |  |  |  | Covered PM Repair - Biomedical | MHHS-Southwest
NO | NO |  |  |  | 129-01657 |  | SSCOR Inc | S-SCORT 2314 |  | M02823 | SUGAR LAND - ER | MHHS-Sugarland |  | Aspirator (Suction Pump) |  | 129-01657 |  | Sugar Land |  | SUGAR LAND - ER | [5 empty] | ASPIRATORS |  | ASPIRATORSUCTPUMP-ArmstrongMedInd-S-SCORT DUET | ASPIRATORSUCTPUMP | S-SCORT DUET |  |  |  | Armstrong Med Ind | Aspirator (Suction Pump) |  | ASPIRATORSUCTPUMP-ArmstrongMedInd-S-SCORT DUET |  |  |  |  | Covered PM Repair - Biomedical | MHHS-Sugarland
NO | NO |  |  |  | 129-01651 |  | SSCOR Inc | S-SCORT 2314 |  | M02801 | SUGAR LAND - RADIOLOGY | MHHS-Sugarland |  | Aspirator (Suction Pump) |  | 129-01651 |  | Sugar Land |  | SUGAR LAND - RADIOLOGY | [5 empty] | ASPIRATORS |  | ASPIRATORSUCTPUMP-ArmstrongMedInd-S-SCORT DUET | ASPIRATORSUCTPUMP | S-SCORT DUET |  |  |  | Armstrong Med Ind | Aspirator (Suction Pump) |  | ASPIRATORSUCTPUMP-ArmstrongMedInd-S-SCORT DUET |  |  |  |  | Covered PM Repair - Biomedical | MHHS-Sugarland
NO | NO | [5 empty] | SSCOR Inc | S-SCORT 2314 |  | M04961 | TIRR - WOODLANDS INPATIENT | MHHS-TIRR |  | Aspirator (Suction Pump) |  |  |  | Woodlands |  | TIRR - WOODLANDS INPATIENT | [5 empty] | ASPIRATORS |  | ASPIRATORSUCTPUMP-ArmstrongMedInd-S-SCORT DUET | ASPIRATORSUCTPUMP | S-SCORT DUET |  |  |  | Armstrong Med Ind | Aspirator (Suction Pump) |  | ASPIRATORSUCTPUMP-ArmstrongMedInd-S-SCORT DUET |  |  |  |  | Covered PM Repair - Biomedical | MHHS-TIRR
NO | NO |  |  |  | 069-26187 |  | SSCOR Inc | S-SCORT 2314 |  | M11639 | TMC - CATH LAB - ADULT (2HVI) | MHHS-TMC |  | Aspirator (Suction Pump) |  | 069-26187 |  | TMC |  | TMC - CATH LAB - ADULT (2HVI) | [5 empty] | ASPIRATORS |  | ASPIRATORSUCTPUMP-ArmstrongMedInd-S-SCORT DUET | ASPIRATORSUCTPUMP | S-SCORT DUET |  |  |  | Armstrong Med Ind | Aspirator (Suction Pump) |  | ASPIRATORSUCTPUMP-ArmstrongMedInd-S-SCORT DUET |  |  |  |  | Covered PM Repair - Radiology, Low End | MHHS-TMC
NO | NO |  |  |  | 069-42696 |  | SSCOR Inc | S-SCORT 2314 |  | M28223 | TMC - CATH LAB - PEDI (GHP) | MHHS-TMC |  | Aspirator (Suction Pump) |  | 069-42696 |  | TMC |  | TMC - CATH LAB - PEDI (GHP) | [5 empty] | ASPIRATORS |  | ASPIRATORSUCTPUMP-ArmstrongMedInd-S-SCORT DUET | ASPIRATORSUCTPUMP | S-SCORT DUET |  |  |  | Armstrong Med Ind | Aspirator (Suction Pump) |  | ASPIRATORSUCTPUMP-ArmstrongMedInd-S-SCORT DUET |  |  |  |  | Covered PM Repair - Biomedical | MHHS-TMC
NO | NO |  |  |  | 069-48419 |  | SSCOR Inc | S-SCORT 2314 |  | M39426 | TMC - CATH LAB - PEDI (GHP) | MHHS-TMC |  | Aspirator (Suction Pump) |  | 069-48419 |  | TMC |  | TMC - CATH LAB - PEDI (GHP) | [5 empty] | ASPIRATORS |  | ASPIRATORSUCTPUMP-ArmstrongMedInd-S-SCORT DUET | ASPIRATORSUCTPUMP | S-SCORT DUET |  |  |  | Armstrong Med Ind | Aspirator (Suction Pump) |  | ASPIRATORSUCTPUMP-ArmstrongMedInd-S-SCORT DUET |  |  |  |  | Covered PM Repair - Biomedical | MHHS-TMC
NO | NO |  |  |  | 077-08279 |  | SSCOR Inc | S-SCORT 2314 |  | M17455 | TMC - CHILDRENS - PEDI TRANSPORT (7HP) | MHHS-TMC |  | Aspirator (Suction Pump) |  | 077-08279 |  | TMC |  | TMC - CHILDRENS - PEDI TRANSPORT (7HP) | [5 empty] | ASPIRATORS |  | ASPIRATORSUCTPUMP-ArmstrongMedInd-S-SCORT DUET | ASPIRATORSUCTPUMP | S-SCORT DUET |  |  |  | Armstrong Med Ind | Aspirator (Suction Pump) |  | ASPIRATORSUCTPUMP-ArmstrongMedInd-S-SCORT DUET |  |  |  |  | Covered PM Repair - Biomedical | MHHS-TMC
NO | NO |  |  |  | 069-28232 |  | SSCOR Inc | S-SCORT 2314 |  | M15712 | TMC - CULLEN - SIG SUITES (5C) | MHHS-TMC |  | Aspirator (Suction Pump) |  | 069-28232 |  | TMC |  | TMC - CULLEN - SIG SUITES (5C) | [5 empty] | ASPIRATORS |  | ASPIRATORSUCTPUMP-ArmstrongMedInd-S-SCORT DUET | ASPIRATORSUCTPUMP | S-SCORT DUET |  |  |  | Armstrong Med Ind | Aspirator (Suction Pump) |  | ASPIRATORSUCTPUMP-ArmstrongMedInd-S-SCORT DUET |  |  |  |  | Covered PM Repair - Radiology, Low End | MHHS-TMC
NO | NO |  |  |  | 069-21669 |  | SSCOR Inc | S-SCORT 2314 |  | M06430 | TMC - EPILEPSY - ADULT EMU (3J) | MHHS-TMC |  | Aspirator (Suction Pump) |  | 069-21669 |  | TMC |  | TMC - EPILEPSY - ADULT EMU (3J) | [5 empty] | ASPIRATORS |  | ASPIRATORSUCTPUMP-ArmstrongMedInd-S-SCORT DUET | ASPIRATORSUCTPUMP | S-SCORT DUET |  |  |  | Armstrong Med Ind | Aspirator (Suction Pump) |  | ASPIRATORSUCTPUMP-ArmstrongMedInd-S-SCORT DUET |  |  |  |  | Covered PM Repair - Radiology, Low End | MHHS-TMC
NO | NO |  |  |  | 069-25811 |  | SSCOR Inc | S-SCORT 2314 |  | M12664 | TMC - HERMANN - SIMU (3HP) | MHHS-TMC |  | Aspirator (Suction Pump) |  | 069-25811 |  | TMC |  | TMC - HERMANN - SIMU (3HP) | [5 empty] | ASPIRATORS |  | ASPIRATORSUCTPUMP-ArmstrongMedInd-S-SCORT DUET | ASPIRATORSUCTPUMP | S-SCORT DUET |  |  |  | Armstrong Med Ind | Aspirator (Suction Pump) |  | ASPIRATORSUCTPUMP-ArmstrongMedInd-S-SCORT DUET |  |  |  |  | Covered PM Repair - Biomedical | MHHS-TMC
NO | NO |  |  |  | 074-01471 |  | SSCOR Inc | S-SCORT 2314 |  | M20316 | TMC - HVI - HEART FAILURE ICU (5HVI) | MHHS-TMC |  | Aspirator (Suction Pump) |  | 074-01471 |  | TMC |  | TMC - HVI - HEART FAILURE ICU (5HVI) | [5 empty] | ASPIRATORS |  | ASPIRATORSUCTPUMP-ArmstrongMedInd-S-SCORT DUET | ASPIRATORSUCTPUMP | S-SCORT DUET |  |  |  | Armstrong Med Ind | Aspirator (Suction Pump) |  | ASPIRATORSUCTPUMP-ArmstrongMedInd-S-SCORT DUET |  |  |  |  | Covered PM Repair - Biomedical | MHHS-TMC
NO | NO |  |  |  | 069-27542 |  | SSCOR Inc | S-SCORT 2314 |  | M12499 | TMC - JONES - BARIATRICS (9EJ) | MHHS-TMC |  | Aspirator (Suction Pump) |  | 069-27542 |  | TMC |  | TMC - JONES - BARIATRICS (9EJ) | [5 empty] | ASPIRATORS |  | ASPIRATORSUCTPUMP-ArmstrongMedInd-S-SCORT DUET | ASPIRATORSUCTPUMP | S-SCORT DUET |  |  |  | Armstrong Med Ind | Aspirator (Suction Pump) |  | ASPIRATORSUCTPUMP-ArmstrongMedInd-S-SCORT DUET |  |  |  |  | Covered PM Repair - Radiology, Low End | MHHS-TMC
NO | NO |  |  |  | 069-27877 |  | SSCOR Inc | S-SCORT 2314 |  | M13895 | TMC - MHTMC - CENTRAL SUPPLY (OLD) | MHHS-TMC |  | Aspirator (Suction Pump) |  | 069-27877 |  | TMC |  | TMC - MHTMC - CENTRAL SUPPLY (OLD) | [5 empty] | ASPIRATORS |  | ASPIRATORSUCTPUMP-ArmstrongMedInd-S-SCORT DUET | ASPIRATORSUCTPUMP | S-SCORT DUET |  |  |  | Armstrong Med Ind | Aspirator (Suction Pump) |  | ASPIRATORSUCTPUMP-ArmstrongMedInd-S-SCORT DUET |  |  |  |  | Not Covered Vendor Only - Rad, High End | MHHS-TMC
NO | NO |  |  |  | 069-36761 |  | SSCOR Inc | S-SCORT 2314 |  | M25067 | TMC - MHTMC - CENTRAL SUPPLY (OLD) | MHHS-TMC |  | Aspirator (Suction Pump) |  | 069-36761 |  | TMC |  | TMC - MHTMC - CENTRAL SUPPLY (OLD) | [5 empty] | ASPIRATORS |  | ASPIRATORSUCTPUMP-ArmstrongMedInd-S-SCORT DUET | ASPIRATORSUCTPUMP | S-SCORT DUET |  |  |  | Armstrong Med Ind | Aspirator (Suction Pump) |  | ASPIRATORSUCTPUMP-ArmstrongMedInd-S-SCORT DUET |  |  |  |  | Covered PM Repair - Biomedical | MHHS-TMC
NO | NO |  |  |  | 069-36763 |  | SSCOR Inc | S-SCORT 2314 |  | M24490 | TMC - MHTMC - CENTRAL SUPPLY (OLD) | MHHS-TMC |  | Aspirator (Suction Pump) |  | 069-36763 |  | TMC |  | TMC - MHTMC - CENTRAL SUPPLY (OLD) | [5 empty] | ASPIRATORS |  | ASPIRATORSUCTPUMP-ArmstrongMedInd-S-SCORT DUET | ASPIRATORSUCTPUMP | S-SCORT DUET |  |  |  | Armstrong Med Ind | Aspirator (Suction Pump) |  | ASPIRATORSUCTPUMP-ArmstrongMedInd-S-SCORT DUET |  |  |  |  | Covered PM Repair - Biomedical | MHHS-TMC
NO | NO | [5 empty] | SSCOR Inc | S-SCORT 2314 |  | M09097 | TMC - MHTMC - CENTRAL SUPPLY (OLD) | MHHS-TMC |  | Aspirator (Suction Pump) |  |  |  | TMC |  | TMC - MHTMC - CENTRAL SUPPLY (OLD) | [5 empty] | ASPIRATORS |  | ASPIRATORSUCTPUMP-ArmstrongMedInd-S-SCORT DUET | ASPIRATORSUCTPUMP | S-SCORT DUET |  |  |  | Armstrong Med Ind | Aspirator (Suction Pump) |  | ASPIRATORSUCTPUMP-ArmstrongMedInd-S-SCORT DUET |  |  |  |  | Covered PM Repair - Biomedical | MHHS-TMC
NO | NO |  |  |  | 069-26184 |  | SSCOR Inc | S-SCORT 2314 |  | M11691 | TMC - PACU - ADULT (2HP) | MHHS-TMC |  | Aspirator (Suction Pump) |  | 069-26184 |  | TMC |  | TMC - PACU - ADULT (2HP) | [5 empty] | ASPIRATORS |  | ASPIRATORSUCTPUMP-ArmstrongMedInd-S-SCORT DUET | ASPIRATORSUCTPUMP | S-SCORT DUET |  |  |  | Armstrong Med Ind | Aspirator (Suction Pump) |  | ASPIRATORSUCTPUMP-ArmstrongMedInd-S-SCORT DUET |  |  |  |  | Covered PM Repair - Biomedical | MHHS-TMC
NO | NO |  |  |  | 069-26189 |  | SSCOR Inc | S-SCORT 2314 |  | M11656 | TMC - PACU - HVI (7HVI) | MHHS-TMC |  | Aspirator (Suction Pump) |  | 069-26189 |  | TMC |  | TMC - PACU - HVI (7HVI) | [5 empty] | ASPIRATORS |  | ASPIRATORSUCTPUMP-ArmstrongMedInd-S-SCORT DUET | ASPIRATORSUCTPUMP | S-SCORT DUET |  |  |  | Armstrong Med Ind | Aspirator (Suction Pump) |  | ASPIRATORSUCTPUMP-ArmstrongMedInd-S-SCORT DUET |  |  |  |  | Covered PM Repair - Biomedical | MHHS-TMC
NO | NO |  |  |  | 069-25697 |  | SSCOR Inc | S-SCORT 2314 |  | M22306 | TMC - PLAZA - ANESTHESIA CLINIC (UTPB, STE 600) | MHHS-TMC |  | Aspirator (Suction Pump) |  | 069-25697 |  | TMC |  | TMC - PLAZA - ANESTHESIA CLINIC (UTPB, STE 600) | [5 empty] | ASPIRATORS |  | ASPIRATORSUCTPUMP-ArmstrongMedInd-S-SCORT DUET | ASPIRATORSUCTPUMP | S-SCORT DUET |  |  |  | Armstrong Med Ind | Aspirator (Suction Pump) |  | ASPIRATORSUCTPUMP-ArmstrongMedInd-S-SCORT DUET |  |  |  |  | Covered PM Repair - Biomedical | MHHS-TMC
NO | NO |  |  |  | 069-26190 |  | SSCOR Inc | S-SCORT 2314 |  | M11020 | TMC - PLAZA - CARDIAC REHAB (UT POB) | MHHS-TMC |  | Aspirator (Suction Pump) |  | 069-26190 |  | TMC |  | TMC - PLAZA - CARDIAC REHAB (UT POB) | [5 empty] | ASPIRATORS |  | ASPIRATORSUCTPUMP-ArmstrongMedInd-S-SCORT DUET | ASPIRATORSUCTPUMP | S-SCORT DUET |  |  |  | Armstrong Med Ind | Aspirator (Suction Pump) |  | ASPIRATORSUCTPUMP-ArmstrongMedInd-S-SCORT DUET |  |  |  |  | Covered PM Repair - Biomedical | MHHS-TMC
NO | NO |  |  |  | 069-26181 |  | SSCOR Inc | S-SCORT 2314 |  | M11646 | TMC - PLAZA - ERTAN DDC (STE 1400) | MHHS-TMC |  | Aspirator (Suction Pump) |  | 069-26181 |  | TMC |  | TMC - PLAZA - ERTAN DDC (STE 1400) | [5 empty] | ASPIRATORS |  | ASPIRATORSUCTPUMP-ArmstrongMedInd-S-SCORT DUET | ASPIRATORSUCTPUMP | S-SCORT DUET |  |  |  | Armstrong Med Ind | Aspirator (Suction Pump) |  | ASPIRATORSUCTPUMP-ArmstrongMedInd-S-SCORT DUET |  |  |  |  | Covered PM Repair - Biomedical | MHHS-TMC
NO | NO |  |  |  | 069-20577 |  | SSCOR Inc | S-SCORT 2314 |  | M04359 | TMC - RADIOLOGY - CHILDRENS HOSPITAL (OLD) | MHHS-TMC |  | Aspirator (Suction Pump) |  | 069-20577 |  | TMC |  | TMC - RADIOLOGY - CHILDRENS HOSPITAL (OLD) | [5 empty] | ASPIRATORS |  | ASPIRATORSUCTPUMP-ArmstrongMedInd-S-SCORT DUET | ASPIRATORSUCTPUMP | S-SCORT DUET |  |  |  | Armstrong Med Ind | Aspirator (Suction Pump) |  | ASPIRATORSUCTPUMP-ArmstrongMedInd-S-SCORT DUET |  |  |  |  | Not Covered Vendor Only - Biomedical | MHHS-TMC
NO | NO |  |  |  | 069-02907 |  | SSCOR Inc | S-SCORT 2314 |  |  | TMC - RADIOLOGY - MRI | MHHS-TMC |  | Aspirator (Suction Pump) |  | 069-02907 |  | TMC |  | TMC - RADIOLOGY - MRI | [5 empty] | ASPIRATORS |  | ASPIRATORSUCTPUMP-ArmstrongMedInd-S-SCORT DUET | ASPIRATORSUCTPUMP | S-SCORT DUET |  |  |  | Armstrong Med Ind | Aspirator (Suction Pump) |  | ASPIRATORSUCTPUMP-ArmstrongMedInd-S-SCORT DUET |  |  |  |  | Covered PM Repair - Biomedical | MHHS-TMC
NO | NO |  |  |  | 069-02906 |  | SSCOR Inc | S-SCORT 2314 |  |  | TMC - REHAB - OT/PT CLINIC (4J) | MHHS-TMC |  | Aspirator (Suction Pump) |  | 069-02906 |  | TMC |  | TMC - REHAB - OT/PT CLINIC (4J) | [5 empty] | ASPIRATORS |  | ASPIRATORSUCTPUMP-ArmstrongMedInd-S-SCORT DUET | ASPIRATORSUCTPUMP | S-SCORT DUET |  |  |  | Armstrong Med Ind | Aspirator (Suction Pump) |  | ASPIRATORSUCTPUMP-ArmstrongMedInd-S-SCORT DUET |  |  |  |  | Covered PM Repair - Biomedical | MHHS-TMC
NO | NO |  |  |  | 069-47329 |  | SSCOR Inc | S-SCORT 2314 |  | m39168 | TMC - SAROFIM 1 - MRI | MHHS-TMC |  | Aspirator (Suction Pump) |  | 069-47329 |  | TMC |  | TMC - SAROFIM 1 - MRI | [5 empty] | ASPIRATORS |  | ASPIRATORSUCTPUMP-ArmstrongMedInd-S-SCORT DUET | ASPIRATORSUCTPUMP | S-SCORT DUET |  |  |  | Armstrong Med Ind | Aspirator (Suction Pump) |  | ASPIRATORSUCTPUMP-ArmstrongMedInd-S-SCORT DUET |  |  |  |  | Covered PM Repair - Biomedical | MHHS-TMC
NO | NO |  |  |  | 069-47331 |  | SSCOR Inc | S-SCORT 2314 |  | m39186 | TMC - SAROFIM 1 - PEDI ER | MHHS-TMC |  | Aspirator (Suction Pump) |  | 069-47331 |  | TMC |  | TMC - SAROFIM 1 - PEDI ER | [5 empty] | ASPIRATORS |  | ASPIRATORSUCTPUMP-ArmstrongMedInd-S-SCORT DUET | ASPIRATORSUCTPUMP | S-SCORT DUET |  |  |  | Armstrong Med Ind | Aspirator (Suction Pump) |  | ASPIRATORSUCTPUMP-ArmstrongMedInd-S-SCORT DUET |  |  |  |  | Covered PM Repair - Biomedical | MHHS-TMC
NO | NO |  |  |  | 069-47341 |  | SSCOR Inc | S-SCORT 2314 |  | m39183 | TMC - SAROFIM 2 - PEDI PRE OP | MHHS-TMC |  | Aspirator (Suction Pump) |  | 069-47341 |  | TMC |  | TMC - SAROFIM 2 - PEDI PRE OP | [5 empty] | ASPIRATORS |  | ASPIRATORSUCTPUMP-ArmstrongMedInd-S-SCORT DUET | ASPIRATORSUCTPUMP | S-SCORT DUET |  |  |  | Armstrong Med Ind | Aspirator (Suction Pump) |  | ASPIRATORSUCTPUMP-ArmstrongMedInd-S-SCORT DUET |  |  |  |  | Covered PM Repair - Biomedical | MHHS-TMC
NO | NO |  |  |  | 069-47343 |  | SSCOR Inc | S-SCORT 2314 |  | m39178 | TMC - SAROFIM 3 - PACU | MHHS-TMC |  | Aspirator (Suction Pump) |  | 069-47343 |  | TMC |  | TMC - SAROFIM 3 - PACU | [5 empty] | ASPIRATORS |  | ASPIRATORSUCTPUMP-ArmstrongMedInd-S-SCORT DUET | ASPIRATORSUCTPUMP | S-SCORT DUET |  |  |  | Armstrong Med Ind | Aspirator (Suction Pump) |  | ASPIRATORSUCTPUMP-ArmstrongMedInd-S-SCORT DUET |  |  |  |  | Covered PM Repair - Biomedical | MHHS-TMC
NO | NO |  |  |  | 069-47336 |  | SSCOR Inc | S-SCORT 2314 |  | m39181 | TMC - SAROFIM 5 - BURN UNIT | MHHS-TMC |  | Aspirator (Suction Pump) |  | 069-47336 |  | TMC |  | TMC - SAROFIM 5 - BURN UNIT | [5 empty] | ASPIRATORS |  | ASPIRATORSUCTPUMP-ArmstrongMedInd-S-SCORT DUET | ASPIRATORSUCTPUMP | S-SCORT DUET |  |  |  | Armstrong Med Ind | Aspirator (Suction Pump) |  | ASPIRATORSUCTPUMP-ArmstrongMedInd-S-SCORT DUET |  |  |  |  | Covered PM Repair - Biomedical | MHHS-TMC
NO | NO |  |  |  | 069-47338 |  | SSCOR Inc | S-SCORT 2314 |  | m39173 | TMC - SAROFIM 5 - SILVER | MHHS-TMC |  | Aspirator (Suction Pump) |  | 069-47338 |  | TMC |  | TMC - SAROFIM 5 - SILVER | [5 empty] | ASPIRATORS |  | ASPIRATORSUCTPUMP-ArmstrongMedInd-S-SCORT DUET | ASPIRATORSUCTPUMP | S-SCORT DUET |  |  |  | Armstrong Med Ind | Aspirator (Suction Pump) |  | ASPIRATORSUCTPUMP-ArmstrongMedInd-S-SCORT DUET |  |  |  |  | Not Covered Vendor Only - Biomedical | MHHS-TMC
NO | NO |  |  |  | 069-47346 |  | SSCOR Inc | S-SCORT 2314 |  | m39194 | TMC - SAROFIM 6 - SIMU | MHHS-TMC |  | Aspirator (Suction Pump) |  | 069-47346 |  | TMC |  | TMC - SAROFIM 6 - SIMU | [5 empty] | ASPIRATORS |  | ASPIRATORSUCTPUMP-ArmstrongMedInd-S-SCORT DUET | ASPIRATORSUCTPUMP | S-SCORT DUET |  |  |  | Armstrong Med Ind | Aspirator (Suction Pump) |  | ASPIRATORSUCTPUMP-ArmstrongMedInd-S-SCORT DUET |  |  |  |  | Covered PM Repair - Biomedical | MHHS-TMC
NO | NO |  |  |  | 069-47347 |  | SSCOR Inc | S-SCORT 2314 |  | m39182 | TMC - SAROFIM 6 - SIMU | MHHS-TMC |  | Aspirator (Suction Pump) |  | 069-47347 |  | TMC |  | TMC - SAROFIM 6 - SIMU | [5 empty] | ASPIRATORS |  | ASPIRATORSUCTPUMP-ArmstrongMedInd-S-SCORT DUET | ASPIRATORSUCTPUMP | S-SCORT DUET |  |  |  | Armstrong Med Ind | Aspirator (Suction Pump) |  | ASPIRATORSUCTPUMP-ArmstrongMedInd-S-SCORT DUET |  |  |  |  | Covered PM Repair - Biomedical | MHHS-TMC
NO | NO |  |  |  | 069-47344 |  | SSCOR Inc | S-SCORT 2314 |  | m39187 | TMC - SAROFIM 6 - STICU | MHHS-TMC |  | Aspirator (Suction Pump) |  | 069-47344 |  | TMC |  | TMC - SAROFIM 6 - STICU | [5 empty] | ASPIRATORS |  | ASPIRATORSUCTPUMP-ArmstrongMedInd-S-SCORT DUET | ASPIRATORSUCTPUMP | S-SCORT DUET |  |  |  | Armstrong Med Ind | Aspirator (Suction Pump) |  | ASPIRATORSUCTPUMP-ArmstrongMedInd-S-SCORT DUET |  |  |  |  | Covered PM Repair - Biomedical | MHHS-TMC
NO | NO |  |  |  | 069-47345 |  | SSCOR Inc | S-SCORT 2314 |  | m39191 | TMC - SAROFIM 6 - STICU | MHHS-TMC |  | Aspirator (Suction Pump) |  | 069-47345 |  | TMC |  | TMC - SAROFIM 6 - STICU | [5 empty] | ASPIRATORS |  | ASPIRATORSUCTPUMP-ArmstrongMedInd-S-SCORT DUET | ASPIRATORSUCTPUMP | S-SCORT DUET |  |  |  | Armstrong Med Ind | Aspirator (Suction Pump) |  | ASPIRATORSUCTPUMP-ArmstrongMedInd-S-SCORT DUET |  |  |  |  | Covered PM Repair - Biomedical | MHHS-TMC
NO | NO |  |  |  | 069-47350 |  | SSCOR Inc | S-SCORT 2314 |  | m39177 | TMC - SAROFIM 6 - STICU | MHHS-TMC |  | Aspirator (Suction Pump) |  | 069-47350 |  | TMC |  | TMC - SAROFIM 6 - STICU | [5 empty] | ASPIRATORS |  | ASPIRATORSUCTPUMP-ArmstrongMedInd-S-SCORT DUET | ASPIRATORSUCTPUMP | S-SCORT DUET |  |  |  | Armstrong Med Ind | Aspirator (Suction Pump) |  | ASPIRATORSUCTPUMP-ArmstrongMedInd-S-SCORT DUET |  |  |  |  | Covered PM Repair - Biomedical | MHHS-TMC
NO | NO |  |  |  | 069-47323 |  | SSCOR Inc | S-SCORT 2314 |  | m39163 | TMC - SAROFIM 7 - ORTHO TRAUMA | MHHS-TMC |  | Aspirator (Suction Pump) |  | 069-47323 |  | TMC |  | TMC - SAROFIM 7 - ORTHO TRAUMA | [5 empty] | ASPIRATORS |  | ASPIRATORSUCTPUMP-ArmstrongMedInd-S-SCORT DUET | ASPIRATORSUCTPUMP | S-SCORT DUET |  |  |  | Armstrong Med Ind | Aspirator (Suction Pump) |  | ASPIRATORSUCTPUMP-ArmstrongMedInd-S-SCORT DUET |  |  |  |  | Covered PM Repair - Biomedical | MHHS-TMC
NO | NO |  |  |  | 069-47348 |  | SSCOR Inc | S-SCORT 2314 |  | m39195 | TMC - SAROFIM 7 - ORTHO TRAUMA | MHHS-TMC |  | Aspirator (Suction Pump) |  | 069-47348 |  | TMC |  | TMC - SAROFIM 7 - ORTHO TRAUMA | [5 empty] | ASPIRATORS |  | ASPIRATORSUCTPUMP-ArmstrongMedInd-S-SCORT DUET | ASPIRATORSUCTPUMP | S-SCORT DUET |  |  |  | Armstrong Med Ind | Aspirator (Suction Pump) |  | ASPIRATORSUCTPUMP-ArmstrongMedInd-S-SCORT DUET |  |  |  |  | Covered PM Repair - Biomedical | MHHS-TMC
NO | NO |  |  |  | 069-47327 |  | SSCOR Inc | S-SCORT 2314 |  | m39176 | TMC - SAROFIM 8 - HVI ICU | MHHS-TMC |  | Aspirator (Suction Pump) |  | 069-47327 |  | TMC |  | TMC - SAROFIM 8 - HVI ICU | [5 empty] | ASPIRATORS |  | ASPIRATORSUCTPUMP-ArmstrongMedInd-S-SCORT DUET | ASPIRATORSUCTPUMP | S-SCORT DUET |  |  |  | Armstrong Med Ind | Aspirator (Suction Pump) |  | ASPIRATORSUCTPUMP-ArmstrongMedInd-S-SCORT DUET |  |  |  |  | Covered PM Repair - Biomedical | MHHS-TMC
NO | NO | [5 empty] | SSCOR Inc | S-SCORT 2314 |  | M21685 | WOODLANDS - OR | MHHS-Woodlands |  | Aspirator (Suction Pump) |  |  |  | Woodlands |  | WOODLANDS - OR | [5 empty] | ASPIRATORS |  | ASPIRATORSUCTPUMP-ArmstrongMedInd-S-SCORT DUET | ASPIRATORSUCTPUMP | S-SCORT DUET |  |  |  | Armstrong Med Ind | Aspirator (Suction Pump) |  | ASPIRATORSUCTPUMP-ArmstrongMedInd-S-SCORT DUET |  |  |  |  | Covered PM Repair - Biomedical | MHHS-Woodlands
NO | NO |  |  |  | 029-09252 |  | SSCOR Inc | S-SCORT 2314 |  | M25387 | WOODLANDS - ORTHO | MHHS-Woodlands |  | Aspirator (Suction Pump) |  | 029-09252 |  | Woodlands |  | WOODLANDS - ORTHO | [5 empty] | ASPIRATORS |  | ASPIRATORSUCTPUMP-ArmstrongMedInd-S-SCORT DUET | ASPIRATORSUCTPUMP | S-SCORT DUET |  |  |  | Armstrong Med Ind | Aspirator (Suction Pump) |  | ASPIRATORSUCTPUMP-ArmstrongMedInd-S-SCORT DUET |  |  |  |  | Covered PM Repair - Biomedical | MHHS-Woodlands
NO | YES |  |  |  | 069-45652 | 069-45652 | SSCOR Inc | S-SCORT JR. |  | AB06899 | (null) | MHHS-TMC |  |  |  | 069-45652 | 069-45652 | (null) | MHHS-TMC | (null) | (null) |  |  |  | (null) | ASPIRATORS |  | .needs class | [5 empty] | SSCOR | [7 empty] | Covered PM Repair - Biomedical | MHHS-TMC
NO | YES |  |  |  | 069-45654 | 069-45654 | SSCOR Inc | S-SCORT JR. |  | AB07224 | TMC-Hermann-Life Flight (11Hp) | MHHS-TMC |  |  |  | 069-45654 | 069-45654 | TMC | MHHS-TMC | TMC-Hermann-Life Flight (11Hp) | Stoeage | 4/1/19 |  | 4/1/20 |  | ASPIRATORS |  | .needs class | [5 empty] | SSCOR |  |  |  |  | 6/1/17 |  |  | Covered PM Repair - Biomedical | MHHS-TMC
NO | YES | Asset Tag 069-40488 |  |  | 069-40488 | 069-40488 | SSCOR Inc | S-SCORT JR. |  | AB07225 | (null) | MHHS-TMC |  |  |  | 069-40488 | 069-40488 | (null) | MHHS-TMC | (null) | (null) |  |  |  | (null) | ASPIRATORS |  | .needs class | [5 empty] | SSCOR |  |  |  |  | 6/1/17 |  |  | Covered PM Repair - Biomedical | MHHS-TMC
NO | YES |  |  |  | 069-45656 | 069-45656 | SSCOR Inc | S-SCORT JR. |  | AB07226 | TMC-Hermann-Life Flight (11Hp) | MHHS-TMC |  |  |  | 069-45656 | 069-45656 | TMC | MHHS-TMC | TMC-Hermann-Life Flight (11Hp) | Helicopter | 4/1/19 | 4/1/20 |  |  | ASPIRATORS |  | .needs class | [5 empty] | SSCOR |  |  |  |  | 6/1/17 |  |  | Covered PM Repair - Biomedical | MHHS-TMC
NO | YES |  |  |  | 069-45657 | 069-45657 | SSCOR Inc | S-SCORT JR. |  | AB07227 | TMC-Hermann-Life Flight (11Hp) | MHHS-TMC |  |  |  | 069-45657 | 069-45657 | TMC | MHHS-TMC | TMC-Hermann-Life Flight (11Hp) | Stoeage | 4/1/19 |  | 4/1/20 |  | ASPIRATORS |  | .needs class | [5 empty] | SSCOR | [7 empty] | Covered PM Repair - Biomedical | MHHS-TMC
NO | YES |  |  |  | 069-45661 | 069-45661 | SSCOR Inc | S-SCORT JR. |  | AB07262 | TMC-Hermann-Life Flight (11Hp) | MHHS-TMC |  |  |  | 069-45661 | 069-45661 | TMC | MHHS-TMC | TMC-Hermann-Life Flight (11Hp) | Life Flight | 4/1/19 |  | 4/1/20 |  | ASPIRATORS |  | .needs class | [5 empty] | SSCOR | [7 empty] | Covered PM Repair - Biomedical | MHHS-TMC
NO | NO |  |  |  | 069-45653 |  | SSCOR Inc | S-SCORT JR. |  | AB06975 | TMC - HERMANN - LIFE FLIGHT (11HP) | MHHS-TMC |  |  |  | 069-45653 |  | TMC |  | TMC - HERMANN - LIFE FLIGHT (11HP) | [5 empty] | ASPIRATORS |  | .needs class | [5 empty] | SSCOR | [7 empty] | Covered PM Repair - Biomedical | MHHS-TMC
NO | NO |  |  |  | 069-45658 |  | SSCOR Inc | S-SCORT JR. |  | AB07228 | TMC - HERMANN - LIFE FLIGHT (11HP) | MHHS-TMC |  |  |  | 069-45658 |  | TMC |  | TMC - HERMANN - LIFE FLIGHT (11HP) | [5 empty] | ASPIRATORS |  | .needs class | [5 empty] | SSCOR | [7 empty] | Covered PM Repair - Biomedical | MHHS-TMC
NO | NO |  |  |  | 069-45659 |  | SSCOR Inc | S-SCORT JR. |  | AB07258 | TMC - HERMANN - LIFE FLIGHT (11HP) | MHHS-TMC |  |  |  | 069-45659 |  | TMC |  | TMC - HERMANN - LIFE FLIGHT (11HP) | [5 empty] | ASPIRATORS |  | .needs class | [5 empty] | SSCOR | [7 empty] | Covered PM Repair - Biomedical | MHHS-TMC
NO | NO |  |  |  | 069-45660 |  | SSCOR Inc | S-SCORT JR. |  | AB07260 | TMC - HERMANN - LIFE FLIGHT (11HP) | MHHS-TMC |  |  |  | 069-45660 |  | TMC |  | TMC - HERMANN - LIFE FLIGHT (11HP) | [5 empty] | ASPIRATORS |  | .needs class | [5 empty] | SSCOR | [7 empty] | Covered PM Repair - Biomedical | MHHS-TMC
NO | YES | Serial Number L02398 |  |  |  |  | SSCOR Inc | S-SCORT SENTINEL 2315 |  | L02398 | GH-Therapy Services | MHHS-Greater Heights | [5 empty] | Central | MHHS-Greater Heights | GH-Therapy Services | Room 2 | 7/1/19 |  | 7/1/20 |  | ASPIRATORS |  | .needs class | [5 empty] | SSCOR | [7 empty] | Covered PM Repair - Biomedical | MHHS-Greater Heights
NO | YES |  |  |  | 142-05587 | 142-05587 | SSCOR Inc | S-SCORT SENTINEL 2315 |  | L02425 | SC CCC-(NE)-Emergency Room | MHHS-Summer Creek CCC |  |  |  | 142-05587 | 142-05587 | Katy | MHHS-Others | SC CCC-(NE)-Emergency Room |  | 7/1/19 | 7/1/20 |  |  | ASPIRATORS |  | .needs class | [5 empty] | SSCOR |  |  |  |  | 1/1/17 |  |  | Covered PM Repair - Biomedical | MHHS-Summer Creek CCC
NO | YES |  |  |  | 142-05588 | 142-05588 | SSCOR Inc | S-SCORT SENTINEL 2315 |  | L02429 | MH MG-(NE)-Summer Creek CCC | MHHS-Summer Creek CCC |  |  |  | 142-05588 | 142-05588 | Katy | MHHS-MG | MH MG-(NE)-Summer Creek CCC | Treatment room 8 | 7/1/19 | 7/1/20 |  |  | ASPIRATORS |  | .needs class | [5 empty] | SSCOR |  |  |  |  | 1/1/17 |  |  | Covered PM Repair - Biomedical | MHHS-Summer Creek CCC
NO | YES |  |  |  | 129-07878 | 129-07878 | SSCOR Inc | S-SCORT SENTINEL 2315 |  | M38179 | SUGAR LAND - MED/SURG - EAST 5TH | MHHS-Sugarland |  |  |  | 129-07878 | 129-07878 | Sugar Land |  | SUGAR LAND - MED/SURG - EAST 5TH |  | 8/1/19 | 8/1/20 |  |  | ASPIRATORS |  | .needs class | [5 empty] | SSCOR |  |  |  |  | 6/1/14 |  |  | Covered PM Repair - Biomedical | MHHS-Sugarland
NO | YES |  |  |  | 129-07879 | 129-07879 | SSCOR Inc | S-SCORT SENTINEL 2315 |  | M38182 | Sugar Land-Med/Surg-East 5th | MHHS-Sugarland |  |  |  | 129-07879 | 129-07879 | Sugar Land | MHHS-Sugarland | Sugar Land-Med/Surg-East 5th | Nurses Station | 8/1/19 |  | 8/1/20 |  | ASPIRATORS |  | .needs class | [5 empty] | SSCOR |  |  |  |  | 1/1/17 |  |  | Covered PM Repair - Biomedical | MHHS-Sugarland
NO | YES |  |  |  | 069-26185 | 069-26185 | SSCOR Inc | S-SCORT VX-2 2310BV |  | M11684 | TMC-Children's-RCW (8Hp) | MHHS-TMC |  |  |  | 069-26185 | 069-26185 | TMC | MHHS-TMC | TMC-Children's-RCW (8Hp) |  | 2/4/19 |  |  |  | ASPIRATORS |  | .needs class | [5 empty] | SSCOR |  |  |  |  | 1/1/10 | Verified 3/30/2020 4:07pm (Central) |  | Covered PM Repair - Biomedical | MHHS-TMC
NO | NO |  |  |  | 069-24239 |  | SSCOR Inc | S-SCORT VX-2 2310BV |  | M09186 | TMC - RADIOLOGY - MRI | MHHS-TMC |  |  |  | 069-24239 |  | TMC |  | TMC - RADIOLOGY - MRI | [5 empty] | ASPIRATORS |  | .needs class | [5 empty] | SSCOR | [7 empty] | Covered PM Repair - Biomedical | MHHS-TMC
NO | NO |  |  |  | 069-24242 |  | SSCOR Inc | S-SCORT VX-2 2310BV |  | M09155 | TMC - RADIOLOGY - MRI | MHHS-TMC |  |  |  | 069-24242 |  | TMC |  | TMC - RADIOLOGY - MRI | [5 empty] | ASPIRATORS |  | .needs class | [5 empty] | SSCOR | [7 empty] | Covered PM Repair - Biomedical | MHHS-TMC
NO | YES |  |  |  | 133-00315 | 133-00315 | SSCOR Inc | S-SCORT-DUET |  |  | Katy-Pharmacy | MHHS-Katy |  | Aspirator (Suction Pump) |  | 133-00315 | 133-00315 | Katy | MHHS-Katy | Katy-Pharmacy | Pharmacy | 9/1/19 | 9/1/20 |  |  | ASPIRATORS | Aspirator (Suction Pump) | ASPIRATORSUCTPUMP-ArmstrongMedInd-S-SCORT DUET | ASPIRATORSUCTPUMP | S-SCORT DUET |  |  |  | Armstrong Med Ind | Aspirator (Suction Pump) |  |  | ASPIRATORSUCTPUMP-ArmstrongMedInd-S-SCORT DUET |  |  |  | Covered PM Repair - Biomedical | MHHS-Katy | [8 empty] | ASPIRATORSUCTPUMP | Aspirator (Suction Pump) | Armstrong Med Ind
NO | YES |  |  |  | 133-00181 | 133-00181 | SSCOR Inc | S-SCORT-DUET |  |  | Katy-OR | MHHS-Katy |  | Aspirator (Suction Pump) |  | 133-00181 | 133-00181 | Katy | MHHS-Katy | Katy-OR | OR Storage W2 340.4 | 9/1/19 | 9/1/20 |  |  | ASPIRATORS | Aspirator (Suction Pump) | ASPIRATORSUCTPUMP-ArmstrongMedInd-S-SCORT DUET | ASPIRATORSUCTPUMP | S-SCORT DUET |  |  |  | Armstrong Med Ind | Aspirator (Suction Pump) |  |  | ASPIRATORSUCTPUMP-ArmstrongMedInd-S-SCORT DUET | 2/22/17 |  |  | Covered PM Repair - Biomedical | MHHS-Katy | [8 empty] | ASPIRATORSUCTPUMP | Aspirator (Suction Pump) | Armstrong Med Ind
NO | YES |  |  |  | 133-00316 | 133-00316 | SSCOR Inc | S-SCORT-DUET |  |  | Katy-Postpartum-2W | MHHS-Katy |  | Aspirator (Suction Pump) |  | 133-00316 | 133-00316 | Katy | MHHS-Katy | Katy-Postpartum-2W | OR 2 | 9/1/19 | 9/1/20 |  |  | ASPIRATORS | Aspirator (Suction Pump) | ASPIRATORSUCTPUMP-ArmstrongMedInd-S-SCORT DUET | ASPIRATORSUCTPUMP | S-SCORT DUET |  |  |  | Armstrong Med Ind | Aspirator (Suction Pump) |  |  | ASPIRATORSUCTPUMP-ArmstrongMedInd-S-SCORT DUET | 2/22/17 |  |  | Covered PM Repair - Biomedical | MHHS-Katy | [8 empty] | ASPIRATORSUCTPUMP | Aspirator (Suction Pump) | Armstrong Med Ind
NO | YES |  |  |  | 133-00327 | 133-00327 | SSCOR Inc | S-SCORT-DUET |  |  | Katy-Med/Surg 6th Floor | MHHS-Katy |  | Aspirator (Suction Pump) |  | 133-00327 | 133-00327 | Katy | MHHS-Katy | Katy-Med/Surg 6th Floor | Nurses station crash cart | 9/1/19 | 9/1/20 |  |  | ASPIRATORS | Aspirator (Suction Pump) | ASPIRATORSUCTPUMP-ArmstrongMedInd-S-SCORT DUET | ASPIRATORSUCTPUMP | S-SCORT DUET |  |  |  | Armstrong Med Ind | Aspirator (Suction Pump) |  |  | ASPIRATORSUCTPUMP-ArmstrongMedInd-S-SCORT DUET | 5/5/20 |  |  | Not Covered Vendor Only - Biomedical | MHHS-Katy | [8 empty] | ASPIRATORSUCTPUMP | Aspirator (Suction Pump) | Armstrong Med Ind
NO | YES | Asset Tag 041-17706 |  |  | 041-17706 | 041-17706 | SSCOR Inc | S-SCORT-DUET |  | M23907 | 7E Cardiology | MHHS-Mem City |  | Aspirator (Suction Pump) |  | 041-17706 | 041-17706 | West | Memorial Hermann Memorial City Medical Center | 7E Cardiology | Nurses Station |  |  |  |  | ASPIRATORS |  | ASPIRATORSUCTPUMP-ArmstrongMedInd-S-SCORT DUET | ASPIRATORSUCTPUMP | S-SCORT DUET |  |  |  | Armstrong Med Ind | Aspirator (Suction Pump) |  |  | ASPIRATORSUCTPUMP-ArmstrongMedInd-S-SCORT DUET |  |  |  | Covered PM Repair - Biomedical | MHHS-Mem City
NO | YES |  |  |  | 041-17705 | 041-17705 | SSCOR Inc | S-SCORT-DUET |  | M23902 | MEMORIAL CITY - MHT - JHC PRE ADMIT | MHHS-Mem City |  | Aspirator (Suction Pump) |  | 041-17705 | 041-17705 | West | Memorial Hermann - Memorial City | MEMORIAL CITY - MHT - JHC PRE ADMIT | MH12 Pre- Admission Pre-Surgery Testing Back Hallway |  |  |  | Across from Exam Room 3 | ASPIRATORS |  | ASPIRATORSUCTPUMP-ArmstrongMedInd-S-SCORT DUET | ASPIRATORSUCTPUMP | S-SCORT DUET |  |  |  | Armstrong Med Ind | Aspirator (Suction Pump) |  |  | ASPIRATORSUCTPUMP-ArmstrongMedInd-S-SCORT DUET |  |  |  | Covered PM Repair - Biomedical | MHHS-Mem City
NO | YES |  |  |  | 929-00911 | 929-00911 | SSCOR Inc | S-SCORT-DUET |  | M28224 | GH-Radiology | MHHS Orthopedic & Spine |  | Aspirator (Suction Pump) |  | 929-00911 | 929-00911 | Central | MHHS-Greater Heights | GH-Radiology |  | 10/1/19 |  | 10/1/20 |  | ASPIRATORS | Aspirator (Suction Pump) | ASPIRATORSUCTPUMP-ArmstrongMedInd-S-SCORT DUET | ASPIRATORSUCTPUMP | S-SCORT DUET |  |  |  | Armstrong Med Ind | Aspirator (Suction Pump) |  |  | ASPIRATORSUCTPUMP-ArmstrongMedInd-S-SCORT DUET | 2/22/17 | MHOSH Inventory Dec 2019 into 2020 - Copy.xls - Already Verified |  | Covered PM Repair - Biomedical | MHHS Orthopedic & Spine | [8 empty] | ASPIRATORSUCTPUMP | Aspirator (Suction Pump) | Armstrong Med Ind
NO | YES |  |  |  | 929-00912 | 929-00912 | SSCOR Inc | S-SCORT-DUET |  | M28217 | MHOSH-3rd Floor | MHHS Orthopedic & Spine |  | Aspirator (Suction Pump) |  | 929-00912 | 929-00912 | Central | MHHS-Orthopedic & Spine | MHOSH-3rd Floor | Crash Cart | 10/1/19 |  | 10/1/20 |  | ASPIRATORS | Aspirator (Suction Pump) | ASPIRATORSUCTPUMP-ArmstrongMedInd-S-SCORT DUET | ASPIRATORSUCTPUMP | S-SCORT DUET |  |  |  | Armstrong Med Ind | Aspirator (Suction Pump) |  |  | ASPIRATORSUCTPUMP-ArmstrongMedInd-S-SCORT DUET | 2/22/17 | MHOSH Inventory Dec 2019 into 2020 - Copy.xls - Already Verified |  | Covered PM Repair - Biomedical | MHHS Orthopedic & Spine | [8 empty] | ASPIRATORSUCTPUMP | Aspirator (Suction Pump) | Armstrong Med Ind
NO | YES |  |  |  | 929-00910 | 929-00910 | SSCOR Inc | S-SCORT-DUET |  | M28228 | MHOSH-4th Floor | MHHS Orthopedic & Spine |  | Aspirator (Suction Pump) |  | 929-00910 | 929-00910 | Central | MHHS-Orthopedic & Spine | MHOSH-4th Floor | Crash cart | 10/1/19 |  | 10/1/20 |  | ASPIRATORS | Aspirator (Suction Pump) | ASPIRATORSUCTPUMP-ArmstrongMedInd-S-SCORT DUET | ASPIRATORSUCTPUMP | S-SCORT DUET |  |  |  | Armstrong Med Ind | Aspirator (Suction Pump) |  |  | ASPIRATORSUCTPUMP-ArmstrongMedInd-S-SCORT DUET | 2/22/17 | MHOSH Inventory Dec 2019 into 2020 - Copy.xls - Already Verified |  | Covered PM Repair - Biomedical | MHHS Orthopedic & Spine | [8 empty] | ASPIRATORSUCTPUMP | Aspirator (Suction Pump) | Armstrong Med Ind
NO | YES |  |  |  | 925-01173 | 925-01173 | SSCOR Inc | S-SCORT-DUET |  | M34133 | GH-OR | MHHS Orthopedic & Spine |  | Aspirator (Suction Pump) |  | 925-01173 | 925-01173 | Central | MHHS-Greater Heights | GH-OR | OR Corridor | 10/1/19 |  | 10/1/20 |  | ASPIRATORS | Aspirator (Suction Pump) | ASPIRATORSUCTPUMP-ArmstrongMedInd-S-SCORT DUET | ASPIRATORSUCTPUMP | S-SCORT DUET |  |  |  | Armstrong Med Ind | Aspirator (Suction Pump) |  |  | ASPIRATORSUCTPUMP-ArmstrongMedInd-S-SCORT DUET | 2/22/17 | MHOSH Inventory Dec 2019 into 2020 - Copy.xls - Already Verified |  | Covered PM Repair - Biomedical | MHHS Orthopedic & Spine | [8 empty] | ASPIRATORSUCTPUMP | Aspirator (Suction Pump) | Armstrong Med Ind
NO | YES |  |  |  | 929-00913 | R-929-CT1INJ | SSCOR Inc | S-SCORT-DUET |  | M28231 | MHOSH-3rd Floor | MHHS Orthopedic & Spine |  | Aspirator (Suction Pump) |  | 929-00913 | R-929-CT1INJ | Central | MHHS-Orthopedic & Spine | MHOSH-3rd Floor | Nurse Station 3 North | 10/1/19 |  | 10/1/20 |  | ASPIRATORS | Aspirator (Suction Pump) | ASPIRATORSUCTPUMP-ArmstrongMedInd-S-SCORT DUET | ASPIRATORSUCTPUMP | S-SCORT DUET |  |  |  | Armstrong Med Ind | Aspirator (Suction Pump) |  |  | ASPIRATORSUCTPUMP-ArmstrongMedInd-S-SCORT DUET | 2/22/17 | MHOSH Inventory Dec 2019 into 2020 - Copy.xls - Already Verified |  | Covered PM Repair - Biomedical | MHHS Orthopedic & Spine | [8 empty] | ASPIRATORSUCTPUMP | Aspirator (Suction Pump) | Armstrong Med Ind
NO | YES |  |  |  |  | 013-01325 | SSCOR Inc | S-SCORT-DUET |  |  | SW-Endoscopy | MHHS-Southwest |  | Aspirator (Suction Pump) |  |  | 013-01325 | Memorial Hermann Hospital - Southwest | MHHS-Southwest | SW-Endoscopy | Endoscopy | 8/1/19 |  |  |  | ASPIRATORS | Aspirator (Suction Pump) | ASPIRATORSUCTPUMP-ArmstrongMedInd-S-SCORT DUET | ASPIRATORSUCTPUMP | S-SCORT DUET |  |  |  | Armstrong Med Ind | Aspirator (Suction Pump) |  |  | ASPIRATORSUCTPUMP-ArmstrongMedInd-S-SCORT DUET |  |  |  | Rounds - Fixed | MHHS-Southwest | [8 empty] | ASPIRATORSUCTPUMP | Aspirator (Suction Pump) | Armstrong Med Ind
NO | YES | [5 empty] | SSCOR Inc | S-SCORT-DUET |  |  | SW-Prof Bldg 1-Same Day Surgery | MHHS-Southwest |  | Aspirator (Suction Pump) |  |  |  | Southwest | MHHS-Southwest | SW-Prof Bldg 1-Same Day Surgery | Crash cart | 1/1/20 |  | 1/1/21 |  | ASPIRATORS | Aspirator (Suction Pump) | ASPIRATORSUCTPUMP-ArmstrongMedInd-S-SCORT DUET | ASPIRATORSUCTPUMP | S-SCORT DUET |  |  |  | Armstrong Med Ind | Aspirator (Suction Pump) |  |  | ASPIRATORSUCTPUMP-ArmstrongMedInd-S-SCORT DUET | 7/3/20 |  |  | Not Covered Vendor Only - Biomedical | MHHS-Southwest | [8 empty] | ASPIRATORSUCTPUMP | Aspirator (Suction Pump) | Armstrong Med Ind
NO | NO | [5 empty] | SSCOR Inc | S-SCORT-DUET |  |  | SW - NURSERY | MHHS-Southwest |  | Aspirator (Suction Pump) |  |  |  | Southwest |  | SW - NURSERY | [5 empty] | ASPIRATORS |  | ASPIRATORSUCTPUMP-ArmstrongMedInd-S-SCORT DUET | ASPIRATORSUCTPUMP | S-SCORT DUET |  |  |  | Armstrong Med Ind | Aspirator (Suction Pump) |  |  | ASPIRATORSUCTPUMP-ArmstrongMedInd-S-SCORT DUET |  |  |  | Covered PM Repair - Biomedical | MHHS-Southwest
YES | YES |  |  |  | 029-11475 | 029-11475 | SSCOR, inc |  |  | M32027 | CCC in spring |  |  |  |  | 029-11475 | 029-11475 | ccc spring |  | CCC in spring |  |  |  | 11/1/20 |  |  | Aspirator (Suction Pump) | ASPIRATORSUCTPUMP-SSCOR-2314 | [23 empty] | ASPIRATORSUCTPUMP | Aspirator (Suction Pump) | SSCOR
YES | YES |  |  |  | 029-11476 | 029-11476 | SSCOR, inc |  |  | M32018 | CCC in spring |  |  |  |  | 029-11476 | 029-11476 | ccc spring |  | CCC in spring | ER 6 |  |  | 11/1/20 |  |  | Aspirator (Suction Pump) | ASPIRATORSUCTPUMP-SSCOR-2314 | [23 empty] | ASPIRATORSUCTPUMP | Aspirator (Suction Pump) | SSCOR
NO | YES | Serial Number M21149 |  |  | 041-16899 |  | Sscor, inc | Vaccum Regulator |  | M21149 | MH MG - (MC) - MC CARDIOLOGY (MP4) STE400 |  |  |  |  | 041-16899 |  |  | MHHS-MG | MH MG - (MC) - MC CARDIOLOGY (MP4) STE400 | Cancer Center | 3/1/19 |  | 3/1/20
YES | YES |  |  |  | 151-04197 | 151-04197 | Sscor, inc | Vaccum Regulator |  | JGGU14966 | Biomed |  |  |  |  | 151-04197 | 151-04197 | Mem city | Memorial city - Memorial herman hospital | Biomed | Biomed shop |  |  |  | No pm sticker
YES | YES |  |  |  |  | 009-34193 | SSCOR, Inc. | 2310BV |  | C03352 | Biomed shop | [5 empty] | 009-34193 | Central | Memorial Hermann Greater Heights Hospital | Biomed shop | BIOMED SHOP
NO | YES |  |  |  | 029-12584 | 029-12584 | SSCOR, Inc. |  |  | M37594 | Woodlands-ICU | MHHS-Woodlands |  | Aspirator (Suction Pump) |  | 029-12584 | 029-12584 | Woodlands | MHHS-Woodlands | Woodlands-ICU | ICU E4 446 | 6/1/19 |  | 6/1/20 |  | ASPIRATORS | Aspirator (Suction Pump) | ASPIRATORSUCTPUMP-ArmstrongMedInd-S-SCORT DUET | ASPIRATORSUCTPUMP | S-SCORT DUET |  |  |  | Armstrong Med Ind | Aspirator (Suction Pump) |  | ASPIRATORSUCTPUMP-ArmstrongMedInd-S-SCORT DUET |  | 3/16/17 |  |  | Covered PM Repair - Biomedical | MHHS-Woodlands | [8 empty] | ASPIRATORSUCTPUMP | Aspirator (Suction Pump) | Armstrong Med Ind
YES | YES |  |  |  | 151-05029p | 151-05029 | SSCOR, Inc. |  |  | M37309 | ICU |  |  |  |  | 151-05029p | 151-05029 | Northwest | Memorial Hermann Cypress Hospital | ICU | Nursing | [5 empty] | Aspirator (Suction Pump) | ASPIRATORSUCTPUMP-SSCOR-2314 | [23 empty] | ASPIRATORSUCTPUMP | Aspirator (Suction Pump) | SSCOR
YES | YES |  |  |  | 151-03815 | 151-03815 | SSCOR, Inc. |  |  | M37452 | CY- 3 South |  |  |  |  | 151-03815 | 151-03815 | Northwest | Memorial Hermann Cypress Hospital | CY- 3 South | Carsh cart | 2/1/20 |  |  |  |  | Aspirator (Suction Pump) | ASPIRATORSUCTPUMP-SSCOR-2314 | [23 empty] | ASPIRATORSUCTPUMP | Aspirator (Suction Pump) | SSCOR
YES | YES |  |  |  | 151-03934 | 151-03934 | SSCOR, Inc. |  |  | M37325 | CY - ER |  |  |  |  | 151-03934 | 151-03934 | Northwest | Memorial Hermann Cypress Hospital Emergency Center | CY - ER | Ct scan | [5 empty] | Aspirator (Suction Pump) | ASPIRATORSUCTPUMP-SSCOR-2314 | [23 empty] | ASPIRATORSUCTPUMP | Aspirator (Suction Pump) | SSCOR
NO | YES |  |  |  | 133-03064 | 133-03064 | SSCOR, Inc. |  |  | M07750 | 2nd floor |  |  |  |  | 133-03064 | 133-03064 | Katy | Katy | 2nd floor | Ambulatory | 10/1/18 |  |  |  |  | Aspirator (Suction Pump) | ASPIRATORSUCTPUMP-SSCOR-2314 | [23 empty] | ASPIRATORSUCTPUMP | Aspirator (Suction Pump) | SSCOR
YES | YES |  |  |  | 000-04438 | 000-04438 | SSCOR, Inc. |  |  | M35826 | ER |  |  |  |  | 000-04438 | 000-04438 | Katy | Memorial Hermann Convenient Care Center in Kingwood (Kingwood CCC) | ER | Trauma 1 | 10/1/19 | 10/1/20 |  |  |  | Aspirator (Suction Pump) | ASPIRATORSUCTPUMP-SSCOR-2314 | [23 empty] | ASPIRATORSUCTPUMP | Aspirator (Suction Pump) | SSCOR
NO | YES |  |  |  | 133-04406 | 133-04406 | SSCOR, Inc. |  |  | M10423 | Katy-Radiology |  |  |  |  | 133-04406 | 133-04406 | Katy | MHHS-Katy | Katy-Radiology | Hall | 9/1/19 | 9/1/20 |  |  |  | Aspirator (Suction Pump) | ASPIRATORSUCTPUMP-SSCOR-2314 | [23 empty] | ASPIRATORSUCTPUMP | Aspirator (Suction Pump) | SSCOR
YES | YES |  |  |  | 009-10637 | 009-10637 | SSCOR, Inc. |  |  | M33562 | Emergency Center |  |  |  |  | 009-10637 | 009-10637 | Central | Memorial Hermann Urgent Care Greater Heights (#100) | Emergency Center | Nurses Station | [5 empty] | Aspirator (Suction Pump) | ASPIRATORSUCTPUMP-SSCOR-2314 | [23 empty] | ASPIRATORSUCTPUMP | Aspirator (Suction Pump) | SSCOR
YES | YES |  |  |  | 009-10634 | 009-10634 | SSCOR, Inc. |  |  | M33563 | 1st floor |  |  |  |  | 009-10634 | 009-10634 | Katy | Katy | 1st floor | ER |  |  |  | No pm |  | Aspirator (Suction Pump) | ASPIRATORSUCTPUMP-SSCOR-2314 | [23 empty] | ASPIRATORSUCTPUMP | Aspirator (Suction Pump) | SSCOR
YES | YES |  |  |  | 009-10638 | 009-10638 | SSCOR, Inc. |  |  | M33575 | 1st floor |  |  |  |  | 009-10638 | 009-10638 | Katy | Katy | 1st floor | ER | 4/1/19 | 4/1/20 |  |  |  | Aspirator (Suction Pump) | ASPIRATORSUCTPUMP-SSCOR-2314 | [23 empty] | ASPIRATORSUCTPUMP | Aspirator (Suction Pump) | SSCOR
YES | YES |  |  |  |  | 129-02959 | SSCOR, Inc. |  |  | M07975 | SUGAR LAND - Labor | [5 empty] | 129-02959 | Sugar Land | Memorial Hermann Sugar Land Hospital | SUGAR LAND - Labor |  | 9/1/11 | 9/1/12 |  |  |  | Aspirator (Suction Pump) | ASPIRATORSUCTPUMP-SSCOR-2314 | [23 empty] | ASPIRATORSUCTPUMP | Aspirator (Suction Pump) | SSCOR
NO | YES | Asset Tag 029-10272 |  |  | 029-10272 | 029-10272 | SSCOR, Inc. |  |  | M30034 | Woodlands-ER |  |  |  |  | 029-10272 | 029-10272 | Woodlands | MHHS-Woodlands | Woodlands-ER | Trauma 1 | 2/1/19 |  | 2/1/20 | New add |  | Aspirator (Suction Pump) | ASPIRATORSUCTPUMP-SSCOR-2314 | [23 empty] | ASPIRATORSUCTPUMP | Aspirator (Suction Pump) | SSCOR
YES | YES |  |  |  | 029-11464 | 029-11464 | SSCOR, Inc. |  |  | M32032 | ER |  |  |  |  | 029-11464 | 029-11464 | Woodlands | 24 Hour Emergency Room - Convenient Care Center in Spring | ER | ER | 11/1/19 |  | 11/1/20 |  |  | Aspirator (Suction Pump) | ASPIRATORSUCTPUMP-SSCOR-2314 | [23 empty] | ASPIRATORSUCTPUMP | Aspirator (Suction Pump) | SSCOR
NO | YES |  |  |  | 029-03566 | 029-03566 | SSCOR, Inc. |  |  | M04833 | Woodlands-Neurology |  |  |  |  | 029-03566 | 029-03566 | Woodlands | MHHS-Woodlands | Woodlands-Neurology | Neurospine nurse desk | 8/1/19 |  | 8/1/20
NO | YES |  |  |  | 029-12585 | 029-12585 | SSCOR, Inc. |  |  | M37570 | ICU |  |  |  |  | 029-12585 | 029-12585 | Woodlands | Memorial Hermann Hospital Woodlands | ICU | ICU E4 hallway | 6/1/20 |  | 6/1/21
NO | YES |  |  |  | 029-03565 | 029-03565 | SSCOR, Inc. |  |  | M04683 | Woodlands-Cath Lab |  |  |  |  | 029-03565 | 029-03565 | Woodlands | MHHS-Woodlands | Woodlands-Cath Lab | Cath Lab 2 | 11/1/19 |  | 11/1/20
YES | YES |  |  |  | 009-34465 | 009-34465 | SSCOR, Inc. |  |  | M37711 | GH - OR ENDOSCOPY |  |  |  |  | 009-34465 | 009-34465 | Central | Memorial Hermann Greater Heights Hospital | GH - OR ENDOSCOPY | Endoscopy | 7/1/19 |  | 7/1/20 |  |  |  | ASPIRATORSUCTPUMP-SSCOR-2314
YES | YES |  |  |  | 013-36966 | 013-36966 | SSCOR, Inc. |  |  | M24108 | Sports Medicine |  |  |  |  | 013-36966 | 013-36966 | Southwest | Memorial Hermann Hospital - Sports Medicine | Sports Medicine | Suite 570 | [6 empty] | ASPIRATORSUCTPUMP-SSCOR-2314
YES | YES |  |  |  | 099-10866 | 099-10866 | SSCOR, Inc. |  |  | M32733 | SW - CPD |  |  |  |  | 099-10866 | 099-10866 | Southwest | Memorial Hermann Southwest Hospital | SW - CPD | CPD |  |  |  | New Add |  |  | ASPIRATORSUCTPUMP-SSCOR-2314
YES | YES |  |  |  | 005-12343 | 005-12343 | SSCOR, Inc. |  |  | M34373 | SWE-CCC |  |  |  |  | 005-12343 | 005-12343 | Southeast | Memorial Hermann Convenient Care Center in League City (League City CCC) | SWE-CCC | CCC-ER | 2/1/20 |  | 2/1/21 |  |  |  | ASPIRATORSUCTPUMP-SSCOR-2314
YES | YES |  |  |  | 005-12342 | 005-12342 | SSCOR, Inc. |  |  | M34375 | SWE-CCC |  |  |  |  | 005-12342 | 005-12342 | Southeast | Memorial Hermann Convenient Care Center in League City (League City CCC) | SWE-CCC | CCC-ER | [6 empty] | ASPIRATORSUCTPUMP-SSCOR-2314
YES | YES |  |  |  | 005-12344 | 005-12344 | SSCOR, Inc. |  |  | M34378 | SWE-CCC |  |  |  |  | 005-12344 | 005-12344 | Southeast | Memorial Hermann Convenient Care Center in League City (League City CCC) | SWE-CCC | CCC-ER | [6 empty] | ASPIRATORSUCTPUMP-SSCOR-2314
YES | YES |  |  |  | 069-06368 | 069-06368 | SSCOR, Inc. |  |  | M00992 | Biomed shop |  |  |  |  | 069-06368 | 069-06368 | TMC | Memorial Hermann-Texas Medical Center | Biomed shop | Biomed shop | 12/1/19 |  | 12/1/20 |  |  |  | ASPIRATORSUCTPUMP-SSCOR-2314
NO | YES | Asset Tag 069-36926 |  |  | 069-36926 | 069-36926 | SSCOR, Inc. |  |  | m24124 | TMC-HVI-CVICU (8Hvi) |  |  |  |  | 069-36926 | 069-36926 | TMC | MHHS-TMC | TMC-HVI-CVICU (8Hvi) | Crash cart | 2/1/20 |  | 2/1/21
YES | YES |  |  |  | 069-45694 | 069-45694 | SSCOR, Inc. |  |  | M39889 | Gi lab |  |  |  |  | 069-45694 | 069-45694 | TMC | Memorial Hermann-Texas Medical Center | Gi lab | Storage | 2/1/20 |  | 2/1/21 |  |  |  | ASPIRATORSUCTPUMP-SSCOR-2314
YES | YES |  |  |  | 069-45693 | 069-45693 | SSCOR, Inc. |  |  | M39885 | Gi lab |  |  |  |  | 069-45693 | 069-45693 | TMC | Memorial Hermann-Texas Medical Center | Gi lab | Storage | 2/1/20 |  | 2/1/21 |  |  |  | ASPIRATORSUCTPUMP-SSCOR-2314
NO | YES |  |  |  | 005-05816 | 005-05816 | SSCOR, Inc. |  |  | M10142 | SE- NICU |  |  |  |  | 005-05816 | 005-05816 | Southeast | Memorial Hermann Southeast Hospital | SE- NICU | E4 005.11A
NO | YES | Serial Number M05950 |  |  | 041-08752 | 041-08752 | SSCOR, Inc. |  |  | M05950 | Biomed Shop |  |  |  |  | 041-08752 | 041-08752 | West | Memorial Hermann Memorial City Medical Center | Biomed Shop | Repair Shop MH5411
NO | YES |  |  |  | 041-33906 | 041-33906 | SSCOR, Inc. |  |  | M13690 | Cath Lab |  |  |  |  | 041-33906 | 041-33906 | West | Memorial Hermann - Memorial City | Cath Lab | Room E9-2151
NO | YES |  |  |  | 041-10563 | 041-10563 | SSCOR, Inc. |  |  | M05930 | MEMORIAL CITY - CATH LAB |  |  |  |  | 041-10563 | 041-10563 | West | Memorial Hermann Heart | MEMORIAL CITY - CATH LAB | CT 1
NO | YES |  |  |  |  | 041-08746 | Sscor, Inc. | 2314 |  | M05948 | Cath Lab | [5 empty] | 041-08746 | West | Memorial City-Memorial Hermann Hospital | Cath Lab | Cath Lab 2
NO | YES |  |  |  |  | 041-14439 | Sscor, Inc. | 2314 |  | M13657 | MEMORIAL CITY - CATH LAB | [5 empty] | 041-14439 | West | Heart | MEMORIAL CITY - CATH LAB | Vascular Procedure Rm 2
NO | YES |  |  |  |  | 041-04628 | Sscor, Inc. | 2314 |  | M00716 | Memorial City - Nuclear Medicine | [5 empty] | 041-04628 | West | Memorial City - Nuke Med | Memorial City - Nuclear Medicine | E8 114
NO | YES | Asset Tag 041-17706 |  |  | 041-17706 | 041-17706 | SSCOR, Inc. |  |  | M23907 | E7 Cardiology |  |  |  |  | 041-17706 | 041-17706 | West | Memorial Hermann Memorial City Medical Center | E7 Cardiology | E7 Nurses Station
NO | YES |  |  |  | 041-19950 | 041-19950 | SSCOR, Inc. |  |  | M30045 | 6E Cardiology |  |  |  |  | 041-19950 | 041-19950 | West | Memorial Hermann Memorial City Medical Center | 6E Cardiology | Memorial Hermann cardio 6E
NO | YES |  |  |  | 041-08750 | 041-08750 | SSCOR, Inc. |  |  | M05951 | MEMORIAL CITY - MHT - MED/SURG |  |  |  |  | 041-08750 | 041-08750 | West | Memorial Hospital - Memorial City | MEMORIAL CITY - MHT - MED/SURG | Central Supply
NO | YES |  |  |  | 041-07671 | 041-07671 | SSCOR, Inc. |  |  | M03091 | MEMORIAL CITY - PEDS - NURSERY |  |  |  |  | 041-07671 | 041-07671 | West | Memorial Hermann Memorial City Medical Center | MEMORIAL CITY - PEDS - NURSERY | MEMORIAL CITY PEDS
NO | YES |  |  |  | 041-08743 | 041-08743 | SSCOR, Inc. |  |  | M05949 | MEMORIAL CITY - MRI |  |  |  |  | 041-08743 | 041-08743 | West | Memorial herman memorial city | MEMORIAL CITY - MRI | Mri
NO | YES | Serial Number L02398 |  |  | 009-06012 | 009-06012 | SSCOR, Inc. |  |  | L02398 | Therapy |  |  |  |  | 009-06012 | 009-06012 | Central | Memorial Hermann Greater Heights Hospital | Therapy | Therapy Treatment RM 2
YES | YES |  |  |  | 009-04732 | 009-04732 | SScor, Inc. | Cnf |  | M05096 | Biomed shop |  |  |  |  | 009-04732 | 009-04732 | Katy | Katy | Biomed shop | Biomed shop | 2/1/20 | 2/1/20 |  |  |  |  | .needs class
YES | YES |  |  |  | 145-01416 | 145-01416 | SSCOR, Inc. | Duet |  | M39953 | PEARLAND - EMERGENCY CENTER |  |  |  |  | 145-01416 | 145-01416 | Pearland | Memorial Hermann Pearland Hospital | PEARLAND - EMERGENCY CENTER | Nurses Station | 2/1/20 | 2/1/21
YES | YES |  |  |  | 133-31141 | 133-31141 | SSCOR, Inc. | Duet |  | M39836 | KATY - PHARMACY |  |  |  |  | 133-31141 | 133-31141 | Katy | Memorial Hermann Katy Hospital | KATY - PHARMACY | Pharmacy | 1/1/20 | 1/1/21
YES | YES |  |  |  | 145-01415 | 145-01415 | SSCOR, Inc. | Vacuum Regulator |  | M39954 | PEARLAND - EMERGENCY CENTER |  |  |  |  | 145-01415 | 145-01415 | Pearland | Memorial Hermann Pearland Hospital | PEARLAND - EMERGENCY CENTER | Nurse Station | 2/1/20 | 2/1/21
NO | YES |  |  |  | 099-04401 | 099-04401 | SSCOR, Inc. | Vacuum Regulator |  | M09799 | Katy-OR |  |  |  |  | 099-04401 | 099-04401 | Katy | MHHS-Katy | Katy-OR | OR Hallway Near Sterile Core
YES | YES |  |  |  | 151-04164 | 151-04164 | Sscor,INC | 2310bv |  | C05496 | Biomed |  |  |  |  | 151-04164 | 151-04164 | Mem city | Memorial city - Memorial herman hospital | Biomed | Biomed shop |  |  |  | No pm sticker found
YES | YES | Serial Number Cnf |  |  | 099-01041 | 099-01041 | St Jude Med |  |  | CNF | NE - OR |  |  |  |  | 099-01041 | 099-01041 | Katy | Memorial Hermann Northeast Hospital | NE - OR | OR Hybrid Room supply room | 2/1/20
YES | YES | Serial Number Cnf |  |  | 099-01042 | 099-01042 | St Jude Med |  |  | CNF | NE - OR |  |  |  |  | 099-01042 | 099-01042 | Katy | Memorial Hermann Northeast Hospital | NE - OR | OR Hybrid Room supply room
YES | YES |  |  |  | 151-04951 | 151-04951 | St Jude Med |  |  |  | CY - CARDIAC CATH LAB |  |  |  |  | 151-04951 | 151-04951 | Northwest | Memorial Hermann Cypress Hospital | CY - CARDIAC CATH LAB | M2 224.1 | [5 empty] | Programmer, Pacemaker | PROGRAMPACEMAKER-St Jude Med-Merlin 3650 | [23 empty] | PROGRAMPACEMAKER | Programmer, Pacemaker | St Jude Med
YES | YES | Serial Number 3166204 |  |  | 099-01992 | 099-01992 | St Jude Med | Ampere |  |  | NE - CATH LAB |  |  |  |  | 099-01992 | 099-01992 | Katy | Memorial Hermann Northeast Hospital | NE - CATH LAB | OR Storage | [5 empty] | System, Cardiac Ablation | SYSCARDABLAT-St Jude Med-Ampere | [12 empty] | SCA-SA | [9 empty] | System, Cardiac Ablation | SYSCARDABLAT | System, Cardiac Ablation | St Jude Med
YES | YES |  |  |  | 099-01012 | 099-01012 | St Jude Med | Ampere |  |  | NE - OR |  |  |  |  | 099-01012 | 099-01012 | Katy | Memorial Hermann Northeast Hospital | NE - OR | OR Hybrid Room supply room | [5 empty] | System, Cardiac Ablation | SYSCARDABLAT-St Jude Med-Ampere | [12 empty] | SCA-SA | [9 empty] | System, Cardiac Ablation | SYSCARDABLAT | System, Cardiac Ablation | St Jude Med
YES | YES | Serial Number 3166204 |  |  | 041-33916 | 041-33916 | St Jude Med | Ampere |  |  | Cath Lab |  |  |  |  | 041-33916 | 041-33916 | West | Memorial Hermann - Memorial City | Cath Lab | Room E9-2151
YES | YES |  |  |  | 099-09742 | 099-09742 | St Jude Med | Ampere Generator |  |  | SE - Cath Lab |  |  |  |  | 099-09742 | 099-09742 | Southeast | Memorial Hermann Southeast Hospital | SE - Cath Lab | Cath Lab |  |  |  | No pm sticker
YES | YES |  |  |  | 142-08368 | 142-08368 | St Jude Med | Cool Point |  |  | NE - CATH LAB |  |  |  |  | 142-08368 | 142-08368 | Katy | Memorial Hermann Northeast Hospital | NE - CATH LAB | OR Storage | 9/1/19 | 9/1/20 |  |  |  | Irrigation/Aspiration Unit | IRRIGATIONASPNUNIT-St Jude Med-Cool Point | [12 empty] | IAU-SA | [9 empty] | Irrigation/Aspiration Unit | IRRIGATIONASPNUNIT | Irrigation/Aspiration Unit | St Jude Med
YES | YES |  |  |  | 099-01015 | 099-01015 | St Jude Med | Cool Point |  |  | NE - OR |  |  |  |  | 099-01015 | 099-01015 | Katy | Memorial Hermann Northeast Hospital | NE - OR | OR Hybrid Room supply room | [5 empty] | Irrigation/Aspiration Unit | IRRIGATIONASPNUNIT-St Jude Med-Cool Point | [12 empty] | IAU-SA | [9 empty] | Irrigation/Aspiration Unit | IRRIGATIONASPNUNIT | Irrigation/Aspiration Unit | St Jude Med
YES | YES |  |  |  | 099-08028 | 099-08028 | St Jude Med | Cool Point |  |  | Cath Lab |  |  |  |  | 099-08028 | 099-08028 | Woodlands | Memorial Hermann Hospital Woodlands | Cath Lab | Cath Lab 1 | [5 empty] | Irrigation/Aspiration Unit | IRRIGATIONASPNUNIT-St Jude Med-Cool Point | [12 empty] | IAU-SA | [9 empty] | Irrigation/Aspiration Unit | IRRIGATIONASPNUNIT | Irrigation/Aspiration Unit | St Jude Med
YES | YES |  |  |  | 041-33905 | 041-33905 | St Jude Med | EE3000 |  | 1750676B | Cath Lab |  |  |  |  | 041-33905 | 041-33905 | West | Memorial Hermann - Memorial City | Cath Lab | Room E9-2151
YES | YES |  |  |  | 099-08027 | 099-08027 | St Jude Med | Ensite |  | 2UA6491X7X | Cath Lab |  |  |  |  | 099-08027 | 099-08027 | Woodlands | Memorial Hermann Hospital Woodlands | Cath Lab | Cath Lab 1 | [5 empty] | System, Image Guidance | SYSIMAGEGUIDANCE-St Jude Med-Ensite | [12 empty] | SYIG-SA | [9 empty] | System, Image Guidance | SYSIMAGEGUIDANCE | System, Image Guidance | St Jude Med
YES | YES |  |  |  | 142-08369 | 142-08369 | St Jude Med | Ensite EE3000 |  |  | NE - CATH LAB |  |  |  |  | 142-08369 | 142-08369 | Katy | Memorial Hermann Northeast Hospital | NE - CATH LAB | OR Storage
YES | YES |  |  |  | 074-06254 | 074-06254 | St Jude Med | Ensite Precision |  |  | WOODLANDS - CATH LAB |  |  |  |  | 074-06254 | 074-06254 |  |  | WOODLANDS - CATH LAB | Storage room | [5 empty] | System, Image Guidance | SYSIMAGEGUIDANCE-St Jude Med-Ensite Precision | [12 empty] | SYIG-SA | [9 empty] | System, Image Guidance | SYSIMAGEGUIDANCE | System, Image Guidance | St Jude Med
YES | YES |  |  |  | 142-08366 | 142-08366 | St Jude Med | Ensite Velocity |  |  | NE - CATH LAB |  |  |  |  | 142-08366 | 142-08366 | Katy | Memorial Hermann Northeast Hospital | NE - CATH LAB | OR Storage | 9/1/19 | 9/1/20 |  |  |  | System, Image Guidance | SYSIMAGEGUIDANCE-St Jude Med-Ensite Velocity | [12 empty] | SYIG-SA | [9 empty] | System, Image Guidance | SYSIMAGEGUIDANCE | System, Image Guidance | St Jude Med
YES | YES |  |  |  | 099-01011 | 099-01011 | St Jude Med | Ensite Velocity |  |  | NE - OR |  |  |  |  | 099-01011 | 099-01011 | Katy | Memorial Hermann Northeast Hospital | NE - OR | OR Hybrid Room supply room | [5 empty] | System, Image Guidance | SYSIMAGEGUIDANCE-St Jude Med-Ensite Velocity | [12 empty] | SYIG-SA | [9 empty] | System, Image Guidance | SYSIMAGEGUIDANCE | System, Image Guidance | St Jude Med
NO | YES |  |  |  | 099-09741 | 099-09741 | St Jude Med | Ensite Velocity |  |  | SE-Cath Lab |  |  |  |  | 099-09741 | 099-09741 | Southeast | MHHS-Southeast | SE-Cath Lab | Cath Lab |  |  |  | No pm sticker |  | System, Image Guidance | SYSIMAGEGUIDANCE-St Jude Med-Ensite Velocity | [12 empty] | SYIG-SA | [9 empty] | System, Image Guidance | SYSIMAGEGUIDANCE | System, Image Guidance | St Jude Med
YES | YES |  |  |  | 099-01993 | 099-01993 | St Jude Med | EP-4 |  |  | NE - CATH LAB |  |  |  |  | 099-01993 | 099-01993 | Katy | Memorial Hermann Northeast Hospital | NE - CATH LAB | OR Storage | [5 empty] | Stimulators, Electrical, Cardiac Diagnostic | STIMEP-St Jude Med-EP-4 | [12 empty] | SE-SA | [9 empty] | Stimulators, Electrical, Cardiac Diagnostic | STIMEP | Stimulators, Electrical, Cardiac Diagnostic | St Jude Med
YES | YES |  |  |  | 142-08370 | 142-08370 | St Jude Med | EP-4 |  |  | NE - CATH LAB |  |  |  |  | 142-08370 | 142-08370 | Katy | Memorial Hermann Northeast Hospital | NE - CATH LAB | OR Storage | 9/1/19 | 9/1/20 |  |  |  | Stimulators, Electrical, Cardiac Diagnostic | STIMEP-St Jude Med-EP-4 | [12 empty] | SE-SA | [9 empty] | Stimulators, Electrical, Cardiac Diagnostic | STIMEP | Stimulators, Electrical, Cardiac Diagnostic | St Jude Med
YES | YES |  |  |  | 099-04483 | 099-04483 | St Jude Med | Ex 1150 |  |  | PEARLAND - 4N - MED/SURG |  |  |  |  | 099-04483 | 099-04483 | Pearland | Memorial Hermann Pearland Hospital | PEARLAND - 4N - MED/SURG | Soiled utility
YES | YES |  |  |  | 013-35731 | 013-35731 | St Jude Med | Ilumien |  |  | HVI OR |  |  |  |  | 013-35731 | 013-35731 | Southwest | Memorial Hermann Southwest Hospital | HVI OR | Hallway | [5 empty] | Retinal Camera | CAMFUND-St Jude Med-Ilumien | [22 empty] | Retinal Camera | CAMFUND | Retinal Camera | St Jude Med
YES | YES |  |  |  | 099-0/258 | 099-01258 | St Jude Med | Merlin | [7 empty] | 099-0/258 | 099-01258 | Katy | Memorial Hermann Northeast Hospital |  | Cath Lab | [5 empty] | Programmer, Pacemaker | PROGRAMPACEMAKER-St Jude Med-Merlin | [22 empty] | Programmer, Pacemaker | PROGRAMPACEMAKER | Programmer, Pacemaker | St Jude Med
YES | YES |  |  |  | 099-12670 | 099-12670 | St Jude Med | Merlin |  |  | TMC - HVI - OR |  |  |  |  | 099-12670 | 099-12670 | TMC | Memorial Hermann- Texas Medical Center | TMC - HVI - OR | Cv OR 4 |  |  |  | No PM Sticker |  | Programmer, Pacemaker | PROGRAMPACEMAKER-St Jude Med-Merlin | [22 empty] | Programmer, Pacemaker | PROGRAMPACEMAKER | Programmer, Pacemaker | St Jude Med
YES | YES |  |  |  |  | 099-04810 | St Jude Med | Merlin 3650 |  |  | Cath lab | [5 empty] | 099-04810 | Pearland | Memorial Hermann Pearland Hospital | Cath lab | Room 215 storage |  |  |  | No pm |  | Programmer, Pacemaker | PROGRAMPACEMAKER-St Jude Med-Merlin 3650 | [22 empty] | Programmer, Pacemaker | PROGRAMPACEMAKER | Programmer, Pacemaker | St Jude Med
YES | YES |  |  |  | 099-02537 | 099-02537 | St Jude Med | Merlin 3650 |  |  | Cath Lab |  |  |  |  | 099-02537 | 099-02537 | Katy | Memorial Hermann Katy Hospital | Cath Lab | Outsidr Bay 1 | 2/1/20 |  |  |  |  | Programmer, Pacemaker | PROGRAMPACEMAKER-St Jude Med-Merlin 3650 | [22 empty] | Programmer, Pacemaker | PROGRAMPACEMAKER | Programmer, Pacemaker | St Jude Med
YES | YES |  |  |  | 099-01129 | 099-01129 | St Jude Med | Merlin 3650 |  |  | Cath Lab |  |  |  |  | 099-01129 | 099-01129 | Katy | Memorial Hermann Northeast Hospital | Cath Lab | IR Storage | [5 empty] | Programmer, Pacemaker | PROGRAMPACEMAKER-St Jude Med-Merlin 3650 | [22 empty] | Programmer, Pacemaker | PROGRAMPACEMAKER | Programmer, Pacemaker | St Jude Med
YES | YES |  |  |  | 142-09171 | 142-09171 | St Jude Med | Merlin 3650 |  |  | CATH LAB |  |  |  |  | 142-09171 | 142-09171 | Sugar Land | Memorial Hermann Sugar Land Hospital | CATH LAB | CATH LAB | [5 empty] | Programmer, Pacemaker | PROGRAMPACEMAKER-St Jude Med-Merlin 3650 | [22 empty] | Programmer, Pacemaker | PROGRAMPACEMAKER | Programmer, Pacemaker | St Jude Med
YES | YES |  |  |  | 074-06416 | 074-06416 | St Jude Med | Merlin 3650 |  |  | MH MG - (SW) - SOUTHWEST CARDIOLOGY (MP2) |  |  |  |  | 074-06416 | 074-06416 | Southwest | Memorial Hermann Southwest Hospital | MH MG - (SW) - SOUTHWEST CARDIOLOGY (MP2) | Storage | [5 empty] | Programmer, Pacemaker | PROGRAMPACEMAKER-St Jude Med-Merlin 3650 | [22 empty] | Programmer, Pacemaker | PROGRAMPACEMAKER | Programmer, Pacemaker | St Jude Med
YES | YES |  |  |  | 099-12669 | 099-12669 | St Jude Med | Merlin 3650 |  |  | TMC - HVI - OR |  |  |  |  | 099-12669 | 099-12669 | TMC | Memorial Hermann- Texas Medical Center | TMC - HVI - OR | Cv OR 4 |  |  |  | No PM Sticker |  | Programmer, Pacemaker | PROGRAMPACEMAKER-St Jude Med-Merlin 3650 | [22 empty] | Programmer, Pacemaker | PROGRAMPACEMAKER | Programmer, Pacemaker | St Jude Med
YES | YES |  |  |  |  | 099-06196 | St Jude Med | Merlin 3650 |  |  | SE - RADIOLOGY | [5 empty] | 099-06196 |  | Memorial Hermann- SE - RADIOLOGY | SE - RADIOLOGY | Storage | 4/1/20 |  |  | No PM Sticker |  | Programmer, Pacemaker | PROGRAMPACEMAKER-St Jude Med-Merlin 3650 | [22 empty] | Programmer, Pacemaker | PROGRAMPACEMAKER | Programmer, Pacemaker | St Jude Med
YES | YES |  |  |  | 041-33722 | 041-33722 | St Jude Med | Merlin 3650 |  |  | MEMORIAL CITY - CATH LAB |  |  |  |  | 041-33722 | 041-33722 | West | Memorial Hermann Heart | MEMORIAL CITY - CATH LAB | Cath Lab Control Area
NO | YES |  |  |  | 005-34480 | 005-34480 | St Jude Med | OPTIS |  |  | SE-Noninvasive Cardiology |  |  |  |  | 005-34480 | 005-34480 | Southeast | MHHS-Southeast | SE-Noninvasive Cardiology | Recovery bay 6 | [5 empty] | Optical Coherence Tomography | OPTICALCOHERENCETOMO-St Jude Med-OPTIS | [22 empty] | Optical Coherence Tomography | OPTICALCOHERENCETOMO | Optical Coherence Tomography | St Jude Med
YES | YES |  |  |  | 000-02762 | 000-02762 | St Jude Med | Pacetrak Plus 3116 |  |  | Cardio Pulmonary Clinic |  |  |  |  | 000-02762 | 000-02762 | South | HM Med Grp Wharton | Cardio Pulmonary Clinic | Nurses station
NO | YES |  |  |  | 041-17165 | 041-17165 | St Jude Med | RadiAnalyzer Xpress |  | XP3439 | MEMORIAL CITY - CARDIOLOGY |  |  |  |  | 041-17165 | 041-17165 | West | Memorial Hermann - Memorial City | MEMORIAL CITY - CARDIOLOGY | Cath Lab E9 125 Storage Closet
YES | YES |  |  |  | 099-09744 | 099-09744 | St Jude Med | Sensor |  |  | SE - Cath Lab |  |  |  |  | 099-09744 | 099-09744 | Southeast | Memorial Hermann Southeast Hospital | SE - Cath Lab | Cath Lab
YES | YES |  |  |  | 099-01067 | 099-01067 | St Jude Med | TactiSys Quartz |  |  | NE - CATH LAB |  |  |  |  | 099-01067 | 099-01067 | Katy | Memorial Hermann Northeast Hospital | NE - CATH LAB | OR Storage
YES | YES |  |  |  | 099-08029 | 099-08029 | St Jude Med | Tactisys Quartz |  |  | WOODLANDS - CATH LAB |  |  |  |  | 099-08029 | 099-08029 | Woodlands | Woodlands memorial hospital | WOODLANDS - CATH LAB | Cath lab storage
YES | YES |  |  |  | 099-09743 | 099-09743 | St Jude Med | TectiSys Quartz |  |  | SE - Cath Lab |  |  |  |  | 099-09743 | 099-09743 | Southeast | Memorial Hermann Southeast Hospital | SE - Cath Lab | Cath Lab |  |  |  | No pm sticker
YES | YES |  |  |  | 099-01994 | 099-01994 | St Jude Med | WorkMate Claris |  |  | NE - CATH LAB |  |  |  |  | 099-01994 | 099-01994 | Katy | Memorial Hermann Northeast Hospital | NE - CATH LAB | OR Storage | [5 empty] | Computer, Data Management | COMPUTERDATAMANAGEMENT-St Jude Med-WorkMate Claris | [22 empty] | Computer, Data Management | COMPUTERDATAMANAGEMENT | Computer, Data Management | St Jude Med
YES | YES |  |  |  | 099-03716 | 099-03716 | St Jude Medical | P4IC |  | 14238p4x18G | [5 empty] | 099-03716 | 099-03716 |  |  |  |  | 2/1/20 | 2/1/20
NO | YES |  |  |  | 099-03712 | 099-03712 | St jude medical | P93IC |  | No SN | [5 empty] | 099-03712 | 099-03712 | Humble | HM Humble |  |  |  | 2/1/20
YES | YES |  |  |  | 041-34005 | 041-34005 | St. Jude Hospital | P9-3IC |  |  | MEMORIAL CITY - CATH LAB |  |  |  |  | 041-34005 | 041-34005 | West | Heart | MEMORIAL CITY - CATH LAB | EP 215.1 Cath Lab 1
NO | NO |  |  |  | 000-05031 |  | St. Jude Medical |  |  |  | MH MG - (MC) - COMPREHENSIVE HEART CARE | MHHS-MG |  | Refrigerator, Kitchen |  | 000-05031 |  | West & Memorial City |  | MH MG - (MC) - COMPREHENSIVE HEART CARE | [5 empty] | PROGRAMMER/TESTERS, CARDIAC PACEMAKER |  | REFRIGERATORKITCHEN-ThermoSci-3650 | REFRIGERATORKITCHEN |  |  |  |  | ThermoSci | Refrigerator, Kitchen |  |  | REFRIGERATORKITCHEN-ThermoSci-3650 |  |  |  | Covered PM Repair - Biomedical | MHHS-MG
NO | NO | [5 empty] | St. Jude Medical |  |  |  | MH MG - (WDLS) - SPRING CARDIOLOGY | MHHS-MG |  | Refrigerator, Kitchen |  |  |  | Woodlands |  | MH MG - (WDLS) - SPRING CARDIOLOGY | [5 empty] | PROGRAMMER/TESTERS, CARDIAC PACEMAKER |  | REFRIGERATORKITCHEN-ThermoSci-3650 | REFRIGERATORKITCHEN |  |  |  |  | ThermoSci | Refrigerator, Kitchen |  |  | REFRIGERATORKITCHEN-ThermoSci-3650 |  |  |  | Covered PM Repair - Biomedical | MHHS-MG
NO | NO |  |  |  | 029-12090 |  | St. Jude Medical |  |  |  | MH MG - (WDLS) - TWL CARDIOLOGY (STE 300) | MHHS-MG |  | Refrigerator, Kitchen |  | 029-12090 |  | Woodlands |  | MH MG - (WDLS) - TWL CARDIOLOGY (STE 300) | [5 empty] | PROGRAMMER/TESTERS, CARDIAC PACEMAKER |  | REFRIGERATORKITCHEN-ThermoSci-3650 | REFRIGERATORKITCHEN |  |  |  |  | ThermoSci | Refrigerator, Kitchen |  |  | REFRIGERATORKITCHEN-ThermoSci-3650 |  |  |  | Covered PM Repair - Biomedical | MHHS-MG
NO | NO |  |  |  | 000-05070 |  | St. Jude Medical |  |  |  | SMR - (MC) - WESTSIDE | MHHS-SMR |  | Refrigerator, Kitchen |  | 000-05070 |  | West & Memorial City |  | SMR - (MC) - WESTSIDE | [5 empty] | PROGRAMMER/TESTERS, CARDIAC PACEMAKER |  | REFRIGERATORKITCHEN-ThermoSci-3650 | REFRIGERATORKITCHEN |  |  |  |  | ThermoSci | Refrigerator, Kitchen |  |  | REFRIGERATORKITCHEN-ThermoSci-3650 |  |  |  | Covered PM Repair - Biomedical | MHHS-SMR
NO | YES |  |  |  | 029-09680 | 029-09680 | St. Jude Medical | AMPERE RF ABLATION GENERATOR |  |  | Woodlands-Cath Lab | MHHS-Woodlands |  |  |  | 029-09680 | 029-09680 | Woodlands | MHHS-Woodlands | Woodlands-Cath Lab | Cath Lab 1 |  |  |  |  | RADIOFREQUENCY GENERATOR | System, Cardiac Ablation | SYSCARDABLAT-St Jude Med-Ampere |  |  |  |  | SYSCARDABLAT-St Jude Med-Ampere | St Jude Med |  |  |  |  | 1/23/13 |  | SCA-SA | Covered PM Repair - Radiology, High End | MHHS-Woodlands | [8 empty] | SYSCARDABLAT | System, Cardiac Ablation | St Jude Med
NO | NO |  |  |  | 041-32199 |  | St. Jude Medical | AMPERE RF ABLATION GENERATOR |  |  | MEMORIAL CITY - CATH LAB | MHHS-Mem City |  |  |  | 041-32199 |  | West & Memorial City |  | MEMORIAL CITY - CATH LAB | [5 empty] | RADIOFREQUENCY GENERATOR |  | SYSCARDABLAT-St Jude Med-Ampere |  |  |  |  | SYSCARDABLAT-St Jude Med-Ampere | St Jude Med | [7 empty] | Covered PM Repair - Biomedical | MHHS-Mem City
NO | NO | [5 empty] | St. Jude Medical | AMPERE RF ABLATION GENERATOR |  |  | MEMORIAL CITY - CATH LAB | MHHS-Mem City | [5 empty] | West & Memorial City |  | MEMORIAL CITY - CATH LAB | [5 empty] | RADIOFREQUENCY GENERATOR |  | SYSCARDABLAT-St Jude Med-Ampere |  |  |  |  | SYSCARDABLAT-St Jude Med-Ampere | St Jude Med | [7 empty] | Covered PM Repair - Biomedical | MHHS-Mem City
NO | NO | [5 empty] | St. Jude Medical | AMPERE RF ABLATION GENERATOR |  |  | SW - CATH LAB | MHHS-Southwest | [5 empty] | Southwest |  | SW - CATH LAB | [5 empty] | RADIOFREQUENCY GENERATOR |  | SYSCARDABLAT-St Jude Med-Ampere |  |  |  |  | SYSCARDABLAT-St Jude Med-Ampere | St Jude Med | [7 empty] | Covered PM Repair - Radiology, Low End | MHHS-Southwest
NO | NO |  |  |  | 074-04710 |  | St. Jude Medical | AMPERE RF ABLATION GENERATOR |  |  | TMC - CATH LAB - ADULT (2HVI) | MHHS-TMC |  |  |  | 074-04710 |  | TMC |  | TMC - CATH LAB - ADULT (2HVI) | [5 empty] | RADIOFREQUENCY GENERATOR |  | SYSCARDABLAT-St Jude Med-Ampere |  |  |  |  | SYSCARDABLAT-St Jude Med-Ampere | St Jude Med | [7 empty] | Covered PM Repair - Radiology, Low End | MHHS-TMC
NO | NO | [5 empty] | St. Jude Medical | AMPERE RF ABLATION GENERATOR |  |  | TMC - OR - CVOR (7HVI) | MHHS-TMC | [5 empty] | TMC |  | TMC - OR - CVOR (7HVI) | [5 empty] | RADIOFREQUENCY GENERATOR |  | SYSCARDABLAT-St Jude Med-Ampere |  |  |  |  | SYSCARDABLAT-St Jude Med-Ampere | St Jude Med | [7 empty] | Covered PM Repair - Radiology, Low End | MHHS-TMC
NO | NO | [5 empty] | St. Jude Medical | AMPERE RF ABLATION GENERATOR |  |  | WOODLANDS - CATH LAB | MHHS-Woodlands | [5 empty] | Woodlands |  | WOODLANDS - CATH LAB | [5 empty] | RADIOFREQUENCY GENERATOR |  | SYSCARDABLAT-St Jude Med-Ampere |  |  |  |  | SYSCARDABLAT-St Jude Med-Ampere | St Jude Med | [7 empty] | Covered PM Repair - Radiology, Low End | MHHS-Woodlands
NO | YES |  |  |  | 041-19798 | 041-19798 | St. Jude Medical | COOL POINT |  |  | MEMORIAL CITY - CATH LAB | MHHS-Mem City |  | Irrigation/Aspiration Unit |  | 041-19798 | 041-19798 | West | Heart | MEMORIAL CITY - CATH LAB | EP 215.1 Cath Lab 1 |  |  |  |  | IRRIGATION/DISTENTION SYSTEMS |  | IRRIGATIONASPNUNIT-St Jude Med-Cool Point | IRRIGATIONASPNUNIT | Cool Point |  |  |  | St Jude Med | Irrigation/Aspiration Unit |  | IRRIGATIONASPNUNIT-St Jude Med-Cool Point |  |  |  |  | Covered PM Repair - Biomedical | MHHS-Mem City
NO | YES |  |  |  | 005-10605 | 005-10605 | St. Jude Medical | COOL POINT |  |  | SE-Cath Lab | MHHS-Southeast |  | Irrigation/Aspiration Unit |  | 005-10605 | 005-10605 | Southeast | MHHS-Southeast | SE-Cath Lab | Cath Lab |  |  |  |  | IRRIGATION/DISTENTION SYSTEMS |  | IRRIGATIONASPNUNIT-St Jude Med-Cool Point | IRRIGATIONASPNUNIT | Cool Point |  |  |  | St Jude Med | Irrigation/Aspiration Unit |  | IRRIGATIONASPNUNIT-St Jude Med-Cool Point |  | 1/1/12 |  |  | Covered PM Repair - Biomedical | MHHS-Southeast
NO | NO | [5 empty] | St. Jude Medical | COOL POINT |  |  | SE - CATH LAB | MHHS-Southeast |  | Irrigation/Aspiration Unit |  |  |  | Southeast & Bay Area |  | SE - CATH LAB | [5 empty] | IRRIGATION/DISTENTION SYSTEMS |  | IRRIGATIONASPNUNIT-St Jude Med-Cool Point | IRRIGATIONASPNUNIT | Cool Point |  |  |  | St Jude Med | Irrigation/Aspiration Unit |  | IRRIGATIONASPNUNIT-St Jude Med-Cool Point |  |  |  |  | Covered PM Repair - Biomedical | MHHS-Southeast
NO | NO |  |  |  | 013-37971 |  | St. Jude Medical | COOL POINT |  |  | SW - CATH LAB | MHHS-Southwest |  | Irrigation/Aspiration Unit |  | 013-37971 |  | Southwest |  | SW - CATH LAB | [5 empty] | IRRIGATION/DISTENTION SYSTEMS |  | IRRIGATIONASPNUNIT-St Jude Med-Cool Point | IRRIGATIONASPNUNIT | Cool Point |  |  |  | St Jude Med | Irrigation/Aspiration Unit |  | IRRIGATIONASPNUNIT-St Jude Med-Cool Point |  |  |  |  | Covered PM Repair - Biomedical | MHHS-Southwest
NO | NO | [5 empty] | St. Jude Medical | COOL POINT |  |  | SW - CATH LAB | MHHS-Southwest |  | Irrigation/Aspiration Unit |  |  |  | Southwest |  | SW - CATH LAB | [5 empty] | IRRIGATION/DISTENTION SYSTEMS |  | IRRIGATIONASPNUNIT-St Jude Med-Cool Point | IRRIGATIONASPNUNIT | Cool Point |  |  |  | St Jude Med | Irrigation/Aspiration Unit |  | IRRIGATIONASPNUNIT-St Jude Med-Cool Point |  |  |  |  | Covered PM Repair - Biomedical | MHHS-Southwest
NO | NO | [5 empty] | St. Jude Medical | COOL POINT |  |  | TMC - OR - CVOR (7HVI) | MHHS-TMC |  | Irrigation/Aspiration Unit |  |  |  | TMC |  | TMC - OR - CVOR (7HVI) | [5 empty] | IRRIGATION/DISTENTION SYSTEMS |  | IRRIGATIONASPNUNIT-St Jude Med-Cool Point | IRRIGATIONASPNUNIT | Cool Point |  |  |  | St Jude Med | Irrigation/Aspiration Unit |  | IRRIGATIONASPNUNIT-St Jude Med-Cool Point |  |  |  |  | Covered PM Repair - Biomedical | MHHS-TMC
NO | NO | [5 empty] | St. Jude Medical | COOL POINT |  |  | TMC - OR - CVOR (7HVI) | MHHS-TMC |  | Irrigation/Aspiration Unit |  |  |  | TMC |  | TMC - OR - CVOR (7HVI) | [5 empty] | IRRIGATION/DISTENTION SYSTEMS |  | IRRIGATIONASPNUNIT-St Jude Med-Cool Point | IRRIGATIONASPNUNIT | Cool Point |  |  |  | St Jude Med | Irrigation/Aspiration Unit |  | IRRIGATIONASPNUNIT-St Jude Med-Cool Point |  |  |  |  | Covered PM Repair - Biomedical | MHHS-TMC
NO | NO |  |  |  | 029-09479 |  | St. Jude Medical | COOL POINT |  |  | WOODLANDS - CATH LAB | MHHS-Woodlands |  | Irrigation/Aspiration Unit |  | 029-09479 |  | Woodlands |  | WOODLANDS - CATH LAB | [5 empty] | IRRIGATION/DISTENTION SYSTEMS |  | IRRIGATIONASPNUNIT-St Jude Med-Cool Point | IRRIGATIONASPNUNIT | Cool Point |  |  |  | St Jude Med | Irrigation/Aspiration Unit |  | IRRIGATIONASPNUNIT-St Jude Med-Cool Point |  |  |  |  | Covered PM Repair - Biomedical | MHHS-Woodlands
NO | NO | [5 empty] | St. Jude Medical | COOL POINT |  |  | WOODLANDS - CATH LAB | MHHS-Woodlands |  | Irrigation/Aspiration Unit |  |  |  | Woodlands |  | WOODLANDS - CATH LAB | [5 empty] | IRRIGATION/DISTENTION SYSTEMS |  | IRRIGATIONASPNUNIT-St Jude Med-Cool Point | IRRIGATIONASPNUNIT | Cool Point |  |  |  | St Jude Med | Irrigation/Aspiration Unit |  | IRRIGATIONASPNUNIT-St Jude Med-Cool Point |  |  |  |  | Covered PM Repair - Biomedical | MHHS-Woodlands
NO | NO | [5 empty] | St. Jude Medical | ENSITE CONTACT FORCE MODULE |  |  | SW - CATH LAB | MHHS-Southwest | [5 empty] | Southwest |  | SW - CATH LAB | [5 empty] | PHYSIOLOGIC MONITOR MODULES, CARDIAC OUTPUT |  | .needs class | [5 empty] | St Jude Med | [7 empty] | Not Covered Vendor Only - Lab Ana/Anes | MHHS-Southwest
NO | NO | [5 empty] | St. Jude Medical | ENSITE CONTACT FORCE MODULE |  |  | WOODLANDS - CATH LAB | MHHS-Woodlands | [5 empty] | Woodlands |  | WOODLANDS - CATH LAB | [5 empty] | PHYSIOLOGIC MONITOR MODULES, CARDIAC OUTPUT |  | .needs class | [5 empty] | St Jude Med | [7 empty] | Not Covered Vendor Only - Lab Ana/Anes | MHHS-Woodlands
YES | YES |  |  |  | 041-34003 | 041-34003 | St. Jude Medical | EnSite Precision Link, Sensor Enabled |  |  | MEMORIAL CITY - CATH LAB |  |  |  |  | 041-34003 | 041-34003 | West | Heart | MEMORIAL CITY - CATH LAB | EP 215.1 Cath Lab 1 |  |  |  | No PM sticker
NO | NO |  |  |  | 074-05460 |  | St. Jude Medical | ENSITE SYSTEM |  |  | TMC - CATH LAB - ADULT (2HVI) | MHHS-TMC |  |  |  | 074-05460 |  | TMC |  | TMC - CATH LAB - ADULT (2HVI) | [5 empty] | STEREOTACTIC SYSTEM |  | .needs class | [5 empty] | St Jude Med | [7 empty] | Not Covered Vendor Only - Lab Ana/Anes | MHHS-TMC
NO | YES |  |  |  | 142-07315 | 142-07315 | St. Jude Medical | ENSITE VELOCITY |  |  | NE-OR | MHHS-Northeast |  | System, Image Guidance |  | 142-07315 | 142-07315 | Katy | MHHS-Northeast | NE-OR | OR Hybrid Room supply room | 2/1/18 | 2/1/19 |  |  | POSITIONING AIDS, RADIOGRAPHIC/RADIOTHERAPUETIC | System, Image Guidance | SYSIMAGEGUIDANCE-St Jude Med-Ensite Velocity | SYSIMAGEGUIDANCE | Ensite Velocity |  |  |  | St Jude Med | System, Image Guidance |  | SYSIMAGEGUIDANCE-St Jude Med-Ensite Velocity |  | 12/28/13 |  | SYIG-SA | Not Covered Vendor Only - Lab Ana/Anes | MHHS-Northeast | [8 empty] | SYSIMAGEGUIDANCE | System, Image Guidance | St Jude Med
NO | YES |  |  |  | 029-06477 | 029-06477 | St. Jude Medical | ENSITE VELOCITY |  | 2UA9431WQJ | Woodlands-Biomedical Services | MHHS-Woodlands |  | System, Image Guidance |  | 029-06477 | 029-06477 | Woodlands | MHHS-Woodlands | Woodlands-Biomedical Services | Back Corner | 3/1/13 |  |  | No PM Sticker | POSITIONING AIDS, RADIOGRAPHIC/RADIOTHERAPUETIC | System, Image Guidance | SYSIMAGEGUIDANCE-St Jude Med-Ensite Velocity | SYSIMAGEGUIDANCE | Ensite Velocity |  |  |  | St Jude Med | System, Image Guidance |  | SYSIMAGEGUIDANCE-St Jude Med-Ensite Velocity |  |  |  | SYIG-SA | Not Covered Vendor Only - Lab Ana/Anes | MHHS-Woodlands | [8 empty] | SYSIMAGEGUIDANCE | System, Image Guidance | St Jude Med
NO | NO | [5 empty] | St. Jude Medical | ENSITE VELOCITY |  |  | MEMORIAL CITY - CATH LAB | MHHS-Mem City |  | System, Image Guidance |  |  |  | West & Memorial City |  | MEMORIAL CITY - CATH LAB | [5 empty] | POSITIONING AIDS, RADIOGRAPHIC/RADIOTHERAPUETIC |  | SYSIMAGEGUIDANCE-St Jude Med-Ensite Velocity | SYSIMAGEGUIDANCE | Ensite Velocity |  |  |  | St Jude Med | System, Image Guidance |  | SYSIMAGEGUIDANCE-St Jude Med-Ensite Velocity |  |  |  |  | Not Covered Vendor Only - Biomedical | MHHS-Mem City
NO | NO | [5 empty] | St. Jude Medical | ENSITE VELOCITY |  |  | SE - CATH LAB | MHHS-Southeast |  | System, Image Guidance |  |  |  | Southeast & Bay Area |  | SE - CATH LAB | [5 empty] | POSITIONING AIDS, RADIOGRAPHIC/RADIOTHERAPUETIC |  | SYSIMAGEGUIDANCE-St Jude Med-Ensite Velocity | SYSIMAGEGUIDANCE | Ensite Velocity |  |  |  | St Jude Med | System, Image Guidance |  | SYSIMAGEGUIDANCE-St Jude Med-Ensite Velocity |  |  |  |  | Not Covered Vendor Only - Lab Ana/Anes | MHHS-Southeast
NO | NO |  |  |  | 013-36244 |  | St. Jude Medical | ENSITE VELOCITY |  | 2UA0390G6W | SW - CATH LAB | MHHS-Southwest |  | System, Image Guidance |  | 013-36244 |  | Southwest |  | SW - CATH LAB | [5 empty] | POSITIONING AIDS, RADIOGRAPHIC/RADIOTHERAPUETIC |  | SYSIMAGEGUIDANCE-St Jude Med-Ensite Velocity | SYSIMAGEGUIDANCE | Ensite Velocity |  |  |  | St Jude Med | System, Image Guidance |  | SYSIMAGEGUIDANCE-St Jude Med-Ensite Velocity |  |  |  |  | Not Covered Vendor Only - Lab Ana/Anes | MHHS-Southwest
NO | NO | [5 empty] | St. Jude Medical | ENSITE VELOCITY |  |  | SW - CATH LAB | MHHS-Southwest |  | System, Image Guidance |  |  |  | Southwest |  | SW - CATH LAB | [5 empty] | POSITIONING AIDS, RADIOGRAPHIC/RADIOTHERAPUETIC |  | SYSIMAGEGUIDANCE-St Jude Med-Ensite Velocity | SYSIMAGEGUIDANCE | Ensite Velocity |  |  |  | St Jude Med | System, Image Guidance |  | SYSIMAGEGUIDANCE-St Jude Med-Ensite Velocity |  |  |  |  | Not Covered Vendor Only - Lab Ana/Anes | MHHS-Southwest
NO | NO | [5 empty] | St. Jude Medical | ENSITE VELOCITY |  |  | SW - CATH LAB | MHHS-Southwest |  | System, Image Guidance |  |  |  | Southwest |  | SW - CATH LAB | [5 empty] | POSITIONING AIDS, RADIOGRAPHIC/RADIOTHERAPUETIC |  | SYSIMAGEGUIDANCE-St Jude Med-Ensite Velocity | SYSIMAGEGUIDANCE | Ensite Velocity |  |  |  | St Jude Med | System, Image Guidance |  | SYSIMAGEGUIDANCE-St Jude Med-Ensite Velocity |  |  |  |  | Not Covered Vendor Only - Lab Ana/Anes | MHHS-Southwest
NO | NO |  |  |  | 074-05144 |  | St. Jude Medical | ENSITE VELOCITY |  |  | TMC - CATH LAB - ADULT (2HVI) | MHHS-TMC |  | System, Image Guidance |  | 074-05144 |  | TMC |  | TMC - CATH LAB - ADULT (2HVI) | [5 empty] | POSITIONING AIDS, RADIOGRAPHIC/RADIOTHERAPUETIC |  | SYSIMAGEGUIDANCE-St Jude Med-Ensite Velocity | SYSIMAGEGUIDANCE | Ensite Velocity |  |  |  | St Jude Med | System, Image Guidance |  | SYSIMAGEGUIDANCE-St Jude Med-Ensite Velocity |  |  |  |  | Not Covered Vendor Only - Lab Ana/Anes | MHHS-TMC
NO | NO | [5 empty] | St. Jude Medical | ENSITE VELOCITY |  |  | TMC - CATH LAB - ADULT (2HVI) | MHHS-TMC |  | System, Image Guidance |  |  |  | TMC |  | TMC - CATH LAB - ADULT (2HVI) | [5 empty] | POSITIONING AIDS, RADIOGRAPHIC/RADIOTHERAPUETIC |  | SYSIMAGEGUIDANCE-St Jude Med-Ensite Velocity | SYSIMAGEGUIDANCE | Ensite Velocity |  |  |  | St Jude Med | System, Image Guidance |  | SYSIMAGEGUIDANCE-St Jude Med-Ensite Velocity |  |  |  |  | Not Covered Vendor Only - Lab Ana/Anes | MHHS-TMC
NO | NO | [5 empty] | St. Jude Medical | ENSITE VELOCITY |  |  | TMC - RADIOLOGY - CHILDRENS HOSPITAL (OLD) | MHHS-TMC |  | System, Image Guidance |  |  |  | TMC |  | TMC - RADIOLOGY - CHILDRENS HOSPITAL (OLD) | [5 empty] | POSITIONING AIDS, RADIOGRAPHIC/RADIOTHERAPUETIC |  | SYSIMAGEGUIDANCE-St Jude Med-Ensite Velocity | SYSIMAGEGUIDANCE | Ensite Velocity |  |  |  | St Jude Med | System, Image Guidance |  | SYSIMAGEGUIDANCE-St Jude Med-Ensite Velocity |  |  |  |  | Not Covered Vendor Only - Biomedical | MHHS-TMC
NO | NO |  |  |  | 029-06475 |  | St. Jude Medical | ENSITE VELOCITY |  |  | WOODLANDS - CATH LAB | MHHS-Woodlands |  | System, Image Guidance |  | 029-06475 |  | Woodlands |  | WOODLANDS - CATH LAB | [5 empty] | POSITIONING AIDS, RADIOGRAPHIC/RADIOTHERAPUETIC |  | SYSIMAGEGUIDANCE-St Jude Med-Ensite Velocity | SYSIMAGEGUIDANCE | Ensite Velocity |  |  |  | St Jude Med | System, Image Guidance |  | SYSIMAGEGUIDANCE-St Jude Med-Ensite Velocity |  |  |  |  | Not Covered Vendor Only - Lab Ana/Anes | MHHS-Woodlands
NO | NO | [5 empty] | St. Jude Medical | ENSITE VELOCITY |  |  | WOODLANDS - CATH LAB | MHHS-Woodlands |  | System, Image Guidance |  |  |  | Woodlands |  | WOODLANDS - CATH LAB | [5 empty] | POSITIONING AIDS, RADIOGRAPHIC/RADIOTHERAPUETIC |  | SYSIMAGEGUIDANCE-St Jude Med-Ensite Velocity | SYSIMAGEGUIDANCE | Ensite Velocity |  |  |  | St Jude Med | System, Image Guidance |  | SYSIMAGEGUIDANCE-St Jude Med-Ensite Velocity |  |  |  |  | Not Covered Vendor Only - Lab Ana/Anes | MHHS-Woodlands
NO | NO | [5 empty] | St. Jude Medical | ENSITE VELOCITY |  |  | WOODLANDS - CATH LAB | MHHS-Woodlands |  | System, Image Guidance |  |  |  | Woodlands |  | WOODLANDS - CATH LAB | [5 empty] | POSITIONING AIDS, RADIOGRAPHIC/RADIOTHERAPUETIC |  | SYSIMAGEGUIDANCE-St Jude Med-Ensite Velocity | SYSIMAGEGUIDANCE | Ensite Velocity |  |  |  | St Jude Med | System, Image Guidance |  | SYSIMAGEGUIDANCE-St Jude Med-Ensite Velocity |  |  |  |  | Not Covered Vendor Only - Lab Ana/Anes | MHHS-Woodlands
NO | YES |  |  |  | 005-09626 | 005-09626 | St. Jude Medical | EP-4 |  |  | SE-Cath Lab | MHHS-Southeast |  | Stimulators, Electrical, Cardiac Diagnostic |  | 005-09626 | 005-09626 | Southeast | MHHS-Southeast | SE-Cath Lab | Cath Lab 1 |  |  |  |  | STIMULATORS, ELECTRICAL, NEUROMUSCULAR |  | STIMEP-St Jude Med-EP-4 | STIMEP | EP-4 |  |  |  | St Jude Med | Stimulators, Electrical, Cardiac Diagnostic |  | STIMEP-St Jude Med-EP-4 |  | 11/19/19 |  |  | Covered PM Repair - Radiology, Low End | MHHS-Southeast
YES | YES |  |  |  | 099-06293 | 099-06293 | St. Jude Medical | EP-4 |  |  | SE - CATH LAB |  |  |  |  | 099-06293 | 099-06293 | Southeast | Memorial Hermann Southeast Hospital | SE - CATH LAB | Cath Lab 1 |  |  |  | Cnf pm label
NO | NO | [5 empty] | St. Jude Medical | EP-WORKMATE |  |  | SE - CATH LAB | MHHS-Southeast |  | DVD, Player/Recorder |  |  |  | Southeast & Bay Area |  | SE - CATH LAB | [5 empty] | WORKSTATIONS |  | DVD-St Jude Med-EP Workmate | DVD | EP Workmate |  |  |  | St Jude Med | DVD, Player/Recorder |  |  | DVD-St Jude Med-EP Workmate |  |  |  | Covered PM Repair - Biomedical | MHHS-Southeast
NO | YES |  |  |  | 074-06695 | 074-06695 | St. Jude Medical | GOV - EE3000 |  | 2UA8221VJD | TMC-Cath Lab-Adult (2Hvi) | MHHS-TMC |  |  |  | 074-06695 | 074-06695 | TMC | MHHS-TMC | TMC-Cath Lab-Adult (2Hvi) | Cath lab 4 | 12/1/19 |  | 12/1/20 |  | STEREOTACTIC SYSTEM |  | .needs class | [5 empty] | St Jude Med |  |  |  |  | 12/6/18 |  |  | Covered PM Repair - Biomedical | MHHS-TMC
NO | NO |  |  |  | 074-06696 |  | St. Jude Medical | GOV - EE3000 |  |  | TMC - CATH LAB - ADULT (2HVI) | MHHS-TMC |  |  |  | 074-06696 |  | TMC |  | TMC - CATH LAB - ADULT (2HVI) | [5 empty] | STEREOTACTIC SYSTEM |  | .needs class | [5 empty] | St Jude Med | [7 empty] | Covered PM Repair - Biomedical | MHHS-TMC
NO | NO |  |  |  | K23013-T9 |  | St. Jude Medical | IBI-1500T9-CO |  | K23013-T9 | SE - CATH LAB | MHHS-Southeast |  |  |  | K23013-T9 |  | Southeast & Bay Area |  | SE - CATH LAB | [5 empty] | ELECTROSURGICAL UNITS |  | .needs class | [5 empty] | St Jude Med | [7 empty] | Not Covered Vendor Only - Biomedical | MHHS-Southeast
NO | NO |  |  |  | 013-35866 |  | St. Jude Medical | IBI-1500T9-CO |  |  | SW - CATH LAB | MHHS-Southwest |  |  |  | 013-35866 |  | Southwest |  | SW - CATH LAB | [5 empty] | ELECTROSURGICAL UNITS |  | .needs class | [5 empty] | St Jude Med | [7 empty] | Not Covered Vendor Only - Biomedical | MHHS-Southwest
NO | NO | [5 empty] | St. Jude Medical | IBI-1500T9-CO |  |  | TMC - CATH LAB - ADULT (2HVI) | MHHS-TMC | [5 empty] | TMC |  | TMC - CATH LAB - ADULT (2HVI) | [5 empty] | ELECTROSURGICAL UNITS |  | .needs class | [5 empty] | St Jude Med | [7 empty] | Covered PM Repair - Biomedical | MHHS-TMC
NO | NO | [5 empty] | St. Jude Medical | IBI-1500T9-CO |  |  | TMC - CATH LAB - ADULT (2HVI) | MHHS-TMC | [5 empty] | TMC |  | TMC - CATH LAB - ADULT (2HVI) | [5 empty] | ELECTROSURGICAL UNITS |  | .needs class | [5 empty] | St Jude Med | [7 empty] | Covered PM Repair - Biomedical | MHHS-TMC
NO | YES |  |  |  | 074-05150 | 074-05150 | St. Jude Medical | ILUMIEN |  |  | TMC-Cath Lab-Adult (2Hvi) | MHHS-TMC |  | Retinal Camera |  | 074-05150 | 074-05150 | TMC | MHHS-TMC | TMC-Cath Lab-Adult (2Hvi) | TMC - CATH LAB - ADULT (2HVI) | 10/1/19 |  |  |  | NAVIGATION SYSTEMS, SURGICAL | Retinal Camera | CAMFUND-St Jude Med-Ilumien | CAMFUND | Ilumien |  |  |  | St Jude Med | Retinal Camera |  | CAMFUND-St Jude Med-Ilumien |  |  |  |  | Covered PM Repair - Radiology, High End | MHHS-TMC | [8 empty] | CAMFUND | Retinal Camera | St Jude Med
NO | NO |  |  |  | 013-36194 |  | St. Jude Medical | ILUMIEN |  |  | SW - CATH LAB | MHHS-Southwest |  | Retinal Camera |  | 013-36194 |  | Southwest |  | SW - CATH LAB | [5 empty] | NAVIGATION SYSTEMS, SURGICAL |  | CAMFUND-St Jude Med-Ilumien | CAMFUND | Ilumien |  |  |  | St Jude Med | Retinal Camera |  | CAMFUND-St Jude Med-Ilumien |  |  |  |  | Covered PM Repair - Biomedical | MHHS-Southwest
NO | NO |  |  |  | 074-05146 |  | St. Jude Medical | ILUMIEN |  |  | TMC - CATH LAB - ADULT (2HVI) | MHHS-TMC |  | Retinal Camera |  | 074-05146 |  | TMC |  | TMC - CATH LAB - ADULT (2HVI) | [5 empty] | NAVIGATION SYSTEMS, SURGICAL |  | CAMFUND-St Jude Med-Ilumien | CAMFUND | Ilumien |  |  |  | St Jude Med | Retinal Camera |  | CAMFUND-St Jude Med-Ilumien |  |  |  |  | Covered PM Repair - Biomedical | MHHS-TMC
NO | NO | [5 empty] | St. Jude Medical | ILUMIEN OPTIS |  |  | SE - CATH LAB | MHHS-Southeast |  | Retinal Camera |  |  |  | Southeast & Bay Area |  | SE - CATH LAB | [5 empty] | NAVIGATION SYSTEMS, SURGICAL |  | CAMFUND-St Jude Med-ILUMIEN OPTIS | CAMFUND | ILUMIEN OPTIS |  |  |  | St Jude Med | Retinal Camera |  | CAMFUND-St Jude Med-ILUMIEN OPTIS |  |  |  |  | Covered PM Repair - Biomedical | MHHS-Southeast
NO | NO | [5 empty] | St. Jude Medical | ILUMIEN OPTIS |  |  | SE - CATH LAB | MHHS-Southeast |  | Retinal Camera |  |  |  | Southeast & Bay Area |  | SE - CATH LAB | [5 empty] | NAVIGATION SYSTEMS, SURGICAL |  | CAMFUND-St Jude Med-ILUMIEN OPTIS | CAMFUND | ILUMIEN OPTIS |  |  |  | St Jude Med | Retinal Camera |  | CAMFUND-St Jude Med-ILUMIEN OPTIS |  |  |  |  | Covered PM Repair - Biomedical | MHHS-Southeast
NO | NO |  |  |  | 074-05149 |  | St. Jude Medical | ILUMIEN OPTIS |  |  | TMC - CATH LAB - ADULT (2HVI) | MHHS-TMC |  | Retinal Camera |  | 074-05149 |  | TMC |  | TMC - CATH LAB - ADULT (2HVI) | [5 empty] | NAVIGATION SYSTEMS, SURGICAL |  | CAMFUND-St Jude Med-ILUMIEN OPTIS | CAMFUND | ILUMIEN OPTIS |  |  |  | St Jude Med | Retinal Camera |  | CAMFUND-St Jude Med-ILUMIEN OPTIS |  |  |  |  | Covered PM Repair - Radiology, Low End | MHHS-TMC
NO | NO | [5 empty] | St. Jude Medical | ILUMIEN OPTIS |  |  | TMC - OR - CVOR (7HVI) | MHHS-TMC |  | Retinal Camera |  |  |  | TMC |  | TMC - OR - CVOR (7HVI) | [5 empty] | NAVIGATION SYSTEMS, SURGICAL |  | CAMFUND-St Jude Med-ILUMIEN OPTIS | CAMFUND | ILUMIEN OPTIS |  |  |  | St Jude Med | Retinal Camera |  | CAMFUND-St Jude Med-ILUMIEN OPTIS |  |  |  |  | Covered PM Repair - Biomedical | MHHS-TMC
YES | YES |  |  |  | 099-03715 | 099-03715 | St. Jude Medical | L8-3 |  | 11268L5X118G | [5 empty] | 099-03715 | 099-03715 | Humble | HM Humble |  |  |  | 2/1/20
NO | NO |  |  |  | S04037L5X112F |  | St. Jude Medical | L8-3 |  | S04037L5X112F | SW - CATH LAB | MHHS-Southwest |  | Transducer, Ultrasound |  | S04037L5X112F |  | Southwest |  | SW - CATH LAB | [5 empty] | PROBES, ULTRASONIC |  | TRANSDUCERULTRASOUND-Zonare-L8-3 | TRANSDUCERULTRASOUND | L8-3 |  |  |  | Zonare | Transducer, Ultrasound |  |  | TRANSDUCERULTRASOUND-Zonare-L8-3 |  |  |  | Covered PM Repair - Biomedical | MHHS-Southwest
NO | NO |  |  |  | 013-17938 |  | St. Jude Medical | MG1000 |  |  | SW - CATH LAB | MHHS-Southwest |  |  |  | 013-17938 |  | Southwest |  | SW - CATH LAB | [5 empty] | POSITIONING AIDS, RADIOGRAPHIC/RADIOTHERAPUETIC |  | .needs class | [5 empty] | St Jude Med | [7 empty] | Covered PM Repair - Biomedical | MHHS-Southwest
NO | NO |  |  |  | 02008TEE112B |  | St. Jude Medical | P-8-3 TEE TRANSDUCER |  | 02008TEE112B | SW - CATH LAB | MHHS-Southwest |  |  |  | 02008TEE112B |  | Southwest |  | SW - CATH LAB | [5 empty] | PROBES, ULTRASONIC |  | .needs class | [5 empty] | St Jude Med | [7 empty] | Not Covered Vendor Only - Lab Ana/Anes | MHHS-Southwest
NO | NO |  |  |  | 06067P4X114D |  | St. Jude Medical | P4-1C |  | 06067P4X114D | MEMORIAL CITY - CATH LAB | MHHS-Mem City |  | Transducer, Ultrasound |  | 06067P4X114D |  | West & Memorial City |  | MEMORIAL CITY - CATH LAB | [5 empty] | PROBES, ULTRASONIC |  | TRANSDUCERULTRASOUND-ZONARE-P4-1c | TRANSDUCERULTRASOUND | P4-1c |  |  |  | ZONARE | Transducer, Ultrasound |  |  | TRANSDUCERULTRASOUND-ZONARE-P4-1c |  |  |  | Covered PM Repair - Biomedical | MHHS-Mem City
NO | NO |  |  |  | S05328P4X112E |  | St. Jude Medical | P4-1C |  | S05328P4X112E | SW - CATH LAB | MHHS-Southwest |  | Transducer, Ultrasound |  | S05328P4X112E |  | Southwest |  | SW - CATH LAB | [5 empty] | PROBES, ULTRASONIC |  | TRANSDUCERULTRASOUND-ZONARE-P4-1c | TRANSDUCERULTRASOUND | P4-1c |  |  |  | ZONARE | Transducer, Ultrasound |  |  | TRANSDUCERULTRASOUND-ZONARE-P4-1c |  |  |  | Covered PM Repair - Biomedical | MHHS-Southwest
NO | NO |  |  |  | 05539P4X112K |  | St. Jude Medical | P4-1C |  | 05539P4X112K | WOODLANDS - CATH LAB | MHHS-Woodlands |  | Transducer, Ultrasound |  | 05539P4X112K |  | Woodlands |  | WOODLANDS - CATH LAB | [5 empty] | PROBES, ULTRASONIC |  | TRANSDUCERULTRASOUND-ZONARE-P4-1c | TRANSDUCERULTRASOUND | P4-1c |  |  |  | ZONARE | Transducer, Ultrasound |  |  | TRANSDUCERULTRASOUND-ZONARE-P4-1c |  |  |  | Covered PM Repair - Biomedical | MHHS-Woodlands
NO | YES |  |  |  | 133-10139 | 133-10139 | St. Jude Medical | PRESSUREWIRE RECEIVER |  | SPM02092 | Katy-Cath Lab | MHHS-Katy |  |  |  | 133-10139 | 133-10139 | Katy | MHHS-Katy | Katy-Cath Lab | Cath Lab 2 |  |  |  |  | PHYSIOLOGIC MONITOR MODULES, CARDIAC OUTPUT |  | .needs class | [5 empty] | St Jude Med |  |  |  |  | 12/27/17 |  |  | Covered PM Repair - Radiology, Low End | MHHS-Katy
NO | NO |  |  |  | 009-06914 |  | St. Jude Medical | RADIANALYZER XPRESS |  | XP2412 | GH - CATH LAB | MHHS-Greater Heights |  | Monitor, Hemodynamic |  | 009-06914 |  | Central & Greater Heights |  | GH - CATH LAB | [5 empty] | PHYSIOLOGIC MONITOR MODULES, CARDIAC OUTPUT |  | MONITORHEMODYNAMIC-St Jude Med-RadiAnalyzer Xpress | MONITORHEMODYNAMIC | RadiAnalyzer Xpress |  |  |  | St Jude Med | Monitor, Hemodynamic |  | MONITORHEMODYNAMIC-St Jude Med-RadiAnalyzer Xpress |  |  |  |  | Covered PM Repair - Biomedical | MHHS-Greater Heights
NO | NO |  |  |  | XP0359 |  | St. Jude Medical | RADIANALYZER XPRESS |  | XP0359 | SW - CATH LAB | MHHS-Southwest |  | Monitor, Hemodynamic |  | XP0359 |  | Southwest |  | SW - CATH LAB | [5 empty] | PHYSIOLOGIC MONITOR MODULES, CARDIAC OUTPUT |  | MONITORHEMODYNAMIC-St Jude Med-RadiAnalyzer Xpress | MONITORHEMODYNAMIC | RadiAnalyzer Xpress |  |  |  | St Jude Med | Monitor, Hemodynamic |  | MONITORHEMODYNAMIC-St Jude Med-RadiAnalyzer Xpress |  |  |  |  | Covered PM Repair - Biomedical | MHHS-Southwest
NO | NO |  |  |  | XP1511 |  | St. Jude Medical | RADIANALYZER XPRESS |  | XP1511 | WOODLANDS - CATH LAB | MHHS-Woodlands |  | Monitor, Hemodynamic |  | XP1511 |  | Woodlands |  | WOODLANDS - CATH LAB | [5 empty] | PHYSIOLOGIC MONITOR MODULES, CARDIAC OUTPUT |  | MONITORHEMODYNAMIC-St Jude Med-RadiAnalyzer Xpress | MONITORHEMODYNAMIC | RadiAnalyzer Xpress |  |  |  | St Jude Med | Monitor, Hemodynamic |  | MONITORHEMODYNAMIC-St Jude Med-RadiAnalyzer Xpress |  |  |  |  | Covered PM Repair - Biomedical | MHHS-Woodlands
YES | YES |  |  |  | 099-04929 | 099-04929 | St. Jude Medical | TactiSys Quartz |  |  | KATY - CATH LAB |  |  |  |  | 099-04929 | 099-04929 | Katy | Memorial Hermann Katy Hospital | KATY - CATH LAB | Cath lab 1 | 2/1/20
NO | YES |  |  |  | 041-32038 | 041-32038 | St. Jude Medical | TACTISYS QUARTZ SYSTEM |  |  | MEMORIAL CITY - CATH LAB | MHHS-Mem City |  |  |  | 041-32038 | 041-32038 | West | Heart | MEMORIAL CITY - CATH LAB | EP 215.1 Cath Lab 1 |  |  |  |  | PHYSIOLOGIC MONITOR MODULES, CARDIAC OUTPUT |  | .needs class | [5 empty] | St Jude Med | [7 empty] | Covered PM Repair - Biomedical | MHHS-Mem City
NO | NO |  |  |  | 013-35881 |  | St. Jude Medical | VANTAGE VIEW |  |  | SW - CATH LAB | MHHS-Southwest |  | Monitor, Video |  | 013-35881 |  | Southwest |  | SW - CATH LAB | [5 empty] | IMAGE STORAGE DEVICES, MONITOR |  | MONITORVIDEO-St Jude Med-VantageView | MONITORVIDEO | VantageView |  |  |  | St Jude Med | Monitor, Video |  |  | MONITORVIDEO-St Jude Med-VantageView |  |  |  | Covered PM Repair - Biomedical | MHHS-Southwest
NO | NO | [5 empty] | St. Jude Medical | VIEWFLEX XTRA |  |  | TMC - OR - CVOR (7HVI) | MHHS-TMC | [5 empty] | TMC |  | TMC - OR - CVOR (7HVI) | [5 empty] | ULTRASOUND SURGICAL UNITS |  | .needs class | [5 empty] | St Jude Med | [7 empty] | Covered PM Repair - Biomedical | MHHS-TMC
NO | YES |  |  |  | 142-06780 | 142-06780 | St. Jude Medical | VIEWMATE Z |  | 37529C618L | NE-Cath Lab | MHHS-Northeast |  |  |  | 142-06780 | 142-06780 | Katy | MHHS-Northeast | NE-Cath Lab |  | 2/1/19 | 2/1/20 |  |  | ULTRASONIC UNITS, DIAGNOSTIC |  | .needs class | [5 empty] | St Jude Med |  |  |  |  | 4/3/17 |  |  | Covered PM Repair - Biomedical | MHHS-Northeast
NO | NO |  |  |  | S12733S214H |  | St. Jude Medical | VIEWMATE Z |  | S12733S214H | WOODLANDS - CATH LAB | MHHS-Woodlands |  |  |  | S12733S214H |  | Woodlands |  | WOODLANDS - CATH LAB | [5 empty] | ULTRASONIC UNITS, DIAGNOSTIC |  | .needs class | [5 empty] | St Jude Med | [7 empty] | Covered PM Repair - Biomedical | MHHS-Woodlands
NO | YES | Serial Number S12698S214F |  |  | 041-34004 | 041-34004 | St. Jude Medical | z.one Scan Engine |  | S12698S214F | MEMORIAL CITY - CATH LAB |  |  |  |  | 041-34004 | 041-34004 | West | Heart | MEMORIAL CITY - CATH LAB | EP 215.1 Cath Lab 1 |  |  |  | Parent ID: 041-18495
NO | YES | Serial Number S12698S214F |  |  | 041-18495 | 041-18495 | St. Jude Medical | Zonare |  | S12698S214F | MEMORIAL CITY - CATH LAB | MHHS-Mem City |  |  |  | 041-18495 | 041-18495 | West | Heart | MEMORIAL CITY - CATH LAB | EP 215.1 Cath Lab 1 |  |  |  |  | ULTRASONIC UNITS, DIAGNOSTIC |  | .needs class | [5 empty] | St Jude Med | [7 empty] | Covered PM Repair - Biomedical | MHHS-Mem City
YES | YES |  |  |  | 029-12165 | 029-12165 | STA compact Max | Stago |  | CF76092845 | CCC in spring |  |  |  |  | 029-12165 | 029-12165 | ccc spring |  | CCC in spring | Lab
NO | YES |  |  |  | 151-02651 | 151-02651 | Stackhouse Inc | MINI VAC |  | V10146 | CY-Labor & Delivery | MHHS-Cypress |  | System, Evacuation, Smoke |  | 151-02651 | 151-02651 | Northwest | MHHS-Cypress | CY-Labor & Delivery | C-Section 1 | 12/1/19 | 12/1/20 |  |  | SMOKE EVACUATION SYSTEMS, SURGICAL | System, Evacuation, Smoke | SYSEVACSMOKE-MegaDyne Medi-Minivac | SYSEVACSMOKE | Minivac |  |  |  | MegaDyne Medi | System, Evacuation, Smoke |  |  | SYSEVACSMOKE-MegaDyne Medi-Minivac | 5/12/16 |  |  | Covered PM Repair - Biomedical | MHHS-Cypress | [8 empty] | SYSEVACSMOKE | System, Evacuation, Smoke | MegaDyne Medi
YES | YES | Serial Number Cnf |  |  | 099-03642 | 099-03642 | Staco Energy Prod | 3PN1010V |  | CNF | Biomed Shop |  |  |  |  | 099-03642 | 099-03642 | Katy | Memorial Hermann Katy Hospital | Biomed Shop | Biomed Shop
YES | YES |  |  |  | 013-35797 | 013-35797 | Stago | Sta Compact |  |  | SW - LABORATORY - CHEMISTRY |  |  |  |  | 013-35797 | 013-35797 | Southwest | Memorial Hermann Southwest Hospital | SW - LABORATORY - CHEMISTRY | COAG |  |  |  | No PM Sticker
YES | YES |  |  |  | 013-35798 | 013-35798 | Stago | Sta Compact |  |  | SW - LABORATORY - CHEMISTRY |  |  |  |  | 013-35798 | 013-35798 | Southwest | Memorial Hermann Southwest Hospital | SW - LABORATORY - CHEMISTRY | COAG |  |  |  | No PM Sticker
YES | YES |  |  |  | cp77013290 | 099-04811 | Stago | Sta compact max |  | Cp77013290 | Lab |  |  |  |  | cp77013290 | 099-04811 | Pearland | Memorial Hermann Pearland Hospital | Lab | Lab | [6 empty] | ANAYLZERHEMOSTASIS-Stago-STA R Max
YES | YES |  |  |  | 000-04940 | 000-04940 | Stago | STA COMPACT MAX |  | CF77013301 | ER lab |  |  |  |  | 000-04940 | 000-04940 | Katy | Memorial Hermann Convenient Care Center in Kingwood (Kingwood CCC) | ER lab | Nurses station | [6 empty] | ANAYLZERHEMOSTASIS-Stago-STA R Max
YES | YES |  |  |  | 009-10510 | 009-10510 | Stago | Sta Compact Max |  | CF77033534 | CC-Lab |  |  |  |  | 009-10510 | 009-10510 | Central | Memorial Hermann Urgent Care Greater Heights (#100) | CC-Lab | Lab | 2/1/20 | [5 empty] | ANAYLZERHEMOSTASIS-Stago-STA R Max
YES | YES |  |  |  | 099-01914 | 099-01914 | Stago | Sta compact max |  | Cf75112108 | SC CCC - (NE) - LABORATORY |  |  |  |  | 099-01914 | 099-01914 | Katy | Memorial Hermann Convenient Care Center in Summer Creek (Summer Creek CCC) | SC CCC - (NE) - LABORATORY | Lab | [6 empty] | ANAYLZERHEMOSTASIS-Stago-STA R Max
YES | YES |  |  |  | 029-13895 | 029-13895 | Stago | Sta compact max |  | CF79015037 | Lab |  |  |  |  | 029-13895 | 029-13895 | Woodlands | Memorial Hermann The Woodlands Medical Center | Lab | Lab | [6 empty] | ANAYLZERHEMOSTASIS-Stago-STA R Max
YES | YES |  |  |  | 099-07560 | 099-07560 | Stago | STA Compact Max |  |  | SE - LABORATORY |  |  |  |  | 099-07560 | 099-07560 | Southeast | Memorial Hermann Southeast Hospital | SE - LABORATORY | [7 empty] | ANAYLZERHEMOSTASIS-Stago-STA R Max
YES | YES |  |  |  | 099-07559 | 099-07559 | Stago | STA Compact Max |  | CF79025086 | SE - LABORATORY |  |  |  |  | 099-07559 | 099-07559 | Southeast | Memorial Hermann Southeast Hospital | SE - LABORATORY | [7 empty] | ANAYLZERHEMOSTASIS-Stago-STA R Max
YES | YES |  |  |  | 583-01688 | 583-01688 | Stago | STA COMPACT MAX |  | CF7503297 | GH - LABORATORY |  |  |  |  | 583-01688 | 583-01688 | Central | GH - LABORATORY | GH - LABORATORY | GH - LABORATORY
YES | YES |  |  |  | 099-05962 | 099-05962 | Stago | STA R Max |  | DB69063626 | TMC - LABORATORY - SPECIMEN PROCESSING (1R) |  |  |  |  | 099-05962 | 099-05962 | TMC | Memorial Hermann Texas Medical Center | TMC - LABORATORY - SPECIMEN PROCESSING (1R) | Lab | [5 empty] | Analyzer, Hemostasis | ANAYLZERHEMOSTASIS-Stago-STA R Max | [12 empty] | AHS-A | [9 empty] | Analyzer, Hemostasis | ANAYLZERHEMOSTASIS | Analyzer, Hemostasis | Stago
YES | YES |  |  |  | 099-05334 | 099-05334 | Stago | STA R Max |  |  | TMC - LABORATORY - BLOOD BANK (1R) |  |  |  |  | 099-05334 | 099-05334 | TMC | Childrens ER - Texas Medical Center | TMC - LABORATORY - BLOOD BANK (1R) | LABORATORY | 3/1/20 |  |  | Not In Use |  | Analyzer, Hemostasis | ANAYLZERHEMOSTASIS-Stago-STA R Max | [12 empty] | AHS-A | [9 empty] | Analyzer, Hemostasis | ANAYLZERHEMOSTASIS | Analyzer, Hemostasis | Stago
YES | YES |  |  |  | 142-09521 | 142-09521 | Stamobil | Stamobil |  | SZS2170202567 | TIRR - OP - WOODLANDS (MP2, STE 270 |  |  |  |  | 142-09521 | 142-09521 | Woodlands | MHHS-others | TIRR - OP - WOODLANDS (MP2, STE 270 | TIRR
YES | YES |  |  |  | 009-34063 | 009-34063 | Stamobil | Stamobil plus |  |  | GH - THERAPY SERVICES |  |  |  |  | 009-34063 | 009-34063 |  |  | GH - THERAPY SERVICES | 2nd floor
YES | YES |  |  |  | 074-06418 | 074-06418 | Standby | Baumanometer |  |  | MH MG - (SW) - SOUTHWEST CARDIOLOGY (MP2) |  |  |  |  | 074-06418 | 074-06418 | Southwest | Memorial Hermann Southwest Hospital | MH MG - (SW) - SOUTHWEST CARDIOLOGY (MP2) | Exam rm 3 | [6 empty] | SPHYGMOMANOMETERMERCURY-W A Baum Co-Baumanometer
NO | YES |  |  |  | 151-01611 | 151-01611 | Stanlay healthcare | M200 |  | 61G-16080128/085 | CY-ICU | MHHS-Cypress |  | Regulator, Vacuum |  | 151-01611 | 151-01611 | Northwest | MHHS-Cypress | CY-ICU | ICU 9 |  |  |  |  | REGULATORS, SUCTION |  |  | REGULATORVACUUM | 881VR-300-OH-D |  |  |  | Genstar Tech | Regulator, Vacuum |  |  | REGULATORVACUUM-Genstar Tech-881VR-300-OH-D |  |  |  | Covered PM Repair - Biomedical | MHHS-Cypress
YES | YES |  |  |  | 151-05021 | 151-05021 | Stanlay healthcare | M200 |  | nsn | CY - COU |  |  |  |  | 151-05021 | 151-05021 | Northwest | Memorial Hermann Cypress Hospital | CY - COU | COU-4 | [6 empty] | ALARMBED-Stanley Healthcare-M200
YES | YES |  |  |  | 151-05024 | 151-05024 | Stanlay healthcare | M200 |  | nsn | CY - COU |  |  |  |  | 151-05024 | 151-05024 | Northwest | Memorial Hermann Cypress Hospital | CY - COU | COU-5 | [6 empty] | ALARMBED-Stanley Healthcare-M200
YES | YES |  |  |  | 151-05025 | 151-05025 | Stanlay healthcare | M200 |  | nsn | CY - COU |  |  |  |  | 151-05025 | 151-05025 | Northwest | Memorial Hermann Cypress Hospital | CY - COU | COU-2 | [6 empty] | ALARMBED-Stanley Healthcare-M200
YES | YES |  |  |  | 151-05028 | 151-05028 | Stanlay healthcare | M200 |  | nsn | ICU 14 |  |  |  |  | 151-05028 | 151-05028 | Northwest | Memorial Hermann Cypress Hospital Emergency Center | ICU 14 | ICU 14 | [6 empty] | ALARMBED-Stanley Healthcare-M200
YES | YES |  |  |  | 151-05031 | 151-05031 | Stanlay healthcare | M200 |  | nsn | Icu |  |  |  |  | 151-05031 | 151-05031 | Northwest | Memorial Hermann Cypress Hospital | Icu | Icu 11 | [6 empty] | ALARMBED-Stanley Healthcare-M200
YES | YES |  |  |  | 151-05033 | 151-05033 | Stanlay healthcare | M200 |  | nsn | Icu |  |  |  |  | 151-05033 | 151-05033 | Northwest | Memorial Hermann Cypress Hospital | Icu | Icu 10 | [6 empty] | ALARMBED-Stanley Healthcare-M200
YES | YES |  |  |  | 151-04676 | 151-04676 | Stanlay healthcare | M200 |  | nsn | Icu |  |  |  |  | 151-04676 | 151-04676 | Northwest | Memorial Hermann Cypress Hospital | Icu | Icu 4 | [6 empty] | ALARMBED-Stanley Healthcare-M200
YES | YES |  |  |  | 151-04680 | 151-04680 | Stanlay healthcare | M200 |  | nsn | CY - ICU |  |  |  |  | 151-04680 | 151-04680 | Northwest | Memorial Hermann Cypress Hospital | CY - ICU | ICU 2 | [6 empty] | ALARMBED-Stanley Healthcare-M200
YES | YES |  |  |  | 151-04686 | 151-04686 | Stanlay healthcare | M200 |  | nsn | CY - ICU |  |  |  |  | 151-04686 | 151-04686 | Northwest | Memorial Hermann Cypress Hospital | CY - ICU | ICU 9 | [6 empty] | ALARMBED-Stanley Healthcare-M200
YES | YES |  |  |  | 151-04689 | 151-04689 | Stanlay healthcare | M200 |  | nsn | CY - ICU |  |  |  |  | 151-04689 | 151-04689 | Northwest | Memorial Hermann Cypress Hospital | CY - ICU | CY - ICU 12 | [6 empty] | ALARMBED-Stanley Healthcare-M200
YES | YES |  |  |  | 151-04669 | 151-04669 | Stanlay healthcare | M200 |  | nsn | CY - 3 SOUTH |  |  |  |  | 151-04669 | 151-04669 | Northwest | Memorial Hermann Cypress Hospital | CY - 3 SOUTH | [7 empty] | ALARMBED-Stanley Healthcare-M200
YES | YES |  |  |  | 151-04667 | 151-04667 | Stanlay healthcare | M200 |  | nsn | CY - 3 SOUTH |  |  |  |  | 151-04667 | 151-04667 | Northwest | Memorial Hermann Cypress Hospital | CY - 3 SOUTH | [7 empty] | ALARMBED-Stanley Healthcare-M200
YES | YES |  |  |  | 151-04664 | 151-04664 | Stanlay healthcare | M200 |  | nsn | CY - ICU |  |  |  |  | 151-04664 | 151-04664 | Northwest | Memorial Hermann Cypress Hospital | CY - ICU | CY -ICU 17 |  | 2/1/20 |  |  |  |  | ALARMBED-Stanley Healthcare-M200
YES | YES |  |  |  | 151-04661 | 151-04661 | Stanlay healthcare | M200 |  | nsn | CY - 3 south |  |  |  |  | 151-04661 | 151-04661 | Northwest | Memorial Hermann Cypress Hospital | CY - 3 south | CY - 313 | [6 empty] | ALARMBED-Stanley Healthcare-M200
YES | YES |  |  |  | 099-02184 | 099-02184 | Stanley |  |  | C124313 | Katy-ER |  |  |  |  | 099-02184 | 099-02184 | Katy | Katy | Katy-ER | ER
YES | YES | Serial Number Cnf |  |  | 151-03711 | 151-03711 | Stanley | Cnf |  | Cnf | Medsurg |  |  |  |  | 151-03711 | 151-03711 | Northwest | Cypress | Medsurg | Room 402 | [6 empty] | .needs class
YES | YES | Serial Number Cnf |  |  | 099-00400 | 099-00400 | Stanley | Cnf |  | Cnf | KATY - ER |  |  |  |  | 099-00400 | 099-00400 | Katy | Katy | KATY - ER | EC 7 |  | 2/1/20 |  |  |  |  | .needs class
YES | YES | Serial Number Cnf |  |  | 151-03712 | 151-03712 | Stanley | M200 |  | Cnf | Medsurg |  |  |  |  | 151-03712 | 151-03712 | Northwest | Cypress | Medsurg | Room 403 | [6 empty] | ALARMBED-Stanley Healthcare-M200
YES | YES | Serial Number Cnf |  |  | 151-03714 | 151-03714 | Stanley | M200 |  | Cnf | Medsurg |  |  |  |  | 151-03714 | 151-03714 | Northwest | Cypress | Medsurg | Room S404 | [6 empty] | ALARMBED-Stanley Healthcare-M200
YES | YES | Serial Number Cnf |  |  | 151-03718 | 151-03718 | Stanley | M200 |  | Cnf | CY - 3 SOUTH |  |  |  |  | 151-03718 | 151-03718 | Northwest | Cypress | CY - 3 SOUTH | S3307 | [6 empty] | ALARMBED-Stanley Healthcare-M200
YES | YES | Serial Number Cnf |  |  | 151-03719 | 151-03719 | Stanley | M200 |  | Cnf | CY - 3 SOUTH |  |  |  |  | 151-03719 | 151-03719 | Northwest | Cypress | CY - 3 SOUTH | S3308 | [6 empty] | ALARMBED-Stanley Healthcare-M200
YES | YES | Serial Number Cnf |  |  | 151-03723 | 151-03723 | Stanley | M200 |  | Cnf | 3 south |  |  |  |  | 151-03723 | 151-03723 | Northwest | Cypress | 3 south | S310 | [6 empty] | ALARMBED-Stanley Healthcare-M200
YES | YES | Serial Number Cnf |  |  | 151-03725 | 151-03725 | Stanley | M200 |  | Cnf | 3 south |  |  |  |  | 151-03725 | 151-03725 | Northwest | Cypress | 3 south | S311 | [6 empty] | ALARMBED-Stanley Healthcare-M200
YES | YES | Serial Number Cnf |  |  | 151-03728 | 151-03728 | Stanley | M200 |  | Cnf | 3 south |  |  |  |  | 151-03728 | 151-03728 | Northwest | Cypress | 3 south | S312 | [6 empty] | ALARMBED-Stanley Healthcare-M200
YES | YES | Serial Number Cnf |  |  | 151-03744 | 151-03744 | Stanley | M200 |  | Cnf | CY - ER |  |  |  |  | 151-03744 | 151-03744 | Northwest | Cypress | CY - ER | COU 4 | [6 empty] | ALARMBED-Stanley Healthcare-M200
YES | YES | Serial Number Cnf |  |  | 151-03745 | 151-03745 | Stanley | M200 |  | Cnf | CY - ER |  |  |  |  | 151-03745 | 151-03745 | Northwest | Cypress | CY - ER | COU 1 | [6 empty] | ALARMBED-Stanley Healthcare-M200
YES | YES | Serial Number Cnf |  |  | 099-04666 | 099-04666 | Stanley | M200 |  | Cnf | Pearland |  |  |  |  | 099-04666 | 099-04666 | Pearlnad | Pearland | Pearland | 361a | 2/1/20 | 2/1/20 |  |  |  |  | ALARMBED-Stanley Healthcare-M200
YES | YES | Serial Number Cnf |  |  | 099-02149 | 099-02149 | Stanley | M200 |  | Cnf | KATY - ER |  |  |  |  | 099-02149 | 099-02149 | Katy | Katy | KATY - ER | EC 25 | 2/1/20 | 2/1/20 |  |  |  |  | ALARMBED-Stanley Healthcare-M200
YES | YES |  |  |  | 099-02150 | 099-02150 | Stanley | M200 |  |  | KATY - ER |  |  |  |  | 099-02150 | 099-02150 | Katy | Katy | KATY - ER | EC 23 | [6 empty] | ALARMBED-Stanley Healthcare-M200
YES | YES | Serial Number Cnf |  |  | 099-00401 | 099-00401 | Stanley | M200 |  | Cnf | KATY - ER |  |  |  |  | 099-00401 | 099-00401 | Katy | Memorial Hermann Katy Hospital | KATY - ER | EC 10 |  | 2/1/20 |  |  |  |  | ALARMBED-Stanley Healthcare-M200
YES | YES | Serial Number Cnf |  |  | 099-13952 | 099-13952 | Stanley | M200 |  | Cnf | Tmc-5West |  |  |  |  | 099-13952 | 099-13952 | Tmc | Tmc | Tmc-5West | C5-52 | 3/1/20 |  | 3/1/20 |  |  |  | ALARMBED-Stanley Healthcare-M200
YES | YES |  |  |  | 099-13955 | 099-13955 | Stanley | M200 |  |  | Tmc-5West |  |  |  |  | 099-13955 | 099-13955 | Tmc | Tmc | Tmc-5West | C5-56 | [6 empty] | ALARMBED-Stanley Healthcare-M200
YES | YES | Serial Number Cnf |  |  | 099-13791 | 099-13791 | Stanley | M200 |  | Cnf | Jones Pavilion |  |  |  |  | 099-13791 | 099-13791 | Tmc | Tmc | Jones Pavilion | J902 | 3/1/20 | [5 empty] | ALARMBED-Stanley Healthcare-M200
YES | YES | Serial Number Cnf |  |  | 151-04195 | 151-04195 | Stanley | M200 |  | Cnf | Patient rooms |  |  |  |  | 151-04195 | 151-04195 | Mem city | Memorial city - Memorial herman hospital | Patient rooms | Patient room |  |  |  | No pm sticker found
YES | YES |  |  |  | M200 |  | Stanley | M200 |  |  | MEMORIAL CITY - MHT - JHC JoInt Center |  |  |  |  | M200 |  | West | West | MEMORIAL CITY - MHT - JHC JoInt Center | MH8:106 Room 8M35 Joint Center
YES | YES |  |  |  | M200 |  | Stanley | M200 |  |  | MEMORIAL CITY - MHT - JHC JoInt Center |  |  |  |  | M200 |  | West | West | MEMORIAL CITY - MHT - JHC JoInt Center | MH8:106 Room 8M34 Joint Center
YES | YES | Serial Number Cnf |  |  | FM-2000 | FM-2000 | Stanley | M200 |  | Cnf | MEMORIAL CITY - MHT - MED/SURG |  |  |  |  | FM-2000 | FM-2000 | West | West | MEMORIAL CITY - MHT - MED/SURG | MH6:201 Room 6M01
YES | YES | Serial Number Cnf |  |  | SKI-FM2000 | M200 | Stanley | M200 |  | Cnf | MEMORIAL CITY - ER |  |  |  |  | SKI-FM2000 | M200 | West | West | MEMORIAL CITY - ER | ER RM1
YES | YES | Serial Number Cnf |  |  | SKU-FM2000 | M200 | Stanley | M200 |  | Cnf | MEMORIAL CITY - ER |  |  |  |  | SKU-FM2000 | M200 | West | West | MEMORIAL CITY - ER | ER RM3
YES | YES | Serial Number Cnf |  |  | Stanley | M200 | Stanley | M200 |  | cnf | MEMORIAL CITY - ER |  |  |  |  | Stanley | M200 | West | West | MEMORIAL CITY - ER | ER Supply Room
YES | YES | Serial Number Cnf |  |  | 041-34841 | 041-34841 | Stanley | M200 |  | Cnf | Genaeral Surgery |  |  |  |  | 041-34841 | 041-34841 | Memorial City | Memorial City | Genaeral Surgery | Room 512
YES | YES | Serial Number Cnf |  |  | 041-34840 | 041-34840 | Stanley | M200 |  | Cnf | Genaeral Surgery |  |  |  |  | 041-34840 | 041-34840 | Memorial City | Memorial City | Genaeral Surgery | Room 505
YES | YES |  |  |  | 583-01603 | 583-01603 | Stanley | M200 | [7 empty] | 583-01603 | 583-01603 |  | Memorial hermann |  | 1st floor
YES | YES |  |  |  | SKU-2000 | M200 | Stanley | M200 |  | M200 | Genaeral Surgery |  |  |  |  | SKU-2000 | M200 | Memorial City | Memorial City | Genaeral Surgery | Room 543
YES | YES | Serial Number Cnf |  |  | m200 | M200 | Stanley | M200 |  | Cnf | Genaeral Surgery |  |  |  |  | m200 | M200 | Memorial City | Memorial City | Genaeral Surgery | Room 508
YES | YES |  |  |  | 583-01605 | 583-01605 | Stanley | M200 | [7 empty] | 583-01605 | 583-01605 |  | Memorial hermann |  | 1st floor
YES | YES | Serial Number Cnf |  |  | 583-01723 | 583-01723 | Stanley | M200 |  | Cnf | MEMORIAL CITY - EAST TOWER - IMCU |  |  |  |  | 583-01723 | 583-01723 | West | West | MEMORIAL CITY - EAST TOWER - IMCU
YES | YES |  |  |  | ICUrm401 | ICUrm401 | Stanley | M200 |  | ICUrm401 | Mh icu |  |  |  |  | ICUrm401 | ICUrm401 | West | Memorial Hermann Memorial city medical center | Mh icu | Icu rm 401
YES | YES | Asset Tag Rm417 |  |  | Rm417 | Rm417 | Stanley | M200 |  | Rm417 | MEMORIAL CITY - EAST TOWER - IMCU |  |  |  |  | Rm417 | Rm417 | West |  | MEMORIAL CITY - EAST TOWER - IMCU
YES | YES |  |  |  | Rm 706 | Rm 706 | Stanley | M200 |  | Rm706 | [5 empty] | Rm 706 | Rm 706 | Med surge | Memorial hermann |  | 7th floor
YES | YES |  |  |  | 583-01655 | 583-01655 | Stanley | M200 |  |  | Med/Sug |  |  |  |  | 583-01655 | 583-01655 | West | West | Med/Sug | 7Med /Sug Room705
YES | YES |  |  |  | 583-01653 | 583-01653 | Stanley | M200 |  | Cnf | Med/Sug |  |  |  |  | 583-01653 | 583-01653 | West | West | Med/Sug | 7Med /Sug Room722
YES | YES | Serial Number Cnf |  |  | RM13 | RM 13 | Stanley | M200 |  | Cnf | GH - LABOR |  |  |  |  | RM13 | RM 13 | Central | Greater Heights | GH - LABOR | GJ-LABOR
YES | YES |  |  |  | 009-33086 | 009-33086 | Stanley | M200 |  |  | GH -Labor |  |  |  |  | 009-33086 | 009-33086 | Central | GH-Labor | GH -Labor | OBS 9
YES | YES | Serial Number Cnf |  |  | 009-33034 | 009-33034 | Stanley | M200 |  | Cnf | GH - LABOR |  |  |  |  | 009-33034 | 009-33034 | Central | Greater Heights | GH - LABOR | GJ-LABOR
YES | YES |  |  |  | 009-33088 | 009-33088 | Stanley | M200 |  |  | GH - Labor |  |  |  |  | 009-33088 | 009-33088 | Central | GH | GH - Labor
YES | YES |  |  |  | 009-33099 | 009-33099 | Stanley | M200 |  |  | GH - LABOR |  |  |  |  | 009-33099 | 009-33099 | Central | GH-Labor | GH - LABOR | LD1
YES | YES |  |  |  | 009-33095 | 009-33095 | Stanley | M200 |  |  | GH-Labor |  |  |  |  | 009-33095 | 009-33095 | GH-Labor | GH-Labor | GH-Labor | Birthing Suite 2 LD2
YES | YES | Serial Number Cnf |  |  | 009-33030 | 009-33030 | Stanley | M200 |  | Cnf | NE - 4 WEST TOWER |  |  |  |  | 009-33030 | 009-33030 | Katy | Memorial Hermann | NE - 4 WEST TOWER | Med surg |  |  |  | No pm
YES | YES | Serial Number Cnf |  |  | 009-33029 | 009-33029 | Stanley | M200 |  | Cnf | NE - 4 WEST TOWER |  |  |  |  | 009-33029 | 009-33029 | Katy | Memorial Hermann | NE - 4 WEST TOWER | Med surg |  |  |  | No pm
YES | YES | Serial Number Cnf |  |  | 041-34836 | 041-34836 | Stanley | M200 |  | Cnf | NE - 4 WEST TOWER |  |  |  |  | 041-34836 | 041-34836 | Katy | Memorial Hermann | NE - 4 WEST TOWER | Med surg |  |  |  | No pm
YES | YES | Serial Number Cnf |  |  | 142-09592 | 142-09592 | Stanley | M200 |  | Cnf | NE- 3 WEST TOWER CARDIO |  |  |  |  | 142-09592 | 142-09592 | Katy | Memorial Hermann North East Hospital | NE- 3 WEST TOWER CARDIO | MED SURG CARDIAC |  |  |  | No pm
YES | YES |  |  |  | 009-34150 | 009-34150 | Stanley Healthcare |  |  |  | 4 north |  |  |  |  | 009-34150 | 009-34150 | Central | Memorial hermann greater heights | 4 north | Rm 409
YES | YES | Serial Number Cnf |  |  | 099-04155 | 099-04155 | Stanley Healthcare | Bed Alarm |  | Cnf | 3 South Med Surg |  |  |  |  | 099-04155 | 099-04155 | Pearland | Pearland Hospital | 3 South Med Surg | N305
YES | YES |  |  |  | 099-08113 | 099-08113 | Stanley Healthcare | Chair Alarm |  |  | 4N |  |  |  |  | 099-08113 | 099-08113 | Central | Memorial Hermann Hospital greater heights | 4N
YES | YES |  |  |  | 099-08111 | 099-08111 | Stanley Healthcare | Chair Alarm |  |  | 4N |  |  |  |  | 099-08111 | 099-08111 | Central | Memorial Hermann Hospital greater heights | 4N
YES | YES |  |  |  | 099-08112 | 099-08112 | Stanley Healthcare | Chair Alarm |  |  | 4N |  |  |  |  | 099-08112 | 099-08112 | Central | Memorial Hermann Hospital greater heights | 4N
YES | YES |  |  |  | 099-08256 | 099-08256 | Stanley Healthcare | Chair Alarm |  |  | 4N |  |  |  |  | 099-08256 | 099-08256 | Central | Memorial Hermann Hospital greater heights | 4N
YES | YES |  |  |  | 099-08257 | 099-08257 | Stanley Healthcare | Chair Alarm |  |  | 4N |  |  |  |  | 099-08257 | 099-08257 | Central | Memorial Hermann Hospital greater heights | 4N
YES | YES |  |  |  | 151-04342 | 151-04342 | Stanley healthcare | Cnf |  |  | MEMORIAL CITY - ER |  |  |  |  | 151-04342 | 151-04342 | West | Memorialcity - memorial herman emergency center | MEMORIAL CITY - ER | E1-508 |  |  |  | No pm sticker found
YES | YES | Serial Number Cnf |  |  | 099-00397 | 099-00397 | Stanley healthcare | Cnf |  | Cnf | MEMORIAL CITY - ER |  |  |  |  | 099-00397 | 099-00397 | West | Memorialcity - memorial herman emergency center | MEMORIAL CITY - ER | E1-501 |  |  |  | No pm sticker found
YES | YES | Serial Number Cnf |  |  | 099-00394 | 099-00394 | Stanley healthcare | Cnf |  | Cnf | MEMORIAL CITY - ER |  |  |  |  | 099-00394 | 099-00394 | West | Memorialcity - memorial herman emergency center | MEMORIAL CITY - ER | E1-516 |  |  |  | No pm sticker found
YES | YES | Serial Number Cnf |  |  | 041-33820 | 041-33820 | Stanley healthcare | Cnf |  | Cnf | MEMORIAL CITY - NUCLEAR MEDICINE |  |  |  |  | 041-33820 | 041-33820 | West | Memorial city - cardiology dep. | MEMORIAL CITY - NUCLEAR MEDICINE | Pre admit testing |  |  |  | No pm found
YES | YES | Serial Number Cnf |  |  | 041-33819 | 041-33819 | Stanley healthcare | Cnf |  | Cnf | MEMORIAL CITY - NUCLEAR MEDICINE |  |  |  |  | 041-33819 | 041-33819 | West | Memorial city - cardiology dep. | MEMORIAL CITY - NUCLEAR MEDICINE | Pre admit testing |  |  |  | No pm sticker found
YES | YES | Serial Number Cnf |  |  | 099-02189 | 099-02189 | Stanley Healthcare | M200 |  | Cnf | 5th floor |  |  |  |  | 099-02189 | 099-02189 | Katy | Katy | 5th floor | 5th floor | [6 empty] | ALARMBED-Stanley Healthcare-M200
YES | YES | Serial Number Cnf |  |  | 099-02190 | 099-02190 | Stanley Healthcare | M200 |  | Cnf | 5th floor |  |  |  |  | 099-02190 | 099-02190 | Katy | Katy | 5th floor | 5th floor | [6 empty] | ALARMBED-Stanley Healthcare-M200
YES | YES | Serial Number Cnf |  |  | 099-02191 | 099-02191 | Stanley Healthcare | M200 |  | Cnf | 5th floor |  |  |  |  | 099-02191 | 099-02191 | Katy | Katy | 5th floor | 5th floor | [6 empty] | ALARMBED-Stanley Healthcare-M200
YES | YES | Serial Number Cnf |  |  | 099-02193 | 099-02193 | Stanley Healthcare | M200 |  | Cnf | 6th floor |  |  |  |  | 099-02193 | 099-02193 | Katy | Kathy | 6th floor | 6th floor |  |  |  | No pm |  |  | ALARMBED-Stanley Healthcare-M200
YES | YES | Serial Number Cnf |  |  | 099-02195 | 099-02195 | Stanley Healthcare | M200 |  | Cnf | 6th floor |  |  |  |  | 099-02195 | 099-02195 | Katy | Katy | 6th floor |  | 2/1/20 |  |  | No pm |  |  | ALARMBED-Stanley Healthcare-M200
YES | YES | Serial Number Cnf |  |  | 099-02196 | 099-02196 | Stanley Healthcare | M200 |  | Cnf | 6th floor |  |  |  |  | 099-02196 | 099-02196 | Katy | Kathy | 6th floor |  | 2/1/20 |  |  | No pm |  |  | ALARMBED-Stanley Healthcare-M200
YES | YES | Serial Number Cnf |  |  | 099-02198 | 099-02198 | Stanley Healthcare | M200 |  | Cnf | 6th floor |  |  |  |  | 099-02198 | 099-02198 | Katy | Katy | 6th floor |  | 2/1/20 |  |  | No pm |  |  | ALARMBED-Stanley Healthcare-M200
YES | YES | Serial Number Cnf |  |  | 099-02199 | 099-02199 | Stanley Healthcare | M200 |  | Cnf | 6th floor |  |  |  |  | 099-02199 | 099-02199 | Katy | Katy | 6th floor |  | 2/1/20 |  |  | No pm |  |  | ALARMBED-Stanley Healthcare-M200
YES | YES | Serial Number Cnf |  |  | 099-02201 | 099-02201 | Stanley Healthcare | M200 |  | Cnf | 7th floor |  |  |  |  | 099-02201 | 099-02201 | Katy | Katy | 7th floor |  | 2/1/20 |  |  | No pm |  |  | ALARMBED-Stanley Healthcare-M200
YES | YES | Serial Number Cnf |  |  | 099-02203 | 099-02203 | Stanley Healthcare | M200 |  | Cnf | 7th floor |  |  |  |  | 099-02203 | 099-02203 | Katy | Katy | 7th floor |  | 2/1/20 |  |  | No pm |  |  | ALARMBED-Stanley Healthcare-M200
YES | YES | Serial Number Cnf |  |  | 099-02204 | 099-02204 | Stanley Healthcare | M200 |  | Cnf | 7th floor |  |  |  |  | 099-02204 | 099-02204 | Katy | Katy | 7th floor |  | 2/1/20 |  |  | No pm |  |  | ALARMBED-Stanley Healthcare-M200
YES | YES | Serial Number Cnf |  |  | 099-02222 | 099-02222 | Stanley Healthcare | M200 |  | Cnf | 7th floor |  |  |  |  | 099-02222 | 099-02222 | Katy | Katy | 7th floor |  | 2/1/20 |  |  | No pm |  |  | ALARMBED-Stanley Healthcare-M200
YES | YES | Serial Number Cnf |  |  | 099-02219 | 099-02219 | Stanley Healthcare | M200 |  | Cnf | 7th floor |  |  |  |  | 099-02219 | 099-02219 | Katy | Katy | 7th floor |  | 2/1/20 |  |  | No pm |  |  | ALARMBED-Stanley Healthcare-M200
YES | YES | Serial Number Cnf |  |  | 099-02108 | 099-02108 | Stanley Healthcare | M200 |  | Cnf | 7th floor |  |  |  |  | 099-02108 | 099-02108 | Katy | Katy | 7th floor |  | 2/1/20 |  |  | No pm |  |  | ALARMBED-Stanley Healthcare-M200
YES | YES |  |  |  | 099-00614 | 099-00614 | Stanley Healthcare | M200 |  |  | Southwest 5 |  |  |  |  | 099-00614 | 099-00614 | Katy | Memorial Hermann Northeast Hospital | Southwest 5 | [7 empty] | ALARMBED-Stanley Healthcare-M200
YES | YES |  |  |  | 099-00616 | 099-00616 | Stanley Healthcare | M200 |  |  | Southwest 5 |  |  |  |  | 099-00616 | 099-00616 | Katy | Memorial Hermann Northeast Hospital | Southwest 5 | [7 empty] | ALARMBED-Stanley Healthcare-M200
YES | YES |  |  |  | 099-00618 | 099-00618 | Stanley Healthcare | M200 |  |  | Southwest 5 |  |  |  |  | 099-00618 | 099-00618 | Northeast | Memorial Hermann Northeast Hospital | Southwest 5 | [7 empty] | ALARMBED-Stanley Healthcare-M200
YES | YES |  |  |  | 099-00620 | 099-00620 | Stanley Healthcare | M200 |  |  | Southwest 5 |  |  |  |  | 099-00620 | 099-00620 | Katy | Memorial Hermann Northeast Hospital | Southwest 5 | [7 empty] | ALARMBED-Stanley Healthcare-M200
YES | YES |  |  |  | 099-00623 | 099-00623 | Stanley Healthcare | M200 |  |  | Southwest 5 |  |  |  |  | 099-00623 | 099-00623 | Katy | Memorial Hermann Northeast Hospital | Southwest 5 | [7 empty] | ALARMBED-Stanley Healthcare-M200
YES | YES |  |  |  | 099-00626 | 099-00626 | Stanley Healthcare | M200 |  |  | Southwest 5 |  |  |  |  | 099-00626 | 099-00626 | Katy | Memorial Hermann Northeast Hospital | Southwest 5 | [7 empty] | ALARMBED-Stanley Healthcare-M200
YES | YES |  |  |  | 099-00647 | 099-00647 | Stanley Healthcare | M200 |  |  | Southwest 5 |  |  |  |  | 099-00647 | 099-00647 | Katy | Memorial Hermann Northeast Hospital | Southwest 5 | [7 empty] | ALARMBED-Stanley Healthcare-M200
YES | YES |  |  |  | 099-00652 | 099-00652 | Stanley Healthcare | M200 |  |  | NE - 4th IMCU |  |  |  |  | 099-00652 | 099-00652 | Katy | Memorial Hermann Northeast Hospital | NE - 4th IMCU | [7 empty] | ALARMBED-Stanley Healthcare-M200
YES | YES |  |  |  | 099-00665 | 099-00665 | Stanley Healthcare | M200 |  |  | NE - IMU2 |  |  |  |  | 099-00665 | 099-00665 | Katy | Memorial Hermann Northeast Hospital | NE - IMU2 | Station | [6 empty] | ALARMBED-Stanley Healthcare-M200
YES | YES |  |  |  | 099-00974 | 099-00974 | Stanley Healthcare | M200 |  |  | NE - ICU -4th |  |  |  |  | 099-00974 | 099-00974 | Katy | Memorial Hermann Northeast Hospital | NE - ICU -4th | [7 empty] | ALARMBED-Stanley Healthcare-M200
YES | YES |  |  |  | 099-00971 | 099-00971 | Stanley Healthcare | M200 |  |  | NE - ICU -4th |  |  |  |  | 099-00971 | 099-00971 | Katy | Memorial Hermann Northeast Hospital | NE - ICU -4th | [7 empty] | ALARMBED-Stanley Healthcare-M200
YES | YES |  |  |  | 099-08423 | 099-08423 | Stanley Healthcare | M200 |  |  | 4th Floor |  |  |  |  | 099-08423 | 099-08423 | Greater heights | Memorial Hermann Hospital | 4th Floor | Room 401A | [6 empty] | ALARMBED-Stanley Healthcare-M200
YES | YES |  |  |  | 099-08424 | 099-08424 | Stanley Healthcare | M200 |  |  | 4th Floor |  |  |  |  | 099-08424 | 099-08424 | Greater heights | Memorial Hermann Hospital | 4th Floor | Room 401A | [6 empty] | ALARMBED-Stanley Healthcare-M200
YES | YES |  |  |  | 099-08426 | 099-08426 | Stanley Healthcare | M200 |  |  | 4th Floor |  |  |  |  | 099-08426 | 099-08426 | Greater heights | Memorial Hermann Hospital | 4th Floor | Room 403A | [6 empty] | ALARMBED-Stanley Healthcare-M200
YES | YES |  |  |  | 009-34152 | 009-34152 | Stanley Healthcare | M200 |  |  | 4 north |  |  |  |  | 009-34152 | 009-34152 | Central | Memorial hermann greater heights | 4 north | Rm 414 |  |  | 3/1/20 |  |  |  | ALARMBED-Stanley Healthcare-M200
YES | YES |  |  |  | 009-34155 | 009-34155 | Stanley Healthcare | M200 |  |  | 4 north |  |  |  |  | 009-34155 | 009-34155 | Central | Memorial hermann greater heights | 4 north | Rm 414 | [6 empty] | ALARMBED-Stanley Healthcare-M200
YES | YES |  |  |  | 009-34156 | 009-34156 | Stanley Healthcare | M200 |  |  | 4 north |  |  |  |  | 009-34156 | 009-34156 | Central | Memorial hermann greater heights | 4 north | Rm 412A | [6 empty] | ALARMBED-Stanley Healthcare-M200
YES | YES |  |  |  | 099-08428 | 099-08428 | Stanley Healthcare | M200 |  |  | 4th Floor |  |  |  |  | 099-08428 | 099-08428 | Greater heights | Memorial Hermann Hospital | 4th Floor | Room 415 | [6 empty] | ALARMBED-Stanley Healthcare-M200
YES | YES |  |  |  | 099-08430 | 099-08430 | Stanley Healthcare | M200 |  |  | 4th Floor |  |  |  |  | 099-08430 | 099-08430 | Greater heights | Memorial Hermann Hospital | 4th Floor | Room 417 | [6 empty] | ALARMBED-Stanley Healthcare-M200
YES | YES |  |  |  | 009-34161 | 009-34161 | Stanley Healthcare | M200 |  |  | 4 north |  |  |  |  | 009-34161 | 009-34161 | Central | Memorial hermann greater heights | 4 north | 416B | [6 empty] | ALARMBED-Stanley Healthcare-M200
YES | YES |  |  |  | 099-08432 | 099-08432 | Stanley Healthcare | M200 |  |  | 4th Floor |  |  |  |  | 099-08432 | 099-08432 | Greater heights | Memorial Hermann Hospital | 4th Floor | Room 421 | [6 empty] | ALARMBED-Stanley Healthcare-M200
YES | YES |  |  |  | 009-34164 | 009-34164 | Stanley Healthcare | M200 |  |  | 4 north |  |  |  |  | 009-34164 | 009-34164 | Central | Memorial hermann greater heights | 4 north | 426A | [6 empty] | ALARMBED-Stanley Healthcare-M200
YES | YES |  |  |  | 099-08435 | 099-08435 | Stanley Healthcare | M200 |  |  | 4th Floor |  |  |  |  | 099-08435 | 099-08435 | Greater heights | Memorial Hermann Hospital | 4th Floor | Room 423 | [6 empty] | ALARMBED-Stanley Healthcare-M200
YES | YES |  |  |  | 009-34165 | 009-34165 | Stanley Healthcare | M200 |  |  | 4 north |  |  |  |  | 009-34165 | 009-34165 | Central | Memorial hermann greater heights | 4 north | [7 empty] | ALARMBED-Stanley Healthcare-M200
YES | YES |  |  |  | 099-08295 | 099-08295 | Stanley Healthcare | M200 |  |  | 6 North |  |  |  |  | 099-08295 | 099-08295 | Central | Memorial hermann greater heights hospital | 6 North | [7 empty] | ALARMBED-Stanley Healthcare-M200
YES | YES |  |  |  | 099-08298 | 099-08298 | Stanley Healthcare | M200 |  |  | 6 North |  |  |  |  | 099-08298 | 099-08298 | Central | Memorial hermann greater heights hospital | 6 North | [7 empty] | ALARMBED-Stanley Healthcare-M200
YES | YES |  |  |  | 099-08238 | 099-08238 | Stanley Healthcare | M200 |  |  | Sourh Tower 6 |  |  |  |  | 099-08238 | 099-08238 | Central | Memorial Hermann Hospital | Sourh Tower 6 | Room 602B | [6 empty] | ALARMBED-Stanley Healthcare-M200
YES | YES |  |  |  | 099-08301 | 099-08301 | Stanley Healthcare | M200 |  |  | 6 North |  |  |  |  | 099-08301 | 099-08301 | Central | Memorial hermann greater heights hospital | 6 North | Rm 614 | [6 empty] | ALARMBED-Stanley Healthcare-M200
YES | YES |  |  |  | 099-08239 | 099-08239 | Stanley Healthcare | M200 |  |  | Sourh Tower 6 |  |  |  |  | 099-08239 | 099-08239 | Central | Memorial Hermann Hospital | Sourh Tower 6 | Room 604A | [6 empty] | ALARMBED-Stanley Healthcare-M200
YES | YES |  |  |  | 099-08244 | 099-08244 | Stanley Healthcare | M200 |  |  | Sourh Tower 6 |  |  |  |  | 099-08244 | 099-08244 | Central | Memorial Hermann Hospital | Sourh Tower 6 | Room 610B | [6 empty] | ALARMBED-Stanley Healthcare-M200
YES | YES |  |  |  | 099-08305 | 099-08305 | Stanley Healthcare | M200 |  |  | 6 North |  |  |  |  | 099-08305 | 099-08305 | Central | Memorial hermann greater heights hospital | 6 North | Rm 617 | [6 empty] | ALARMBED-Stanley Healthcare-M200
YES | YES |  |  |  | 099-08246 | 099-08246 | Stanley Healthcare | M200 |  |  | Sourh Tower 6 |  |  |  |  | 099-08246 | 099-08246 | Central | Memorial Hermann Hospital | Sourh Tower 6 | Room 612B | [6 empty] | ALARMBED-Stanley Healthcare-M200
YES | YES |  |  |  | 099-08247 | 099-08247 | Stanley Healthcare | M200 |  |  | Sourh Tower 6 |  |  |  |  | 099-08247 | 099-08247 | Central | Memorial Hermann Hospital | Sourh Tower 6 | Room 616A | [6 empty] | ALARMBED-Stanley Healthcare-M200
YES | YES |  |  |  | 099-08193 | 099-08193 | Stanley Healthcare | M200 |  |  | Sourh Tower 6 |  |  |  |  | 099-08193 | 099-08193 | Central | Memorial Hermann Hospital | Sourh Tower 6 | Room 616B | [6 empty] | ALARMBED-Stanley Healthcare-M200
YES | YES |  |  |  | 099-08196 | 099-08196 | Stanley Healthcare | M200 |  |  | Sourh Tower 6 |  |  |  |  | 099-08196 | 099-08196 | Central | Memorial Hermann Hospital | Sourh Tower 6 | Room 618B | [6 empty] | ALARMBED-Stanley Healthcare-M200
YES | YES |  |  |  | 099-08211 | 099-08211 | Stanley Healthcare | M200 |  |  | CVICU |  |  |  |  | 099-08211 | 099-08211 | Central | Memorial Hermann Hospital | CVICU | Recovery Room 4 | [6 empty] | ALARMBED-Stanley Healthcare-M200
YES | YES |  |  |  | 099-08270 | 099-08270 | Stanley Healthcare | M200 |  |  | 6th Floor |  |  |  |  | 099-08270 | 099-08270 | Central | Memorial Hermann Hospital greater heights | 6th Floor | Room 609 | [6 empty] | ALARMBED-Stanley Healthcare-M200
YES | YES | Serial Number Cnf |  |  | 099-12955 | 099-12955 | Stanley Healthcare | M200 |  | CNF | TMC - CULLEN - MICU (4) |  |  |  |  | 099-12955 | 099-12955 | TMC |  | TMC - CULLEN - MICU (4) | MICU | 3/1/20 | [5 empty] | ALARMBED-Stanley Healthcare-M200
YES | YES |  |  |  | 099-12954 | 099-12954 | Stanley Healthcare | M200 |  |  | TMC - CULLEN - MICU (4) |  |  |  |  | 099-12954 | 099-12954 | TMC |  | TMC - CULLEN - MICU (4) | MICU | [6 empty] | ALARMBED-Stanley Healthcare-M200
YES | YES | Serial Number Cnf |  |  | 099-12952 | 099-12952 | Stanley Healthcare | M200 |  | CNF | TMC - CULLEN - MICU (4) |  |  |  |  | 099-12952 | 099-12952 | TMC |  | TMC - CULLEN - MICU (4) | MICU rm 402 | [6 empty] | ALARMBED-Stanley Healthcare-M200
YES | YES | Serial Number Cnf |  |  | 099-12950 | 099-12950 | Stanley Healthcare | M200 |  | CNF | TMC - CULLEN - MICU (4) |  |  |  |  | 099-12950 | 099-12950 | TMC |  | TMC - CULLEN - MICU (4) | MICU rm 405 | [6 empty] | ALARMBED-Stanley Healthcare-M200
YES | YES | Serial Number Cnf |  |  | 099-11385 | 099-11385 | Stanley Healthcare | M200 |  | CNF | TMC - CULLEN - MICU (3) |  |  |  |  | 099-11385 | 099-11385 | TMC |  | TMC - CULLEN - MICU (3) | MICU rm 301 | 3/1/20 | [5 empty] | ALARMBED-Stanley Healthcare-M200
YES | YES | Serial Number Cnf |  |  | 099-11387 | 099-11387 | Stanley Healthcare | M200 |  | CNF | TMC - CULLEN - MICU (3) |  |  |  |  | 099-11387 | 099-11387 | TMC |  | TMC - CULLEN - MICU (3) | MICU rm 303 | [6 empty] | ALARMBED-Stanley Healthcare-M200
YES | YES | Serial Number Cnf |  |  | 099-11596 | 099-11596 | Stanley Healthcare | M200 |  | CNF | Neuroscience acute care |  |  |  |  | 099-11596 | 099-11596 | TMC | Memorial Hermann Texas | Neuroscience acute care | Rm J551 | 3/1/20 | [5 empty] | ALARMBED-Stanley Healthcare-M200
YES | YES |  |  |  | 099-11599 | 099-11599 | Stanley Healthcare | M200 |  | NSN | Neuroscience acute care |  |  |  |  | 099-11599 | 099-11599 | TMC | Memorial Hermann Texas | Neuroscience acute care | Rm J520 | [6 empty] | ALARMBED-Stanley Healthcare-M200
YES | YES | Serial Number Cnf |  |  | 099-11598 | 099-11598 | Stanley Healthcare | M200 |  | CNF | Neuroscience acute care |  |  |  |  | 099-11598 | 099-11598 | TMC | Memorial Hermann Texas | Neuroscience acute care | Rm J524 | [6 empty] | ALARMBED-Stanley Healthcare-M200
YES | YES |  |  |  | 099-11603 | 099-11603 | Stanley Healthcare | M200 |  | NSN | Fort Jones inpatient rehab |  |  |  |  | 099-11603 | 099-11603 | Memorial Hermann TMC | TMC | Fort Jones inpatient rehab | J410 | [6 empty] | ALARMBED-Stanley Healthcare-M200
YES | YES | Serial Number Cnf |  |  | 099-11609 | 099-11609 | Stanley Healthcare | M200 |  | CNF | TMC - JONES - STROKE (4J) |  |  |  |  | 099-11609 | 099-11609 | TMC | Memorial Hermann TMC | TMC - JONES - STROKE (4J) | Stroke 10 | [6 empty] | ALARMBED-Stanley Healthcare-M200
YES | YES | Serial Number Cnf |  |  | 099-11611 | 099-11611 | Stanley Healthcare | M200 |  | CNF | TMC - JONES - STROKE (4J) |  |  |  |  | 099-11611 | 099-11611 | TMC | Memorial Hermann TMC | TMC - JONES - STROKE (4J) | J415 | [6 empty] | ALARMBED-Stanley Healthcare-M200
YES | YES | Serial Number Cnf |  |  | 099-07345 | 099-07345 | Stanley Healthcare | M200 |  | CNF | SE - EMERGENCY CENTER |  |  |  |  | 099-07345 | 099-07345 | Southeast | Memorial Hermman South East | SE - EMERGENCY CENTER | Nurse Station | [6 empty] | ALARMBED-Stanley Healthcare-M200
YES | YES | Serial Number Cnf |  |  | 099-07353 | 099-07353 | Stanley Healthcare | M200 |  | CNF | SE - Clinical Decision Unit |  |  |  |  | 099-07353 | 099-07353 | Southeast | Memorial Hermman South East | SE - Clinical Decision Unit | CDU room 13 | [6 empty] | ALARMBED-Stanley Healthcare-M200
YES | YES | Serial Number Cnf |  |  | 099-07356 | 099-07356 | Stanley Healthcare | M200 |  | CNF | SE - Clinical Decision Unit |  |  |  |  | 099-07356 | 099-07356 | Southeast | Memorial Hermman South East | SE - Clinical Decision Unit | CDU room 13 | [6 empty] | ALARMBED-Stanley Healthcare-M200
YES | YES | Serial Number Cnf |  |  | 099-06125 | 099-06125 | Stanley Healthcare | M200 |  | CNF | SE - Clinical Decision Unit |  |  |  |  | 099-06125 | 099-06125 | Southeast | Memorial Hermman South East | SE - Clinical Decision Unit | CDU room 20 | [6 empty] | ALARMBED-Stanley Healthcare-M200
YES | YES | Serial Number Cnf |  |  | 099-06127 | 099-06127 | Stanley Healthcare | M200 |  | CNF | SE - Clinical Decision Unit |  |  |  |  | 099-06127 | 099-06127 | Southeast | Memorial Hermman South East | SE - Clinical Decision Unit | CDU room 21 | [6 empty] | ALARMBED-Stanley Healthcare-M200
YES | YES | Serial Number Cnf |  |  | 151-04192 | 151-04192 | Stanley healthcare | M200 |  | Cnf | Orthapidics |  |  |  |  | 151-04192 | 151-04192 | Mem city | Memorial city - Memorial herman hospital | Orthapidics | Patient room 5m24 |  |  |  | No pm sticker
YES | YES | Serial Number Cnf |  |  | 099-06811 | 099-06811 | Stanley Healthcare | M200 |  | CNF | MEMORIAL CITY - Orthopedics |  |  |  |  | 099-06811 | 099-06811 | West | Memorial City- Memorial Hermann Hospital | MEMORIAL CITY - Orthopedics | 5M26 |  |  |  | No PM sticker
YES | YES |  |  |  | 151-04190 | 151-04190 | Stanley healthcare | M200 |  |  | Orthapidics |  |  |  |  | 151-04190 | 151-04190 | Mem city | Memorial city - Memorial herman hospital | Orthapidics | Patient room 5m28 |  |  |  | No pm sticker found
YES | YES | Serial Number Cnf |  |  | 099-06813 | 099-06813 | Stanley Healthcare | M200 |  | CNF | MEMORIAL CITY - Orthopedics |  |  |  |  | 099-06813 | 099-06813 | West | Memorial City- Memorial Hermann Hospital | MEMORIAL CITY - Orthopedics | 5M34 |  |  |  | NO PM STICKER
YES | YES | Serial Number Cnf |  |  | 099-06815 | 099-06815 | Stanley Healthcare | M200 |  | CNF | MEMORIAL CITY - Orthopedics |  |  |  |  | 099-06815 | 099-06815 | West | Memorial City- Memorial Hermann Hospital | MEMORIAL CITY - Orthopedics | 5M37 |  |  |  | NO PM STICKER
YES | YES | Serial Number Cnf |  |  | 151-04185 | 151-04185 | Stanley healthcare | M200 |  | Cnf | Orthapidics |  |  |  |  | 151-04185 | 151-04185 | Mem city | Memorial city - Memorial herman hospital | Orthapidics | Patient room 5m38 |  |  |  | No pm sticker found
YES | YES |  |  |  | 099-00383 | 099-00383 | Stanley Healthcare | M200 |  | NSN | MEMORIAL CITY - ER |  |  |  |  | 099-00383 | 099-00383 | West | Memorial Hermann Memorial City ER | MEMORIAL CITY - ER | E1 510 ER Rm 30 |  |  |  | No PM sticker
YES | YES |  |  |  | 099-00385 | 099-00385 | Stanley Healthcare | M200 |  | NSN | MEMORIAL CITY - ER |  |  |  |  | 099-00385 | 099-00385 | West | Memorial Hermann Memorial City ER | MEMORIAL CITY - ER | E1 533 ER Rm 36 |  |  |  | No PM STICKER
YES | YES |  |  |  | 099-00387 | 099-00387 | Stanley Healthcare | M200 |  | NSN | MEMORIAL CITY - ER |  |  |  |  | 099-00387 | 099-00387 | West | Memorial Hermann Memorial City ER | MEMORIAL CITY - ER | E1 431 ER RM 20 |  |  |  | No PM sticker
YES | YES |  |  |  | 041-33841 | 041-33841 | Stanley Healthcare | M200 |  | NSN | Memorial City- ICU |  |  |  |  | 041-33841 | 041-33841 | West | Memorial City-Memorial Hermann Hospital | Memorial City- ICU | E4:222 Neuroscience ICU RM 443
YES | YES | Serial Number Cnf |  |  |  |  | Stanley Healthcare | M200 |  | CNF | GH - LABOR | [6 empty] | Central | Memorial Hermann Greater Heights Hospital | GH - LABOR | GH - LABOR
YES | YES | Serial Number Cnf |  |  |  |  | Stanley Healthcare | M200 |  | CNF | GH - LABOR | [6 empty] | Central | Memorial Hermann Greater Heights Hospital | GH - LABOR | GH - LABOR
YES | YES |  |  |  | 009-33082 | 009-33082 | Stanley Healthcare | M200 |  |  | GH-Labor |  |  |  |  | 009-33082 | 009-33082 | GH-Labor | GH-Labor | GH-Labor | GH-Labor OBS 14
YES | YES | Serial Number Cnf |  |  |  |  | Stanley Healthcare | M200 |  | CNF | GH - LND | [6 empty] | Central | Memorial Hermann Greater Heights Hospital | GH - LND | GH - LND 10
YES | YES | [5 empty] | Stanley Healthcare | M200 |  | NSN | GH - LND | [6 empty] | Central | Memorial Hermann Greater Heights Hospital | GH - LND | GH - LND 7
YES | YES |  |  |  | 099-08114 | 099-08114 | Stanley Healthcare Sol |  |  |  | 4N |  |  |  |  | 099-08114 | 099-08114 | Central | Memorial Hermann Hospital greater heights | 4N | 402A
YES | YES |  |  |  | 099-12236 | 099-12236 | Stanley Healthcare Sol |  |  |  | TMC |  |  |  |  | 099-12236 | 099-12236 | TMC | Memorial Hermann Heart | TMC | CVIMU Suite 1
YES | YES |  |  |  | 099-12224 | 099-12224 | Stanley Healthcare Sol |  |  |  | TMC |  |  |  |  | 099-12224 | 099-12224 | TMC | Memorial Hermann Heart | TMC | CVIMU Suite 9
YES | YES |  |  |  | 099-13038 | 099-13038 | Stanley Healthcare Sol |  |  |  | TMC - HVI - CVIMU (8HVI) |  |  |  |  | 099-13038 | 099-13038 | TMC | Memorial Hermann Heart | TMC - HVI - CVIMU (8HVI) | CVIMU Suite 14
YES | YES |  |  |  | 099-13046 | 099-13046 | Stanley Healthcare Sol | [8 empty] | 099-13046 | 099-13046 | TMC | Memorial Hermann Heart |  | CVIMU 812
YES | YES |  |  |  | 099-13036 | 099-13036 | Stanley Healthcare Sol | [8 empty] | 099-13036 | 099-13036 | TMC | Memorial Hermann Heart |  | IMU-2
YES | YES |  |  |  | 099-12724 | 099-12724 | Stanley Healthcare Sol |  |  |  | TWC |  |  |  |  | 099-12724 | 099-12724 | TMC | Memorial Hermann Heart | TWC | CVIMU Suite 15
YES | YES |  |  |  | 099-12972 | 099-12972 | Stanley Healthcare Sol |  |  |  | TMC - CULLEN - ONCOLOGY/HEMATOLOGY (4C) |  |  |  |  | 099-12972 | 099-12972 | TMC | Memorial Hermann-Texas Medical Center | TMC - CULLEN - ONCOLOGY/HEMATOLOGY (4C) | Clean room
YES | YES |  |  |  | 099-13194 | 099-13194 | Stanley Healthcare Sol |  |  | V116592 | SW-Labor and delivery |  |  |  |  | 099-13194 | 099-13194 | Southwest | Memorial Hermann Southwest Hospital | SW-Labor and delivery |  | 3/1/20 |  | 3/1/20
YES | YES |  |  |  | V122196 | V122196 | Stanley Healthcare Sol |  |  | V122196 | Memorial City MHT/Med Surg |  |  |  |  | V122196 | V122196 | West | Memorial Hermann - Memorial City | Memorial City MHT/Med Surg | MH6 418 Dialysis Equipment Storage
YES | YES |  |  |  | V122326 | V122326 | Stanley Healthcare Sol |  |  | V122326 | Memorial City MHT/Med Surg |  |  |  |  | V122326 | V122326 | West | Memorial Hermann - Memorial City | Memorial City MHT/Med Surg | MH6 418 Dialysis Equipment Storage
YES | YES |  |  |  | 099-10071 | 099-10071 | Stanley Healthcare Sol | Bed-Check Vr |  |  | Telemetry |  |  |  |  | 099-10071 | 099-10071 | Southwest | Memorial Hermann Heart | Telemetry | [6 empty] | Alarm, Bed | ALARMBED-Stanley Healthcare Sol-Bed-Check Vr | [22 empty] | Alarm, Bed | ALARMBED | Alarm, Bed | Stanley Healthcare Sol
YES | YES |  |  |  | 099-10069 | 099-10069 | Stanley Healthcare Sol | Bed-Check Vr |  |  | Telemetry |  |  |  |  | 099-10069 | 099-10069 | Southwest | Memorial Hermann Heart | Telemetry | [6 empty] | Alarm, Bed | ALARMBED-Stanley Healthcare Sol-Bed-Check Vr | [22 empty] | Alarm, Bed | ALARMBED | Alarm, Bed | Stanley Healthcare Sol
YES | YES |  |  |  | 099-10064 | 099-10064 | Stanley Healthcare Sol | Bed-Check Vr |  |  | SW - HVI - TELEMETRY |  |  |  |  | 099-10064 | 099-10064 | Southwest | Memorial Hermann Heart | SW - HVI - TELEMETRY | CVA17 | [5 empty] | Alarm, Bed | ALARMBED-Stanley Healthcare Sol-Bed-Check Vr | [22 empty] | Alarm, Bed | ALARMBED | Alarm, Bed | Stanley Healthcare Sol
YES | YES |  |  |  | 099-10063 | 099-10063 | Stanley Healthcare Sol | Bed-Check Vr |  |  | SW - HVI - TELEMETRY |  |  |  |  | 099-10063 | 099-10063 | Southwest | Memorial Hermann Heart | SW - HVI - TELEMETRY | CVA16 | [5 empty] | Alarm, Bed | ALARMBED-Stanley Healthcare Sol-Bed-Check Vr | [22 empty] | Alarm, Bed | ALARMBED | Alarm, Bed | Stanley Healthcare Sol
YES | YES |  |  |  | 099-10060 | 099-10060 | Stanley Healthcare Sol | Bed-Check Vr |  |  | SW - HVI - TELEMETRY |  |  |  |  | 099-10060 | 099-10060 | Southwest | Memorial Hermann Heart | SW - HVI - TELEMETRY | CVICU9 | [5 empty] | Alarm, Bed | ALARMBED-Stanley Healthcare Sol-Bed-Check Vr | [22 empty] | Alarm, Bed | ALARMBED | Alarm, Bed | Stanley Healthcare Sol
YES | YES |  |  |  | 099-10105 | 099-10105 | Stanley Healthcare Sol | Bed-Check Vr |  |  | 10th floor |  |  |  |  | 099-10105 | 099-10105 | Southwest | Memorial Hermann Southwest Hospital | 10th floor | [6 empty] | Alarm, Bed | ALARMBED-Stanley Healthcare Sol-Bed-Check Vr | [22 empty] | Alarm, Bed | ALARMBED | Alarm, Bed | Stanley Healthcare Sol
YES | YES |  |  |  | 099-10106 | 099-10106 | Stanley Healthcare Sol | Bed-Check Vr |  |  | 10th floor |  |  |  |  | 099-10106 | 099-10106 | Southwest | Memorial Hermann Southwest Hospital | 10th floor | E Wing 1086 | [5 empty] | Alarm, Bed | ALARMBED-Stanley Healthcare Sol-Bed-Check Vr | [22 empty] | Alarm, Bed | ALARMBED | Alarm, Bed | Stanley Healthcare Sol
YES | YES |  |  |  | 099-10107 | 099-10107 | Stanley Healthcare Sol | Bed-Check Vr |  |  | 10th floor |  |  |  |  | 099-10107 | 099-10107 | Southwest | Memorial Hermann Southwest Hospital | 10th floor | E Wing 1088 | [5 empty] | Alarm, Bed | ALARMBED-Stanley Healthcare Sol-Bed-Check Vr | [22 empty] | Alarm, Bed | ALARMBED | Alarm, Bed | Stanley Healthcare Sol
YES | YES |  |  |  | 099-10205 | 099-10205 | Stanley Healthcare Sol | Bed-Check Vr |  |  | 10th floor |  |  |  |  | 099-10205 | 099-10205 | Southwest | Memorial Hermann Southwest Hospital | 10th floor | A Wing 905 | [5 empty] | Alarm, Bed | ALARMBED-Stanley Healthcare Sol-Bed-Check Vr | [22 empty] | Alarm, Bed | ALARMBED | Alarm, Bed | Stanley Healthcare Sol
YES | YES |  |  |  | 099-10200 | 099-10200 | Stanley Healthcare Sol | Bed-Check Vr |  |  | 9th floor |  |  |  |  | 099-10200 | 099-10200 | Southwest | Memorial Hermann Southwest Hospital | 9th floor | B Wing 922 | [5 empty] | Alarm, Bed | ALARMBED-Stanley Healthcare Sol-Bed-Check Vr | [22 empty] | Alarm, Bed | ALARMBED | Alarm, Bed | Stanley Healthcare Sol
YES | YES |  |  |  | 099-10199 | 099-10199 | Stanley Healthcare Sol | Bed-Check Vr |  |  | 9th floor |  |  |  |  | 099-10199 | 099-10199 | Southwest | Memorial Hermann Southwest Hospital | 9th floor | B Wing 924 | [5 empty] | Alarm, Bed | ALARMBED-Stanley Healthcare Sol-Bed-Check Vr | [22 empty] | Alarm, Bed | ALARMBED | Alarm, Bed | Stanley Healthcare Sol
YES | YES |  |  |  | 099-10193 | 099-10193 | Stanley Healthcare Sol | Bed-Check Vr |  |  | 9th floor |  |  |  |  | 099-10193 | 099-10193 | Southwest | Memorial Hermann Southwest Hospital | 9th floor | E Wing 982 | [5 empty] | Alarm, Bed | ALARMBED-Stanley Healthcare Sol-Bed-Check Vr | [22 empty] | Alarm, Bed | ALARMBED | Alarm, Bed | Stanley Healthcare Sol
YES | YES |  |  |  | 099-10188 | 099-10188 | Stanley Healthcare Sol | Bed-Check Vr |  | V118318 | 8th floor |  |  |  |  | 099-10188 | 099-10188 | Southwest | Memorial Hermann Southwest Hospital | 8th floor | A Wing 806 | [5 empty] | Alarm, Bed | ALARMBED-Stanley Healthcare Sol-Bed-Check Vr | [22 empty] | Alarm, Bed | ALARMBED | Alarm, Bed | Stanley Healthcare Sol
YES | YES |  |  |  | 099-10265 | 099-10265 | Stanley Healthcare Sol | Bed-Check Vr |  |  | 8th floor |  |  |  |  | 099-10265 | 099-10265 | Southwest | Memorial Hermann Southwest Hospital | 8th floor | D Wing 863 | [5 empty] | Alarm, Bed | ALARMBED-Stanley Healthcare Sol-Bed-Check Vr | [22 empty] | Alarm, Bed | ALARMBED | Alarm, Bed | Stanley Healthcare Sol
YES | YES |  |  |  | 099-10267 | 099-10267 | Stanley Healthcare Sol | Bed-Check Vr |  |  | SW - ICU |  |  |  |  | 099-10267 | 099-10267 | Southwest | Memorial Hermann Southwest Hospital | SW - ICU | A Wing 609 | [5 empty] | Alarm, Bed | ALARMBED-Stanley Healthcare Sol-Bed-Check Vr | [22 empty] | Alarm, Bed | ALARMBED | Alarm, Bed | Stanley Healthcare Sol
YES | YES |  |  |  | 099-10269 | 099-10269 | Stanley Healthcare Sol | Bed-Check Vr |  |  | SW - ICU |  |  |  |  | 099-10269 | 099-10269 | Southwest | Memorial Hermann Southwest Hospital | SW - ICU | B Wing 631 | [5 empty] | Alarm, Bed | ALARMBED-Stanley Healthcare Sol-Bed-Check Vr | [22 empty] | Alarm, Bed | ALARMBED | Alarm, Bed | Stanley Healthcare Sol
YES | YES |  |  |  | 099-10270 | 099-10270 | Stanley Healthcare Sol | Bed-Check Vr |  |  | SW - ICU |  |  |  |  | 099-10270 | 099-10270 | Southwest | Memorial Hermann Southwest Hospital | SW - ICU | B Wing 630 | [5 empty] | Alarm, Bed | ALARMBED-Stanley Healthcare Sol-Bed-Check Vr | [22 empty] | Alarm, Bed | ALARMBED | Alarm, Bed | Stanley Healthcare Sol
YES | YES |  |  |  | 099-10271 | 099-10271 | Stanley Healthcare Sol | Bed-Check Vr |  |  | SW - ICU |  |  |  |  | 099-10271 | 099-10271 | Southwest | Memorial Hermann Southwest Hospital | SW - ICU | C Wing 639 | [5 empty] | Alarm, Bed | ALARMBED-Stanley Healthcare Sol-Bed-Check Vr | [22 empty] | Alarm, Bed | ALARMBED | Alarm, Bed | Stanley Healthcare Sol
YES | YES |  |  |  | 099-10272 | 099-10272 | Stanley Healthcare Sol | Bed-Check Vr |  |  | SW - ICU |  |  |  |  | 099-10272 | 099-10272 | Southwest | Memorial Hermann Southwest Hospital | SW - ICU | C Wing 640 | [5 empty] | Alarm, Bed | ALARMBED-Stanley Healthcare Sol-Bed-Check Vr | [22 empty] | Alarm, Bed | ALARMBED | Alarm, Bed | Stanley Healthcare Sol
YES | YES |  |  |  | 099-10274 | 099-10274 | Stanley Healthcare Sol | Bed-Check Vr |  |  | SW - ICU |  |  |  |  | 099-10274 | 099-10274 | Southwest | Memorial Hermann Southwest Hospital | SW - ICU | C Wing 642 | [5 empty] | Alarm, Bed | ALARMBED-Stanley Healthcare Sol-Bed-Check Vr | [22 empty] | Alarm, Bed | ALARMBED | Alarm, Bed | Stanley Healthcare Sol
YES | YES |  |  |  | 099-10275 | 099-10275 | Stanley Healthcare Sol | Bed-Check Vr |  |  | SW - ICU |  |  |  |  | 099-10275 | 099-10275 | Southwest | Memorial Hermann Southwest Hospital | SW - ICU | Wing 656 | [5 empty] | Alarm, Bed | ALARMBED-Stanley Healthcare Sol-Bed-Check Vr | [22 empty] | Alarm, Bed | ALARMBED | Alarm, Bed | Stanley Healthcare Sol
YES | YES |  |  |  | 099-10277 | 099-10277 | Stanley Healthcare Sol | Bed-Check Vr |  |  | SW - ICU |  |  |  |  | 099-10277 | 099-10277 | Southwest | Memorial Hermann Southwest Hospital | SW - ICU | E Wing 689 | [5 empty] | Alarm, Bed | ALARMBED-Stanley Healthcare Sol-Bed-Check Vr | [22 empty] | Alarm, Bed | ALARMBED | Alarm, Bed | Stanley Healthcare Sol
YES | YES |  |  |  | 099-10304 | 099-10304 | Stanley Healthcare Sol | Bed-Check Vr |  |  | 6th floor |  |  |  |  | 099-10304 | 099-10304 | Southwest | Memorial Hermann Southwest Hospital | 6th floor | Rm 694 | [5 empty] | Alarm, Bed | ALARMBED-Stanley Healthcare Sol-Bed-Check Vr | [22 empty] | Alarm, Bed | ALARMBED | Alarm, Bed | Stanley Healthcare Sol
YES | YES |  |  |  | 099-10281 | 099-10281 | Stanley Healthcare Sol | Bed-Check Vr |  |  | Nursery |  |  |  |  | 099-10281 | 099-10281 | Southwest | Memorial Hermann Southwest Hospital | Nursery | [6 empty] | Alarm, Bed | ALARMBED-Stanley Healthcare Sol-Bed-Check Vr | [22 empty] | Alarm, Bed | ALARMBED | Alarm, Bed | Stanley Healthcare Sol
YES | YES |  |  |  | 099-10793 | 099-10793 | Stanley Healthcare Sol | Bed-Check Vr |  |  | SW - NURSERY |  |  |  |  | 099-10793 | 099-10793 | Southwest | Memorial Hermann Southwest Hospital | SW - NURSERY | 5th Floor Room 566 |  |  |  | New Add |  | Alarm, Bed | ALARMBED-Stanley Healthcare Sol-Bed-Check Vr | [22 empty] | Alarm, Bed | ALARMBED | Alarm, Bed | Stanley Healthcare Sol
YES | YES |  |  |  | 099-10376 | 099-10376 | Stanley Healthcare Sol | Bed-Check Vr |  |  | ICU |  |  |  |  | 099-10376 | 099-10376 | Southwest | Memorial Hermann Southwest Hospital | ICU | B Wing 734 | [5 empty] | Alarm, Bed | ALARMBED-Stanley Healthcare Sol-Bed-Check Vr | [22 empty] | Alarm, Bed | ALARMBED | Alarm, Bed | Stanley Healthcare Sol
YES | YES |  |  |  | 099-10375 | 099-10375 | Stanley Healthcare Sol | Bed-Check Vr |  |  | ICU |  |  |  |  | 099-10375 | 099-10375 | Southwest | Memorial Hermann Southwest Hospital | ICU | B Wing 731 | [5 empty] | Alarm, Bed | ALARMBED-Stanley Healthcare Sol-Bed-Check Vr | [22 empty] | Alarm, Bed | ALARMBED | Alarm, Bed | Stanley Healthcare Sol
YES | YES |  |  |  | 099-10373 | 099-10373 | Stanley Healthcare Sol | Bed-Check Vr |  |  | ICU |  |  |  |  | 099-10373 | 099-10373 | Southwest | Memorial Hermann Southwest Hospital | ICU | B Wing 727 | [5 empty] | Alarm, Bed | ALARMBED-Stanley Healthcare Sol-Bed-Check Vr | [22 empty] | Alarm, Bed | ALARMBED | Alarm, Bed | Stanley Healthcare Sol
YES | YES |  |  |  | 099-10371 | 099-10371 | Stanley Healthcare Sol | Bed-Check Vr |  |  | ICU |  |  |  |  | 099-10371 | 099-10371 | Southwest | Memorial Hermann Southwest Hospital | ICU | [6 empty] | Alarm, Bed | ALARMBED-Stanley Healthcare Sol-Bed-Check Vr | [22 empty] | Alarm, Bed | ALARMBED | Alarm, Bed | Stanley Healthcare Sol
YES | YES |  |  |  | 099-10368 | 099-10368 | Stanley Healthcare Sol | Bed-Check Vr |  |  | ICU |  |  |  |  | 099-10368 | 099-10368 | Southwest | Memorial Hermann Southwest Hospital | ICU | [6 empty] | Alarm, Bed | ALARMBED-Stanley Healthcare Sol-Bed-Check Vr | [22 empty] | Alarm, Bed | ALARMBED | Alarm, Bed | Stanley Healthcare Sol
YES | YES |  |  |  | 099-10434 | 099-10434 | Stanley Healthcare Sol | Bed-Check Vr |  |  | ICU |  |  |  |  | 099-10434 | 099-10434 | Southwest | Memorial Hermann Southwest Hospital | ICU | ICU45 | [5 empty] | Alarm, Bed | ALARMBED-Stanley Healthcare Sol-Bed-Check Vr | [22 empty] | Alarm, Bed | ALARMBED | Alarm, Bed | Stanley Healthcare Sol
YES | YES |  |  |  | 099-10416 | 099-10416 | Stanley Healthcare Sol | Bed-Check Vr |  |  | ICU |  |  |  |  | 099-10416 | 099-10416 | Southwest | Memorial Hermann Southwest Hospital | ICU | ICU54 | [5 empty] | Alarm, Bed | ALARMBED-Stanley Healthcare Sol-Bed-Check Vr | [22 empty] | Alarm, Bed | ALARMBED | Alarm, Bed | Stanley Healthcare Sol
YES | YES |  |  |  | 099-10419 | 099-10419 | Stanley Healthcare Sol | Bed-Check Vr |  |  | 4th Telemetry |  |  |  |  | 099-10419 | 099-10419 | Southwest | Memorial Hermann Southwest Hospital | 4th Telemetry | [6 empty] | Alarm, Bed | ALARMBED-Stanley Healthcare Sol-Bed-Check Vr | [22 empty] | Alarm, Bed | ALARMBED | Alarm, Bed | Stanley Healthcare Sol
YES | YES |  |  |  | 099-10871 | 099-10871 | Stanley Healthcare Sol | Bed-Check Vr |  | V116365 | SW - TELEMETRY - 4th Floor |  |  |  |  | 099-10871 | 099-10871 | Southwest | Memorial Hermann Southwest Hospital | SW - TELEMETRY - 4th Floor | Equipment Storage |  |  |  | New Add |  | Alarm, Bed | ALARMBED-Stanley Healthcare Sol-Bed-Check Vr | [22 empty] | Alarm, Bed | ALARMBED | Alarm, Bed | Stanley Healthcare Sol
YES | YES |  |  |  | 099-10432 | 099-10432 | Stanley Healthcare Sol | Bed-Check Vr |  |  | 4th Telemetry |  |  |  |  | 099-10432 | 099-10432 | Southwest | Memorial Hermann Southwest Hospital | 4th Telemetry | [6 empty] | Alarm, Bed | ALARMBED-Stanley Healthcare Sol-Bed-Check Vr | [22 empty] | Alarm, Bed | ALARMBED | Alarm, Bed | Stanley Healthcare Sol
YES | YES |  |  |  | 013-14939 | 013-14939 | Stanley Healthcare Sol | Bed-Check Vr |  | V070312 | SW - TELEMETRY - 4th Floor |  |  |  |  | 013-14939 | 013-14939 | Southwest | Memorial Hermann Southwest Hospital | SW - TELEMETRY - 4th Floor | Equipment Storage |  |  |  | New Add |  | Alarm, Bed | ALARMBED-Stanley Healthcare Sol-Bed-Check Vr | [22 empty] | Alarm, Bed | ALARMBED | Alarm, Bed | Stanley Healthcare Sol
YES | YES |  |  |  | 099-10431 | 099-10431 | Stanley Healthcare Sol | Bed-Check Vr |  |  | 4th Telemetry |  |  |  |  | 099-10431 | 099-10431 | Southwest | Memorial Hermann Southwest Hospital | 4th Telemetry | [6 empty] | Alarm, Bed | ALARMBED-Stanley Healthcare Sol-Bed-Check Vr | [22 empty] | Alarm, Bed | ALARMBED | Alarm, Bed | Stanley Healthcare Sol
YES | YES |  |  |  | 099-10420 | 099-10420 | Stanley Healthcare Sol | Bed-Check Vr |  |  | 4th Telemetry |  |  |  |  | 099-10420 | 099-10420 | Southwest | Memorial Hermann Southwest Hospital | 4th Telemetry | [6 empty] | Alarm, Bed | ALARMBED-Stanley Healthcare Sol-Bed-Check Vr | [22 empty] | Alarm, Bed | ALARMBED | Alarm, Bed | Stanley Healthcare Sol
YES | YES |  |  |  | 099-10428 | 099-10428 | Stanley Healthcare Sol | Bed-Check Vr |  |  | 4th Telemetry |  |  |  |  | 099-10428 | 099-10428 | Southwest | Memorial Hermann Southwest Hospital | 4th Telemetry | [6 empty] | Alarm, Bed | ALARMBED-Stanley Healthcare Sol-Bed-Check Vr | [22 empty] | Alarm, Bed | ALARMBED | Alarm, Bed | Stanley Healthcare Sol
YES | YES |  |  |  | 099-10421 | 099-10421 | Stanley Healthcare Sol | Bed-Check Vr |  |  | 4th Telemetry |  |  |  |  | 099-10421 | 099-10421 | Southwest | Memorial Hermann Southwest Hospital | 4th Telemetry | [6 empty] | Alarm, Bed | ALARMBED-Stanley Healthcare Sol-Bed-Check Vr | [22 empty] | Alarm, Bed | ALARMBED | Alarm, Bed | Stanley Healthcare Sol
YES | YES |  |  |  | 099-10426 | 099-10426 | Stanley Healthcare Sol | Bed-Check Vr |  |  | 4th Telemetry |  |  |  |  | 099-10426 | 099-10426 | Southwest | Memorial Hermann Southwest Hospital | 4th Telemetry | [6 empty] | Alarm, Bed | ALARMBED-Stanley Healthcare Sol-Bed-Check Vr | [22 empty] | Alarm, Bed | ALARMBED | Alarm, Bed | Stanley Healthcare Sol
YES | YES |  |  |  | 099-10425 | 099-10425 | Stanley Healthcare Sol | Bed-Check Vr |  |  | ICU B |  |  |  |  | 099-10425 | 099-10425 | Southwest | Memorial Hermann Southwest Hospital | ICU B | [6 empty] | Alarm, Bed | ALARMBED-Stanley Healthcare Sol-Bed-Check Vr | [22 empty] | Alarm, Bed | ALARMBED | Alarm, Bed | Stanley Healthcare Sol
YES | YES |  |  |  | 099-12067 | 099-12067 | Stanley Healthcare Sol | Bed-Check Vr |  | V116456 | Emergancy room |  |  |  |  | 099-12067 | 099-12067 | Southwest | Memorial Hermann Southwest Hospital | Emergancy room | Nurse station pod C | [5 empty] | Alarm, Bed | ALARMBED-Stanley Healthcare Sol-Bed-Check Vr | [22 empty] | Alarm, Bed | ALARMBED | Alarm, Bed | Stanley Healthcare Sol
YES | YES |  |  |  | 151-04201 | 151-04201 | Stanley Healthcare Sol | Bed-Check Vr |  | V116813 | MEMORIAL CITY - MH5 |  |  |  |  | 151-04201 | 151-04201 | West | Memorial Hermann Memorial City Medical Center | MEMORIAL CITY - MH5 | MH5 318 Soiled utility
YES | YES |  |  |  | v116505 | V116505 | Stanley Healthcare Sol | Bed-Check Vr |  | V116505 | MEMORIAL CITY - CARDIOLOGY |  |  |  |  | v116505 | V116505 | West | Memorial Hermann Memorial City Medical Center | MEMORIAL CITY - CARDIOLOGY | E7 Clean Utility
YES | YES |  |  |  | V123341 | V123341 | Stanley Healthcare Sol | Bed-Check Vr |  | V123342 | Memorial City MHT/Med Surg |  |  |  |  | V123341 | V123341 | West | Memorial Hermann - Memorial City | Memorial City MHT/Med Surg | MH6 418 Dialysis Equipment Storage
YES | YES |  |  |  | V122975 | V122975 | Stanley Healthcare Sol | Bed-Check Vr |  | V122975 | MEMORIAL CITY - MHT - MED/SURG 6 |  |  |  |  | V122975 | V122975 | West | Memorial Hermann Memorial City Medical Center | MEMORIAL CITY - MHT - MED/SURG 6 | MEMORIAL CITY - MHT - MED/SURG 6 314 Equipment Storage |  |  |  | No pm sticker
YES | YES |  |  |  | V123477 | V123477 | Stanley Healthcare Sol | Bed-Check Vr |  | V123477 | Memorial City MHT/Med Surg |  |  |  |  | V123477 | V123477 | West | Memorial Hermann - Memorial City | Memorial City MHT/Med Surg | MH6 418 Dialysis Equipment Storage
YES | YES |  |  |  | V122194 | V122194 | Stanley Healthcare Sol | Bed-Check Vr 72030 |  | V122194 | MEMORIAL CITY - MHT - MH6 418 Dialysis Equipment Storage |  |  |  |  | V122194 | V122194 | West | Memorial Hermann Memorial City Medical Center | MEMORIAL CITY - MHT - MH6 418 Dialysis Equipment Storage | MEMORIAL CITY - MHT - MH6 418 Dialysis Equipment Storage |  |  |  | No pm sticker found
YES | YES |  |  |  | 099-08327 | 099-08327 | Stanley Healthcare Sol | Bed-Check Vr-12 | [7 empty] | 099-08327 | 099-08327 | Central | Memorial Hermann Hospital greater heights |  | MedSurg | [5 empty] | Alarm, Bed | ALARMBED-Stanley Healthcare Sol-Bed-Check Vr-12 | [22 empty] | Alarm, Bed | ALARMBED | Alarm, Bed | Stanley Healthcare Sol
YES | YES |  |  |  | 099-08200 | 099-08200 | Stanley Healthcare Sol | Bed-Check Vr-12 | [7 empty] | 099-08200 | 099-08200 | Central | Memorial Hermann Hospital greater heights |  | MedSurg | [5 empty] | Alarm, Bed | ALARMBED-Stanley Healthcare Sol-Bed-Check Vr-12 | [22 empty] | Alarm, Bed | ALARMBED | Alarm, Bed | Stanley Healthcare Sol
YES | YES | Serial Number Cnf |  |  | 151-03811 | 151-03811 | Stanley Healthcare Sol | Chair Check II |  | Cnf | Med-surg |  |  |  |  | 151-03811 | 151-03811 | Northwest | Memorial Hermann Cypress Hospital | Med-surg | S406 |  | 2/1/20 |  |  |  | Alarm, Bed | ALARMBED-Stanley Healthcare Sol-Chair Check II | [22 empty] | Alarm, Bed | ALARMBED | Alarm, Bed | Stanley Healthcare Sol
YES | YES |  |  |  | 099-08910 | 099-08910 | Stanley Healthcare Sol | Chair Check II |  | C126011 | TIRR - PCU 6 |  |  |  |  | 099-08910 | 099-08910 | TMC | TIRR Memorial Hermann | TIRR - PCU 6 | Nurses Station |  |  |  | New Add |  | Alarm, Bed | ALARMBED-Stanley Healthcare Sol-Chair Check II | [22 empty] | Alarm, Bed | ALARMBED | Alarm, Bed | Stanley Healthcare Sol
YES | YES |  |  |  | 099-08908 | 099-08908 | Stanley Healthcare Sol | Chair Check II |  | C124247 | TIRR - PCU 6 |  |  |  |  | 099-08908 | 099-08908 | TMC | TIRR Memorial Hermann | TIRR - PCU 6 | Nurses Station |  |  |  | New Add |  | Alarm, Bed | ALARMBED-Stanley Healthcare Sol-Chair Check II | [22 empty] | Alarm, Bed | ALARMBED | Alarm, Bed | Stanley Healthcare Sol
YES | YES |  |  |  | 099-08909 | 099-08909 | Stanley Healthcare Sol | Chair Check II |  | C120499 | TIRR - PCU 6 |  |  |  |  | 099-08909 | 099-08909 | TMC | TIRR Memorial Hermann | TIRR - PCU 6 | Nurses Station |  |  |  | New Add |  | Alarm, Bed | ALARMBED-Stanley Healthcare Sol-Chair Check II | [22 empty] | Alarm, Bed | ALARMBED | Alarm, Bed | Stanley Healthcare Sol
YES | YES |  |  |  | 925-01873 | 925-01873 | Stanley Healthcare Sol | Cl |  | CL145900 | MHOSH - PRE/POST OP |  |  |  |  | 925-01873 | 925-01873 | Central | Memorial Hermann orthopedic and spine | MHOSH - PRE/POST OP | MHOSH - PRE/POST OP
YES | YES |  |  |  | 099-00474 | 099-00474 | Stanley Healthcare Sol | Classic-Check |  | CL133519 | Katy - Inpatient Rehab |  |  |  |  | 099-00474 | 099-00474 | Katy | Memorial Hermann Katy Hospital | Katy - Inpatient Rehab | Katy - Inpatient Rehab | [5 empty] | Alarm, Bed | ALARMBED-Stanley Healthcare Sol-Classic-Check | [22 empty] | Alarm, Bed | ALARMBED | Alarm, Bed | Stanley Healthcare Sol
YES | YES |  |  |  | 099-00749 | 099-00749 | Stanley Healthcare Sol | Classic-Check |  | Cl133523 | Inpatient rehab |  |  |  |  | 099-00749 | 099-00749 | Katy | Memorial Hermann Rehabilitation Hospital - Katy (#102) | Inpatient rehab | [6 empty] | Alarm, Bed | ALARMBED-Stanley Healthcare Sol-Classic-Check | [22 empty] | Alarm, Bed | ALARMBED | Alarm, Bed | Stanley Healthcare Sol
YES | YES |  |  |  | 099-00475 | 099-00475 | Stanley Healthcare Sol | Classic-Check |  | CL133533 | Katy - Inpatient Rehab |  |  |  |  | 099-00475 | 099-00475 | Katy | Memorial Hermann Katy Hospital | Katy - Inpatient Rehab | Katy - Inpatient Rehab | [5 empty] | Alarm, Bed | ALARMBED-Stanley Healthcare Sol-Classic-Check | [22 empty] | Alarm, Bed | ALARMBED | Alarm, Bed | Stanley Healthcare Sol
YES | YES |  |  |  | 099-00757 | 099-00757 | Stanley Healthcare Sol | Classic-Check |  | CL133521 | Rehab hospital |  |  |  |  | 099-00757 | 099-00757 | Katy | Memorial Hermann Rehabilitation Hospital - Katy (#102) | Rehab hospital | Room 221 | 2/1/20 |  |  | No pm |  | Alarm, Bed | ALARMBED-Stanley Healthcare Sol-Classic-Check | [22 empty] | Alarm, Bed | ALARMBED | Alarm, Bed | Stanley Healthcare Sol
YES | YES |  |  |  | 099-00758 | 099-00758 | Stanley Healthcare Sol | Classic-Check |  | Cl133971 | Rehab hospital |  |  |  |  | 099-00758 | 099-00758 | Katy | Memorial Hermann Rehabilitation Hospital - Katy (#102) | Rehab hospital | Room 221 | [5 empty] | Alarm, Bed | ALARMBED-Stanley Healthcare Sol-Classic-Check | [22 empty] | Alarm, Bed | ALARMBED | Alarm, Bed | Stanley Healthcare Sol
YES | YES |  |  |  | 099-00759 | 099-00759 | Stanley Healthcare Sol | Classic-Check |  | Cl133534 | Rehab hospital |  |  |  |  | 099-00759 | 099-00759 | Katy | Memorial Hermann Rehabilitation Hospital - Katy (#102) | Rehab hospital | Room 221 | [5 empty] | Alarm, Bed | ALARMBED-Stanley Healthcare Sol-Classic-Check | [22 empty] | Alarm, Bed | ALARMBED | Alarm, Bed | Stanley Healthcare Sol
YES | YES | Serial Number Cnf |  |  | 099-00780 | 099-00780 | Stanley Healthcare Sol | Classic-Check |  | Cnf | Rehab hospital |  |  |  |  | 099-00780 | 099-00780 | Katy | Memorial Hermann Rehabilitation Hospital - Katy (#102) | Rehab hospital | Room 221 |  |  |  | Could not get serial |  | Alarm, Bed | ALARMBED-Stanley Healthcare Sol-Classic-Check | [22 empty] | Alarm, Bed | ALARMBED | Alarm, Bed | Stanley Healthcare Sol
YES | YES |  |  |  | 099-00781 | 099-00781 | Stanley Healthcare Sol | Classic-Check |  | Cl133950 | Rehab hospital |  |  |  |  | 099-00781 | 099-00781 | Katy | Memorial Hermann Rehabilitation Hospital - Katy (#102) | Rehab hospital | Room 226 | [5 empty] | Alarm, Bed | ALARMBED-Stanley Healthcare Sol-Classic-Check | [22 empty] | Alarm, Bed | ALARMBED | Alarm, Bed | Stanley Healthcare Sol
YES | YES |  |  |  | 099-00782 | 099-00782 | Stanley Healthcare Sol | Classic-Check |  | Cl133512 | Rehab hospital |  |  |  |  | 099-00782 | 099-00782 | Katy | Memorial Hermann Rehabilitation Hospital - Katy (#102) | Rehab hospital | Room 227 | [5 empty] | Alarm, Bed | ALARMBED-Stanley Healthcare Sol-Classic-Check | [22 empty] | Alarm, Bed | ALARMBED | Alarm, Bed | Stanley Healthcare Sol
YES | YES |  |  |  | 099-00760 | 099-00760 | Stanley Healthcare Sol | Classic-Check |  | Cl133536 | Rehab hospital |  |  |  |  | 099-00760 | 099-00760 | Katy | Memorial Hermann Rehabilitation Hospital - Katy (#102) | Rehab hospital | Room 229 | [5 empty] | Alarm, Bed | ALARMBED-Stanley Healthcare Sol-Classic-Check | [22 empty] | Alarm, Bed | ALARMBED | Alarm, Bed | Stanley Healthcare Sol
YES | YES |  |  |  | 099-00784 | 099-00784 | Stanley Healthcare Sol | Classic-Check |  | Cl133522 | Rehab hospital |  |  |  |  | 099-00784 | 099-00784 | Katy | Memorial Hermann Rehabilitation Hospital - Katy (#102) | Rehab hospital | Room 229 | [5 empty] | Alarm, Bed | ALARMBED-Stanley Healthcare Sol-Classic-Check | [22 empty] | Alarm, Bed | ALARMBED | Alarm, Bed | Stanley Healthcare Sol
YES | YES |  |  |  | 099-00785 | 099-00785 | Stanley Healthcare Sol | Classic-Check |  | Cl133954 | Rehab hospital |  |  |  |  | 099-00785 | 099-00785 | Katy | Memorial Hermann Rehabilitation Hospital - Katy (#102) | Rehab hospital | Room 234 | [5 empty] | Alarm, Bed | ALARMBED-Stanley Healthcare Sol-Classic-Check | [22 empty] | Alarm, Bed | ALARMBED | Alarm, Bed | Stanley Healthcare Sol
YES | YES |  |  |  | 099-00786 | 099-00786 | Stanley Healthcare Sol | Classic-Check |  | Cl133939 | Rehab hospital |  |  |  |  | 099-00786 | 099-00786 | Katy | Memorial Hermann Rehabilitation Hospital - Katy (#102) | Rehab hospital | Room 204 | [5 empty] | Alarm, Bed | ALARMBED-Stanley Healthcare Sol-Classic-Check | [22 empty] | Alarm, Bed | ALARMBED | Alarm, Bed | Stanley Healthcare Sol
YES | YES |  |  |  | 099-00787 | 099-00787 | Stanley Healthcare Sol | Classic-Check |  | Cl133528 | Rehab hospital |  |  |  |  | 099-00787 | 099-00787 | Katy | Memorial Hermann Rehabilitation Hospital - Katy (#102) | Rehab hospital | Room 208 | [5 empty] | Alarm, Bed | ALARMBED-Stanley Healthcare Sol-Classic-Check | [22 empty] | Alarm, Bed | ALARMBED | Alarm, Bed | Stanley Healthcare Sol
YES | YES |  |  |  | 099-00789 | 099-00789 | Stanley Healthcare Sol | Classic-Check |  | Cl133513 | Rehab hospital |  |  |  |  | 099-00789 | 099-00789 | Katy | Memorial Hermann Rehabilitation Hospital - Katy (#102) | Rehab hospital | Room 209 | [5 empty] | Alarm, Bed | ALARMBED-Stanley Healthcare Sol-Classic-Check | [22 empty] | Alarm, Bed | ALARMBED | Alarm, Bed | Stanley Healthcare Sol
YES | YES |  |  |  | 099-00790 | 099-00790 | Stanley Healthcare Sol | Classic-Check |  | Cl133541 | Rehab hospital |  |  |  |  | 099-00790 | 099-00790 | Katy | Memorial Hermann Rehabilitation Hospital - Katy (#102) | Rehab hospital | Room 210 | [5 empty] | Alarm, Bed | ALARMBED-Stanley Healthcare Sol-Classic-Check | [22 empty] | Alarm, Bed | ALARMBED | Alarm, Bed | Stanley Healthcare Sol
YES | YES |  |  |  | 099-00791 | 099-00791 | Stanley Healthcare Sol | Classic-Check |  | Cl1355318 | Rehab hospital |  |  |  |  | 099-00791 | 099-00791 | Katy | Memorial Hermann Rehabilitation Hospital - Katy (#102) | Rehab hospital | Room 211 | [5 empty] | Alarm, Bed | ALARMBED-Stanley Healthcare Sol-Classic-Check | [22 empty] | Alarm, Bed | ALARMBED | Alarm, Bed | Stanley Healthcare Sol
YES | YES |  |  |  | 099-00792 | 099-00792 | Stanley Healthcare Sol | Classic-Check |  | Cl133520 | Rehab hospital |  |  |  |  | 099-00792 | 099-00792 | Katy | Memorial Hermann Rehabilitation Hospital - Katy (#102) | Rehab hospital | Room 212 | [5 empty] | Alarm, Bed | ALARMBED-Stanley Healthcare Sol-Classic-Check | [22 empty] | Alarm, Bed | ALARMBED | Alarm, Bed | Stanley Healthcare Sol
YES | YES |  |  |  | 099-00794 | 099-00794 | Stanley Healthcare Sol | Classic-Check |  | Cl133515 | Rehab hospital |  |  |  |  | 099-00794 | 099-00794 | Katy | Memorial Hermann Rehabilitation Hospital - Katy (#102) | Rehab hospital | Room 213 | [5 empty] | Alarm, Bed | ALARMBED-Stanley Healthcare Sol-Classic-Check | [22 empty] | Alarm, Bed | ALARMBED | Alarm, Bed | Stanley Healthcare Sol
YES | YES |  |  |  | 099-00796 | 099-00796 | Stanley Healthcare Sol | Classic-Check |  | Cl133540 | Rehab hospital |  |  |  |  | 099-00796 | 099-00796 | Katy | Memorial Hermann Rehabilitation Hospital - Katy (#102) | Rehab hospital | Room 215 | [5 empty] | Alarm, Bed | ALARMBED-Stanley Healthcare Sol-Classic-Check | [22 empty] | Alarm, Bed | ALARMBED | Alarm, Bed | Stanley Healthcare Sol
YES | YES |  |  |  | 099-00797 | 099-00797 | Stanley Healthcare Sol | Classic-Check |  | Cl133532 | Rehab hospital |  |  |  |  | 099-00797 | 099-00797 | Katy | Memorial Hermann Rehabilitation Hospital - Katy (#102) | Rehab hospital | Room 2125 | [5 empty] | Alarm, Bed | ALARMBED-Stanley Healthcare Sol-Classic-Check | [22 empty] | Alarm, Bed | ALARMBED | Alarm, Bed | Stanley Healthcare Sol
YES | YES |  |  |  | 099-00761 | 099-00761 | Stanley Healthcare Sol | Classic-Check |  | Cl144832 | Rehab hospital |  |  |  |  | 099-00761 | 099-00761 | Katy | Memorial Hermann Rehabilitation Hospital - Katy (#102) | Rehab hospital | Room 2125 | [5 empty] | Alarm, Bed | ALARMBED-Stanley Healthcare Sol-Classic-Check | [22 empty] | Alarm, Bed | ALARMBED | Alarm, Bed | Stanley Healthcare Sol
YES | YES |  |  |  | 099-00529 | 099-00529 | Stanley Healthcare Sol | Classic-Check |  | Cl128144 | South west |  |  |  |  | 099-00529 | 099-00529 | Katy | Memorial Hermann Northeast Hospital | South west | Sw 505 | [5 empty] | Alarm, Bed | ALARMBED-Stanley Healthcare Sol-Classic-Check | [22 empty] | Alarm, Bed | ALARMBED | Alarm, Bed | Stanley Healthcare Sol
YES | YES |  |  |  | 099-00605 | 099-00605 | Stanley Healthcare Sol | Classic-Check |  | CL128147 | NE - 5 SOUTH WEST |  |  |  |  | 099-00605 | 099-00605 | Katy | Memorial Hermann Northeast Hospital | NE - 5 SOUTH WEST | SW531 | [5 empty] | Alarm, Bed | ALARMBED-Stanley Healthcare Sol-Classic-Check | [22 empty] | Alarm, Bed | ALARMBED | Alarm, Bed | Stanley Healthcare Sol
YES | YES |  |  |  | 099-00539 | 099-00539 | Stanley Healthcare Sol | Classic-Check |  | CL144677 | 5 South West |  |  |  |  | 099-00539 | 099-00539 | Katy | Memorial Hermann Northeast Hospital | 5 South West | [6 empty] | Alarm, Bed | ALARMBED-Stanley Healthcare Sol-Classic-Check | [22 empty] | Alarm, Bed | ALARMBED | Alarm, Bed | Stanley Healthcare Sol
YES | YES |  |  |  | 099-00540 | 099-00540 | Stanley Healthcare Sol | Classic-Check |  | CL144618 | 5 South West |  |  |  |  | 099-00540 | 099-00540 | Katy | Memorial Hermann Northeast Hospital | 5 South West | [6 empty] | Alarm, Bed | ALARMBED-Stanley Healthcare Sol-Classic-Check | [22 empty] | Alarm, Bed | ALARMBED | Alarm, Bed | Stanley Healthcare Sol
YES | YES |  |  |  | 099-00501 | 099-00501 | Stanley Healthcare Sol | Classic-Check |  | Cl144690 | NE - IMU1 |  |  |  |  | 099-00501 | 099-00501 | Katy | Memorial Hermann Northeast Hospital | NE - IMU1 | Room 4001 | [5 empty] | Alarm, Bed | ALARMBED-Stanley Healthcare Sol-Classic-Check | [22 empty] | Alarm, Bed | ALARMBED | Alarm, Bed | Stanley Healthcare Sol
YES | YES |  |  |  | 099-00839 | 099-00839 | Stanley Healthcare Sol | Classic-Check |  | CL144678 | NE - IMU2 |  |  |  |  | 099-00839 | 099-00839 | Katy | Memorial Hermann Northeast Hospital | NE - IMU2 | Room 4021 | [5 empty] | Alarm, Bed | ALARMBED-Stanley Healthcare Sol-Classic-Check | [22 empty] | Alarm, Bed | ALARMBED | Alarm, Bed | Stanley Healthcare Sol
YES | YES |  |  |  | 925-01827 | 925-01827 | Stanley Healthcare Sol | Classic-Check |  | CL145901 | [5 empty] | 925-01827 | 925-01827 | Central | Joint Center - Orthopedic and Spine Hospital | [7 empty] | Alarm, Bed | ALARMBED-Stanley Healthcare Sol-Classic-Check | [22 empty] | Alarm, Bed | ALARMBED | Alarm, Bed | Stanley Healthcare Sol
YES | YES |  |  |  | 925-01826 | 925-01826 | Stanley Healthcare Sol | Classic-Check |  | CL143675 | [5 empty] | 925-01826 | 925-01826 | Central | Joint Center - Orthopedic and Spine Hospital | [7 empty] | Alarm, Bed | ALARMBED-Stanley Healthcare Sol-Classic-Check | [22 empty] | Alarm, Bed | ALARMBED | Alarm, Bed | Stanley Healthcare Sol
YES | YES |  |  |  | 925-01825 | 925-01825 | Stanley Healthcare Sol | Classic-Check |  | CL145913 | [5 empty] | 925-01825 | 925-01825 | Central | Joint Center - Orthopedic and Spine Hospital | [7 empty] | Alarm, Bed | ALARMBED-Stanley Healthcare Sol-Classic-Check | [22 empty] | Alarm, Bed | ALARMBED | Alarm, Bed | Stanley Healthcare Sol
YES | YES |  |  |  | 925-01622 | 925-01622 | Stanley Healthcare Sol | Classic-Check |  |  | MHOSH - 3rd FLOOR |  |  |  |  | 925-01622 | 925-01622 | Central | Memorial Hermann Hospital spine and orthopedic | MHOSH - 3rd FLOOR | Room 324 | [5 empty] | Alarm, Bed | ALARMBED-Stanley Healthcare Sol-Classic-Check | [22 empty] | Alarm, Bed | ALARMBED | Alarm, Bed | Stanley Healthcare Sol
YES | YES |  |  |  | 925-01824 | 925-01824 | Stanley Healthcare Sol | Classic-Check |  | CL145891 | [5 empty] | 925-01824 | 925-01824 | Central | Joint Center - Orthopedic and Spine Hospital | [7 empty] | Alarm, Bed | ALARMBED-Stanley Healthcare Sol-Classic-Check | [22 empty] | Alarm, Bed | ALARMBED | Alarm, Bed | Stanley Healthcare Sol
YES | YES |  |  |  | 925-01823 | 925-01823 | Stanley Healthcare Sol | Classic-Check |  | CL145889 | [5 empty] | 925-01823 | 925-01823 | Central | Joint Center - Orthopedic and Spine Hospital | [7 empty] | Alarm, Bed | ALARMBED-Stanley Healthcare Sol-Classic-Check | [22 empty] | Alarm, Bed | ALARMBED | Alarm, Bed | Stanley Healthcare Sol
YES | YES |  |  |  | 925-01701 | 925-01701 | Stanley Healthcare Sol | Classic-Check |  |  | 3rd floor |  |  |  |  | 925-01701 | 925-01701 | Central | Joint Center - Orthopedic and Spine Hospital | 3rd floor | Rm 331 | [5 empty] | Alarm, Bed | ALARMBED-Stanley Healthcare Sol-Classic-Check | [22 empty] | Alarm, Bed | ALARMBED | Alarm, Bed | Stanley Healthcare Sol
YES | YES |  |  |  | 925-01624 | 925-01624 | Stanley Healthcare Sol | Classic-Check |  |  | MHOSH - 3rd FLOOR |  |  |  |  | 925-01624 | 925-01624 | Central | Memorial Hermann Hospital spine and orthopedic | MHOSH - 3rd FLOOR | Room 327 | [5 empty] | Alarm, Bed | ALARMBED-Stanley Healthcare Sol-Classic-Check | [22 empty] | Alarm, Bed | ALARMBED | Alarm, Bed | Stanley Healthcare Sol
YES | YES |  |  |  | 925-01703 | 925-01703 | Stanley Healthcare Sol | Classic-Check |  |  | 3rd floor |  |  |  |  | 925-01703 | 925-01703 | Central | Joint Center - Orthopedic and Spine Hospital | 3rd floor | Rm 334 | [5 empty] | Alarm, Bed | ALARMBED-Stanley Healthcare Sol-Classic-Check | [22 empty] | Alarm, Bed | ALARMBED | Alarm, Bed | Stanley Healthcare Sol
YES | YES |  |  |  | 925-01705 | 925-01705 | Stanley Healthcare Sol | Classic-Check |  |  | 3rd floor |  |  |  |  | 925-01705 | 925-01705 | Central | Joint Center - Orthopedic and Spine Hospital | 3rd floor | Rm 337 | [5 empty] | Alarm, Bed | ALARMBED-Stanley Healthcare Sol-Classic-Check | [22 empty] | Alarm, Bed | ALARMBED | Alarm, Bed | Stanley Healthcare Sol
YES | YES |  |  |  | 925-01802 | 925-01802 | Stanley Healthcare Sol | Classic-Check |  |  | 3rd floor |  |  |  |  | 925-01802 | 925-01802 | Central | Joint Center - Orthopedic and Spine Hospital | 3rd floor | Rm 338 | [5 empty] | Alarm, Bed | ALARMBED-Stanley Healthcare Sol-Classic-Check | [22 empty] | Alarm, Bed | ALARMBED | Alarm, Bed | Stanley Healthcare Sol
YES | YES |  |  |  | 925-01821 | 925-01821 | Stanley Healthcare Sol | Classic-Check |  | CL145895 | [5 empty] | 925-01821 | 925-01821 | Central | Joint Center - Orthopedic and Spine Hospital | [7 empty] | Alarm, Bed | ALARMBED-Stanley Healthcare Sol-Classic-Check | [22 empty] | Alarm, Bed | ALARMBED | Alarm, Bed | Stanley Healthcare Sol
YES | YES |  |  |  | 925-01803 | 925-01803 | Stanley Healthcare Sol | Classic-Check |  |  | 3rd floor |  |  |  |  | 925-01803 | 925-01803 | Central | Joint Center - Orthopedic and Spine Hospital | 3rd floor | Rm 339 | [5 empty] | Alarm, Bed | ALARMBED-Stanley Healthcare Sol-Classic-Check | [22 empty] | Alarm, Bed | ALARMBED | Alarm, Bed | Stanley Healthcare Sol
YES | YES |  |  |  | 925-01804 | 925-01804 | Stanley Healthcare Sol | Classic-Check |  |  | 3rd floor |  |  |  |  | 925-01804 | 925-01804 | Central | Joint Center - Orthopedic and Spine Hospital | 3rd floor | Rm 340 | [5 empty] | Alarm, Bed | ALARMBED-Stanley Healthcare Sol-Classic-Check | [22 empty] | Alarm, Bed | ALARMBED | Alarm, Bed | Stanley Healthcare Sol
YES | YES |  |  |  | 925-01874 | 925-01874 | Stanley Healthcare Sol | Classic-Check |  | CL146945 | MHOSH - PRE/POST OP |  |  |  |  | 925-01874 | 925-01874 | Central | Memorial Hermann orthopedic and spine | MHOSH - PRE/POST OP | MHOSH - PRE/POST OP | [5 empty] | Alarm, Bed | ALARMBED-Stanley Healthcare Sol-Classic-Check | [22 empty] | Alarm, Bed | ALARMBED | Alarm, Bed | Stanley Healthcare Sol
YES | YES |  |  |  | 925-01805 | 925-01805 | Stanley Healthcare Sol | Classic-Check |  |  | 3rd floor |  |  |  |  | 925-01805 | 925-01805 | Central | Joint Center - Orthopedic and Spine Hospital | 3rd floor | RM 352 | [5 empty] | Alarm, Bed | ALARMBED-Stanley Healthcare Sol-Classic-Check | [22 empty] | Alarm, Bed | ALARMBED | Alarm, Bed | Stanley Healthcare Sol
YES | YES |  |  |  | 925-01820 | 925-01820 | Stanley Healthcare Sol | Classic-Check |  | CL145890 | [5 empty] | 925-01820 | 925-01820 | Central | Joint Center - Orthopedic and Spine Hospital | [7 empty] | Alarm, Bed | ALARMBED-Stanley Healthcare Sol-Classic-Check | [22 empty] | Alarm, Bed | ALARMBED | Alarm, Bed | Stanley Healthcare Sol
YES | YES |  |  |  | 925-01839 | 925-01839 | Stanley Healthcare Sol | Classic-Check |  | CL145892 | [5 empty] | 925-01839 | 925-01839 | Central | Joint Center - Orthopedic and Spine Hospital | [7 empty] | Alarm, Bed | ALARMBED-Stanley Healthcare Sol-Classic-Check | [22 empty] | Alarm, Bed | ALARMBED | Alarm, Bed | Stanley Healthcare Sol
YES | YES |  |  |  | 925-01809 | 925-01809 | Stanley Healthcare Sol | Classic-Check |  |  | 3rd floor |  |  |  |  | 925-01809 | 925-01809 | Central | Joint Center - Orthopedic and Spine Hospital | 3rd floor | RM 353 | [5 empty] | Alarm, Bed | ALARMBED-Stanley Healthcare Sol-Classic-Check | [22 empty] | Alarm, Bed | ALARMBED | Alarm, Bed | Stanley Healthcare Sol
YES | YES |  |  |  | 925-01856 | 925-01856 | Stanley Healthcare Sol | Classic-Check |  | CL145894 | [5 empty] | 925-01856 | 925-01856 | Central | Joint Center - Orthopedic and Spine Hospital | [7 empty] | Alarm, Bed | ALARMBED-Stanley Healthcare Sol-Classic-Check | [22 empty] | Alarm, Bed | ALARMBED | Alarm, Bed | Stanley Healthcare Sol
YES | YES |  |  |  | 925-01628 | 925-01628 | Stanley Healthcare Sol | Classic-Check |  |  | MHOSH - 3rd FLOOR |  |  |  |  | 925-01628 | 925-01628 | Central | Memorial Hermann Hospital spine and orthopedic | MHOSH - 3rd FLOOR | Room 310 | [5 empty] | Alarm, Bed | ALARMBED-Stanley Healthcare Sol-Classic-Check | [22 empty] | Alarm, Bed | ALARMBED | Alarm, Bed | Stanley Healthcare Sol
YES | YES |  |  |  | 013-36915 | 013-36915 | Stanley Healthcare Sol | Classic-Check |  |  | CVICU |  |  |  |  | 013-36915 | 013-36915 | Southwest | Memorial Hermann Southwest Hospital | CVICU | Rm 5 | [5 empty] | Alarm, Bed | ALARMBED-Stanley Healthcare Sol-Classic-Check | [22 empty] | Alarm, Bed | ALARMBED | Alarm, Bed | Stanley Healthcare Sol
YES | YES |  |  |  | 099-13551 | 099-13551 | Stanley Healthcare Sol | Classic-Check |  | CL125321 | TMC - HVI - HEART FAILURE ICU (5HVI) |  |  |  |  | 099-13551 | 099-13551 | TMC | Memorial Hermann-Texas Medical Center | TMC - HVI - HEART FAILURE ICU (5HVI) | Dictation | [5 empty] | Alarm, Bed | ALARMBED-Stanley Healthcare Sol-Classic-Check | [22 empty] | Alarm, Bed | ALARMBED | Alarm, Bed | Stanley Healthcare Sol
YES | YES |  |  |  | 099-13552 | 099-13552 | Stanley Healthcare Sol | Classic-Check |  | CL125187 | TMC - HVI - HEART FAILURE ICU (5HVI) |  |  |  |  | 099-13552 | 099-13552 | TMC | Memorial Hermann-Texas Medical Center | TMC - HVI - HEART FAILURE ICU (5HVI) | Dictation | [5 empty] | Alarm, Bed | ALARMBED-Stanley Healthcare Sol-Classic-Check | [22 empty] | Alarm, Bed | ALARMBED | Alarm, Bed | Stanley Healthcare Sol
YES | YES |  |  |  | 099-12366 | 099-12366 | Stanley Healthcare Sol | Classic-Check |  | CL125188 | TMC - HVI - CIMU (4HVI) |  |  |  |  | 099-12366 | 099-12366 | TMC | Memorial Hermann-Texas Medical Center | TMC - HVI - CIMU (4HVI) | [6 empty] | Alarm, Bed | ALARMBED-Stanley Healthcare Sol-Classic-Check | [22 empty] | Alarm, Bed | ALARMBED | Alarm, Bed | Stanley Healthcare Sol
YES | YES | Serial Number Cnf |  |  | 099-11050 | 099-11050 | Stanley Healthcare Sol | Classic-Check |  | CNF | ENT ICU |  |  |  |  | 099-11050 | 099-11050 | TMC | Memorial Hermann-Texas Medical Center | ENT ICU | Room 1 | [5 empty] | Alarm, Bed | ALARMBED-Stanley Healthcare Sol-Classic-Check | [22 empty] | Alarm, Bed | ALARMBED | Alarm, Bed | Stanley Healthcare Sol
YES | YES |  |  |  | 151-04209 | 151-04209 | Stanley Healthcare Sol | Classic-Check |  | CL133914 | MEMORIAL CITY - MH5 |  |  |  |  | 151-04209 | 151-04209 | West | Memorial Hermann Memorial City Medical Center | MEMORIAL CITY - MH5 | MH5 5M30
YES | YES | Serial Number Cnf |  |  | 151-05054 | 151-05054 | Stanley Healthcare Sol | M200 |  | CNF | CY - CENTRAL SUPPLY |  |  |  |  | 151-05054 | 151-05054 | Northwest | Memorial Hermann Cypress Hospital | CY - CENTRAL SUPPLY | ICU 18 | [5 empty] | Alarm, Bed | ALARMBED-Stanley Healthcare-M200 | [22 empty] | Alarm, Bed | ALARMBED | Alarm, Bed | Stanley Healthcare Sol
YES | YES | Serial Number Cnf |  |  | 151-05050 | 151-05050 | Stanley Healthcare Sol | M200 |  | CNF | CY - CENTRAL SUPPLY |  |  |  |  | 151-05050 | 151-05050 | Northwest | Memorial Hermann Cypress Hospital | CY - CENTRAL SUPPLY | ICU 18 | [5 empty] | Alarm, Bed | ALARMBED-Stanley Healthcare-M200 | [22 empty] | Alarm, Bed | ALARMBED | Alarm, Bed | Stanley Healthcare Sol
YES | YES | Serial Number Cnf |  |  | 151-05053 | 151-05053 | Stanley Healthcare Sol | M200 |  | CNF | CY - CENTRAL SUPPLY |  |  |  |  | 151-05053 | 151-05053 | Northwest | Memorial Hermann Cypress Hospital | CY - CENTRAL SUPPLY | ICU 16 | [5 empty] | Alarm, Bed | ALARMBED-Stanley Healthcare-M200 | [22 empty] | Alarm, Bed | ALARMBED | Alarm, Bed | Stanley Healthcare Sol
YES | YES | Serial Number Cnf |  |  | 151-04721 | 151-04721 | Stanley Healthcare Sol | M200 |  | CNF | CY - ICU |  |  |  |  | 151-04721 | 151-04721 | Northwest | Memorial Hermann Cypress Hospital | CY - ICU | ICU 1 | [5 empty] | Alarm, Bed | ALARMBED-Stanley Healthcare-M200 | [22 empty] | Alarm, Bed | ALARMBED | Alarm, Bed | Stanley Healthcare Sol
YES | YES | Serial Number Cnf |  |  | 151-03692 | 151-03692 | Stanley Healthcare Sol | M200 |  | CNF | Medsurg |  |  |  |  | 151-03692 | 151-03692 | Northwest | Memorial Hermann Cypress Hospital | Medsurg | S420 | [5 empty] | Alarm, Bed | ALARMBED-Stanley Healthcare-M200 | [22 empty] | Alarm, Bed | ALARMBED | Alarm, Bed | Stanley Healthcare Sol
YES | YES | Serial Number Cnf |  |  | 151-03680 | 151-03680 | Stanley Healthcare Sol | M200 |  | Cnf | Med surg |  |  |  |  | 151-03680 | 151-03680 | Northwest | Memorial Hermann Cypress Hospital | Med surg | Room 417 |  |  |  | Could not find serial |  | Alarm, Bed | ALARMBED-Stanley Healthcare-M200 | [22 empty] | Alarm, Bed | ALARMBED | Alarm, Bed | Stanley Healthcare Sol
YES | YES | Serial Number Cnf |  |  | 151-03695 | 151-03695 | Stanley Healthcare Sol | M200 |  | CNF | Medsurg |  |  |  |  | 151-03695 | 151-03695 | Northwest | Memorial Hermann Cypress Hospital | Medsurg | S417 | [5 empty] | Alarm, Bed | ALARMBED-Stanley Healthcare-M200 | [22 empty] | Alarm, Bed | ALARMBED | Alarm, Bed | Stanley Healthcare Sol
YES | YES | Serial Number Cnf |  |  | 151-03669 | 151-03669 | Stanley Healthcare Sol | M200 |  | Cnf | Med surg |  |  |  |  | 151-03669 | 151-03669 | Northwest | Memorial Hermann Cypress Hospital | Med surg | Room 415 |  |  |  | Could not find serial |  | Alarm, Bed | ALARMBED-Stanley Healthcare-M200 | [22 empty] | Alarm, Bed | ALARMBED | Alarm, Bed | Stanley Healthcare Sol
YES | YES | Serial Number Cnf |  |  | 151-05000 | 151-05000 | Stanley Healthcare Sol | M200 |  | CNF | CY - ICU |  |  |  |  | 151-05000 | 151-05000 | Northwest | Memorial Hermann Cypress Hospital | CY - ICU | Nurse Station | [5 empty] | Alarm, Bed | ALARMBED-Stanley Healthcare-M200 | [22 empty] | Alarm, Bed | ALARMBED | Alarm, Bed | Stanley Healthcare Sol
YES | YES | Serial Number Cnf |  |  | 151-03670 | 151-03670 | Stanley Healthcare Sol | M200 |  | Cnf | Mes surg |  |  |  |  | 151-03670 | 151-03670 | Northwest | Memorial Hermann Cypress Hospital | Mes surg | Room 414 | 2/1/20 |  |  | No pm. Could not find serial |  | Alarm, Bed | ALARMBED-Stanley Healthcare-M200 | [22 empty] | Alarm, Bed | ALARMBED | Alarm, Bed | Stanley Healthcare Sol
YES | YES | Serial Number Cnf |  |  | 151-03698 | 151-03698 | Stanley Healthcare Sol | M200 |  | Cnf | Medsurg |  |  |  |  | 151-03698 | 151-03698 | Northwest | Memorial Hermann Cypress Hospital | Medsurg | S413 | [5 empty] | Alarm, Bed | ALARMBED-Stanley Healthcare-M200 | [22 empty] | Alarm, Bed | ALARMBED | Alarm, Bed | Stanley Healthcare Sol
YES | YES | Serial Number Cnf |  |  | 151-03676 | 151-03676 | Stanley Healthcare Sol | M200 |  | Cnf | Med surg |  |  |  |  | 151-03676 | 151-03676 | Northwest | Memorial Hermann Cypress Hospital | Med surg | Room 412 |  |  |  | No pm. Could not find serial |  | Alarm, Bed | ALARMBED-Stanley Healthcare-M200 | [22 empty] | Alarm, Bed | ALARMBED | Alarm, Bed | Stanley Healthcare Sol
YES | YES | Serial Number Cnf |  |  | 151-03701 | 151-03701 | Stanley Healthcare Sol | M200 |  | Cnf | Medsurg |  |  |  |  | 151-03701 | 151-03701 | Northwest | Memorial Hermann Cypress Hospital | Medsurg | S411 | [5 empty] | Alarm, Bed | ALARMBED-Stanley Healthcare-M200 | [22 empty] | Alarm, Bed | ALARMBED | Alarm, Bed | Stanley Healthcare Sol
YES | YES | Serial Number Cnf |  |  | 151-03813 | 151-03813 | Stanley Healthcare Sol | M200 |  | Cnf | Med-surg |  |  |  |  | 151-03813 | 151-03813 | Northwest | Memorial Hermann Cypress Hospital | Med-surg | S405 | [5 empty] | Alarm, Bed | ALARMBED-Stanley Healthcare-M200 | [22 empty] | Alarm, Bed | ALARMBED | Alarm, Bed | Stanley Healthcare Sol
YES | YES | Serial Number Cnf |  |  | 151-03684 | 151-03684 | Stanley Healthcare Sol | M200 |  | Cnf | Med surg |  |  |  |  | 151-03684 | 151-03684 | Northwest | Memorial Hermann Cypress Hospital | Med surg | Room 410 | 2/1/20 |  |  | No pm sticker |  | Alarm, Bed | ALARMBED-Stanley Healthcare-M200 | [22 empty] | Alarm, Bed | ALARMBED | Alarm, Bed | Stanley Healthcare Sol
YES | YES | Serial Number Cnf |  |  | 151-03703 | 151-03703 | Stanley Healthcare Sol | M200 |  | Cnf | Medsurg |  |  |  |  | 151-03703 | 151-03703 | Northwest | Memorial Hermann Cypress Hospital | Medsurg | S408 | [5 empty] | Alarm, Bed | ALARMBED-Stanley Healthcare-M200 | [22 empty] | Alarm, Bed | ALARMBED | Alarm, Bed | Stanley Healthcare Sol
YES | YES | Serial Number Cnf |  |  | 151-05007 | 151-05007 | Stanley Healthcare Sol | M200 |  | CNF | CY - MEDSURG |  |  |  |  | 151-05007 | 151-05007 | Northwest | Memorial Hermann Cypress Hospital | CY - MEDSURG | MEDSURG 316 | [5 empty] | Alarm, Bed | ALARMBED-Stanley Healthcare-M200 | [22 empty] | Alarm, Bed | ALARMBED | Alarm, Bed | Stanley Healthcare Sol
YES | YES | Serial Number Cnf |  |  | 151-03769 | 151-03769 | Stanley Healthcare Sol | M200 |  | CNF | 3 south |  |  |  |  | 151-03769 | 151-03769 | Northwest | Memorial Hermann Cypress Hospital | 3 south | S320 | [5 empty] | Alarm, Bed | ALARMBED-Stanley Healthcare-M200 | [22 empty] | Alarm, Bed | ALARMBED | Alarm, Bed | Stanley Healthcare Sol
YES | YES | Serial Number Cnf |  |  | 151-05010 | 151-05010 | Stanley Healthcare Sol | M200 |  | CNF | CY - MEDSURG |  |  |  |  | 151-05010 | 151-05010 | Northwest | Memorial Hermann Cypress Hospital | CY - MEDSURG | MEDSURG 318 | [5 empty] | Alarm, Bed | ALARMBED-Stanley Healthcare-M200 | [22 empty] | Alarm, Bed | ALARMBED | Alarm, Bed | Stanley Healthcare Sol
YES | YES | Serial Number Cnf |  |  | 151-03915 | 151-03915 | Stanley Healthcare Sol | M200 |  | Cnf | 3 south |  |  |  |  | 151-03915 | 151-03915 | Northwest | Memorial Hermann Cypress Hospital | 3 south | S319 | 2/1/20 |  |  | No pm |  | Alarm, Bed | ALARMBED-Stanley Healthcare-M200 | [22 empty] | Alarm, Bed | ALARMBED | Alarm, Bed | Stanley Healthcare Sol
YES | YES | Serial Number Cnf |  |  | 151-03770 | 151-03770 | Stanley Healthcare Sol | M200 |  | CNF | CY - MEDSURG |  |  |  |  | 151-03770 | 151-03770 | Northwest | Memorial Hermann Cypress Hospital | CY - MEDSURG | S301 | 2/1/20 |  |  |  |  | Alarm, Bed | ALARMBED-Stanley Healthcare-M200 | [22 empty] | Alarm, Bed | ALARMBED | Alarm, Bed | Stanley Healthcare Sol
YES | YES | Serial Number Cnf |  |  | 151-03772 | 151-03772 | Stanley Healthcare Sol | M200 |  | CNF | CY - MEDSURG |  |  |  |  | 151-03772 | 151-03772 | Northwest | Memorial Hermann Cypress Hospital | CY - MEDSURG | S303 | [5 empty] | Alarm, Bed | ALARMBED-Stanley Healthcare-M200 | [22 empty] | Alarm, Bed | ALARMBED | Alarm, Bed | Stanley Healthcare Sol
YES | YES | Serial Number Cnf |  |  | 151-05015 | 151-05015 | Stanley Healthcare Sol | M200 |  | CNF | CY - MEDSURG |  |  |  |  | 151-05015 | 151-05015 | Northwest | Memorial Hermann Cypress Hospital | CY - MEDSURG | MEDSURG 302 | 2/1/20 |  |  |  |  | Alarm, Bed | ALARMBED-Stanley Healthcare-M200 | [22 empty] | Alarm, Bed | ALARMBED | Alarm, Bed | Stanley Healthcare Sol
YES | YES |  |  |  | 151-03774 | 151-03774 | Stanley Healthcare Sol | M200 |  |  | CY - MEDSURG |  |  |  |  | 151-03774 | 151-03774 | Northwest | Memorial Hermann Cypress Hospital | CY - MEDSURG | S306 | [5 empty] | Alarm, Bed | ALARMBED-Stanley Healthcare-M200 | [22 empty] | Alarm, Bed | ALARMBED | Alarm, Bed | Stanley Healthcare Sol
YES | YES | Serial Number Cnf |  |  | 151-05227 | 151-05227 | Stanley Healthcare Sol | M200 |  | Cnf | CY- 3 South |  |  |  |  | 151-05227 | 151-05227 | Northwest | Memorial Hermann Cypress Hospital | CY- 3 South | S305 |  | 2/1/20 |  |  |  | Alarm, Bed | ALARMBED-Stanley Healthcare-M200 | [22 empty] | Alarm, Bed | ALARMBED | Alarm, Bed | Stanley Healthcare Sol
YES | YES | Serial Number Cnf |  |  | 151-04659 | 151-04659 | Stanley Healthcare Sol | M200 |  | CNF | CY - MEDSURG |  |  |  |  | 151-04659 | 151-04659 | Northwest | Memorial Hermann Cypress Hospital | CY - MEDSURG | MEDSURG 314 | [5 empty] | Alarm, Bed | ALARMBED-Stanley Healthcare-M200 | [22 empty] | Alarm, Bed | ALARMBED | Alarm, Bed | Stanley Healthcare Sol
YES | YES | Serial Number Cnf |  |  | 151-03820 | 151-03820 | Stanley Healthcare Sol | M200 |  | Cnf | CY - 3 SOUTH |  |  |  |  | 151-03820 | 151-03820 | Northwest | Memorial Hermann Cypress Hospital | CY - 3 SOUTH | S304 | [5 empty] | Alarm, Bed | ALARMBED-Stanley Healthcare-M200 | [22 empty] | Alarm, Bed | ALARMBED | Alarm, Bed | Stanley Healthcare Sol
YES | YES | Serial Number Cnf |  |  | 151-03738 | 151-03738 | Stanley Healthcare Sol | M200 |  | CNF | CY - ER |  |  |  |  | 151-03738 | 151-03738 | Northwest | Memorial Hermann Cypress Hospital | CY - ER | Trauma 2 | 2/1/20 |  |  |  |  | Alarm, Bed | ALARMBED-Stanley Healthcare-M200 | [22 empty] | Alarm, Bed | ALARMBED | Alarm, Bed | Stanley Healthcare Sol
YES | YES | Serial Number Cnf |  |  | 151-03784 | 151-03784 | Stanley Healthcare Sol | M200 |  | CNF | Cou |  |  |  |  | 151-03784 | 151-03784 | Northwest | Memorial Hermann Cypress Hospital | Cou | Bay 7 | [5 empty] | Alarm, Bed | ALARMBED-Stanley Healthcare-M200 | [22 empty] | Alarm, Bed | ALARMBED | Alarm, Bed | Stanley Healthcare Sol
YES | YES | Serial Number Cnf |  |  | 151-03896 | 151-03896 | Stanley Healthcare Sol | M200 |  | Cnf | Cou |  |  |  |  | 151-03896 | 151-03896 | Northwest | Memorial Hermann Cypress Hospital | Cou | Bay 8 |  |  |  | Could not take picture, patient asleep in dark. |  | Alarm, Bed | ALARMBED-Stanley Healthcare-M200 | [22 empty] | Alarm, Bed | ALARMBED | Alarm, Bed | Stanley Healthcare Sol
YES | YES | Serial Number Cnf |  |  | 099-04125 | 099-04125 | Stanley Healthcare Sol | M200 |  | Cnf | PEARLAND - 4N - MED/SURG |  |  |  |  | 099-04125 | 099-04125 | Pearland | Memorial Hermann Pearland Hospital | PEARLAND - 4N - MED/SURG | Rooom N407 | [5 empty] | Alarm, Bed | ALARMBED-Stanley Healthcare-M200 | [22 empty] | Alarm, Bed | ALARMBED | Alarm, Bed | Stanley Healthcare Sol
YES | YES |  |  |  | 099-04469 | 099-04469 | Stanley Healthcare Sol | M200 |  | 099-04469 | PEARLAND - 4N - MED/SURG |  |  |  |  | 099-04469 | 099-04469 | Pearland | Memorial Hermann Pearland Hospital | PEARLAND - 4N - MED/SURG | Soiled utility | [5 empty] | Alarm, Bed | ALARMBED-Stanley Healthcare-M200 | [22 empty] | Alarm, Bed | ALARMBED | Alarm, Bed | Stanley Healthcare Sol
YES | YES |  |  |  | 099-04471 | 099-04471 | Stanley Healthcare Sol | M200 |  |  | PEARLAND - 4N - MED/SURG |  |  |  |  | 099-04471 | 099-04471 | Pearland | Memorial Hermann Pearland Hospital | PEARLAND - 4N - MED/SURG | Soiled utility | [5 empty] | Alarm, Bed | ALARMBED-Stanley Healthcare-M200 | [22 empty] | Alarm, Bed | ALARMBED | Alarm, Bed | Stanley Healthcare Sol
YES | YES |  |  |  | 099-04470 | 099-04470 | Stanley Healthcare Sol | M200 |  |  | PEARLAND - 4N - MED/SURG |  |  |  |  | 099-04470 | 099-04470 | Pearland | Memorial Hermann Pearland Hospital | PEARLAND - 4N - MED/SURG | Soiled utility | [5 empty] | Alarm, Bed | ALARMBED-Stanley Healthcare-M200 | [22 empty] | Alarm, Bed | ALARMBED | Alarm, Bed | Stanley Healthcare Sol
YES | YES |  |  |  | 099-04472 | 099-04472 | Stanley Healthcare Sol | M200 |  |  | PEARLAND - 4N - MED/SURG |  |  |  |  | 099-04472 | 099-04472 | Pearland | Memorial Hermann Pearland Hospital | PEARLAND - 4N - MED/SURG | Soiled utility | [5 empty] | Alarm, Bed | ALARMBED-Stanley Healthcare-M200 | [22 empty] | Alarm, Bed | ALARMBED | Alarm, Bed | Stanley Healthcare Sol
YES | YES | Serial Number Cnf |  |  | 099-04129 | 099-04129 | Stanley Healthcare Sol | M200 |  | Cnf | PEARLAND - 4N - MED/SURG |  |  |  |  | 099-04129 | 099-04129 | Pearland | Memorial Hermann Pearland Hospital | PEARLAND - 4N - MED/SURG | Rooom N409 | [5 empty] | Alarm, Bed | ALARMBED-Stanley Healthcare-M200 | [22 empty] | Alarm, Bed | ALARMBED | Alarm, Bed | Stanley Healthcare Sol
YES | YES |  |  |  | 099-04475 | 099-04475 | Stanley Healthcare Sol | M200 |  | Nsn | PEARLAND - 4N - MED/SURG |  |  |  |  | 099-04475 | 099-04475 | Pearland | Memorial Hermann Pearland Hospital | PEARLAND - 4N - MED/SURG | Soiled utility | [5 empty] | Alarm, Bed | ALARMBED-Stanley Healthcare-M200 | [22 empty] | Alarm, Bed | ALARMBED | Alarm, Bed | Stanley Healthcare Sol
YES | YES |  |  |  | 099-04476 | 099-04476 | Stanley Healthcare Sol | M200 |  |  | PEARLAND - 4N - MED/SURG |  |  |  |  | 099-04476 | 099-04476 | Pearland | Memorial Hermann Pearland Hospital | PEARLAND - 4N - MED/SURG | Soiled utility | [5 empty] | Alarm, Bed | ALARMBED-Stanley Healthcare-M200 | [22 empty] | Alarm, Bed | ALARMBED | Alarm, Bed | Stanley Healthcare Sol
YES | YES |  |  |  | 099-04477 | 099-04477 | Stanley Healthcare Sol | M200 |  | Nsn | PEARLAND - 4N - MED/SURG |  |  |  |  | 099-04477 | 099-04477 | Pearland | Memorial Hermann Pearland Hospital | PEARLAND - 4N - MED/SURG | Soiled utility | [5 empty] | Alarm, Bed | ALARMBED-Stanley Healthcare-M200 | [22 empty] | Alarm, Bed | ALARMBED | Alarm, Bed | Stanley Healthcare Sol
YES | YES |  |  |  | 099-04478 | 099-04478 | Stanley Healthcare Sol | M200 |  |  | PEARLAND - 4N - MED/SURG |  |  |  |  | 099-04478 | 099-04478 | Pearland | Memorial Hermann Pearland Hospital | PEARLAND - 4N - MED/SURG | Soiled utility | [5 empty] | Alarm, Bed | ALARMBED-Stanley Healthcare-M200 | [22 empty] | Alarm, Bed | ALARMBED | Alarm, Bed | Stanley Healthcare Sol
YES | YES |  |  |  | 099-04479 | 099-04479 | Stanley Healthcare Sol | M200 |  | Nsn | PEARLAND - 4N - MED/SURG |  |  |  |  | 099-04479 | 099-04479 | Pearland | Memorial Hermann Pearland Hospital | PEARLAND - 4N - MED/SURG | Soiled utility | [5 empty] | Alarm, Bed | ALARMBED-Stanley Healthcare-M200 | [22 empty] | Alarm, Bed | ALARMBED | Alarm, Bed | Stanley Healthcare Sol
YES | YES | Serial Number Cnf |  |  | 099-04132 | 099-04132 | Stanley Healthcare Sol | M200 |  | Cnf | PEARLAND - 4N - MED/SURG |  |  |  |  | 099-04132 | 099-04132 | Pearland | Memorial Hermann Pearland Hospital | PEARLAND - 4N - MED/SURG | Rooom N410 | [5 empty] | Alarm, Bed | ALARMBED-Stanley Healthcare-M200 | [22 empty] | Alarm, Bed | ALARMBED | Alarm, Bed | Stanley Healthcare Sol
YES | YES | Serial Number Cnf |  |  | 099-04243 | 099-04243 | Stanley Healthcare Sol | M200 |  | Cnf | PEARLAND - 4N - MED/SURG |  |  |  |  | 099-04243 | 099-04243 | Pearland | Memorial Hermann Pearland Hospital | PEARLAND - 4N - MED/SURG | Room 411 |  |  |  | No pm |  | Alarm, Bed | ALARMBED-Stanley Healthcare-M200 | [22 empty] | Alarm, Bed | ALARMBED | Alarm, Bed | Stanley Healthcare Sol
YES | YES |  |  |  | 099-04482 | 099-04482 | Stanley Healthcare Sol | M200 |  | Nsn | PEARLAND - 4N - MED/SURG |  |  |  |  | 099-04482 | 099-04482 | Pearland | Memorial Hermann Pearland Hospital | PEARLAND - 4N - MED/SURG | Soiled utility | [5 empty] | Alarm, Bed | ALARMBED-Stanley Healthcare-M200 | [22 empty] | Alarm, Bed | ALARMBED | Alarm, Bed | Stanley Healthcare Sol
YES | YES | Serial Number Cnf |  |  | 099-04539 | 099-04539 | Stanley Healthcare Sol | M200 |  | Cnf | Pearland |  |  |  |  | 099-04539 | 099-04539 | Pearland | Memorial Hermann Pearland Hospital | Pearland | N418 |  | 2/1/20 |  |  |  | Alarm, Bed | ALARMBED-Stanley Healthcare-M200 | [22 empty] | Alarm, Bed | ALARMBED | Alarm, Bed | Stanley Healthcare Sol
YES | YES | Serial Number Cnf |  |  | 099-04245 | 099-04245 | Stanley Healthcare Sol | M200 |  | Cnf | PEARLAND - 4N - MED/SURG |  |  |  |  | 099-04245 | 099-04245 | Pearland | Memorial Hermann Pearland Hospital | PEARLAND - 4N - MED/SURG |  | 2/1/20 |  |  | No pm |  | Alarm, Bed | ALARMBED-Stanley Healthcare-M200 | [22 empty] | Alarm, Bed | ALARMBED | Alarm, Bed | Stanley Healthcare Sol
YES | YES | Serial Number Cnf |  |  | 099-04582 | 099-04582 | Stanley Healthcare Sol | M200 |  | Cnf | PEARLAND |  |  |  |  | 099-04582 | 099-04582 | Pearland | Memorial Hermann Pearland Hospital | PEARLAND | RM 416 |  | 2/1/20 |  |  |  | Alarm, Bed | ALARMBED-Stanley Healthcare-M200 | [22 empty] | Alarm, Bed | ALARMBED | Alarm, Bed | Stanley Healthcare Sol
YES | YES | Serial Number Cnf |  |  | 099-04248 | 099-04248 | Stanley Healthcare Sol | M200 |  | Cnf | PEARLAND - 4N - MED/SURG |  |  |  |  | 099-04248 | 099-04248 | Pearland | Memorial Hermann Medical Group Central Pearland | PEARLAND - 4N - MED/SURG | Room 401 | 2/1/20 |  |  | No pm |  | Alarm, Bed | ALARMBED-Stanley Healthcare-M200 | [22 empty] | Alarm, Bed | ALARMBED | Alarm, Bed | Stanley Healthcare Sol
YES | YES | Serial Number Cnf |  |  | 099-04250 | 099-04250 | Stanley Healthcare Sol | M200 |  | Cnf | PEARLAND - 4N - MED/SURG |  |  |  |  | 099-04250 | 099-04250 | Pearland | Memorial Hermann Medical Group Central Pearland | PEARLAND - 4N - MED/SURG | Room 434 |  |  |  | No pm |  | Alarm, Bed | ALARMBED-Stanley Healthcare-M200 | [22 empty] | Alarm, Bed | ALARMBED | Alarm, Bed | Stanley Healthcare Sol
YES | YES |  |  |  | 099-04446 | 099-04446 | Stanley Healthcare Sol | M200 |  | Nsn | PEARLAND - 4N - MED/SURG |  |  |  |  | 099-04446 | 099-04446 | Pearland | Memorial Hermann Pearland Hospital | PEARLAND - 4N - MED/SURG | N432 | [5 empty] | Alarm, Bed | ALARMBED-Stanley Healthcare-M200 | [22 empty] | Alarm, Bed | ALARMBED | Alarm, Bed | Stanley Healthcare Sol
YES | YES | Serial Number Cnf |  |  | 099-04546 | 099-04546 | Stanley Healthcare Sol | M200 |  | Cnf | [5 empty] | 099-04546 | 099-04546 | Pearland | Memorial Hermann Pearland Hospital |  | rm 433 |  | 2/1/20 |  |  |  | Alarm, Bed | ALARMBED-Stanley Healthcare-M200 | [22 empty] | Alarm, Bed | ALARMBED | Alarm, Bed | Stanley Healthcare Sol
YES | YES | Serial Number Cnf |  |  | 099-04303 | 099-04303 | Stanley Healthcare Sol | M200 |  | CNF | PEARLAND - ICU/IMCU |  |  |  |  | 099-04303 | 099-04303 | Pearland | Memorial Hermann Pearland Hospital | PEARLAND - ICU/IMCU | ICU 9 | [5 empty] | Alarm, Bed | ALARMBED-Stanley Healthcare-M200 | [22 empty] | Alarm, Bed | ALARMBED | Alarm, Bed | Stanley Healthcare Sol
YES | YES |  |  |  | 099-04434 | 099-04434 | Stanley Healthcare Sol | M200 |  | Nsn | PEARLAND - ICU/IMCU |  |  |  |  | 099-04434 | 099-04434 | Pearland | Memorial Hermann Pearland Hospital | PEARLAND - ICU/IMCU | Icu 3 | [5 empty] | Alarm, Bed | ALARMBED-Stanley Healthcare-M200 | [22 empty] | Alarm, Bed | ALARMBED | Alarm, Bed | Stanley Healthcare Sol
YES | YES |  |  |  | 099-04432 | 099-04432 | Stanley Healthcare Sol | M200 |  |  | PEARLAND - ICU/IMCU |  |  |  |  | 099-04432 | 099-04432 | Pearland | Memorial Hermann Pearland Hospital | PEARLAND - ICU/IMCU | Icu 8 | [5 empty] | Alarm, Bed | ALARMBED-Stanley Healthcare-M200 | [22 empty] | Alarm, Bed | ALARMBED | Alarm, Bed | Stanley Healthcare Sol
YES | YES | Serial Number Cnf |  |  | 099-04152 | 099-04152 | Stanley Healthcare Sol | M200 |  | Cnf | ICU North |  |  |  |  | 099-04152 | 099-04152 | Pearland | Memorial Hermann Pearland Hospital | ICU North | ICU 4 | [5 empty] | Alarm, Bed | ALARMBED-Stanley Healthcare-M200 | [22 empty] | Alarm, Bed | ALARMBED | Alarm, Bed | Stanley Healthcare Sol
YES | YES | Serial Number Cnf |  |  | 099-04269 | 099-04269 | Stanley Healthcare Sol | M200 |  | Cnf | Med surg |  |  |  |  | 099-04269 | 099-04269 | Pearland | Memorial Hermann Pearland Hospital | Med surg | Room 301 |  |  |  | No pm sticker. Could not get serial |  | Alarm, Bed | ALARMBED-Stanley Healthcare-M200 | [22 empty] | Alarm, Bed | ALARMBED | Alarm, Bed | Stanley Healthcare Sol
YES | YES |  |  |  | 099-04067 | 099-04067 | Stanley Healthcare Sol | M200 |  |  | Pearland - Med/Ser |  |  |  |  | 099-04067 | 099-04067 | Pearland | Memorial Hermann Pearland Hospital | Pearland - Med/Ser | [6 empty] | Alarm, Bed | ALARMBED-Stanley Healthcare-M200 | [22 empty] | Alarm, Bed | ALARMBED | Alarm, Bed | Stanley Healthcare Sol
YES | YES | Serial Number Cnf |  |  | 099-04158 | 099-04158 | Stanley Healthcare Sol | M200 |  | Cnf | PEARLAND - N3Med Surg |  |  |  |  | 099-04158 | 099-04158 | Pearland | Memorial Hermann Pearland Hospital | PEARLAND - N3Med Surg | N307 | 2/1/20 |  |  |  |  | Alarm, Bed | ALARMBED-Stanley Healthcare-M200 | [22 empty] | Alarm, Bed | ALARMBED | Alarm, Bed | Stanley Healthcare Sol
YES | YES | Serial Number Cnf |  |  | 099-04274 | 099-04274 | Stanley Healthcare Sol | M200 |  | Cnf | Med surg |  |  |  |  | 099-04274 | 099-04274 | Pearland | Memorial Hermann Pearland Hospital | Med surg | Room 310 |  |  |  | No pm |  | Alarm, Bed | ALARMBED-Stanley Healthcare-M200 | [22 empty] | Alarm, Bed | ALARMBED | Alarm, Bed | Stanley Healthcare Sol
YES | YES | Serial Number Cnf |  |  | 099-04349 | 099-04349 | Stanley Healthcare Sol | M200 |  | CNF | 3north |  |  |  |  | 099-04349 | 099-04349 | Pearland | Memorial Hermann Pearland Hospital | 3north | [6 empty] | Alarm, Bed | ALARMBED-Stanley Healthcare-M200 | [22 empty] | Alarm, Bed | ALARMBED | Alarm, Bed | Stanley Healthcare Sol
YES | YES | Serial Number Cnf |  |  | 099-04161 | 099-04161 | Stanley Healthcare Sol | M200 |  | Cnf | PEARLAND - 3N - MED/SURG |  |  |  |  | 099-04161 | 099-04161 | Pearland | Memorial Hermann Pearland Hospital | PEARLAND - 3N - MED/SURG | N311 | [5 empty] | Alarm, Bed | ALARMBED-Stanley Healthcare-M200 | [22 empty] | Alarm, Bed | ALARMBED | Alarm, Bed | Stanley Healthcare Sol
YES | YES |  |  |  | 099-04072 | 099-04072 | Stanley Healthcare Sol | M200 |  |  | PEARLAND - LABOR |  |  |  |  | 099-04072 | 099-04072 | Pearland | Memorial Hermann Pearland Hospital | PEARLAND - LABOR | N3-151 soiled utility | [5 empty] | Alarm, Bed | ALARMBED-Stanley Healthcare-M200 | [22 empty] | Alarm, Bed | ALARMBED | Alarm, Bed | Stanley Healthcare Sol
YES | YES |  |  |  | 099-04073 | 099-04073 | Stanley Healthcare Sol | M200 |  |  | PEARLAND - LABOR |  |  |  |  | 099-04073 | 099-04073 | Pearland | Memorial Hermann Pearland Hospital | PEARLAND - LABOR | N3-151 soiled utility | [5 empty] | Alarm, Bed | ALARMBED-Stanley Healthcare-M200 | [22 empty] | Alarm, Bed | ALARMBED | Alarm, Bed | Stanley Healthcare Sol
YES | YES | Serial Number Cnf |  |  | 099-04645 | 099-04645 | Stanley Healthcare Sol | M200 |  | Cnf | PEARLAND - 3N - MED/SURG |  |  |  |  | 099-04645 | 099-04645 | Pearland | Memorial Hermann Pearland Hospital | PEARLAND - 3N - MED/SURG | N317 | [5 empty] | Alarm, Bed | ALARMBED-Stanley Healthcare-M200 | [22 empty] | Alarm, Bed | ALARMBED | Alarm, Bed | Stanley Healthcare Sol
YES | YES |  |  |  | 099-04074 | 099-04074 | Stanley Healthcare Sol | M200 |  |  | PEARLAND - LABOR |  |  |  |  | 099-04074 | 099-04074 | Pearland | Memorial Hermann Pearland Hospital | PEARLAND - LABOR | N3-151 soiled utility | [5 empty] | Alarm, Bed | ALARMBED-Stanley Healthcare-M200 | [22 empty] | Alarm, Bed | ALARMBED | Alarm, Bed | Stanley Healthcare Sol
YES | YES |  |  |  | 099-04075 | 099-04075 | Stanley Healthcare Sol | M200 |  |  | PEARLAND - LABOR |  |  |  |  | 099-04075 | 099-04075 | Pearland | Memorial Hermann Pearland Hospital | PEARLAND - LABOR | N3-151 soiled utility | [5 empty] | Alarm, Bed | ALARMBED-Stanley Healthcare-M200 | [22 empty] | Alarm, Bed | ALARMBED | Alarm, Bed | Stanley Healthcare Sol
YES | YES |  |  |  | 099-04076 | 099-04076 | Stanley Healthcare Sol | M200 |  |  | PEARLAND - LABOR |  |  |  |  | 099-04076 | 099-04076 | Pearland | Memorial Hermann Pearland Hospital | PEARLAND - LABOR | N3-151 soiled utility | [5 empty] | Alarm, Bed | ALARMBED-Stanley Healthcare-M200 | [22 empty] | Alarm, Bed | ALARMBED | Alarm, Bed | Stanley Healthcare Sol
YES | YES |  |  |  | 099-04077 | 099-04077 | Stanley Healthcare Sol | M200 |  |  | PEARLAND - LABOR |  |  |  |  | 099-04077 | 099-04077 | Pearland | Memorial Hermann Pearland Hospital | PEARLAND - LABOR | N3-151 soiled utility | [5 empty] | Alarm, Bed | ALARMBED-Stanley Healthcare-M200 | [22 empty] | Alarm, Bed | ALARMBED | Alarm, Bed | Stanley Healthcare Sol
YES | YES |  |  |  | 099-04078 | 099-04078 | Stanley Healthcare Sol | M200 |  |  | PEARLAND - LABOR |  |  |  |  | 099-04078 | 099-04078 | Pearland | Memorial Hermann Pearland Hospital | PEARLAND - LABOR | N3-151 soiled utility | [5 empty] | Alarm, Bed | ALARMBED-Stanley Healthcare-M200 | [22 empty] | Alarm, Bed | ALARMBED | Alarm, Bed | Stanley Healthcare Sol
YES | YES |  |  |  | 099-04080 | 099-04080 | Stanley Healthcare Sol | M200 |  |  | PEARLAND - LABOR |  |  |  |  | 099-04080 | 099-04080 | Pearland | Memorial Hermann Pearland Hospital | PEARLAND - LABOR | N3-151 soiled utility | [5 empty] | Alarm, Bed | ALARMBED-Stanley Healthcare-M200 | [22 empty] | Alarm, Bed | ALARMBED | Alarm, Bed | Stanley Healthcare Sol
YES | YES |  |  |  | 099-04082 | 099-04082 | Stanley Healthcare Sol | M200 |  |  | PEARLAND - LABOR |  |  |  |  | 099-04082 | 099-04082 | Pearland | Memorial Hermann Pearland Hospital | PEARLAND - LABOR | N3-151 soiled utility | [5 empty] | Alarm, Bed | ALARMBED-Stanley Healthcare-M200 | [22 empty] | Alarm, Bed | ALARMBED | Alarm, Bed | Stanley Healthcare Sol
YES | YES |  |  |  | 099-04083 | 099-04083 | Stanley Healthcare Sol | M200 |  |  | PEARLAND - LABOR |  |  |  |  | 099-04083 | 099-04083 | Pearland | Memorial Hermann Pearland Hospital | PEARLAND - LABOR | N3-151 soiled utility | [5 empty] | Alarm, Bed | ALARMBED-Stanley Healthcare-M200 | [22 empty] | Alarm, Bed | ALARMBED | Alarm, Bed | Stanley Healthcare Sol
YES | YES |  |  |  | 099-04084 | 099-04084 | Stanley Healthcare Sol | M200 |  |  | PEARLAND - LABOR |  |  |  |  | 099-04084 | 099-04084 | Pearland | Memorial Hermann Pearland Hospital | PEARLAND - LABOR | N3-151 soiled utility | [5 empty] | Alarm, Bed | ALARMBED-Stanley Healthcare-M200 | [22 empty] | Alarm, Bed | ALARMBED | Alarm, Bed | Stanley Healthcare Sol
YES | YES | Serial Number Cnf |  |  | 099-04116 | 099-04116 | Stanley Healthcare Sol | M200 |  | Cnf | PEARLAND - LABOR |  |  |  |  | 099-04116 | 099-04116 | Pearland | Memorial Hermann Pearland Hospital | PEARLAND - LABOR | Room 330 |  |  |  | No pm |  | Alarm, Bed | ALARMBED-Stanley Healthcare-M200 | [22 empty] | Alarm, Bed | ALARMBED | Alarm, Bed | Stanley Healthcare Sol
YES | YES | Serial Number Cnf |  |  | 099-04603 | 099-04603 | Stanley Healthcare Sol | M200 |  | Cnf | PEARLAND - EMERGENCY CENTER |  |  |  |  | 099-04603 | 099-04603 | Pearland | Memorial Hermann Pearland Hospital | PEARLAND - EMERGENCY CENTER | Treatment 3 | [5 empty] | Alarm, Bed | ALARMBED-Stanley Healthcare-M200 | [22 empty] | Alarm, Bed | ALARMBED | Alarm, Bed | Stanley Healthcare Sol
YES | YES | Serial Number Cnf |  |  | 099-04753 | 099-04753 | Stanley Healthcare Sol | M200 |  | Cnf | Er |  |  |  |  | 099-04753 | 099-04753 | Pearland | Memorial Hermann Pearland Hospital | Er | Room 6 |  |  |  | No pm |  | Alarm, Bed | ALARMBED-Stanley Healthcare-M200 | [22 empty] | Alarm, Bed | ALARMBED | Alarm, Bed | Stanley Healthcare Sol
YES | YES | Serial Number Cnf |  |  | 099-04746 | 099-04746 | Stanley Healthcare Sol | M200 |  | CNF | PEARLAND - EMERGENCY CENTER |  |  |  |  | 099-04746 | 099-04746 | Pearland | Memorial Hermann Pearland Hospital | PEARLAND - EMERGENCY CENTER | Treatment 4 | [5 empty] | Alarm, Bed | ALARMBED-Stanley Healthcare-M200 | [22 empty] | Alarm, Bed | ALARMBED | Alarm, Bed | Stanley Healthcare Sol
YES | YES |  |  |  | 099-04458 | 099-04458 | Stanley Healthcare Sol | M200 |  |  | PEARLAND - EMERGENCY CENTER |  |  |  |  | 099-04458 | 099-04458 | Pearland | Memorial Hermann Pearland Hospital | PEARLAND - EMERGENCY CENTER | Treatment 9 | [5 empty] | Alarm, Bed | ALARMBED-Stanley Healthcare-M200 | [22 empty] | Alarm, Bed | ALARMBED | Alarm, Bed | Stanley Healthcare Sol
YES | YES | Serial Number Cnf |  |  | 099-04423 | 099-04423 | Stanley Healthcare Sol | M200 |  | CNF | Pearland ER |  |  |  |  | 099-04423 | 099-04423 | Pearland | Memorial Hermann Pearland Hospital | Pearland ER | Pearland ER - IR 1 | [5 empty] | Alarm, Bed | ALARMBED-Stanley Healthcare-M200 | [22 empty] | Alarm, Bed | ALARMBED | Alarm, Bed | Stanley Healthcare Sol
YES | YES | Serial Number Cnf |  |  | 099-04610 | 099-04610 | Stanley Healthcare Sol | M200 |  | Cnf | PEARLAND - EMERGENCY CENTER |  |  |  |  | 099-04610 | 099-04610 | Pearland | Memorial Hermann Pearland Hospital | PEARLAND - EMERGENCY CENTER | Treatment 5 | [5 empty] | Alarm, Bed | ALARMBED-Stanley Healthcare-M200 | [22 empty] | Alarm, Bed | ALARMBED | Alarm, Bed | Stanley Healthcare Sol
YES | YES | Serial Number Cnf |  |  | 099-04673 | 099-04673 | Stanley Healthcare Sol | M200 |  | Cnf | PEARLAND - EMERGENCY CENTER |  |  |  |  | 099-04673 | 099-04673 | Pearland | Memorial Hermann Pearland Hospital | PEARLAND - EMERGENCY CENTER | IR-2 |  | 2/1/20 |  |  |  | Alarm, Bed | ALARMBED-Stanley Healthcare-M200 | [22 empty] | Alarm, Bed | ALARMBED | Alarm, Bed | Stanley Healthcare Sol
YES | YES | Serial Number Cnf |  |  | 099-04742 | 099-04742 | Stanley Healthcare Sol | M200 |  | CNF | PEARLAND - EMERGENCY CENTER |  |  |  |  | 099-04742 | 099-04742 | Pearland | Memorial Hermann Pearland Hospital | PEARLAND - EMERGENCY CENTER | Treatment 10 | 2/1/20 |  |  |  |  | Alarm, Bed | ALARMBED-Stanley Healthcare-M200 | [22 empty] | Alarm, Bed | ALARMBED | Alarm, Bed | Stanley Healthcare Sol
YES | YES |  |  |  | 099-04462 | 099-04462 | Stanley Healthcare Sol | M200 |  |  | PEARLAND - EMERGENCY CENTER |  |  |  |  | 099-04462 | 099-04462 | Pearland | Memorial Hermann Pearland Hospital | PEARLAND - EMERGENCY CENTER | Treatment 12 | [5 empty] | Alarm, Bed | ALARMBED-Stanley Healthcare-M200 | [22 empty] | Alarm, Bed | ALARMBED | Alarm, Bed | Stanley Healthcare Sol
YES | YES | Serial Number Cnf |  |  | 099-04763 | 099-04763 | Stanley Healthcare Sol | M200 |  | Cnf | Er |  |  |  |  | 099-04763 | 099-04763 | Pearland | Memorial Hermann Pearland Hospital | Er | Room 11 | [5 empty] | Alarm, Bed | ALARMBED-Stanley Healthcare-M200 | [22 empty] | Alarm, Bed | ALARMBED | Alarm, Bed | Stanley Healthcare Sol
YES | YES |  |  |  | 099-04093 | 099-04093 | Stanley Healthcare Sol | M200 |  |  | PEARLAND - EMERGENCY CENTER |  |  |  |  | 099-04093 | 099-04093 | Pearland | Memorial Hermann Pearland Hospital | PEARLAND - EMERGENCY CENTER | Treatment 2 | [5 empty] | Alarm, Bed | ALARMBED-Stanley Healthcare-M200 | [22 empty] | Alarm, Bed | ALARMBED | Alarm, Bed | Stanley Healthcare Sol
YES | YES | Serial Number Cnf |  |  | 099-04709 | 099-04709 | Stanley Healthcare Sol | M200 |  | Cnf | PEARLAND - EMERGENCY CENTER |  |  |  |  | 099-04709 | 099-04709 | Pearland | Memorial Hermann Pearland Hospital | PEARLAND - EMERGENCY CENTER | Trauma3 | [5 empty] | Alarm, Bed | ALARMBED-Stanley Healthcare-M200 | [22 empty] | Alarm, Bed | ALARMBED | Alarm, Bed | Stanley Healthcare Sol
YES | YES |  |  |  | 099-04097 | 099-04097 | Stanley Healthcare Sol | M200 |  |  | PEARLAND - EMERGENCY CENTER |  |  |  |  | 099-04097 | 099-04097 | Pearland | Memorial Hermann Pearland Hospital | PEARLAND - EMERGENCY CENTER | Treatment 3 | [5 empty] | Alarm, Bed | ALARMBED-Stanley Healthcare-M200 | [22 empty] | Alarm, Bed | ALARMBED | Alarm, Bed | Stanley Healthcare Sol
YES | YES | Serial Number Cnf |  |  | 099-04828 | 099-04828 | Stanley Healthcare Sol | M200 |  | CNF | 2nd Floor Shell |  |  |  |  | 099-04828 | 099-04828 | Pearland | Memorial Hermann Pearland Hospital | 2nd Floor Shell | 2nd Floor Shell | [5 empty] | Alarm, Bed | ALARMBED-Stanley Healthcare-M200 | [22 empty] | Alarm, Bed | ALARMBED | Alarm, Bed | Stanley Healthcare Sol
YES | YES | Serial Number Cnf |  |  | 099-04827 | 099-04827 | Stanley Healthcare Sol | M200 |  | CNF | 2nd Floor Shell |  |  |  |  | 099-04827 | 099-04827 | Pearland | Memorial Hermann Pearland Hospital | 2nd Floor Shell | 2nd Floor Shell | [5 empty] | Alarm, Bed | ALARMBED-Stanley Healthcare-M200 | [22 empty] | Alarm, Bed | ALARMBED | Alarm, Bed | Stanley Healthcare Sol
YES | YES |  |  |  | 099-03060 | 099-03060 | Stanley Healthcare Sol | M200 |  |  | Katy - med/ser |  |  |  |  | 099-03060 | 099-03060 | Katy | Memorial Hermann Katy Hospital | Katy - med/ser | [6 empty] | Alarm, Bed | ALARMBED-Stanley Healthcare-M200 | [22 empty] | Alarm, Bed | ALARMBED | Alarm, Bed | Stanley Healthcare Sol
YES | YES | Serial Number Cnf |  |  | 099-03989 | 099-03989 | Stanley Healthcare Sol | M200 |  | Cnf | KATY - MED/SURG 5TH FLOOR |  |  |  |  | 099-03989 | 099-03989 | Katy | Memorial Hermann Katy Hospital | KATY - MED/SURG 5TH FLOOR | Room 501 | [5 empty] | Alarm, Bed | ALARMBED-Stanley Healthcare-M200 | [22 empty] | Alarm, Bed | ALARMBED | Alarm, Bed | Stanley Healthcare Sol
YES | YES |  |  |  | 099-03062 | 099-03062 | Stanley Healthcare Sol | M200 |  |  | Katy - med/ser |  |  |  |  | 099-03062 | 099-03062 | Katy | Memorial Hermann Katy Hospital | Katy - med/ser | [6 empty] | Alarm, Bed | ALARMBED-Stanley Healthcare-M200 | [22 empty] | Alarm, Bed | ALARMBED | Alarm, Bed | Stanley Healthcare Sol
YES | YES | Serial Number Cnf |  |  | 151-04405 | 151-04405 | Stanley Healthcare Sol | M200 |  | Cnf | KATY - MED/SURG 5TH FLOOR |  |  |  |  | 151-04405 | 151-04405 | Katy | Memorial Hermann Katy Hospital | KATY - MED/SURG 5TH FLOOR | Room 502 | [5 empty] | Alarm, Bed | ALARMBED-Stanley Healthcare-M200 | [22 empty] | Alarm, Bed | ALARMBED | Alarm, Bed | Stanley Healthcare Sol
YES | YES |  |  |  | 099-03065 | 099-03065 | Stanley Healthcare Sol | M200 |  |  | Katy - med/ser |  |  |  |  | 099-03065 | 099-03065 | Katy | Memorial Hermann Katy Hospital | Katy - med/ser | [6 empty] | Alarm, Bed | ALARMBED-Stanley Healthcare-M200 | [22 empty] | Alarm, Bed | ALARMBED | Alarm, Bed | Stanley Healthcare Sol
YES | YES | Serial Number Cnf |  |  | 151-04407 | 151-04407 | Stanley Healthcare Sol | M200 |  | Cnf | KATY - MED/SURG 5TH FLOOR |  |  |  |  | 151-04407 | 151-04407 | Katy | Memorial Hermann Katy Hospital | KATY - MED/SURG 5TH FLOOR | Room 503 | [5 empty] | Alarm, Bed | ALARMBED-Stanley Healthcare-M200 | [22 empty] | Alarm, Bed | ALARMBED | Alarm, Bed | Stanley Healthcare Sol
YES | YES |  |  |  | 099-03067 | 099-03067 | Stanley Healthcare Sol | M200 |  |  | Katy - med/ser |  |  |  |  | 099-03067 | 099-03067 | Katy | Memorial Hermann Katy Hospital | Katy - med/ser | [6 empty] | Alarm, Bed | ALARMBED-Stanley Healthcare-M200 | [22 empty] | Alarm, Bed | ALARMBED | Alarm, Bed | Stanley Healthcare Sol
YES | YES | Serial Number Cnf |  |  | 099-02037 | 099-02037 | Stanley Healthcare Sol | M200 |  | CNF | KATY - MED/SURG 5TH FLOOR |  |  |  |  | 099-02037 | 099-02037 | Katy | Memorial Hermann Katy Hospital | KATY - MED/SURG 5TH FLOOR | MEDSURG STE. 518 | [5 empty] | Alarm, Bed | ALARMBED-Stanley Healthcare-M200 | [22 empty] | Alarm, Bed | ALARMBED | Alarm, Bed | Stanley Healthcare Sol
YES | YES |  |  |  | 099-03068 | 099-03068 | Stanley Healthcare Sol | M200 |  |  | Katy - med/ser |  |  |  |  | 099-03068 | 099-03068 | Katy | Memorial Hermann Katy Hospital | Katy - med/ser | [6 empty] | Alarm, Bed | ALARMBED-Stanley Healthcare-M200 | [22 empty] | Alarm, Bed | ALARMBED | Alarm, Bed | Stanley Healthcare Sol
YES | YES | Serial Number Cnf |  |  | 099-03308 | 099-03308 | Stanley Healthcare Sol | M200 |  | CNF | KATY - Observation unit |  |  |  |  | 099-03308 | 099-03308 | Katy | Memorial Hermann Katy Hospital | KATY - Observation unit | Soiled utility | [5 empty] | Alarm, Bed | ALARMBED-Stanley Healthcare-M200 | [22 empty] | Alarm, Bed | ALARMBED | Alarm, Bed | Stanley Healthcare Sol
YES | YES | Serial Number Cnf |  |  | 099-03782 | 099-03782 | Stanley Healthcare Sol | M200 |  | Cnf | Med surg |  |  |  |  | 099-03782 | 099-03782 | Katy | Memorial Hermann Katy Hospital | Med surg | Room 513 | [5 empty] | Alarm, Bed | ALARMBED-Stanley Healthcare-M200 | [22 empty] | Alarm, Bed | ALARMBED | Alarm, Bed | Stanley Healthcare Sol
YES | YES | Serial Number Cnf |  |  | 151-04408 | 151-04408 | Stanley Healthcare Sol | M200 |  | Cnf | KATY - MED/SURG 5TH FLOOR |  |  |  |  | 151-04408 | 151-04408 | Katy | Memorial Hermann Katy Hospital | KATY - MED/SURG 5TH FLOOR | Room 511 | [5 empty] | Alarm, Bed | ALARMBED-Stanley Healthcare-M200 | [22 empty] | Alarm, Bed | ALARMBED | Alarm, Bed | Stanley Healthcare Sol
YES | YES | Serial Number Cnf |  |  | 099-04175 | 099-04175 | Stanley Healthcare Sol | M200 |  | Cnf | KATY - MED/SURG 5TH FLOOR |  |  |  |  | 099-04175 | 099-04175 | Katy | Memorial Hermann Katy Hospital | KATY - MED/SURG 5TH FLOOR | Room 506 | [5 empty] | Alarm, Bed | ALARMBED-Stanley Healthcare-M200 | [22 empty] | Alarm, Bed | ALARMBED | Alarm, Bed | Stanley Healthcare Sol
YES | YES |  |  |  | 099-03071 | 099-03071 | Stanley Healthcare Sol | M200 |  |  | Katy - med/ser |  |  |  |  | 099-03071 | 099-03071 | Katy | Memorial Hermann Katy Hospital | Katy - med/ser | [6 empty] | Alarm, Bed | ALARMBED-Stanley Healthcare-M200 | [22 empty] | Alarm, Bed | ALARMBED | Alarm, Bed | Stanley Healthcare Sol
YES | YES | Serial Number Cnf |  |  | 099-03310 | 099-03310 | Stanley Healthcare Sol | M200 |  | CNF | KATY - MED/SURG 5TH FLOOR |  |  |  |  | 099-03310 | 099-03310 | Katy | Memorial Hermann Katy Hospital | KATY - MED/SURG 5TH FLOOR | [6 empty] | Alarm, Bed | ALARMBED-Stanley Healthcare-M200 | [22 empty] | Alarm, Bed | ALARMBED | Alarm, Bed | Stanley Healthcare Sol
YES | YES | Serial Number Cnf |  |  | 099-04178 | 099-04178 | Stanley Healthcare Sol | M200 |  | Cnf | KATY - MED/SURG 5TH FLOOR |  |  |  |  | 099-04178 | 099-04178 | Katy | Memorial Hermann Katy Hospital | KATY - MED/SURG 5TH FLOOR | Room 516 | [5 empty] | Alarm, Bed | ALARMBED-Stanley Healthcare-M200 | [22 empty] | Alarm, Bed | ALARMBED | Alarm, Bed | Stanley Healthcare Sol
YES | YES | Serial Number Cnf |  |  | 099-04985 | 099-04985 | Stanley Healthcare Sol | M200 |  | CNF | KATY - MED/SURG 5TH FLOOR |  |  |  |  | 099-04985 | 099-04985 | Katy | Memorial Hermann Katy Hospital | KATY - MED/SURG 5TH FLOOR | Room 526 |  | 2/1/20 |  |  |  | Alarm, Bed | ALARMBED-Stanley Healthcare-M200 | [22 empty] | Alarm, Bed | ALARMBED | Alarm, Bed | Stanley Healthcare Sol
YES | YES |  |  |  | 099-03075 | 099-03075 | Stanley Healthcare Sol | M200 |  |  | Katy - med/ser |  |  |  |  | 099-03075 | 099-03075 | Katy | Memorial Hermann Katy Hospital | Katy - med/ser | [6 empty] | Alarm, Bed | ALARMBED-Stanley Healthcare-M200 | [22 empty] | Alarm, Bed | ALARMBED | Alarm, Bed | Stanley Healthcare Sol
YES | YES | Serial Number Cnf |  |  | 099-04987 | 099-04987 | Stanley Healthcare Sol | M200 |  | CNF | KATY - MED/SURG 5TH FLOOR |  |  |  |  | 099-04987 | 099-04987 | Katy | Memorial Hermann Katy Hospital | KATY - MED/SURG 5TH FLOOR | Room 527 | [5 empty] | Alarm, Bed | ALARMBED-Stanley Healthcare-M200 | [22 empty] | Alarm, Bed | ALARMBED | Alarm, Bed | Stanley Healthcare Sol
YES | YES | Serial Number Cnf |  |  | 099-02042 | 099-02042 | Stanley Healthcare Sol | M200 |  | CNF | KATY - MED/SURG 5TH FLOOR |  |  |  |  | 099-02042 | 099-02042 | Katy | Memorial Hermann Katy Hospital | KATY - MED/SURG 5TH FLOOR | MEDSIRG SUITE 530 | [5 empty] | Alarm, Bed | ALARMBED-Stanley Healthcare-M200 | [22 empty] | Alarm, Bed | ALARMBED | Alarm, Bed | Stanley Healthcare Sol
YES | YES | Serial Number Cnf |  |  | 099-03666 | 099-03666 | Stanley Healthcare Sol | M200 |  | CNF | KATY - MED/SURG 5TH FLOOR |  |  |  |  | 099-03666 | 099-03666 | Katy | Memorial Hermann Katy Hospital | KATY - MED/SURG 5TH FLOOR | [6 empty] | Alarm, Bed | ALARMBED-Stanley Healthcare-M200 | [22 empty] | Alarm, Bed | ALARMBED | Alarm, Bed | Stanley Healthcare Sol
YES | YES |  |  |  | 099-03077 | 099-03077 | Stanley Healthcare Sol | M200 |  |  | Katy - med/ser |  |  |  |  | 099-03077 | 099-03077 | Katy | Memorial Hermann Katy Hospital | Katy - med/ser | [6 empty] | Alarm, Bed | ALARMBED-Stanley Healthcare-M200 | [22 empty] | Alarm, Bed | ALARMBED | Alarm, Bed | Stanley Healthcare Sol
YES | YES | Serial Number Cnf |  |  | 099-02044 | 099-02044 | Stanley Healthcare Sol | M200 |  | CNF | KATY - MED/SURG 5TH FLOOR |  |  |  |  | 099-02044 | 099-02044 | Katy | Memorial Hermann Katy Hospital | KATY - MED/SURG 5TH FLOOR | MEDSIRG SUITE 530 | [5 empty] | Alarm, Bed | ALARMBED-Stanley Healthcare-M200 | [22 empty] | Alarm, Bed | ALARMBED | Alarm, Bed | Stanley Healthcare Sol
YES | YES | Serial Number Cnf |  |  | 099-04180 | 099-04180 | Stanley Healthcare Sol | M200 |  | Cnf | KATY - MED/SURG 5TH FLOOR |  |  |  |  | 099-04180 | 099-04180 | Katy | Memorial Hermann Katy Hospital | KATY - MED/SURG 5TH FLOOR | Room 522 | [5 empty] | Alarm, Bed | ALARMBED-Stanley Healthcare-M200 | [22 empty] | Alarm, Bed | ALARMBED | Alarm, Bed | Stanley Healthcare Sol
YES | YES | Serial Number Cnf |  |  | 099-03269 | 099-03269 | Stanley Healthcare Sol | M200 |  | CNF | KATY - MED/SURG 5TH FLOOR |  |  |  |  | 099-03269 | 099-03269 | Katy | Memorial Hermann Katy Hospital | KATY - MED/SURG 5TH FLOOR | [6 empty] | Alarm, Bed | ALARMBED-Stanley Healthcare-M200 | [22 empty] | Alarm, Bed | ALARMBED | Alarm, Bed | Stanley Healthcare Sol
YES | YES |  |  |  | 099-03135 | 099-03135 | Stanley Healthcare Sol | M200 |  |  | Katy - med/ser |  |  |  |  | 099-03135 | 099-03135 | Katy | Memorial Hermann Katy Hospital | Katy - med/ser | [6 empty] | Alarm, Bed | ALARMBED-Stanley Healthcare-M200 | [22 empty] | Alarm, Bed | ALARMBED | Alarm, Bed | Stanley Healthcare Sol
YES | YES | Serial Number Cnf |  |  | 099-03270 | 099-03270 | Stanley Healthcare Sol | M200 |  | CNF | KATY - MED/SURG 5TH FLOOR |  |  |  |  | 099-03270 | 099-03270 | Katy | Memorial Hermann Katy Hospital | KATY - MED/SURG 5TH FLOOR | [6 empty] | Alarm, Bed | ALARMBED-Stanley Healthcare-M200 | [22 empty] | Alarm, Bed | ALARMBED | Alarm, Bed | Stanley Healthcare Sol
YES | YES | Serial Number Cnf |  |  | 099-03315 | 099-03315 | Stanley Healthcare Sol | M200 |  | CNF | KATY - MED/SURG 6th |  |  |  |  | 099-03315 | 099-03315 | Katy | Memorial Hermann Katy Hospital | KATY - MED/SURG 6th | [6 empty] | Alarm, Bed | ALARMBED-Stanley Healthcare-M200 | [22 empty] | Alarm, Bed | ALARMBED | Alarm, Bed | Stanley Healthcare Sol
YES | YES |  |  |  | 099-03133 | 099-03133 | Stanley Healthcare Sol | M200 |  |  | Katy - med/ser |  |  |  |  | 099-03133 | 099-03133 | Katy | Memorial Hermann Katy Hospital | Katy - med/ser | [6 empty] | Alarm, Bed | ALARMBED-Stanley Healthcare-M200 | [22 empty] | Alarm, Bed | ALARMBED | Alarm, Bed | Stanley Healthcare Sol
YES | YES | Serial Number Cnf |  |  | 099-03991 | 099-03991 | Stanley Healthcare Sol | M200 |  | Cnf | KATY - MED/SURG 6TH FLOOR |  |  |  |  | 099-03991 | 099-03991 | Katy | Memorial Hermann Katy Hospital | KATY - MED/SURG 6TH FLOOR | Room 602 | [5 empty] | Alarm, Bed | ALARMBED-Stanley Healthcare-M200 | [22 empty] | Alarm, Bed | ALARMBED | Alarm, Bed | Stanley Healthcare Sol
YES | YES | Serial Number Cnf |  |  | 099-02047 | 099-02047 | Stanley Healthcare Sol | M200 |  | CNF | KATY - MED/SURG 6TH FLOOR |  |  |  |  | 099-02047 | 099-02047 | Katy | Memorial Hermann Katy Hospital | KATY - MED/SURG 6TH FLOOR | MEDSURG 6th FL 609 | [5 empty] | Alarm, Bed | ALARMBED-Stanley Healthcare-M200 | [22 empty] | Alarm, Bed | ALARMBED | Alarm, Bed | Stanley Healthcare Sol
YES | YES |  |  |  | 099-03131 | 099-03131 | Stanley Healthcare Sol | M200 |  |  | Katy - med/ser |  |  |  |  | 099-03131 | 099-03131 | Katy | Memorial Hermann Katy Hospital | Katy - med/ser | [6 empty] | Alarm, Bed | ALARMBED-Stanley Healthcare-M200 | [22 empty] | Alarm, Bed | ALARMBED | Alarm, Bed | Stanley Healthcare Sol
YES | YES | Serial Number Cnf |  |  | 099-03665 | 099-03665 | Stanley Healthcare Sol | M200 |  | CNF | 6th floor |  |  |  |  | 099-03665 | 099-03665 | Katy | Memorial Hermann Katy Hospital | 6th floor | [6 empty] | Alarm, Bed | ALARMBED-Stanley Healthcare-M200 | [22 empty] | Alarm, Bed | ALARMBED | Alarm, Bed | Stanley Healthcare Sol
YES | YES | Serial Number Cnf |  |  | 099-03995 | 099-03995 | Stanley Healthcare Sol | M200 |  | Cnf | KATY - MED/SURG 6TH FLOOR |  |  |  |  | 099-03995 | 099-03995 | Katy | Memorial Hermann Katy Hospital | KATY - MED/SURG 6TH FLOOR | Room 605 | [5 empty] | Alarm, Bed | ALARMBED-Stanley Healthcare-M200 | [22 empty] | Alarm, Bed | ALARMBED | Alarm, Bed | Stanley Healthcare Sol
YES | YES |  |  |  | 099-03130 | 099-03130 | Stanley Healthcare Sol | M200 |  |  | Katy - med/ser |  |  |  |  | 099-03130 | 099-03130 | Katy | Memorial Hermann Katy Hospital | Katy - med/ser | [6 empty] | Alarm, Bed | ALARMBED-Stanley Healthcare-M200 | [22 empty] | Alarm, Bed | ALARMBED | Alarm, Bed | Stanley Healthcare Sol
YES | YES |  |  |  | 099-03127 | 099-03127 | Stanley Healthcare Sol | M200 |  |  | Katy - med/ser |  |  |  |  | 099-03127 | 099-03127 | Katy | Memorial Hermann Katy Hospital | Katy - med/ser | [6 empty] | Alarm, Bed | ALARMBED-Stanley Healthcare-M200 | [22 empty] | Alarm, Bed | ALARMBED | Alarm, Bed | Stanley Healthcare Sol
YES | YES | Serial Number Cnf |  |  | 099-02049 | 099-02049 | Stanley Healthcare Sol | M200 |  | CNF | KATY - MED/SURG 6TH FLOOR |  |  |  |  | 099-02049 | 099-02049 | Katy | Memorial Hermann Katy Hospital | KATY - MED/SURG 6TH FLOOR | MEDSURG 6th FL HALLWAY | [5 empty] | Alarm, Bed | ALARMBED-Stanley Healthcare-M200 | [22 empty] | Alarm, Bed | ALARMBED | Alarm, Bed | Stanley Healthcare Sol
YES | YES | Serial Number Cnf |  |  | 099-03662 | 099-03662 | Stanley Healthcare Sol | M200 |  | CNF | 6th floor |  |  |  |  | 099-03662 | 099-03662 | Katy | Memorial Hermann Katy Hospital | 6th floor | [6 empty] | Alarm, Bed | ALARMBED-Stanley Healthcare-M200 | [22 empty] | Alarm, Bed | ALARMBED | Alarm, Bed | Stanley Healthcare Sol
YES | YES | Serial Number Cnf |  |  | 099-03998 | 099-03998 | Stanley Healthcare Sol | M200 |  | Cnf | KATY - MED/SURG 6TH FLOOR |  |  |  |  | 099-03998 | 099-03998 | Katy | Memorial Hermann Katy Hospital | KATY - MED/SURG 6TH FLOOR | Room 614 | [5 empty] | Alarm, Bed | ALARMBED-Stanley Healthcare-M200 | [22 empty] | Alarm, Bed | ALARMBED | Alarm, Bed | Stanley Healthcare Sol
YES | YES | Serial Number Cnf |  |  | 099-03320 | 099-03320 | Stanley Healthcare Sol | M200 |  | CNF | KATY - MED/SURG 6th |  |  |  |  | 099-03320 | 099-03320 | Katy | Memorial Hermann Katy Hospital | KATY - MED/SURG 6th | [6 empty] | Alarm, Bed | ALARMBED-Stanley Healthcare-M200 | [22 empty] | Alarm, Bed | ALARMBED | Alarm, Bed | Stanley Healthcare Sol
YES | YES |  |  |  | 099-03125 | 099-03125 | Stanley Healthcare Sol | M200 |  |  | Katy - med ser |  |  |  |  | 099-03125 | 099-03125 | Katy | Memorial Hermann Katy Hospital | Katy - med ser |  |  | 2/1/20 |  |  |  | Alarm, Bed | ALARMBED-Stanley Healthcare-M200 | [22 empty] | Alarm, Bed | ALARMBED | Alarm, Bed | Stanley Healthcare Sol
YES | YES | Serial Number Cnf |  |  | 099-03793 | 099-03793 | Stanley Healthcare Sol | M200 |  | Cnf | Med surg |  |  |  |  | 099-03793 | 099-03793 | Katy | Memorial Hermann Katy Hospital | Med surg | Room 618 | [5 empty] | Alarm, Bed | ALARMBED-Stanley Healthcare-M200 | [22 empty] | Alarm, Bed | ALARMBED | Alarm, Bed | Stanley Healthcare Sol
YES | YES | Serial Number Cnf |  |  | 099-03999 | 099-03999 | Stanley Healthcare Sol | M200 |  | Cnf | KATY - MED/SURG 6TH FLOOR |  |  |  |  | 099-03999 | 099-03999 | Katy | Memorial Hermann Katy Hospital | KATY - MED/SURG 6TH FLOOR | Room 620 | [5 empty] | Alarm, Bed | ALARMBED-Stanley Healthcare-M200 | [22 empty] | Alarm, Bed | ALARMBED | Alarm, Bed | Stanley Healthcare Sol
YES | YES | Serial Number Cnf |  |  | 099-02051 | 099-02051 | Stanley Healthcare Sol | M200 |  | CNF | KATY - MED/SURG 6TH FLOOR |  |  |  |  | 099-02051 | 099-02051 | Katy | Memorial Hermann Katy Hospital | KATY - MED/SURG 6TH FLOOR | MEDSURG 6th FL 619 | [5 empty] | Alarm, Bed | ALARMBED-Stanley Healthcare-M200 | [22 empty] | Alarm, Bed | ALARMBED | Alarm, Bed | Stanley Healthcare Sol
YES | YES |  |  |  | 099-03123 | 099-03123 | Stanley Healthcare Sol | M200 |  |  | Katy - med ser |  |  |  |  | 099-03123 | 099-03123 | Katy | Memorial Hermann Katy Hospital | Katy - med ser | [6 empty] | Alarm, Bed | ALARMBED-Stanley Healthcare-M200 | [22 empty] | Alarm, Bed | ALARMBED | Alarm, Bed | Stanley Healthcare Sol
YES | YES | Serial Number Cnf |  |  | 099-03324 | 099-03324 | Stanley Healthcare Sol | M200 |  | CNF | KATY - MED/SURG 6th |  |  |  |  | 099-03324 | 099-03324 | Katy | Memorial Hermann Katy Hospital | KATY - MED/SURG 6th |  | 2/1/20 |  |  |  |  | Alarm, Bed | ALARMBED-Stanley Healthcare-M200 | [22 empty] | Alarm, Bed | ALARMBED | Alarm, Bed | Stanley Healthcare Sol
YES | YES |  |  |  | 099-03122 | 099-03122 | Stanley Healthcare Sol | M200 |  |  | Katy - med ser |  |  |  |  | 099-03122 | 099-03122 | Katy | Memorial Hermann Katy Hospital | Katy - med ser | [6 empty] | Alarm, Bed | ALARMBED-Stanley Healthcare-M200 | [22 empty] | Alarm, Bed | ALARMBED | Alarm, Bed | Stanley Healthcare Sol
YES | YES | Serial Number Cnf |  |  | 099-03271 | 099-03271 | Stanley Healthcare Sol | M200 |  | CNF | KATY - MED/SURG 6th |  |  |  |  | 099-03271 | 099-03271 | Katy | Memorial Hermann Katy Hospital | KATY - MED/SURG 6th | [6 empty] | Alarm, Bed | ALARMBED-Stanley Healthcare-M200 | [22 empty] | Alarm, Bed | ALARMBED | Alarm, Bed | Stanley Healthcare Sol
YES | YES |  |  |  | 099-03119 | 099-03119 | Stanley Healthcare Sol | M200 |  |  | Katy - med ser |  |  |  |  | 099-03119 | 099-03119 | Katy | Memorial Hermann Katy Hospital | Katy - med ser | [6 empty] | Alarm, Bed | ALARMBED-Stanley Healthcare-M200 | [22 empty] | Alarm, Bed | ALARMBED | Alarm, Bed | Stanley Healthcare Sol
YES | YES | Serial Number Cnf |  |  | 099-04003 | 099-04003 | Stanley Healthcare Sol | M200 |  | Cnf | KATY - MED/SURG 7TH FLOOR |  |  |  |  | 099-04003 | 099-04003 | Katy | Memorial Hermann Katy Hospital | KATY - MED/SURG 7TH FLOOR | Room 702 | [5 empty] | Alarm, Bed | ALARMBED-Stanley Healthcare-M200 | [22 empty] | Alarm, Bed | ALARMBED | Alarm, Bed | Stanley Healthcare Sol
YES | YES | Serial Number Cnf |  |  | 099-03275 | 099-03275 | Stanley Healthcare Sol | M200 |  | CNF | KATY - MED/SURG 7TH FLOOR |  |  |  |  | 099-03275 | 099-03275 | Katy | Memorial Hermann Katy Hospital | KATY - MED/SURG 7TH FLOOR | [6 empty] | Alarm, Bed | ALARMBED-Stanley Healthcare-M200 | [22 empty] | Alarm, Bed | ALARMBED | Alarm, Bed | Stanley Healthcare Sol
YES | YES | Serial Number Cnf |  |  | 099-04005 | 099-04005 | Stanley Healthcare Sol | M200 |  | Cnf | KATY - MED/SURG 7TH FLOOR |  |  |  |  | 099-04005 | 099-04005 | Katy | Memorial Hermann Katy Hospital | KATY - MED/SURG 7TH FLOOR | Room 7007 | [5 empty] | Alarm, Bed | ALARMBED-Stanley Healthcare-M200 | [22 empty] | Alarm, Bed | ALARMBED | Alarm, Bed | Stanley Healthcare Sol
YES | YES |  |  |  | 099-03117 | 099-03117 | Stanley Healthcare Sol | M200 |  |  | KATY - MED/SURG 7TH FLOOR |  |  |  |  | 099-03117 | 099-03117 | Katy | Memorial Hermann Katy Hospital | KATY - MED/SURG 7TH FLOOR | [6 empty] | Alarm, Bed | ALARMBED-Stanley Healthcare-M200 | [22 empty] | Alarm, Bed | ALARMBED | Alarm, Bed | Stanley Healthcare Sol
YES | YES | Serial Number Cnf |  |  | 099-03660 | 099-03660 | Stanley Healthcare Sol | M200 |  | CNF | KATY - POSTPARTUM - 2W |  |  |  |  | 099-03660 | 099-03660 | Katy | Memorial Hermann Katy Hospital | KATY - POSTPARTUM - 2W | [6 empty] | Alarm, Bed | ALARMBED-Stanley Healthcare-M200 | [22 empty] | Alarm, Bed | ALARMBED | Alarm, Bed | Stanley Healthcare Sol
YES | YES | Serial Number Cnf |  |  | 099-03278 | 099-03278 | Stanley Healthcare Sol | M200 |  | CNF | KATY - MED/SURG 7TH FLOOR |  |  |  |  | 099-03278 | 099-03278 | Katy | Memorial Hermann Katy Hospital | KATY - MED/SURG 7TH FLOOR | [6 empty] | Alarm, Bed | ALARMBED-Stanley Healthcare-M200 | [22 empty] | Alarm, Bed | ALARMBED | Alarm, Bed | Stanley Healthcare Sol
YES | YES | Serial Number Cnf |  |  | 099-04008 | 099-04008 | Stanley Healthcare Sol | M200 |  | Cnf | KATY - MED/SURG 7TH FLOOR |  |  |  |  | 099-04008 | 099-04008 | Katy | Memorial Hermann Katy Hospital | KATY - MED/SURG 7TH FLOOR | Room 710 | [5 empty] | Alarm, Bed | ALARMBED-Stanley Healthcare-M200 | [22 empty] | Alarm, Bed | ALARMBED | Alarm, Bed | Stanley Healthcare Sol
YES | YES |  |  |  | 099-03139 | 099-03139 | Stanley Healthcare Sol | M200 |  |  | KATY - MED/SURG 7TH FLOOR |  |  |  |  | 099-03139 | 099-03139 | Katy | Memorial Hermann Katy Hospital | KATY - MED/SURG 7TH FLOOR | [6 empty] | Alarm, Bed | ALARMBED-Stanley Healthcare-M200 | [22 empty] | Alarm, Bed | ALARMBED | Alarm, Bed | Stanley Healthcare Sol
YES | YES | Serial Number Cnf |  |  | 099-03280 | 099-03280 | Stanley Healthcare Sol | M200 |  | CNF | KATY - MED/SURG 7TH FLOOR |  |  |  |  | 099-03280 | 099-03280 | Katy | Memorial Hermann Katy Hospital | KATY - MED/SURG 7TH FLOOR | [6 empty] | Alarm, Bed | ALARMBED-Stanley Healthcare-M200 | [22 empty] | Alarm, Bed | ALARMBED | Alarm, Bed | Stanley Healthcare Sol
YES | YES | Serial Number Cnf |  |  | 099-03651 | 099-03651 | Stanley Healthcare Sol | M200 |  | CNF | KATY - RESPIRATORY |  |  |  |  | 099-03651 | 099-03651 | Katy | Memorial Hermann Katy Hospital | KATY - RESPIRATORY | [6 empty] | Alarm, Bed | ALARMBED-Stanley Healthcare-M200 | [22 empty] | Alarm, Bed | ALARMBED | Alarm, Bed | Stanley Healthcare Sol
YES | YES | Serial Number Cnf |  |  | 099-03236 | 099-03236 | Stanley Healthcare Sol | M200 |  | Cnf | KATY - MED/SURG 7TH FLOOR |  |  |  |  | 099-03236 | 099-03236 | Katy | Memorial Hermann Katy Hospital | KATY - MED/SURG 7TH FLOOR | Room 715 |  |  |  | Could not get a serial |  | Alarm, Bed | ALARMBED-Stanley Healthcare-M200 | [22 empty] | Alarm, Bed | ALARMBED | Alarm, Bed | Stanley Healthcare Sol
YES | YES | Serial Number Cnf |  |  | 099-04182 | 099-04182 | Stanley Healthcare Sol | M200 |  | Cnf | KATY - BIOMEDICAL SERVICES |  |  |  |  | 099-04182 | 099-04182 | Katy | Memorial Hermann Katy Hospital | KATY - BIOMEDICAL SERVICES | Room 717 | [5 empty] | Alarm, Bed | ALARMBED-Stanley Healthcare-M200 | [22 empty] | Alarm, Bed | ALARMBED | Alarm, Bed | Stanley Healthcare Sol
YES | YES | Serial Number Cnf |  |  | 099-03283 | 099-03283 | Stanley Healthcare Sol | M200 |  | CNF | KATY - MED/SURG 7TH FLOOR |  |  |  |  | 099-03283 | 099-03283 | Katy | Memorial Hermann Katy Hospital | KATY - MED/SURG 7TH FLOOR | [6 empty] | Alarm, Bed | ALARMBED-Stanley Healthcare-M200 | [22 empty] | Alarm, Bed | ALARMBED | Alarm, Bed | Stanley Healthcare Sol
YES | YES | Serial Number Cnf |  |  | 099-03799 | 099-03799 | Stanley Healthcare Sol | M200 |  | Cnf | KATY - MED/SURG 7TH FLOOR |  |  |  |  | 099-03799 | 099-03799 | Katy | Memorial Hermann Katy Hospital | KATY - MED/SURG 7TH FLOOR | Room 718 |  |  |  | No pm |  | Alarm, Bed | ALARMBED-Stanley Healthcare-M200 | [22 empty] | Alarm, Bed | ALARMBED | Alarm, Bed | Stanley Healthcare Sol
YES | YES |  |  |  | 099-03143 | 099-03143 | Stanley Healthcare Sol | M200 |  |  | KATY - MED/SURG 7TH FLOOR |  |  |  |  | 099-03143 | 099-03143 | Katy | Memorial Hermann Katy Hospital | KATY - MED/SURG 7TH FLOOR | [6 empty] | Alarm, Bed | ALARMBED-Stanley Healthcare-M200 | [22 empty] | Alarm, Bed | ALARMBED | Alarm, Bed | Stanley Healthcare Sol
YES | YES | Serial Number Cnf |  |  | 099-04186 | 099-04186 | Stanley Healthcare Sol | M200 |  | Cnf | KATY - BIOMEDICAL SERVICES |  |  |  |  | 099-04186 | 099-04186 | Katy | Memorial Hermann Katy Hospital | KATY - BIOMEDICAL SERVICES | Room 722 | [5 empty] | Alarm, Bed | ALARMBED-Stanley Healthcare-M200 | [22 empty] | Alarm, Bed | ALARMBED | Alarm, Bed | Stanley Healthcare Sol
YES | YES | Serial Number Cnf |  |  | 099-03800 | 099-03800 | Stanley Healthcare Sol | M200 |  | Cnf | KATY - MED/SURG 7TH FLOOR |  |  |  |  | 099-03800 | 099-03800 | Katy | Memorial Hermann Katy Hospital | KATY - MED/SURG 7TH FLOOR | Room 726 |  |  |  | No pm |  | Alarm, Bed | ALARMBED-Stanley Healthcare-M200 | [22 empty] | Alarm, Bed | ALARMBED | Alarm, Bed | Stanley Healthcare Sol
YES | YES | Serial Number Cnf |  |  | 099-03286 | 099-03286 | Stanley Healthcare Sol | M200 |  | CNF | KATY - MED/SURG 7TH FLOOR |  |  |  |  | 099-03286 | 099-03286 | Katy | Memorial Hermann Katy Hospital | KATY - MED/SURG 7TH FLOOR | [6 empty] | Alarm, Bed | ALARMBED-Stanley Healthcare-M200 | [22 empty] | Alarm, Bed | ALARMBED | Alarm, Bed | Stanley Healthcare Sol
YES | YES |  |  |  | 099-03144 | 099-03144 | Stanley Healthcare Sol | M200 |  |  | KATY - MED/SURG 7TH FLOOR |  |  |  |  | 099-03144 | 099-03144 | Katy | Memorial Hermann Katy Hospital | KATY - MED/SURG 7TH FLOOR | [6 empty] | Alarm, Bed | ALARMBED-Stanley Healthcare-M200 | [22 empty] | Alarm, Bed | ALARMBED | Alarm, Bed | Stanley Healthcare Sol
YES | YES | Serial Number Cnf |  |  | 099-03653 | 099-03653 | Stanley Healthcare Sol | M200 |  | CNF | KATY - MED/SURG 7TH FLOOR |  |  |  |  | 099-03653 | 099-03653 | Katy | Memorial Hermann Katy Hospital | KATY - MED/SURG 7TH FLOOR | [6 empty] | Alarm, Bed | ALARMBED-Stanley Healthcare-M200 | [22 empty] | Alarm, Bed | ALARMBED | Alarm, Bed | Stanley Healthcare Sol
YES | YES | Serial Number Cnf |  |  | 099-02074 | 099-02074 | Stanley Healthcare Sol | M200 |  | Cnf | KATY - MED/SURG 7TH FLOOR |  |  |  |  | 099-02074 | 099-02074 | Katy | Memorial Hermann Katy Hospital | KATY - MED/SURG 7TH FLOOR | Room 729 | [5 empty] | Alarm, Bed | ALARMBED-Stanley Healthcare-M200 | [22 empty] | Alarm, Bed | ALARMBED | Alarm, Bed | Stanley Healthcare Sol
YES | YES | Serial Number Cnf |  |  | 099-02543 | 099-02543 | Stanley Healthcare Sol | M200 |  | Cnf | KATY - IMU |  |  |  |  | 099-02543 | 099-02543 | Katy | Memorial Hermann Katy Hospital | KATY - IMU | Room 19 | [5 empty] | Alarm, Bed | ALARMBED-Stanley Healthcare-M200 | [22 empty] | Alarm, Bed | ALARMBED | Alarm, Bed | Stanley Healthcare Sol
YES | YES | Serial Number Cnf |  |  | 099-02224 | 099-02224 | Stanley Healthcare Sol | M200 |  | Cnf | 4th floor |  |  |  |  | 099-02224 | 099-02224 | Katy | Katy | 4th floor | IMU |  |  |  | No pm |  | Alarm, Bed | ALARMBED-Stanley Healthcare-M200 | [22 empty] | Alarm, Bed | ALARMBED | Alarm, Bed | Stanley Healthcare Sol
YES | YES | Serial Number Cnf |  |  | 099-02546 | 099-02546 | Stanley Healthcare Sol | M200 |  | Cnf | KATY - IMU |  |  |  |  | 099-02546 | 099-02546 | Katy | Memorial Hermann Katy Hospital | KATY - IMU | Room 17 | [5 empty] | Alarm, Bed | ALARMBED-Stanley Healthcare-M200 | [22 empty] | Alarm, Bed | ALARMBED | Alarm, Bed | Stanley Healthcare Sol
YES | YES | Serial Number Cnf |  |  | 099-03812 | 099-03812 | Stanley Healthcare Sol | M200 |  | CNF | KATY - Intermediate Care Unit |  |  |  |  | 099-03812 | 099-03812 | Katy | Memorial Hermann Katy Hospital | KATY - Intermediate Care Unit | Room IMU 3 | [5 empty] | Alarm, Bed | ALARMBED-Stanley Healthcare-M200 | [22 empty] | Alarm, Bed | ALARMBED | Alarm, Bed | Stanley Healthcare Sol
YES | YES | Serial Number Cnf |  |  | 099-02430 | 099-02430 | Stanley Healthcare Sol | M200 |  | Cnf | 4th floor |  |  |  |  | 099-02430 | 099-02430 | Katy | Katy | 4th floor | IMU |  |  |  | No pm |  | Alarm, Bed | ALARMBED-Stanley Healthcare-M200 | [22 empty] | Alarm, Bed | ALARMBED | Alarm, Bed | Stanley Healthcare Sol
YES | YES | Serial Number Cnf |  |  | 099-02547 | 099-02547 | Stanley Healthcare Sol | M200 |  | Cnf | KATY - IMU |  |  |  |  | 099-02547 | 099-02547 | Katy | Memorial Hermann Katy Hospital | KATY - IMU | Room 16 | [5 empty] | Alarm, Bed | ALARMBED-Stanley Healthcare-M200 | [22 empty] | Alarm, Bed | ALARMBED | Alarm, Bed | Stanley Healthcare Sol
YES | YES |  |  |  | 099-03095 | 099-03095 | Stanley Healthcare Sol | M200 |  |  | 2nd floor |  |  |  |  | 099-03095 | 099-03095 | Southwest | University Place Senior Living | 2nd floor | [6 empty] | Alarm, Bed | ALARMBED-Stanley Healthcare-M200 | [22 empty] | Alarm, Bed | ALARMBED | Alarm, Bed | Stanley Healthcare Sol
YES | YES |  |  |  | 099-03094 | 099-03094 | Stanley Healthcare Sol | M200 |  |  | 2nd floor |  |  |  |  | 099-03094 | 099-03094 | Southwest | University Place Senior Living | 2nd floor | [6 empty] | Alarm, Bed | ALARMBED-Stanley Healthcare-M200 | [22 empty] | Alarm, Bed | ALARMBED | Alarm, Bed | Stanley Healthcare Sol
YES | YES | Serial Number Cnf |  |  | 099-03758 | 099-03758 | Stanley Healthcare Sol | M200 |  | CNF | University place Senior |  |  |  |  | 099-03758 | 099-03758 | Southwest | University Place Senior Living | University place Senior | 1st floor nurses station | [5 empty] | Alarm, Bed | ALARMBED-Stanley Healthcare-M200 | [22 empty] | Alarm, Bed | ALARMBED | Alarm, Bed | Stanley Healthcare Sol
YES | YES | Serial Number Cnf |  |  | 099-03759 | 099-03759 | Stanley Healthcare Sol | M200 |  | CNF | University place Senior |  |  |  |  | 099-03759 | 099-03759 | Southwest | University Place Senior Living | University place Senior | [6 empty] | Alarm, Bed | ALARMBED-Stanley Healthcare-M200 | [22 empty] | Alarm, Bed | ALARMBED | Alarm, Bed | Stanley Healthcare Sol
YES | YES | Serial Number Cnf |  |  | 099-02433 | 099-02433 | Stanley Healthcare Sol | M200 |  | Cnf | 4th floor |  |  |  |  | 099-02433 | 099-02433 | Katy | Katy | 4th floor | IMU | 2/1/20 |  |  | No pm |  | Alarm, Bed | ALARMBED-Stanley Healthcare-M200 | [22 empty] | Alarm, Bed | ALARMBED | Alarm, Bed | Stanley Healthcare Sol
YES | YES |  |  |  | 099-03093 | 099-03093 | Stanley Healthcare Sol | M200 |  |  | 2nd floor |  |  |  |  | 099-03093 | 099-03093 | Southwest | University Place Senior Living | 2nd floor | [6 empty] | Alarm, Bed | ALARMBED-Stanley Healthcare-M200 | [22 empty] | Alarm, Bed | ALARMBED | Alarm, Bed | Stanley Healthcare Sol
YES | YES |  |  |  | 099-03092 | 099-03092 | Stanley Healthcare Sol | M200 |  |  | 2nd floor |  |  |  |  | 099-03092 | 099-03092 | Southwest | University Place Senior Living | 2nd floor | [6 empty] | Alarm, Bed | ALARMBED-Stanley Healthcare-M200 | [22 empty] | Alarm, Bed | ALARMBED | Alarm, Bed | Stanley Healthcare Sol
YES | YES | Serial Number Cnf |  |  | 099-03760 | 099-03760 | Stanley Healthcare Sol | M200 |  | CNF | University place Senior |  |  |  |  | 099-03760 | 099-03760 | Southwest | University Place Senior Living | University place Senior | [6 empty] | Alarm, Bed | ALARMBED-Stanley Healthcare-M200 | [22 empty] | Alarm, Bed | ALARMBED | Alarm, Bed | Stanley Healthcare Sol
YES | YES |  |  |  | 099-03091 | 099-03091 | Stanley Healthcare Sol | M200 |  |  | 2nd floor |  |  |  |  | 099-03091 | 099-03091 | Southwest | University Place Senior Living | 2nd floor | [6 empty] | Alarm, Bed | ALARMBED-Stanley Healthcare-M200 | [22 empty] | Alarm, Bed | ALARMBED | Alarm, Bed | Stanley Healthcare Sol
YES | YES | Serial Number Cnf |  |  | 099-02551 | 099-02551 | Stanley Healthcare Sol | M200 |  | Cnf | KATY - IMU |  |  |  |  | 099-02551 | 099-02551 | Katy | Memorial Hermann Katy Hospital | KATY - IMU | Room 15 | [5 empty] | Alarm, Bed | ALARMBED-Stanley Healthcare-M200 | [22 empty] | Alarm, Bed | ALARMBED | Alarm, Bed | Stanley Healthcare Sol
YES | YES | Serial Number Cnf |  |  | 099-03761 | 099-03761 | Stanley Healthcare Sol | M200 |  | CNF | University place Senior |  |  |  |  | 099-03761 | 099-03761 | Southwest | University Place Senior Living | University place Senior | [6 empty] | Alarm, Bed | ALARMBED-Stanley Healthcare-M200 | [22 empty] | Alarm, Bed | ALARMBED | Alarm, Bed | Stanley Healthcare Sol
YES | YES |  |  |  | 099-03089 | 099-03089 | Stanley Healthcare Sol | M200 |  |  | 2nd floor |  |  |  |  | 099-03089 | 099-03089 | Southwest | University Place Senior Living | 2nd floor | [6 empty] | Alarm, Bed | ALARMBED-Stanley Healthcare-M200 | [22 empty] | Alarm, Bed | ALARMBED | Alarm, Bed | Stanley Healthcare Sol
YES | YES |  |  |  | 099-03088 | 099-03088 | Stanley Healthcare Sol | M200 |  |  | 2nd floor |  |  |  |  | 099-03088 | 099-03088 | Southwest | University Place Senior Living | 2nd floor | [6 empty] | Alarm, Bed | ALARMBED-Stanley Healthcare-M200 | [22 empty] | Alarm, Bed | ALARMBED | Alarm, Bed | Stanley Healthcare Sol
YES | YES | Serial Number Cnf |  |  | 099-03814 | 099-03814 | Stanley Healthcare Sol | M200 |  | CNF | KATY - Intermediate Care Unit |  |  |  |  | 099-03814 | 099-03814 | Katy | Memorial Hermann Katy Hospital | KATY - Intermediate Care Unit | Room IMU 4 | [5 empty] | Alarm, Bed | ALARMBED-Stanley Healthcare-M200 | [22 empty] | Alarm, Bed | ALARMBED | Alarm, Bed | Stanley Healthcare Sol
YES | YES |  |  |  | 099-03086 | 099-03086 | Stanley Healthcare Sol | M200 |  |  | 2nd floor |  |  |  |  | 099-03086 | 099-03086 | Southwest | University Place Senior Living | 2nd floor | [6 empty] | Alarm, Bed | ALARMBED-Stanley Healthcare-M200 | [22 empty] | Alarm, Bed | ALARMBED | Alarm, Bed | Stanley Healthcare Sol
YES | YES |  |  |  | 099-03085 | 099-03085 | Stanley Healthcare Sol | M200 |  |  | 2nd floor |  |  |  |  | 099-03085 | 099-03085 | Southwest | University Place Senior Living | 2nd floor | [6 empty] | Alarm, Bed | ALARMBED-Stanley Healthcare-M200 | [22 empty] | Alarm, Bed | ALARMBED | Alarm, Bed | Stanley Healthcare Sol
YES | YES |  |  |  | 099-03084 | 099-03084 | Stanley Healthcare Sol | M200 |  |  | 2nd floor |  |  |  |  | 099-03084 | 099-03084 | Southwest | University Place Senior Living | 2nd floor | [6 empty] | Alarm, Bed | ALARMBED-Stanley Healthcare-M200 | [22 empty] | Alarm, Bed | ALARMBED | Alarm, Bed | Stanley Healthcare Sol
YES | YES | Serial Number Cnf |  |  | 099-02552 | 099-02552 | Stanley Healthcare Sol | M200 |  | Cnf | KATY - IMU |  |  |  |  | 099-02552 | 099-02552 | Katy | Memorial Hermann Katy Hospital | KATY - IMU | IMU 14 | [5 empty] | Alarm, Bed | ALARMBED-Stanley Healthcare-M200 | [22 empty] | Alarm, Bed | ALARMBED | Alarm, Bed | Stanley Healthcare Sol
YES | YES |  |  |  | 099-03083 | 099-03083 | Stanley Healthcare Sol | M200 |  |  | 2nd floor |  |  |  |  | 099-03083 | 099-03083 | Southwest | University Place Senior Living | 2nd floor | [6 empty] | Alarm, Bed | ALARMBED-Stanley Healthcare-M200 | [22 empty] | Alarm, Bed | ALARMBED | Alarm, Bed | Stanley Healthcare Sol
YES | YES | Serial Number Cnf |  |  | 099-02714 | 099-02714 | Stanley Healthcare Sol | M200 |  | CNF | University place Senior |  |  |  |  | 099-02714 | 099-02714 | Southwest | University Place Senior Living | University place Senior | [6 empty] | Alarm, Bed | ALARMBED-Stanley Healthcare-M200 | [22 empty] | Alarm, Bed | ALARMBED | Alarm, Bed | Stanley Healthcare Sol
YES | YES |  |  |  | 099-03082 | 099-03082 | Stanley Healthcare Sol | M200 |  |  | 2nd floor |  |  |  |  | 099-03082 | 099-03082 | Southwest | University Place Senior Living | 2nd floor | [6 empty] | Alarm, Bed | ALARMBED-Stanley Healthcare-M200 | [22 empty] | Alarm, Bed | ALARMBED | Alarm, Bed | Stanley Healthcare Sol
YES | YES | Serial Number Cnf |  |  | 099-03817 | 099-03817 | Stanley Healthcare Sol | M200 |  | CNF | KATY - Intermediate Care Unit |  |  |  |  | 099-03817 | 099-03817 | Katy | Memorial Hermann Katy Hospital | KATY - Intermediate Care Unit | Room IMU 7 | [5 empty] | Alarm, Bed | ALARMBED-Stanley Healthcare-M200 | [22 empty] | Alarm, Bed | ALARMBED | Alarm, Bed | Stanley Healthcare Sol
YES | YES | Serial Number Cnf |  |  | 099-02713 | 099-02713 | Stanley Healthcare Sol | M200 |  | CNF | University place Senior |  |  |  |  | 099-02713 | 099-02713 | Southwest | University Place Senior Living | University place Senior | [6 empty] | Alarm, Bed | ALARMBED-Stanley Healthcare-M200 | [22 empty] | Alarm, Bed | ALARMBED | Alarm, Bed | Stanley Healthcare Sol
YES | YES |  |  |  | 099-03081 | 099-03081 | Stanley Healthcare Sol | M200 |  |  | 2nd floor |  |  |  |  | 099-03081 | 099-03081 | Southwest | University Place Senior Living | 2nd floor | [6 empty] | Alarm, Bed | ALARMBED-Stanley Healthcare-M200 | [22 empty] | Alarm, Bed | ALARMBED | Alarm, Bed | Stanley Healthcare Sol
YES | YES | Serial Number Cnf |  |  | 099-02712 | 099-02712 | Stanley Healthcare Sol | M200 |  | CNF | University place Senior |  |  |  |  | 099-02712 | 099-02712 | Southwest | University Place Senior Living | University place Senior | [6 empty] | Alarm, Bed | ALARMBED-Stanley Healthcare-M200 | [22 empty] | Alarm, Bed | ALARMBED | Alarm, Bed | Stanley Healthcare Sol
YES | YES |  |  |  | 099-03080 | 099-03080 | Stanley Healthcare Sol | M200 |  |  | 2nd floor |  |  |  |  | 099-03080 | 099-03080 | Southwest | University Place Senior Living | 2nd floor | [6 empty] | Alarm, Bed | ALARMBED-Stanley Healthcare-M200 | [22 empty] | Alarm, Bed | ALARMBED | Alarm, Bed | Stanley Healthcare Sol
YES | YES | Serial Number Cnf |  |  | 099-03228 | 099-03228 | Stanley Healthcare Sol | M200 |  | Cnf | 4th floor |  |  |  |  | 099-03228 | 099-03228 | Katy | Katy | 4th floor | IMU |  |  |  | No pm |  | Alarm, Bed | ALARMBED-Stanley Healthcare-M200 | [22 empty] | Alarm, Bed | ALARMBED | Alarm, Bed | Stanley Healthcare Sol
YES | YES | Serial Number Cnf |  |  | 099-02711 | 099-02711 | Stanley Healthcare Sol | M200 |  | CNF | University place Senior |  |  |  |  | 099-02711 | 099-02711 | Southwest | University Place Senior Living | University place Senior | [6 empty] | Alarm, Bed | ALARMBED-Stanley Healthcare-M200 | [22 empty] | Alarm, Bed | ALARMBED | Alarm, Bed | Stanley Healthcare Sol
YES | YES | Serial Number Cnf |  |  | 099-02554 | 099-02554 | Stanley Healthcare Sol | M200 |  | Cnf | KATY - IMU |  |  |  |  | 099-02554 | 099-02554 | Katy | Memorial Hermann Katy Hospital | KATY - IMU | IMU 12 | [5 empty] | Alarm, Bed | ALARMBED-Stanley Healthcare-M200 | [22 empty] | Alarm, Bed | ALARMBED | Alarm, Bed | Stanley Healthcare Sol
YES | YES | Serial Number Cnf |  |  | 099-02710 | 099-02710 | Stanley Healthcare Sol | M200 |  | CNF | University place Senior |  |  |  |  | 099-02710 | 099-02710 | Southwest | University Place Senior Living | University place Senior | [6 empty] | Alarm, Bed | ALARMBED-Stanley Healthcare-M200 | [22 empty] | Alarm, Bed | ALARMBED | Alarm, Bed | Stanley Healthcare Sol
YES | YES |  |  |  | 099-02755 | 099-02755 | Stanley Healthcare Sol | M200 |  |  | 1st floor |  |  |  |  | 099-02755 | 099-02755 | Southwest | University Place Senior Living | 1st floor | Ex 602 | [5 empty] | Alarm, Bed | ALARMBED-Stanley Healthcare-M200 | [22 empty] | Alarm, Bed | ALARMBED | Alarm, Bed | Stanley Healthcare Sol
YES | YES |  |  |  | 099-02754 | 099-02754 | Stanley Healthcare Sol | M200 |  |  | 1st floor |  |  |  |  | 099-02754 | 099-02754 | Southwest | University Place Senior Living | 1st floor | [6 empty] | Alarm, Bed | ALARMBED-Stanley Healthcare-M200 | [22 empty] | Alarm, Bed | ALARMBED | Alarm, Bed | Stanley Healthcare Sol
YES | YES | Serial Number Cnf |  |  | 099-02708 | 099-02708 | Stanley Healthcare Sol | M200 |  | Cnf | University place Senior |  |  |  |  | 099-02708 | 099-02708 | Southwest | University Place Senior Living | University place Senior | [6 empty] | Alarm, Bed | ALARMBED-Stanley Healthcare-M200 | [22 empty] | Alarm, Bed | ALARMBED | Alarm, Bed | Stanley Healthcare Sol
YES | YES | Serial Number Cnf |  |  | 099-02707 | 099-02707 | Stanley Healthcare Sol | M200 |  | CNF | University place Senior |  |  |  |  | 099-02707 | 099-02707 | Southwest | University Place Senior Living | University place Senior | [6 empty] | Alarm, Bed | ALARMBED-Stanley Healthcare-M200 | [22 empty] | Alarm, Bed | ALARMBED | Alarm, Bed | Stanley Healthcare Sol
YES | YES |  |  |  | 099-02753 | 099-02753 | Stanley Healthcare Sol | M200 |  |  | 1st floor |  |  |  |  | 099-02753 | 099-02753 | Southwest | University Place Senior Living | 1st floor | [6 empty] | Alarm, Bed | ALARMBED-Stanley Healthcare-M200 | [22 empty] | Alarm, Bed | ALARMBED | Alarm, Bed | Stanley Healthcare Sol
YES | YES | Serial Number Cnf |  |  | 099-02706 | 099-02706 | Stanley Healthcare Sol | M200 |  | CNF | University place Senior |  |  |  |  | 099-02706 | 099-02706 | Southwest | University Place Senior Living | University place Senior | [6 empty] | Alarm, Bed | ALARMBED-Stanley Healthcare-M200 | [22 empty] | Alarm, Bed | ALARMBED | Alarm, Bed | Stanley Healthcare Sol
YES | YES |  |  |  | 099-02751 | 099-02751 | Stanley Healthcare Sol | M200 |  |  | 1st floor |  |  |  |  | 099-02751 | 099-02751 | Southwest | University Place Senior Living | 1st floor | [6 empty] | Alarm, Bed | ALARMBED-Stanley Healthcare-M200 | [22 empty] | Alarm, Bed | ALARMBED | Alarm, Bed | Stanley Healthcare Sol
YES | YES |  |  |  | 099-02750 | 099-02750 | Stanley Healthcare Sol | M200 |  |  | 1st floor |  |  |  |  | 099-02750 | 099-02750 | Southwest | University Place Senior Living | 1st floor | [6 empty] | Alarm, Bed | ALARMBED-Stanley Healthcare-M200 | [22 empty] | Alarm, Bed | ALARMBED | Alarm, Bed | Stanley Healthcare Sol
YES | YES |  |  |  | 099-02749 | 099-02749 | Stanley Healthcare Sol | M200 |  |  | 1st floor |  |  |  |  | 099-02749 | 099-02749 | Southwest | University Place Senior Living | 1st floor | [6 empty] | Alarm, Bed | ALARMBED-Stanley Healthcare-M200 | [22 empty] | Alarm, Bed | ALARMBED | Alarm, Bed | Stanley Healthcare Sol
YES | YES |  |  |  | 099-02748 | 099-02748 | Stanley Healthcare Sol | M200 |  |  | 1st floor |  |  |  |  | 099-02748 | 099-02748 | Southwest | University Place Senior Living | 1st floor | [6 empty] | Alarm, Bed | ALARMBED-Stanley Healthcare-M200 | [22 empty] | Alarm, Bed | ALARMBED | Alarm, Bed | Stanley Healthcare Sol
YES | YES |  |  |  | 099-02747 | 099-02747 | Stanley Healthcare Sol | M200 |  |  | 1st floor |  |  |  |  | 099-02747 | 099-02747 | Southwest | University Place Senior Living | 1st floor | [6 empty] | Alarm, Bed | ALARMBED-Stanley Healthcare-M200 | [22 empty] | Alarm, Bed | ALARMBED | Alarm, Bed | Stanley Healthcare Sol
YES | YES |  |  |  | 099-02746 | 099-02746 | Stanley Healthcare Sol | M200 |  |  | 1st floor |  |  |  |  | 099-02746 | 099-02746 | Southwest | University Place Senior Living | 1st floor | [6 empty] | Alarm, Bed | ALARMBED-Stanley Healthcare-M200 | [22 empty] | Alarm, Bed | ALARMBED | Alarm, Bed | Stanley Healthcare Sol
YES | YES |  |  |  | 099-02745 | 099-02745 | Stanley Healthcare Sol | M200 |  |  | 1st floor |  |  |  |  | 099-02745 | 099-02745 | Southwest | University Place Senior Living | 1st floor | [6 empty] | Alarm, Bed | ALARMBED-Stanley Healthcare-M200 | [22 empty] | Alarm, Bed | ALARMBED | Alarm, Bed | Stanley Healthcare Sol
YES | YES |  |  |  | 099-02744 | 099-02744 | Stanley Healthcare Sol | M200 |  |  | 1st floor |  |  |  |  | 099-02744 | 099-02744 | Southwest | University Place Senior Living | 1st floor | [6 empty] | Alarm, Bed | ALARMBED-Stanley Healthcare-M200 | [22 empty] | Alarm, Bed | ALARMBED | Alarm, Bed | Stanley Healthcare Sol
YES | YES | Serial Number Cnf |  |  | 099-02702 | 099-02702 | Stanley Healthcare Sol | M200 |  | CNF | University place Senior |  |  |  |  | 099-02702 | 099-02702 | Southwest | University Place Senior Living | University place Senior |  | 2/1/20 |  |  |  |  | Alarm, Bed | ALARMBED-Stanley Healthcare-M200 | [22 empty] | Alarm, Bed | ALARMBED | Alarm, Bed | Stanley Healthcare Sol
YES | YES |  |  |  | 099-02743 | 099-02743 | Stanley Healthcare Sol | M200 |  |  | 1st floor |  |  |  |  | 099-02743 | 099-02743 | Southwest | University Place Senior Living | 1st floor | [6 empty] | Alarm, Bed | ALARMBED-Stanley Healthcare-M200 | [22 empty] | Alarm, Bed | ALARMBED | Alarm, Bed | Stanley Healthcare Sol
YES | YES |  |  |  | 099-02742 | 099-02742 | Stanley Healthcare Sol | M200 |  |  | 1st floor |  |  |  |  | 099-02742 | 099-02742 | Southwest | University Place Senior Living | 1st floor | [6 empty] | Alarm, Bed | ALARMBED-Stanley Healthcare-M200 | [22 empty] | Alarm, Bed | ALARMBED | Alarm, Bed | Stanley Healthcare Sol
YES | YES | Serial Number Cnf |  |  | 099-02701 | 099-02701 | Stanley Healthcare Sol | M200 |  | Cnf | University place senior living |  |  |  |  | 099-02701 | 099-02701 | Southwest | University Place Senior Living | University place senior living | [6 empty] | Alarm, Bed | ALARMBED-Stanley Healthcare-M200 | [22 empty] | Alarm, Bed | ALARMBED | Alarm, Bed | Stanley Healthcare Sol
YES | YES |  |  |  | 099-02741 | 099-02741 | Stanley Healthcare Sol | M200 |  |  | 1st floor |  |  |  |  | 099-02741 | 099-02741 | Southwest | University Place Senior Living | 1st floor | [6 empty] | Alarm, Bed | ALARMBED-Stanley Healthcare-M200 | [22 empty] | Alarm, Bed | ALARMBED | Alarm, Bed | Stanley Healthcare Sol
YES | YES |  |  |  | 099-02740 | 099-02740 | Stanley Healthcare Sol | M200 |  |  | 1st floor |  |  |  |  | 099-02740 | 099-02740 | Southwest | University Place Senior Living | 1st floor | [6 empty] | Alarm, Bed | ALARMBED-Stanley Healthcare-M200 | [22 empty] | Alarm, Bed | ALARMBED | Alarm, Bed | Stanley Healthcare Sol
YES | YES | Serial Number Cnf |  |  | 099-02700 | 099-02700 | Stanley Healthcare Sol | M200 |  | Cnf | University place senior living |  |  |  |  | 099-02700 | 099-02700 |  | University Place Senior Living | University place senior living | [6 empty] | Alarm, Bed | ALARMBED-Stanley Healthcare-M200 | [22 empty] | Alarm, Bed | ALARMBED | Alarm, Bed | Stanley Healthcare Sol
YES | YES | Serial Number Cnf |  |  | 099-02699 | 099-02699 | Stanley Healthcare Sol | M200 |  | CNF | University place senior living |  |  |  |  | 099-02699 | 099-02699 | Southwest | University Place Senior Living | University place senior living | [6 empty] | Alarm, Bed | ALARMBED-Stanley Healthcare-M200 | [22 empty] | Alarm, Bed | ALARMBED | Alarm, Bed | Stanley Healthcare Sol
YES | YES | Serial Number Cnf |  |  | 099-02698 | 099-02698 | Stanley Healthcare Sol | M200 |  | Cnf | University place senior living |  |  |  |  | 099-02698 | 099-02698 | Southwest | University Place Senior Living | University place senior living | [6 empty] | Alarm, Bed | ALARMBED-Stanley Healthcare-M200 | [22 empty] | Alarm, Bed | ALARMBED | Alarm, Bed | Stanley Healthcare Sol
YES | YES |  |  |  | 099-02738 | 099-02738 | Stanley Healthcare Sol | M200 |  |  | 1st floor |  |  |  |  | 099-02738 | 099-02738 | Southwest | University Place Senior Living | 1st floor | [6 empty] | Alarm, Bed | ALARMBED-Stanley Healthcare-M200 | [22 empty] | Alarm, Bed | ALARMBED | Alarm, Bed | Stanley Healthcare Sol
YES | YES | Serial Number Cnf |  |  | 099-02697 | 099-02697 | Stanley Healthcare Sol | M200 |  | CNF | University place senior living |  |  |  |  | 099-02697 | 099-02697 | Southwest | University Place Senior Living | University place senior living | [6 empty] | Alarm, Bed | ALARMBED-Stanley Healthcare-M200 | [22 empty] | Alarm, Bed | ALARMBED | Alarm, Bed | Stanley Healthcare Sol
YES | YES | Serial Number Cnf |  |  | 099-02557 | 099-02557 | Stanley Healthcare Sol | M200 |  | Cnf | IMU |  |  |  |  | 099-02557 | 099-02557 | Katy | Memorial Hermann Katy Hospital | IMU | IMU Room 19 | [5 empty] | Alarm, Bed | ALARMBED-Stanley Healthcare-M200 | [22 empty] | Alarm, Bed | ALARMBED | Alarm, Bed | Stanley Healthcare Sol
YES | YES | Serial Number Cnf |  |  | 099-03226 | 099-03226 | Stanley Healthcare Sol | M200 |  | Cnf | 4th floor |  |  |  |  | 099-03226 | 099-03226 | Katy | Katy | 4th floor | IMU |  |  |  | No pm |  | Alarm, Bed | ALARMBED-Stanley Healthcare-M200 | [22 empty] | Alarm, Bed | ALARMBED | Alarm, Bed | Stanley Healthcare Sol
YES | YES | Serial Number Cnf |  |  | 099-03815 | 099-03815 | Stanley Healthcare Sol | M200 |  | CNF | KATY - Intermediate Care Unit |  |  |  |  | 099-03815 | 099-03815 | Katy | Memorial Hermann Katy Hospital | KATY - Intermediate Care Unit | Room IMU 11 | [5 empty] | Alarm, Bed | ALARMBED-Stanley Healthcare-M200 | [22 empty] | Alarm, Bed | ALARMBED | Alarm, Bed | Stanley Healthcare Sol
YES | YES | Serial Number Cnf |  |  | 099-02559 | 099-02559 | Stanley Healthcare Sol | M200 |  | Cnf | KATY - IMU |  |  |  |  | 099-02559 | 099-02559 | Katy | Memorial Hermann Katy Hospital | KATY - IMU | IMU Room 13 | [5 empty] | Alarm, Bed | ALARMBED-Stanley Healthcare-M200 | [22 empty] | Alarm, Bed | ALARMBED | Alarm, Bed | Stanley Healthcare Sol
YES | YES | Serial Number Cnf |  |  | 099-02561 | 099-02561 | Stanley Healthcare Sol | M200 |  | Cnf | KATY - IMU |  |  |  |  | 099-02561 | 099-02561 | Katy | Memorial Hermann Katy Hospital | KATY - IMU | IMU Room 9 | [5 empty] | Alarm, Bed | ALARMBED-Stanley Healthcare-M200 | [22 empty] | Alarm, Bed | ALARMBED | Alarm, Bed | Stanley Healthcare Sol
YES | YES | Serial Number Cnf |  |  | 099-03222 | 099-03222 | Stanley Healthcare Sol | M200 |  | Cnf | 4th floor |  |  |  |  | 099-03222 | 099-03222 | Katy | Katy | 4th floor | ICU | [5 empty] | Alarm, Bed | ALARMBED-Stanley Healthcare-M200 | [22 empty] | Alarm, Bed | ALARMBED | Alarm, Bed | Stanley Healthcare Sol
YES | YES | Serial Number Cnf |  |  | 099-04996 | 099-04996 | Stanley Healthcare Sol | M200 |  | Cnf | Katy-ICU |  |  |  |  | 099-04996 | 099-04996 | Katy | Memorial Hermann Katy Hospital | Katy-ICU | Soiled workroom |  | 2/1/20 |  |  |  | Alarm, Bed | ALARMBED-Stanley Healthcare-M200 | [22 empty] | Alarm, Bed | ALARMBED | Alarm, Bed | Stanley Healthcare Sol
YES | YES | Serial Number Cnf |  |  | 099-02565 | 099-02565 | Stanley Healthcare Sol | M200 |  | Cnf | KATY - ICU |  |  |  |  | 099-02565 | 099-02565 | Katy | Memorial Hermann Katy Hospital | KATY - ICU | ICU 4 | [5 empty] | Alarm, Bed | ALARMBED-Stanley Healthcare-M200 | [22 empty] | Alarm, Bed | ALARMBED | Alarm, Bed | Stanley Healthcare Sol
YES | YES | Serial Number Cnf |  |  | 099-04995 | 099-04995 | Stanley Healthcare Sol | M200 |  | Cnf | KATY - ICU |  |  |  |  | 099-04995 | 099-04995 | Katy | Memorial Hermann Katy Hospital | KATY - ICU | Icu -19 | [5 empty] | Alarm, Bed | ALARMBED-Stanley Healthcare-M200 | [22 empty] | Alarm, Bed | ALARMBED | Alarm, Bed | Stanley Healthcare Sol
YES | YES | Serial Number Cnf |  |  | 099-02568 | 099-02568 | Stanley Healthcare Sol | M200 |  | Cnf | KATY - ICU |  |  |  |  | 099-02568 | 099-02568 | Katy | Memorial Hermann Katy Hospital | KATY - ICU | ICU 8 | [5 empty] | Alarm, Bed | ALARMBED-Stanley Healthcare-M200 | [22 empty] | Alarm, Bed | ALARMBED | Alarm, Bed | Stanley Healthcare Sol
YES | YES | Serial Number Cnf |  |  | 099-03216 | 099-03216 | Stanley Healthcare Sol | M200 |  | Cnf | 4th floor |  |  |  |  | 099-03216 | 099-03216 | Katy | Katy | 4th floor | ICU |  |  |  | No pm |  | Alarm, Bed | ALARMBED-Stanley Healthcare-M200 | [22 empty] | Alarm, Bed | ALARMBED | Alarm, Bed | Stanley Healthcare Sol
YES | YES | Serial Number Cnf |  |  | 099-04978 | 099-04978 | Stanley Healthcare Sol | M200 |  | Cnf | KATY - ICU |  |  |  |  | 099-04978 | 099-04978 | Katy | Memorial Hermann Katy Hospital | KATY - ICU | ICU16 | [5 empty] | Alarm, Bed | ALARMBED-Stanley Healthcare-M200 | [22 empty] | Alarm, Bed | ALARMBED | Alarm, Bed | Stanley Healthcare Sol
YES | YES | Serial Number Cnf |  |  | 099-02573 | 099-02573 | Stanley Healthcare Sol | M200 |  | Cnf | KATY - ICU |  |  |  |  | 099-02573 | 099-02573 | Katy | Memorial Hermann Katy Hospital | KATY - ICU | ICU 9 | [5 empty] | Alarm, Bed | ALARMBED-Stanley Healthcare-M200 | [22 empty] | Alarm, Bed | ALARMBED | Alarm, Bed | Stanley Healthcare Sol
YES | YES | Serial Number Cnf |  |  | 099-00363 | 099-00363 | Stanley Healthcare Sol | M200 |  | Cnf | KATY - ER |  |  |  |  | 099-00363 | 099-00363 | Katy | Memorial Hermann Katy Hospital | KATY - ER | EC 3 | [5 empty] | Alarm, Bed | ALARMBED-Stanley Healthcare-M200 | [22 empty] | Alarm, Bed | ALARMBED | Alarm, Bed | Stanley Healthcare Sol
YES | YES |  |  |  | 099-02595 | 099-02595 | Stanley Healthcare Sol | M200 |  |  | KATY - ER |  |  |  |  | 099-02595 | 099-02595 | Katy | Memorial Hermann Katy Hospital Emergency Center | KATY - ER | Ec 9 | 2/1/20 |  |  |  |  | Alarm, Bed | ALARMBED-Stanley Healthcare-M200 | [22 empty] | Alarm, Bed | ALARMBED | Alarm, Bed | Stanley Healthcare Sol
YES | YES | Serial Number Cnf |  |  | 099-00207 | 099-00207 | Stanley Healthcare Sol | M200 |  | Cnf | 1st floor |  |  |  |  | 099-00207 | 099-00207 | Katy | Katy | 1st floor | ER |  |  |  | No pm |  | Alarm, Bed | ALARMBED-Stanley Healthcare-M200 | [22 empty] | Alarm, Bed | ALARMBED | Alarm, Bed | Stanley Healthcare Sol
YES | YES | Serial Number Cnf |  |  | 099-00365 | 099-00365 | Stanley Healthcare Sol | M200 |  | Cnf | KATY - ER |  |  |  |  | 099-00365 | 099-00365 | Katy | Memorial Hermann Katy Hospital | KATY - ER | EC 8 | [5 empty] | Alarm, Bed | ALARMBED-Stanley Healthcare-M200 | [22 empty] | Alarm, Bed | ALARMBED | Alarm, Bed | Stanley Healthcare Sol
YES | YES | Serial Number Cnf |  |  | 099-00206 | 099-00206 | Stanley Healthcare Sol | M200 |  | Cnf | 1st floor |  |  |  |  | 099-00206 | 099-00206 | Katy | Katy | 1st floor | ER |  |  |  | No pm |  | Alarm, Bed | ALARMBED-Stanley Healthcare-M200 | [22 empty] | Alarm, Bed | ALARMBED | Alarm, Bed | Stanley Healthcare Sol
YES | YES | Serial Number Cnf |  |  | 099-02648 | 099-02648 | Stanley Healthcare Sol | M200 |  | CNF | KATY - ER |  |  |  |  | 099-02648 | 099-02648 | Katy | Memorial Hermann Katy Hospital | KATY - ER | EC 11 | [5 empty] | Alarm, Bed | ALARMBED-Stanley Healthcare-M200 | [22 empty] | Alarm, Bed | ALARMBED | Alarm, Bed | Stanley Healthcare Sol
YES | YES | Serial Number Cnf |  |  | 099-00292 | 099-00292 | Stanley Healthcare Sol | M200 |  | Cnf | KATY - ER |  |  |  |  | 099-00292 | 099-00292 | Katy | Memorial Hermann Katy Hospital | KATY - ER | ER room 14 | [5 empty] | Alarm, Bed | ALARMBED-Stanley Healthcare-M200 | [22 empty] | Alarm, Bed | ALARMBED | Alarm, Bed | Stanley Healthcare Sol
YES | YES |  |  |  | 099-02592 | 099-02592 | Stanley Healthcare Sol | M200 |  |  | KATY - ER |  |  |  |  | 099-02592 | 099-02592 | Katy | Memorial Hermann Katy Hospital Emergency Center | KATY - ER | Ed 16 | [5 empty] | Alarm, Bed | ALARMBED-Stanley Healthcare-M200 | [22 empty] | Alarm, Bed | ALARMBED | Alarm, Bed | Stanley Healthcare Sol
YES | YES | Serial Number Cnf |  |  | 099-00203 | 099-00203 | Stanley Healthcare Sol | M200 |  | Cnf | 1st floor |  |  |  |  | 099-00203 | 099-00203 | Katy | Katy | 1st floor | ER |  |  |  | No pm |  | Alarm, Bed | ALARMBED-Stanley Healthcare-M200 | [22 empty] | Alarm, Bed | ALARMBED | Alarm, Bed | Stanley Healthcare Sol
YES | YES |  |  |  | 099-02588 | 099-02588 | Stanley Healthcare Sol | M200 |  |  | KATY - ER |  |  |  |  | 099-02588 | 099-02588 | Katy | Memorial Hermann Katy Hospital Emergency Center | KATY - ER | Ec 21 | [5 empty] | Alarm, Bed | ALARMBED-Stanley Healthcare-M200 | [22 empty] | Alarm, Bed | ALARMBED | Alarm, Bed | Stanley Healthcare Sol
YES | YES | Serial Number Cnf |  |  | 099-00295 | 099-00295 | Stanley Healthcare Sol | M200 |  | Cnf | KATY - ER |  |  |  |  | 099-00295 | 099-00295 | Katy | Memorial Hermann Katy Hospital | KATY - ER | ER room 15 | [5 empty] | Alarm, Bed | ALARMBED-Stanley Healthcare-M200 | [22 empty] | Alarm, Bed | ALARMBED | Alarm, Bed | Stanley Healthcare Sol
YES | YES | Serial Number Cnf |  |  | 099-00297 | 099-00297 | Stanley Healthcare Sol | M200 |  | Cnf | KATY - ER |  |  |  |  | 099-00297 | 099-00297 | Katy | Memorial Hermann Katy Hospital | KATY - ER | ER room 12 | [5 empty] | Alarm, Bed | ALARMBED-Stanley Healthcare-M200 | [22 empty] | Alarm, Bed | ALARMBED | Alarm, Bed | Stanley Healthcare Sol
YES | YES | Serial Number Cnf |  |  | 099-00370 | 099-00370 | Stanley Healthcare Sol | M200 |  | Cnf | KATY - ER |  |  |  |  | 099-00370 | 099-00370 | Katy | Memorial Hermann Katy Hospital | KATY - ER | EC 19 | [5 empty] | Alarm, Bed | ALARMBED-Stanley Healthcare-M200 | [22 empty] | Alarm, Bed | ALARMBED | Alarm, Bed | Stanley Healthcare Sol
YES | YES | Serial Number Cnf |  |  | 099-00200 | 099-00200 | Stanley Healthcare Sol | M200 |  | Cnf | 1st floor |  |  |  |  | 099-00200 | 099-00200 | Katy | Katy | 1st floor | ER | 2/1/20 |  |  | No pm |  | Alarm, Bed | ALARMBED-Stanley Healthcare-M200 | [22 empty] | Alarm, Bed | ALARMBED | Alarm, Bed | Stanley Healthcare Sol
YES | YES | Serial Number Cnf |  |  | 099-00191 | 099-00191 | Stanley Healthcare Sol | M200 |  | Cnf | 1st floor |  |  |  |  | 099-00191 | 099-00191 | Katy | Katy | 1st floor | ER |  |  |  | No pm |  | Alarm, Bed | ALARMBED-Stanley Healthcare-M200 | [22 empty] | Alarm, Bed | ALARMBED | Alarm, Bed | Stanley Healthcare Sol
YES | YES | Serial Number Cnf |  |  | 099-00192 | 099-00192 | Stanley Healthcare Sol | M200 |  | Cnf | 1st floor |  |  |  |  | 099-00192 | 099-00192 | Katy | Katy | 1st floor | ER |  |  |  | No pm |  | Alarm, Bed | ALARMBED-Stanley Healthcare-M200 | [22 empty] | Alarm, Bed | ALARMBED | Alarm, Bed | Stanley Healthcare Sol
YES | YES | Serial Number Cnf |  |  | 099-00373 | 099-00373 | Stanley Healthcare Sol | M200 |  | Cnf | KATY - ER |  |  |  |  | 099-00373 | 099-00373 | Katy | Memorial Hermann Katy Hospital | KATY - ER | EC 19 | [5 empty] | Alarm, Bed | ALARMBED-Stanley Healthcare-M200 | [22 empty] | Alarm, Bed | ALARMBED | Alarm, Bed | Stanley Healthcare Sol
YES | YES | Serial Number Cnf |  |  | 099-00299 | 099-00299 | Stanley Healthcare Sol | M200 |  | Cnf | KATY - ER |  |  |  |  | 099-00299 | 099-00299 | Katy | Memorial Hermann Katy Hospital | KATY - ER | EC 5 | [5 empty] | Alarm, Bed | ALARMBED-Stanley Healthcare-M200 | [22 empty] | Alarm, Bed | ALARMBED | Alarm, Bed | Stanley Healthcare Sol
YES | YES | Serial Number Cnf |  |  | 099-00196 | 099-00196 | Stanley Healthcare Sol | M200 |  | Cnf | 1st floor |  |  |  |  | 099-00196 | 099-00196 | Katy | Katy | 1st floor | ER |  |  |  | No pm |  | Alarm, Bed | ALARMBED-Stanley Healthcare-M200 | [22 empty] | Alarm, Bed | ALARMBED | Alarm, Bed | Stanley Healthcare Sol
YES | YES | Serial Number Cnf |  |  | 099-00378 | 099-00378 | Stanley Healthcare Sol | M200 |  | Cnf | KATY - ER |  |  |  |  | 099-00378 | 099-00378 | Katy | Memorial Hermann Katy Hospital | KATY - ER | EC 17 | [5 empty] | Alarm, Bed | ALARMBED-Stanley Healthcare-M200 | [22 empty] | Alarm, Bed | ALARMBED | Alarm, Bed | Stanley Healthcare Sol
YES | YES | Serial Number Cnf |  |  | 099-00026 | 099-00026 | Stanley Healthcare Sol | M200 |  | CNF | [5 empty] | 099-00026 | 099-00026 | Katy | Memorial Hermann Northeast Hospital |  | Biomed Shop | [5 empty] | Alarm, Bed | ALARMBED-Stanley Healthcare-M200 | [22 empty] | Alarm, Bed | ALARMBED | Alarm, Bed | Stanley Healthcare Sol
YES | YES | Serial Number Cnf |  |  | 099-01289 | 099-01289 | Stanley Healthcare Sol | M200 |  | Cnf | 4 West |  |  |  |  | 099-01289 | 099-01289 |  |  | 4 West | MedSurge | 2/1/20 |  |  | No pm |  | Alarm, Bed | ALARMBED-Stanley Healthcare-M200 | [22 empty] | Alarm, Bed | ALARMBED | Alarm, Bed | Stanley Healthcare Sol
YES | YES | Serial Number Cnf |  |  | 099-01421 | 099-01421 | Stanley Healthcare Sol | M200 |  | Cnf | Med surg |  |  |  |  | 099-01421 | 099-01421 | Katy | Memorial Hermann Northeast Hospital | Med surg | W4-05 | [5 empty] | Alarm, Bed | ALARMBED-Stanley Healthcare-M200 | [22 empty] | Alarm, Bed | ALARMBED | Alarm, Bed | Stanley Healthcare Sol
YES | YES | Serial Number Cnf |  |  | 099-01425 | 099-01425 | Stanley Healthcare Sol | M200 |  | Cnf | Med surg |  |  |  |  | 099-01425 | 099-01425 | Katy | Memorial Hermann Northeast Hospital | Med surg | W4-08 | [5 empty] | Alarm, Bed | ALARMBED-Stanley Healthcare-M200 | [22 empty] | Alarm, Bed | ALARMBED | Alarm, Bed | Stanley Healthcare Sol
YES | YES |  |  |  | 099-01139 | 099-01139 | Stanley Healthcare Sol | M200 |  | 099-01139 | R Med Surg |  |  |  |  | 099-01139 | 099-01139 | Katy | Memorial Hermann Northeast Hospital | R Med Surg | W409 | [5 empty] | Alarm, Bed | ALARMBED-Stanley Healthcare-M200 | [22 empty] | Alarm, Bed | ALARMBED | Alarm, Bed | Stanley Healthcare Sol
YES | YES | Serial Number Cnf |  |  | 099-01114 | 099-01114 | Stanley Healthcare Sol | M200 |  | Cnf | NE - 4 WEST TOWER |  |  |  |  | 099-01114 | 099-01114 | NorthEast |  | NE - 4 WEST TOWER |  |  |  |  | No pm |  | Alarm, Bed | ALARMBED-Stanley Healthcare-M200 | [22 empty] | Alarm, Bed | ALARMBED | Alarm, Bed | Stanley Healthcare Sol
YES | YES |  |  |  | 099-03899 | 099-03899 | Stanley Healthcare Sol | M200 |  | 099-03899 | NE - 4 WEST TOWER |  |  |  |  | 099-03899 | 099-03899 | Katy | Memorial Hermann Northeast Hospital | NE - 4 WEST TOWER | W414 | [5 empty] | Alarm, Bed | ALARMBED-Stanley Healthcare-M200 | [22 empty] | Alarm, Bed | ALARMBED | Alarm, Bed | Stanley Healthcare Sol
YES | YES | Serial Number Cnf |  |  | 099-01429 | 099-01429 | Stanley Healthcare Sol | M200 |  | Cnf | Med surg |  |  |  |  | 099-01429 | 099-01429 | Katy | Memorial Hermann Northeast Hospital | Med surg | W4-19 | [5 empty] | Alarm, Bed | ALARMBED-Stanley Healthcare-M200 | [22 empty] | Alarm, Bed | ALARMBED | Alarm, Bed | Stanley Healthcare Sol
YES | YES | Serial Number Cnf |  |  | 099-01434 | 099-01434 | Stanley Healthcare Sol | M200 |  | Cnf | Med surg |  |  |  |  | 099-01434 | 099-01434 | Katy | Memorial Hermann Northeast Hospital | Med surg | W4-20 | [5 empty] | Alarm, Bed | ALARMBED-Stanley Healthcare-M200 | [22 empty] | Alarm, Bed | ALARMBED | Alarm, Bed | Stanley Healthcare Sol
YES | YES | Serial Number Cnf |  |  | 099-01299 | 099-01299 | Stanley Healthcare Sol | M200 |  | Cnf | NE - TELEMETRY |  |  |  |  | 099-01299 | 099-01299 | NorthEast |  | NE - TELEMETRY |  |  |  |  | No pm |  | Alarm, Bed | ALARMBED-Stanley Healthcare-M200 | [22 empty] | Alarm, Bed | ALARMBED | Alarm, Bed | Stanley Healthcare Sol
YES | YES |  |  |  | 099-03910 | 099-03910 | Stanley Healthcare Sol | M200 |  | 099-03910 | W3 Med Surg |  |  |  |  | 099-03910 | 099-03910 | Katy | Memorial Hermann Northeast Hospital | W3 Med Surg | W302 | [5 empty] | Alarm, Bed | ALARMBED-Stanley Healthcare-M200 | [22 empty] | Alarm, Bed | ALARMBED | Alarm, Bed | Stanley Healthcare Sol
YES | YES | Serial Number Cnf |  |  | 099-01278 | 099-01278 | Stanley Healthcare Sol | M200 |  | Cnf | NE - 3 WEST TOWER |  |  |  |  | 099-01278 | 099-01278 | NorthEast |  | NE - 3 WEST TOWER |  |  |  |  | No pm |  | Alarm, Bed | ALARMBED-Stanley Healthcare-M200 | [22 empty] | Alarm, Bed | ALARMBED | Alarm, Bed | Stanley Healthcare Sol
YES | YES | Serial Number Cnf |  |  | 099-01542 | 099-01542 | Stanley Healthcare Sol | M200 |  | CNF | MedSurg 3 west |  |  |  |  | 099-01542 | 099-01542 | Katy | Memorial Hermann Northeast Hospital | MedSurg 3 west | Room 9 | 2/1/20 |  |  |  |  | Alarm, Bed | ALARMBED-Stanley Healthcare-M200 | [22 empty] | Alarm, Bed | ALARMBED | Alarm, Bed | Stanley Healthcare Sol
YES | YES |  |  |  | 099-01580 | 099-01580 | Stanley Healthcare Sol | M200 |  | 099-01580 | W3 Med Surg |  |  |  |  | 099-01580 | 099-01580 | Katy | Memorial Hermann Northeast Hospital | W3 Med Surg | W312 | [5 empty] | Alarm, Bed | ALARMBED-Stanley Healthcare-M200 | [22 empty] | Alarm, Bed | ALARMBED | Alarm, Bed | Stanley Healthcare Sol
YES | YES |  |  |  | 099-01641 | 099-01641 | Stanley Healthcare Sol | M200 |  |  | NE - 3 |  |  |  |  | 099-01641 | 099-01641 | Katy | Memorial Hermann Northeast Hospital | NE - 3 | W3 - 13 | 2/1/20 |  |  |  |  | Alarm, Bed | ALARMBED-Stanley Healthcare-M200 | [22 empty] | Alarm, Bed | ALARMBED | Alarm, Bed | Stanley Healthcare Sol
YES | YES | Serial Number Cnf |  |  | 099-01443 | 099-01443 | Stanley Healthcare Sol | M200 |  | Cnf | 3 west |  |  |  |  | 099-01443 | 099-01443 | Katy | Memorial Hermann Northeast Hospital | 3 west | W3-15 |  |  |  | No serial |  | Alarm, Bed | ALARMBED-Stanley Healthcare-M200 | [22 empty] | Alarm, Bed | ALARMBED | Alarm, Bed | Stanley Healthcare Sol
YES | YES |  |  |  | 099-01585 | 099-01585 | Stanley Healthcare Sol | M200 |  | 099-01585 | W3 Med Surg |  |  |  |  | 099-01585 | 099-01585 | Katy | Memorial Hermann Northeast Hospital | W3 Med Surg | W318 | [5 empty] | Alarm, Bed | ALARMBED-Stanley Healthcare-M200 | [22 empty] | Alarm, Bed | ALARMBED | Alarm, Bed | Stanley Healthcare Sol
YES | YES |  |  |  | 099-01651 | 099-01651 | Stanley Healthcare Sol | M200 |  |  | NE - 3 west tower |  |  |  |  | 099-01651 | 099-01651 | Katy | Memorial Hermann Northeast Hospital | NE - 3 west tower | W3 - 22 | [5 empty] | Alarm, Bed | ALARMBED-Stanley Healthcare-M200 | [22 empty] | Alarm, Bed | ALARMBED | Alarm, Bed | Stanley Healthcare Sol
YES | YES | Serial Number Cnf |  |  | 099-01546 | 099-01546 | Stanley Healthcare Sol | M200 |  | Cnf | 3 west |  |  |  |  | 099-01546 | 099-01546 | Katy | Memorial Hermann Northeast Hospital | 3 west | W3-21 | [5 empty] | Alarm, Bed | ALARMBED-Stanley Healthcare-M200 | [22 empty] | Alarm, Bed | ALARMBED | Alarm, Bed | Stanley Healthcare Sol
YES | YES | Serial Number Cnf |  |  | 099-01286 | 099-01286 | Stanley Healthcare Sol | M200 |  | Cnf | NE - 3 WEST TOWER |  |  |  |  | 099-01286 | 099-01286 | NorthEast |  | NE - 3 WEST TOWER |  |  |  |  | No pm |  | Alarm, Bed | ALARMBED-Stanley Healthcare-M200 | [22 empty] | Alarm, Bed | ALARMBED | Alarm, Bed | Stanley Healthcare Sol
YES | YES | Serial Number Cnf |  |  | 099-01577 | 099-01577 | Stanley Healthcare Sol | M200 |  | CNF | MedSurg 3 west |  |  |  |  | 099-01577 | 099-01577 | Northeast | Memorial Hermann Northeast Hospital | MedSurg 3 west | Room 24 | 2/1/20 |  |  |  |  | Alarm, Bed | ALARMBED-Stanley Healthcare-M200 | [22 empty] | Alarm, Bed | ALARMBED | Alarm, Bed | Stanley Healthcare Sol
YES | YES |  |  |  | 099-01593 | 099-01593 | Stanley Healthcare Sol | M200 |  | 099-01593 | Med Surg |  |  |  |  | 099-01593 | 099-01593 | Katy | Memorial Hermann Northeast Hospital | Med Surg | W328 | [5 empty] | Alarm, Bed | ALARMBED-Stanley Healthcare-M200 | [22 empty] | Alarm, Bed | ALARMBED | Alarm, Bed | Stanley Healthcare Sol
YES | YES | Serial Number Cnf |  |  | 099-01555 | 099-01555 | Stanley Healthcare Sol | M200 |  | Cnf | 3 west |  |  |  |  | 099-01555 | 099-01555 | Katy | Memorial Hermann Northeast Hospital | 3 west | W3-16 | [5 empty] | Alarm, Bed | ALARMBED-Stanley Healthcare-M200 | [22 empty] | Alarm, Bed | ALARMBED | Alarm, Bed | Stanley Healthcare Sol
YES | YES | Serial Number Cnf |  |  | 099-01712 | 099-01712 | Stanley Healthcare Sol | M200 |  | Cnf | NE - 2 WEST TOWER |  |  |  |  | 099-01712 | 099-01712 | Katy | Memorial Hermann Northeast Hospital | NE - 2 WEST TOWER | By room 03 | [5 empty] | Alarm, Bed | ALARMBED-Stanley Healthcare-M200 | [22 empty] | Alarm, Bed | ALARMBED | Alarm, Bed | Stanley Healthcare Sol
YES | YES |  |  |  | 099-01627 | 099-01627 | Stanley Healthcare Sol | M200 |  |  | NE-2 |  |  |  |  | 099-01627 | 099-01627 | Katy | Memorial Hermann Northeast Hospital | NE-2 | W2 - 05 | [5 empty] | Alarm, Bed | ALARMBED-Stanley Healthcare-M200 | [22 empty] | Alarm, Bed | ALARMBED | Alarm, Bed | Stanley Healthcare Sol
YES | YES |  |  |  | 099-01730 | 099-01730 | Stanley Healthcare Sol | M200 |  | 099-01730 | NE - 3W Med Surg |  |  |  |  | 099-01730 | 099-01730 | Katy | Memorial Hermann Northeast Hospital | NE - 3W Med Surg | W202 | [5 empty] | Alarm, Bed | ALARMBED-Stanley Healthcare-M200 | [22 empty] | Alarm, Bed | ALARMBED | Alarm, Bed | Stanley Healthcare Sol
YES | YES | Serial Number Cnf |  |  | 099-01716 | 099-01716 | Stanley Healthcare Sol | M200 |  | Cnf | NE - 2 WEST TOWER |  |  |  |  | 099-01716 | 099-01716 | Katy | Memorial Hermann Northeast Hospital | NE - 2 WEST TOWER | Room w2-08 | [5 empty] | Alarm, Bed | ALARMBED-Stanley Healthcare-M200 | [22 empty] | Alarm, Bed | ALARMBED | Alarm, Bed | Stanley Healthcare Sol
YES | YES | Serial Number Cnf |  |  | 099-01573 | 099-01573 | Stanley Healthcare Sol | M200 |  | CNF | MedSurg Floor 2 |  |  |  |  | 099-01573 | 099-01573 | Katy | Memorial Hermann Northeast Hospital | MedSurg Floor 2 | Room 7 | 2/1/20 |  |  |  |  | Alarm, Bed | ALARMBED-Stanley Healthcare-M200 | [22 empty] | Alarm, Bed | ALARMBED | Alarm, Bed | Stanley Healthcare Sol
YES | YES |  |  |  | 099-01735 | 099-01735 | Stanley Healthcare Sol | M200 |  | 099-01735 | NE - 2 WEST TOWER |  |  |  |  | 099-01735 | 099-01735 | Katy | Memorial Hermann Northeast Hospital | NE - 2 WEST TOWER | W210 | [5 empty] | Alarm, Bed | ALARMBED-Stanley Healthcare-M200 | [22 empty] | Alarm, Bed | ALARMBED | Alarm, Bed | Stanley Healthcare Sol
YES | YES |  |  |  | 099-01634 | 099-01634 | Stanley Healthcare Sol | M200 |  |  | NE-2 |  |  |  |  | 099-01634 | 099-01634 | Katy | Memorial Hermann Northeast Hospital | NE-2 | W2 - 11 | [5 empty] | Alarm, Bed | ALARMBED-Stanley Healthcare-M200 | [22 empty] | Alarm, Bed | ALARMBED | Alarm, Bed | Stanley Healthcare Sol
YES | YES | Serial Number Cnf |  |  | 099-01467 | 099-01467 | Stanley Healthcare Sol | M200 |  | Cnf | NE - 3 WEST TOWER |  |  |  |  | 099-01467 | 099-01467 | NorthEast |  | NE - 3 WEST TOWER |  |  |  |  | No pm |  | Alarm, Bed | ALARMBED-Stanley Healthcare-M200 | [22 empty] | Alarm, Bed | ALARMBED | Alarm, Bed | Stanley Healthcare Sol
YES | YES |  |  |  | 099-01742 | 099-01742 | Stanley Healthcare Sol | M200 |  | 099-01742 | NE - 3W Med Surge |  |  |  |  | 099-01742 | 099-01742 | Katy | Memorial Hermann Northeast Hospital | NE - 3W Med Surge | W215 | [5 empty] | Alarm, Bed | ALARMBED-Stanley Healthcare-M200 | [22 empty] | Alarm, Bed | ALARMBED | Alarm, Bed | Stanley Healthcare Sol
YES | YES | Serial Number Cnf |  |  | 099-01471 | 099-01471 | Stanley Healthcare Sol | M200 |  | Cnf | NE - 3 WEST TOWER |  |  |  |  | 099-01471 | 099-01471 | NorthEast |  | NE - 3 WEST TOWER |  |  |  |  | No pm |  | Alarm, Bed | ALARMBED-Stanley Healthcare-M200 | [22 empty] | Alarm, Bed | ALARMBED | Alarm, Bed | Stanley Healthcare Sol
YES | YES | Serial Number Cnf |  |  | 099-01726 | 099-01726 | Stanley Healthcare Sol | M200 |  | Cnf | NE - 2 WEST TOWER |  |  |  |  | 099-01726 | 099-01726 | Katy | Memorial Hermann Northeast Hospital | NE - 2 WEST TOWER | W2-20 | [5 empty] | Alarm, Bed | ALARMBED-Stanley Healthcare-M200 | [22 empty] | Alarm, Bed | ALARMBED | Alarm, Bed | Stanley Healthcare Sol
YES | YES |  |  |  | 099-01605 | 099-01605 | Stanley Healthcare Sol | M200 |  |  | NE-2 |  |  |  |  | 099-01605 | 099-01605 | Katy | Memorial Hermann Northeast Hospital | NE-2 | W2 - 27 | [5 empty] | Alarm, Bed | ALARMBED-Stanley Healthcare-M200 | [22 empty] | Alarm, Bed | ALARMBED | Alarm, Bed | Stanley Healthcare Sol
YES | YES |  |  |  | 099-01746 | 099-01746 | Stanley Healthcare Sol | M200 |  | 099-01746 | NE - 2 WEST TOWER |  |  |  |  | 099-01746 | 099-01746 | Katy | Memorial Hermann Northeast Hospital | NE - 2 WEST TOWER | W223 | [5 empty] | Alarm, Bed | ALARMBED-Stanley Healthcare-M200 | [22 empty] | Alarm, Bed | ALARMBED | Alarm, Bed | Stanley Healthcare Sol
YES | YES | Serial Number Cnf |  |  | 099-01675 | 099-01675 | Stanley Healthcare Sol | M200 |  | Cnf | NE - 2 WEST TOWER |  |  |  |  | 099-01675 | 099-01675 | Katy | Memorial Hermann Northeast Hospital | NE - 2 WEST TOWER | W2-25 | [5 empty] | Alarm, Bed | ALARMBED-Stanley Healthcare-M200 | [22 empty] | Alarm, Bed | ALARMBED | Alarm, Bed | Stanley Healthcare Sol
YES | YES | Serial Number Cnf |  |  | 099-01477 | 099-01477 | Stanley Healthcare Sol | M200 |  | Cnf | NE - 3 WEST TOWER |  |  |  |  | 099-01477 | 099-01477 | NorthEast |  | NE - 3 WEST TOWER |  |  |  |  | No pm |  | Alarm, Bed | ALARMBED-Stanley Healthcare-M200 | [22 empty] | Alarm, Bed | ALARMBED | Alarm, Bed | Stanley Healthcare Sol
YES | YES |  |  |  | 099-01610 | 099-01610 | Stanley Healthcare Sol | M200 |  |  | NE-2 |  |  |  |  | 099-01610 | 099-01610 | Katy | Memorial Hermann Northeast Hospital | NE-2 | W2 - 30 | [5 empty] | Alarm, Bed | ALARMBED-Stanley Healthcare-M200 | [22 empty] | Alarm, Bed | ALARMBED | Alarm, Bed | Stanley Healthcare Sol
YES | YES |  |  |  | 099-01750 | 099-01750 | Stanley Healthcare Sol | M200 |  | 099-01750 | NE - 2 WEST TOWER |  |  |  |  | 099-01750 | 099-01750 | Katy | Memorial Hermann Northeast Hospital | NE - 2 WEST TOWER | W228 | [5 empty] | Alarm, Bed | ALARMBED-Stanley Healthcare-M200 | [22 empty] | Alarm, Bed | ALARMBED | Alarm, Bed | Stanley Healthcare Sol
YES | YES | Serial Number Cnf |  |  | 099-01729 | 099-01729 | Stanley Healthcare Sol | M200 |  | Cnf | Med surg |  |  |  |  | 099-01729 | 099-01729 | Katy | Memorial Hermann Northeast Hospital | Med surg | C2 213 patient room 13 | [5 empty] | Alarm, Bed | ALARMBED-Stanley Healthcare-M200 | [22 empty] | Alarm, Bed | ALARMBED | Alarm, Bed | Stanley Healthcare Sol
YES | YES |  |  |  | 099-01788 | 099-01788 | Stanley Healthcare Sol | M200 |  | 099-01788 | NE - S2 Med Surg |  |  |  |  | 099-01788 | 099-01788 | Katy | Memorial Hermann Katy Hospital | NE - S2 Med Surg | S215 | [5 empty] | Alarm, Bed | ALARMBED-Stanley Healthcare-M200 | [22 empty] | Alarm, Bed | ALARMBED | Alarm, Bed | Stanley Healthcare Sol
YES | YES | Serial Number Cnf |  |  | 099-01533 | 099-01533 | Stanley Healthcare Sol | M200 |  | CNF | Med Surg 2nd floor |  |  |  |  | 099-01533 | 099-01533 | Katy | Memorial Hermann Northeast Hospital | Med Surg 2nd floor | Room 216 | 2/1/20 |  |  |  |  | Alarm, Bed | ALARMBED-Stanley Healthcare-M200 | [22 empty] | Alarm, Bed | ALARMBED | Alarm, Bed | Stanley Healthcare Sol
YES | YES | Serial Number Cnf |  |  | 099-01486 | 099-01486 | Stanley Healthcare Sol | M200 |  | Cnf | NE - CLINICAL DECISION UNIT |  |  |  |  | 099-01486 | 099-01486 | NorthEast |  | NE - CLINICAL DECISION UNIT |  |  |  |  | No pm |  | Alarm, Bed | ALARMBED-Stanley Healthcare-M200 | [22 empty] | Alarm, Bed | ALARMBED | Alarm, Bed | Stanley Healthcare Sol
YES | YES |  |  |  | 099-01784 | 099-01784 | Stanley Healthcare Sol | M200 |  |  | NE - 2 |  |  |  |  | 099-01784 | 099-01784 | Katy | Memorial Hermann Northeast Hospital | NE - 2 | [6 empty] | Alarm, Bed | ALARMBED-Stanley Healthcare-M200 | [22 empty] | Alarm, Bed | ALARMBED | Alarm, Bed | Stanley Healthcare Sol
YES | YES |  |  |  | 099-01790 | 099-01790 | Stanley Healthcare Sol | M200 |  | 099-01790 | NE - S2 Med Surg |  |  |  |  | 099-01790 | 099-01790 | Katy | Memorial Hermann Katy Hospital | NE - S2 Med Surg | S212 | [5 empty] | Alarm, Bed | ALARMBED-Stanley Healthcare-M200 | [22 empty] | Alarm, Bed | ALARMBED | Alarm, Bed | Stanley Healthcare Sol
YES | YES | Serial Number Cnf |  |  | 099-01685 | 099-01685 | Stanley Healthcare Sol | M200 |  | Cnf | Med surg |  |  |  |  | 099-01685 | 099-01685 | Katy | Memorial Hermann Northeast Hospital | Med surg | Room 14 | [5 empty] | Alarm, Bed | ALARMBED-Stanley Healthcare-M200 | [22 empty] | Alarm, Bed | ALARMBED | Alarm, Bed | Stanley Healthcare Sol
YES | YES |  |  |  | 099-01791 | 099-01791 | Stanley Healthcare Sol | M200 |  | 099-01791 | NE - S2 Med Surg |  |  |  |  | 099-01791 | 099-01791 | Katy | Memorial Hermann Katy Hospital | NE - S2 Med Surg | S208 | [5 empty] | Alarm, Bed | ALARMBED-Stanley Healthcare-M200 | [22 empty] | Alarm, Bed | ALARMBED | Alarm, Bed | Stanley Healthcare Sol
YES | YES |  |  |  | 099-01782 | 099-01782 | Stanley Healthcare Sol | M200 |  |  | NE - 2 |  |  |  |  | 099-01782 | 099-01782 | Katy | Memorial Hermann Northeast Hospital | NE - 2 | [6 empty] | Alarm, Bed | ALARMBED-Stanley Healthcare-M200 | [22 empty] | Alarm, Bed | ALARMBED | Alarm, Bed | Stanley Healthcare Sol
YES | YES |  |  |  | 099-01793 | 099-01793 | Stanley Healthcare Sol | M200 |  | 099-01793 | NE - S2 Med Surg |  |  |  |  | 099-01793 | 099-01793 | Katy | Memorial Hermann Katy Hospital | NE - S2 Med Surg | S207 | [5 empty] | Alarm, Bed | ALARMBED-Stanley Healthcare-M200 | [22 empty] | Alarm, Bed | ALARMBED | Alarm, Bed | Stanley Healthcare Sol
YES | YES | Serial Number Cnf |  |  | 099-01687 | 099-01687 | Stanley Healthcare Sol | M200 |  | Cnf | Med surg |  |  |  |  | 099-01687 | 099-01687 | Katy | Memorial Hermann Northeast Hospital | Med surg | Room 14 | [5 empty] | Alarm, Bed | ALARMBED-Stanley Healthcare-M200 | [22 empty] | Alarm, Bed | ALARMBED | Alarm, Bed | Stanley Healthcare Sol
YES | YES | Serial Number Cnf |  |  | 099-02870 | 099-02870 | Stanley Healthcare Sol | M200 |  | CNF | Med Surg 2nd floor |  |  |  |  | 099-02870 | 099-02870 | Katy | Memorial Hermann Northeast Hospital | Med Surg 2nd floor | Room 222 | 2/1/20 |  |  |  |  | Alarm, Bed | ALARMBED-Stanley Healthcare-M200 | [22 empty] | Alarm, Bed | ALARMBED | Alarm, Bed | Stanley Healthcare Sol
YES | YES |  |  |  | 099-01795 | 099-01795 | Stanley Healthcare Sol | M200 |  | 099-01795 | NE - S2 Med Surg |  |  |  |  | 099-01795 | 099-01795 | Katy | Memorial Hermann Katy Hospital | NE - S2 Med Surg | S201 | [5 empty] | Alarm, Bed | ALARMBED-Stanley Healthcare-M200 | [22 empty] | Alarm, Bed | ALARMBED | Alarm, Bed | Stanley Healthcare Sol
YES | YES |  |  |  | 099-01797 | 099-01797 | Stanley Healthcare Sol | M200 |  | 099-01797 | NE - S2 Med Surg |  |  |  |  | 099-01797 | 099-01797 | Katy | Memorial Hermann Katy Hospital | NE - S2 Med Surg | S202 | [5 empty] | Alarm, Bed | ALARMBED-Stanley Healthcare-M200 | [22 empty] | Alarm, Bed | ALARMBED | Alarm, Bed | Stanley Healthcare Sol
YES | YES |  |  |  | 099-01799 | 099-01799 | Stanley Healthcare Sol | M200 |  | 099-01799 | NE - S2 Med Surg |  |  |  |  | 099-01799 | 099-01799 | Katy | Memorial Hermann Katy Hospital | NE - S2 Med Surg | S204 | [5 empty] | Alarm, Bed | ALARMBED-Stanley Healthcare-M200 | [22 empty] | Alarm, Bed | ALARMBED | Alarm, Bed | Stanley Healthcare Sol
YES | YES |  |  |  | 099-01772 | 099-01772 | Stanley Healthcare Sol | M200 |  |  | NE - 2 |  |  |  |  | 099-01772 | 099-01772 | Katy | Memorial Hermann Northeast Hospital | NE - 2 | [6 empty] | Alarm, Bed | ALARMBED-Stanley Healthcare-M200 | [22 empty] | Alarm, Bed | ALARMBED | Alarm, Bed | Stanley Healthcare Sol
YES | YES |  |  |  | 099-01802 | 099-01802 | Stanley Healthcare Sol | M200 |  | 099-01802 | NE - S2 Med Surg |  |  |  |  | 099-01802 | 099-01802 | NorthEast | Memorial Hermann Katy Hospital | NE - S2 Med Surg | S206 | [5 empty] | Alarm, Bed | ALARMBED-Stanley Healthcare-M200 | [22 empty] | Alarm, Bed | ALARMBED | Alarm, Bed | Stanley Healthcare Sol
YES | YES | Serial Number Cnf |  |  | 099-01492 | 099-01492 | Stanley Healthcare Sol | M200 |  | Cnf | 2nd floor |  |  |  |  | 099-01492 | 099-01492 |  |  | 2nd floor | Medsurge |  |  |  | No pm |  | Alarm, Bed | ALARMBED-Stanley Healthcare-M200 | [22 empty] | Alarm, Bed | ALARMBED | Alarm, Bed | Stanley Healthcare Sol
YES | YES |  |  |  | 099-01803 | 099-01803 | Stanley Healthcare Sol | M200 |  | 099-01803 | NE - S2 Med Surg |  |  |  |  | 099-01803 | 099-01803 | Katy | Memorial Hermann Katy Hospital | NE - S2 Med Surg | S208 | [5 empty] | Alarm, Bed | ALARMBED-Stanley Healthcare-M200 | [22 empty] | Alarm, Bed | ALARMBED | Alarm, Bed | Stanley Healthcare Sol
YES | YES | Serial Number Cnf |  |  | 099-01691 | 099-01691 | Stanley Healthcare Sol | M200 |  | Cnf | Med surg |  |  |  |  | 099-01691 | 099-01691 | Katy | Memorial Hermann Northeast Hospital | Med surg | Room 17 | [5 empty] | Alarm, Bed | ALARMBED-Stanley Healthcare-M200 | [22 empty] | Alarm, Bed | ALARMBED | Alarm, Bed | Stanley Healthcare Sol
YES | YES |  |  |  | 099-01805 | 099-01805 | Stanley Healthcare Sol | M200 |  | 099-01805 | NE - S2 Med Surg |  |  |  |  | 099-01805 | 099-01805 | Katy | Memorial Hermann Katy Hospital | NE - S2 Med Surg | S210 | [5 empty] | Alarm, Bed | ALARMBED-Stanley Healthcare-M200 | [22 empty] | Alarm, Bed | ALARMBED | Alarm, Bed | Stanley Healthcare Sol
YES | YES |  |  |  | 099-01807 | 099-01807 | Stanley Healthcare Sol | M200 |  | 099-01807 | NE - S2 Med Surg |  |  |  |  | 099-01807 | 099-01807 | Katy | Memorial Hermann Katy Hospital | NE - S2 Med Surg | S212 | [5 empty] | Alarm, Bed | ALARMBED-Stanley Healthcare-M200 | [22 empty] | Alarm, Bed | ALARMBED | Alarm, Bed | Stanley Healthcare Sol
YES | YES | Serial Number Cnf |  |  | 099-02851 | 099-02851 | Stanley Healthcare Sol | M200 |  | CNF | Med Surg 2nd floor |  |  |  |  | 099-02851 | 099-02851 | Katy | Memorial Hermann Northeast Hospital | Med Surg 2nd floor | Room 2 | 2/1/20 |  |  |  |  | Alarm, Bed | ALARMBED-Stanley Healthcare-M200 | [22 empty] | Alarm, Bed | ALARMBED | Alarm, Bed | Stanley Healthcare Sol
YES | YES | Serial Number Cnf |  |  | 099-01693 | 099-01693 | Stanley Healthcare Sol | M200 |  | Cnf | Dialysis |  |  |  |  | 099-01693 | 099-01693 | Katy | Memorial Hermann Northeast Hospital | Dialysis | Room 3 | [5 empty] | Alarm, Bed | ALARMBED-Stanley Healthcare-M200 | [22 empty] | Alarm, Bed | ALARMBED | Alarm, Bed | Stanley Healthcare Sol
YES | YES |  |  |  | 099-01776 | 099-01776 | Stanley Healthcare Sol | M200 |  |  | NE - Dialysis |  |  |  |  | 099-01776 | 099-01776 | Katy | Memorial Hermann Northeast Hospital | NE - Dialysis | [6 empty] | Alarm, Bed | ALARMBED-Stanley Healthcare-M200 | [22 empty] | Alarm, Bed | ALARMBED | Alarm, Bed | Stanley Healthcare Sol
YES | YES | Serial Number Cnf |  |  | 099-01495 | 099-01495 | Stanley Healthcare Sol | M200 |  | Cnf | NE - HEMODIALYSIS |  |  |  |  | 099-01495 | 099-01495 | NorthEast |  | NE - HEMODIALYSIS |  |  |  |  | No pm |  | Alarm, Bed | ALARMBED-Stanley Healthcare-M200 | [22 empty] | Alarm, Bed | ALARMBED | Alarm, Bed | Stanley Healthcare Sol
YES | YES |  |  |  | 099-01498 | 099-01498 | Stanley Healthcare Sol | M200 |  |  | NE - Dialysis |  |  |  |  | 099-01498 | 099-01498 | Katy | Memorial Hermann Northeast Hospital | NE - Dialysis | [6 empty] | Alarm, Bed | ALARMBED-Stanley Healthcare-M200 | [22 empty] | Alarm, Bed | ALARMBED | Alarm, Bed | Stanley Healthcare Sol
YES | YES |  |  |  | 099-01781 | 099-01781 | Stanley Healthcare Sol | M200 |  |  | NE - Dialysis |  |  |  |  | 099-01781 | 099-01781 | Katy | Memorial Hermann Northeast Hospital | NE - Dialysis | [6 empty] | Alarm, Bed | ALARMBED-Stanley Healthcare-M200 | [22 empty] | Alarm, Bed | ALARMBED | Alarm, Bed | Stanley Healthcare Sol
YES | YES | Serial Number Cnf |  |  | 099-01500 | 099-01500 | Stanley Healthcare Sol | M200 |  | Cnf | NE - HEMODIALYSIS |  |  |  |  | 099-01500 | 099-01500 | NorthEast |  | NE - HEMODIALYSIS |  |  |  |  | No pm |  | Alarm, Bed | ALARMBED-Stanley Healthcare-M200 | [22 empty] | Alarm, Bed | ALARMBED | Alarm, Bed | Stanley Healthcare Sol
YES | YES |  |  |  | 099-01814 | 099-01814 | Stanley Healthcare Sol | M200 |  | 099-01814 | NE - S2 Med Surg |  |  |  |  | 099-01814 | 099-01814 | Katy | Memorial Hermann Katy Hospital | NE - S2 Med Surg | C2 235 | [5 empty] | Alarm, Bed | ALARMBED-Stanley Healthcare-M200 | [22 empty] | Alarm, Bed | ALARMBED | Alarm, Bed | Stanley Healthcare Sol
YES | YES | Serial Number Cnf |  |  | 099-02853 | 099-02853 | Stanley Healthcare Sol | M200 |  | CNF | Med Surg 2nd floor |  |  |  |  | 099-02853 | 099-02853 | Katy | Memorial Hermann Northeast Hospital | Med Surg 2nd floor | Room 2 | 2/1/20 | 2/1/20 |  |  |  | Alarm, Bed | ALARMBED-Stanley Healthcare-M200 | [22 empty] | Alarm, Bed | ALARMBED | Alarm, Bed | Stanley Healthcare Sol
YES | YES |  |  |  | 099-02872 | 099-02872 | Stanley Healthcare Sol | M200 |  |  | NOrthWest |  |  |  |  | 099-02872 | 099-02872 | Katy | Memorial Hermann Northeast Hospital | NOrthWest | #REF! | [5 empty] | Alarm, Bed | ALARMBED-Stanley Healthcare-M200 | [22 empty] | Alarm, Bed | ALARMBED | Alarm, Bed | Stanley Healthcare Sol
YES | YES | Serial Number Cnf |  |  | 099-00519 | 099-00519 | Stanley Healthcare Sol | M200 |  | Cnf | South west |  |  |  |  | 099-00519 | 099-00519 | Katy | Memorial Hermann Northeast Hospital | South west | Sw 502 | 2/1/20 |  |  |  |  | Alarm, Bed | ALARMBED-Stanley Healthcare-M200 | [22 empty] | Alarm, Bed | ALARMBED | Alarm, Bed | Stanley Healthcare Sol
YES | YES | Serial Number Cnf |  |  | 099-00521 | 099-00521 | Stanley Healthcare Sol | M200 |  | Cnf | South west |  |  |  |  | 099-00521 | 099-00521 | Katy | Memorial Hermann Northeast Hospital | South west | Sw 502 |  |  |  | No pm |  | Alarm, Bed | ALARMBED-Stanley Healthcare-M200 | [22 empty] | Alarm, Bed | ALARMBED | Alarm, Bed | Stanley Healthcare Sol
YES | YES |  |  |  | 099-00594 | 099-00594 | Stanley Healthcare Sol | M200 |  | 099-00594 | 5W Med Surg |  |  |  |  | 099-00594 | 099-00594 | Katy | Memorial Hermann Northeast Hospital | 5W Med Surg | Room SW536 | [5 empty] | Alarm, Bed | ALARMBED-Stanley Healthcare-M200 | [22 empty] | Alarm, Bed | ALARMBED | Alarm, Bed | Stanley Healthcare Sol
YES | YES | Serial Number Cnf |  |  | 099-00522 | 099-00522 | Stanley Healthcare Sol | M200 |  | Cnf | South west |  |  |  |  | 099-00522 | 099-00522 | Katy | Memorial Hermann Northeast Hospital | South west | Sw 503 |  |  |  | No pm |  | Alarm, Bed | ALARMBED-Stanley Healthcare-M200 | [22 empty] | Alarm, Bed | ALARMBED | Alarm, Bed | Stanley Healthcare Sol
YES | YES | Serial Number Cnf |  |  | 099-00523 | 099-00523 | Stanley Healthcare Sol | M200 |  | Cnf | South west |  |  |  |  | 099-00523 | 099-00523 | Katy | Memorial Hermann Northeast Hospital | South west | Sw 504 |  |  |  | No pm |  | Alarm, Bed | ALARMBED-Stanley Healthcare-M200 | [22 empty] | Alarm, Bed | ALARMBED | Alarm, Bed | Stanley Healthcare Sol
YES | YES |  |  |  | 099-02894 | 099-02894 | Stanley Healthcare Sol | M200 |  |  | NorthWest |  |  |  |  | 099-02894 | 099-02894 | Northeast | Memorial Hermann Northeast Hospital | NorthWest | SW5 - 13 | [5 empty] | Alarm, Bed | ALARMBED-Stanley Healthcare-M200 | [22 empty] | Alarm, Bed | ALARMBED | Alarm, Bed | Stanley Healthcare Sol
YES | YES |  |  |  | 099-00597 | 099-00597 | Stanley Healthcare Sol | M200 |  | 099-00597 | NE - 5 SOUTH WEST |  |  |  |  | 099-00597 | 099-00597 | Katy | Memorial Hermann Northeast Hospital | NE - 5 SOUTH WEST | SW535 | [5 empty] | Alarm, Bed | ALARMBED-Stanley Healthcare-M200 | [22 empty] | Alarm, Bed | ALARMBED | Alarm, Bed | Stanley Healthcare Sol
YES | YES |  |  |  | 099-02898 | 099-02898 | Stanley Healthcare Sol | M200 |  |  | NorthWest |  |  |  |  | 099-02898 | 099-02898 | Katy | Memorial Hermann Northeast Hospital | NorthWest | SW5 - 12 | [5 empty] | Alarm, Bed | ALARMBED-Stanley Healthcare-M200 | [22 empty] | Alarm, Bed | ALARMBED | Alarm, Bed | Stanley Healthcare Sol
YES | YES | Serial Number Cnf |  |  | 099-00527 | 099-00527 | Stanley Healthcare Sol | M200 |  | Cnf | South west |  |  |  |  | 099-00527 | 099-00527 | Katy | Memorial Hermann Northeast Hospital | South west | Sw 505 |  |  |  | No pm |  | Alarm, Bed | ALARMBED-Stanley Healthcare-M200 | [22 empty] | Alarm, Bed | ALARMBED | Alarm, Bed | Stanley Healthcare Sol
YES | YES |  |  |  | 099-00600 | 099-00600 | Stanley Healthcare Sol | M200 |  | 099-00600 | NE - TELEMETRY |  |  |  |  | 099-00600 | 099-00600 | Katy | Memorial Hermann Northeast Hospital | NE - TELEMETRY | SW534 | [5 empty] | Alarm, Bed | ALARMBED-Stanley Healthcare-M200 | [22 empty] | Alarm, Bed | ALARMBED | Alarm, Bed | Stanley Healthcare Sol
YES | YES |  |  |  | 099-02304 | 099-02304 | Stanley Healthcare Sol | M200 |  |  | Med Surg 5th floor |  |  |  |  | 099-02304 | 099-02304 | Katy | Memorial Hermann Northeast Hospital | Med Surg 5th floor | Room 519 | [5 empty] | Alarm, Bed | ALARMBED-Stanley Healthcare-M200 | [22 empty] | Alarm, Bed | ALARMBED | Alarm, Bed | Stanley Healthcare Sol
YES | YES | Serial Number Cnf |  |  | 099-00946 | 099-00946 | Stanley Healthcare Sol | M200 |  | Cnf | NE - 5 SOUTH WEST |  |  |  |  | 099-00946 | 099-00946 | NorthEast |  | NE - 5 SOUTH WEST |  |  |  |  | No pm |  | Alarm, Bed | ALARMBED-Stanley Healthcare-M200 | [22 empty] | Alarm, Bed | ALARMBED | Alarm, Bed | Stanley Healthcare Sol
YES | YES |  |  |  | 099-00603 | 099-00603 | Stanley Healthcare Sol | M200 |  | 099-00603 | NE - 5 South West |  |  |  |  | 099-00603 | 099-00603 | Katy | Memorial Hermann Northeast Hospital | NE - 5 South West | SW533 | [5 empty] | Alarm, Bed | ALARMBED-Stanley Healthcare-M200 | [22 empty] | Alarm, Bed | ALARMBED | Alarm, Bed | Stanley Healthcare Sol
YES | YES |  |  |  | 099-02902 | 099-02902 | Stanley Healthcare Sol | M200 |  |  | NorthWest |  |  |  |  | 099-02902 | 099-02902 | Katy | Memorial Hermann Northeast Hospital | NorthWest | SW5 - 11 | [5 empty] | Alarm, Bed | ALARMBED-Stanley Healthcare-M200 | [22 empty] | Alarm, Bed | ALARMBED | Alarm, Bed | Stanley Healthcare Sol
YES | YES | Serial Number Cnf |  |  | 099-02305 | 099-02305 | Stanley Healthcare Sol | M200 |  | CNF | Med Surg 5th floor |  |  |  |  | 099-02305 | 099-02305 | Katy | Memorial Hermann Northeast Hospital | Med Surg 5th floor | Room 532 | [5 empty] | Alarm, Bed | ALARMBED-Stanley Healthcare-M200 | [22 empty] | Alarm, Bed | ALARMBED | Alarm, Bed | Stanley Healthcare Sol
YES | YES | Serial Number Cnf |  |  | 099-00531 | 099-00531 | Stanley Healthcare Sol | M200 |  | Cnf | South west |  |  |  |  | 099-00531 | 099-00531 | Katy | Memorial Hermann Northeast Hospital | South west | Sw 508 | [5 empty] | Alarm, Bed | ALARMBED-Stanley Healthcare-M200 | [22 empty] | Alarm, Bed | ALARMBED | Alarm, Bed | Stanley Healthcare Sol
YES | YES |  |  |  | 099-02906 | 099-02906 | Stanley Healthcare Sol | M200 |  |  | NorthWest |  |  |  |  | 099-02906 | 099-02906 | Katy | Memorial Hermann Northeast Hospital | NorthWest | SW5 - 11 | [5 empty] | Alarm, Bed | ALARMBED-Stanley Healthcare-M200 | [22 empty] | Alarm, Bed | ALARMBED | Alarm, Bed | Stanley Healthcare Sol
YES | YES |  |  |  | 099-00607 | 099-00607 | Stanley Healthcare Sol | M200 |  | 099-00607 | NE - 5 SOUTH WEST |  |  |  |  | 099-00607 | 099-00607 | Katy | Memorial Hermann Northeast Hospital | NE - 5 SOUTH WEST | SW529 | [5 empty] | Alarm, Bed | ALARMBED-Stanley Healthcare-M200 | [22 empty] | Alarm, Bed | ALARMBED | Alarm, Bed | Stanley Healthcare Sol
YES | YES | Serial Number Cnf |  |  | 099-00495 | 099-00495 | Stanley Healthcare Sol | M200 |  | Cnf | South west |  |  |  |  | 099-00495 | 099-00495 | Katy | Memorial Hermann Northeast Hospital | South west | Sw 509 | [5 empty] | Alarm, Bed | ALARMBED-Stanley Healthcare-M200 | [22 empty] | Alarm, Bed | ALARMBED | Alarm, Bed | Stanley Healthcare Sol
YES | YES | Serial Number Cnf |  |  | 099-02307 | 099-02307 | Stanley Healthcare Sol | M200 |  | CNF | Med Surg 5th floor |  |  |  |  | 099-02307 | 099-02307 | Katy | Memorial Hermann Northeast Hospital | Med Surg 5th floor | Room 530 | [5 empty] | Alarm, Bed | ALARMBED-Stanley Healthcare-M200 | [22 empty] | Alarm, Bed | ALARMBED | Alarm, Bed | Stanley Healthcare Sol
YES | YES |  |  |  | 099-00534 | 099-00534 | Stanley Healthcare Sol | M200 |  | 099-00534 | NE - 5 SOUTH WEST |  |  |  |  | 099-00534 | 099-00534 | Katy | Memorial Hermann Northeast Hospital | NE - 5 SOUTH WEST | SW528 | [5 empty] | Alarm, Bed | ALARMBED-Stanley Healthcare-M200 | [22 empty] | Alarm, Bed | ALARMBED | Alarm, Bed | Stanley Healthcare Sol
YES | YES |  |  |  | 099-02393 | 099-02393 | Stanley Healthcare Sol | M200 |  |  | NorthWest |  |  |  |  | 099-02393 | 099-02393 | Katy | Memorial Hermann Northeast Hospital | NorthWest | SW5 - 15 | [5 empty] | Alarm, Bed | ALARMBED-Stanley Healthcare-M200 | [22 empty] | Alarm, Bed | ALARMBED | Alarm, Bed | Stanley Healthcare Sol
YES | YES |  |  |  | 099-00536 | 099-00536 | Stanley Healthcare Sol | M200 |  | 099-00536 | NE - 5 SOUTH WEST |  |  |  |  | 099-00536 | 099-00536 | Katy | Memorial Hermann Northeast Hospital | NE - 5 SOUTH WEST | SW521 | [5 empty] | Alarm, Bed | ALARMBED-Stanley Healthcare-M200 | [22 empty] | Alarm, Bed | ALARMBED | Alarm, Bed | Stanley Healthcare Sol
YES | YES |  |  |  | 099-02391 | 099-02391 | Stanley Healthcare Sol | M200 |  |  | NorthWest |  |  |  |  | 099-02391 | 099-02391 | Katy | Memorial Hermann Northeast Hospital | NorthWest | SW5 - 17 | [5 empty] | Alarm, Bed | ALARMBED-Stanley Healthcare-M200 | [22 empty] | Alarm, Bed | ALARMBED | Alarm, Bed | Stanley Healthcare Sol
NO | YES |  |  |  | 099-00537 | 099-00537 | Stanley Healthcare Sol | M200 |  | T234PF7116 | NE-Telemetry |  |  |  |  | 099-00537 | 099-00537 | Katy | MHHS-Northeast | NE-Telemetry | SW521 | [5 empty] | Alarm, Bed | ALARMBED-Stanley Healthcare-M200 | [22 empty] | Alarm, Bed | ALARMBED | Alarm, Bed | Stanley Healthcare Sol
YES | YES | Serial Number Cnf |  |  | 099-00499 | 099-00499 | Stanley Healthcare Sol | M200 |  | Cnf | NE - IMU1 |  |  |  |  | 099-00499 | 099-00499 | Katy | Memorial Hermann Northeast Hospital | NE - IMU1 | Room 4001 | [5 empty] | Alarm, Bed | ALARMBED-Stanley Healthcare-M200 | [22 empty] | Alarm, Bed | ALARMBED | Alarm, Bed | Stanley Healthcare Sol
YES | YES | Serial Number Cnf |  |  | 099-04285 | 099-04285 | Stanley Healthcare Sol | M200 |  | CNF | IMCU 4th floor |  |  |  |  | 099-04285 | 099-04285 | Katy | Memorial Hermann Northeast Hospital | IMCU 4th floor | Room 4015 | 2/1/20 |  |  |  |  | Alarm, Bed | ALARMBED-Stanley Healthcare-M200 | [22 empty] | Alarm, Bed | ALARMBED | Alarm, Bed | Stanley Healthcare Sol
YES | YES | Serial Number Cnf |  |  | 099-00545 | 099-00545 | Stanley Healthcare Sol | M200 |  | Cnf | IMU1 |  |  |  |  | 099-00545 | 099-00545 | Katy | Memorial Hermann Northeast Hospital | IMU1 | SW4016 | [5 empty] | Alarm, Bed | ALARMBED-Stanley Healthcare-M200 | [22 empty] | Alarm, Bed | ALARMBED | Alarm, Bed | Stanley Healthcare Sol
YES | YES | Serial Number Cnf |  |  | 099-02312 | 099-02312 | Stanley Healthcare Sol | M200 |  | CNF | IMCU 4th floor |  |  |  |  | 099-02312 | 099-02312 | Katy | Memorial Hermann Northeast Hospital | IMCU 4th floor | Room 4014 | 2/1/20 |  |  |  |  | Alarm, Bed | ALARMBED-Stanley Healthcare-M200 | [22 empty] | Alarm, Bed | ALARMBED | Alarm, Bed | Stanley Healthcare Sol
YES | YES | Serial Number Cnf |  |  | 099-00984 | 099-00984 | Stanley Healthcare Sol | M200 |  | Cnf | NE - IMU1 |  |  |  |  | 099-00984 | 099-00984 | NorthEast |  | NE - IMU1 |  |  |  |  | No pm |  | Alarm, Bed | ALARMBED-Stanley Healthcare-M200 | [22 empty] | Alarm, Bed | ALARMBED | Alarm, Bed | Stanley Healthcare Sol
YES | YES | Serial Number Cnf |  |  | 099-00508 | 099-00508 | Stanley Healthcare Sol | M200 |  | Cnf | NE - IMU1 |  |  |  |  | 099-00508 | 099-00508 | Katy | Memorial Hermann Northeast Hospital | NE - IMU1 | [6 empty] | Alarm, Bed | ALARMBED-Stanley Healthcare-M200 | [22 empty] | Alarm, Bed | ALARMBED | Alarm, Bed | Stanley Healthcare Sol
YES | YES |  |  |  | 099-02374 | 099-02374 | Stanley Healthcare Sol | M200 |  |  | NE - IMU1 |  |  |  |  | 099-02374 | 099-02374 | Katy | Memorial Hermann Northeast Hospital | NE - IMU1 | [6 empty] | Alarm, Bed | ALARMBED-Stanley Healthcare-M200 | [22 empty] | Alarm, Bed | ALARMBED | Alarm, Bed | Stanley Healthcare Sol
YES | YES | Serial Number Cnf |  |  | 099-00554 | 099-00554 | Stanley Healthcare Sol | M200 |  | Cnf | NE - IMU1 |  |  |  |  | 099-00554 | 099-00554 | Katy | Memorial Hermann Northeast Hospital | NE - IMU1 | SW4012 |  |  |  | In use. Unable to verify sn |  | Alarm, Bed | ALARMBED-Stanley Healthcare-M200 | [22 empty] | Alarm, Bed | ALARMBED | Alarm, Bed | Stanley Healthcare Sol
YES | YES |  |  |  | 099-00555 | 099-00555 | Stanley Healthcare Sol | M200 |  | 099-00555 | NE - IMU1 |  |  |  |  | 099-00555 | 099-00555 | Northwest | Memorial Hermann Northeast Hospital | NE - IMU1 | SW4012 | [5 empty] | Alarm, Bed | ALARMBED-Stanley Healthcare-M200 | [22 empty] | Alarm, Bed | ALARMBED | Alarm, Bed | Stanley Healthcare Sol
YES | YES | Serial Number Cnf |  |  | 099-00558 | 099-00558 | Stanley Healthcare Sol | M200 |  | Cnf | NE - ICU |  |  |  |  | 099-00558 | 099-00558 | Katy | Memorial Hermann Northeast Hospital | NE - ICU | [6 empty] | Alarm, Bed | ALARMBED-Stanley Healthcare-M200 | [22 empty] | Alarm, Bed | ALARMBED | Alarm, Bed | Stanley Healthcare Sol
YES | YES |  |  |  | 099-00562 | 099-00562 | Stanley Healthcare Sol | M200 |  | 099-00562 | NE - ICU |  |  |  |  | 099-00562 | 099-00562 | Katy | Memorial Hermann Northeast Hospital | NE - ICU | [6 empty] | Alarm, Bed | ALARMBED-Stanley Healthcare-M200 | [22 empty] | Alarm, Bed | ALARMBED | Alarm, Bed | Stanley Healthcare Sol
YES | YES |  |  |  | 099-00567 | 099-00567 | Stanley Healthcare Sol | M200 |  | 099-00567 | NE - ICU |  |  |  |  | 099-00567 | 099-00567 | Katy | Memorial Hermann Northeast Hospital | NE - ICU | [6 empty] | Alarm, Bed | ALARMBED-Stanley Healthcare-M200 | [22 empty] | Alarm, Bed | ALARMBED | Alarm, Bed | Stanley Healthcare Sol
YES | YES |  |  |  | 099-00571 | 099-00571 | Stanley Healthcare Sol | M200 |  | 099-00571 | NE - ICU |  |  |  |  | 099-00571 | 099-00571 | Katy | Memorial Hermann Northeast Hospital | NE - ICU | [6 empty] | Alarm, Bed | ALARMBED-Stanley Healthcare-M200 | [22 empty] | Alarm, Bed | ALARMBED | Alarm, Bed | Stanley Healthcare Sol
YES | YES | Serial Number Cnf |  |  | 099-00868 | 099-00868 | Stanley Healthcare Sol | M200 |  | Cnf | NE - ICU |  |  |  |  | 099-00868 | 099-00868 | Katy | Memorial Hermann Northeast Hospital | NE - ICU | Room 4033 | [5 empty] | Alarm, Bed | ALARMBED-Stanley Healthcare-M200 | [22 empty] | Alarm, Bed | ALARMBED | Alarm, Bed | Stanley Healthcare Sol
YES | YES |  |  |  | 099-00575 | 099-00575 | Stanley Healthcare Sol | M200 |  | 099-00575 | NE - ICU |  |  |  |  | 099-00575 | 099-00575 | NorthEast | Memorial Hermann Northeast Hospital | NE - ICU | [6 empty] | Alarm, Bed | ALARMBED-Stanley Healthcare-M200 | [22 empty] | Alarm, Bed | ALARMBED | Alarm, Bed | Stanley Healthcare Sol
YES | YES | Serial Number Cnf |  |  | 099-02317 | 099-02317 | Stanley Healthcare Sol | M200 |  | CNF | ICU |  |  |  |  | 099-02317 | 099-02317 | Katy | Memorial Hermann Northeast Hospital | ICU | Room 4026 | 2/1/20 |  |  |  |  | Alarm, Bed | ALARMBED-Stanley Healthcare-M200 | [22 empty] | Alarm, Bed | ALARMBED | Alarm, Bed | Stanley Healthcare Sol
YES | YES |  |  |  | 142-09313 | 142-09313 | Stanley Healthcare Sol | M200 |  |  | NE - CENTRAL SUPPLY |  |  |  |  | 142-09313 | 142-09313 | Katy | Memorial Hermann Northeast Hospital | NE - CENTRAL SUPPLY | [6 empty] | Alarm, Bed | ALARMBED-Stanley Healthcare-M200 | [22 empty] | Alarm, Bed | ALARMBED | Alarm, Bed | Stanley Healthcare Sol
YES | YES |  |  |  | 142-09314 | 142-09314 | Stanley Healthcare Sol | M200 |  |  | NE - CENTRAL SUPPLY |  |  |  |  | 142-09314 | 142-09314 | Katy | Memorial Hermann Northeast Hospital | NE - CENTRAL SUPPLY | [6 empty] | Alarm, Bed | ALARMBED-Stanley Healthcare-M200 | [22 empty] | Alarm, Bed | ALARMBED | Alarm, Bed | Stanley Healthcare Sol
YES | YES |  |  |  | 142-09315 | 142-09315 | Stanley Healthcare Sol | M200 |  |  | NE - CENTRAL SUPPLY |  |  |  |  | 142-09315 | 142-09315 | Katy | Memorial Hermann Northeast Hospital | NE - CENTRAL SUPPLY | Central Suppy | [5 empty] | Alarm, Bed | ALARMBED-Stanley Healthcare-M200 | [22 empty] | Alarm, Bed | ALARMBED | Alarm, Bed | Stanley Healthcare Sol
YES | YES |  |  |  | 142-09273 | 142-09273 | Stanley Healthcare Sol | M200 |  |  | 4th SW ICU |  |  |  |  | 142-09273 | 142-09273 | Katy | Memorial Hermann Northeast Hospital | 4th SW ICU | [6 empty] | Alarm, Bed | ALARMBED-Stanley Healthcare-M200 | [22 empty] | Alarm, Bed | ALARMBED | Alarm, Bed | Stanley Healthcare Sol
YES | YES |  |  |  | 129-31746 | 129-31746 | Stanley Healthcare Sol | M200 |  |  | SUGAR LAND - IMU |  |  |  |  | 129-31746 | 129-31746 | Sugar Land | Memorial Hermann Sugar Land Hospital | SUGAR LAND - IMU | E328 | [5 empty] | Alarm, Bed | ALARMBED-Stanley Healthcare-M200 | [22 empty] | Alarm, Bed | ALARMBED | Alarm, Bed | Stanley Healthcare Sol
YES | YES |  |  |  | 129-31747 | 129-31747 | Stanley Healthcare Sol | M200 |  |  | SUGAR LAND - IMU |  |  |  |  | 129-31747 | 129-31747 | Sugar Land | Memorial Hermann Sugar Land Hospital | SUGAR LAND - IMU | E330 | [5 empty] | Alarm, Bed | ALARMBED-Stanley Healthcare-M200 | [22 empty] | Alarm, Bed | ALARMBED | Alarm, Bed | Stanley Healthcare Sol
YES | YES |  |  |  | 099-01200 | 099-01200 | Stanley Healthcare Sol | M200 |  |  | SUGAR LAND - IMU |  |  |  |  | 099-01200 | 099-01200 | Sugar Land | Memorial Hermann Sugar Land Hospital | SUGAR LAND - IMU | E327 | [5 empty] | Alarm, Bed | ALARMBED-Stanley Healthcare-M200 | [22 empty] | Alarm, Bed | ALARMBED | Alarm, Bed | Stanley Healthcare Sol
YES | YES | Serial Number Cnf |  |  | 129-31710 | 129-31710 | Stanley Healthcare Sol | M200 |  | Cnf | SUGAR LAND - IMU |  |  |  |  | 129-31710 | 129-31710 | Sugar Land | Memorial Hermann Sugar Land Hospital | SUGAR LAND - IMU | Room 303 | [5 empty] | Alarm, Bed | ALARMBED-Stanley Healthcare-M200 | [22 empty] | Alarm, Bed | ALARMBED | Alarm, Bed | Stanley Healthcare Sol
YES | YES |  |  |  | 129-31573 | 129-31573 | Stanley Healthcare Sol | M200 |  |  | SUGAR LAND - IMU |  |  |  |  | 129-31573 | 129-31573 | Sugar Land | Memorial Hermann Sugar Land Hospital | SUGAR LAND - IMU | E307 | [5 empty] | Alarm, Bed | ALARMBED-Stanley Healthcare-M200 | [22 empty] | Alarm, Bed | ALARMBED | Alarm, Bed | Stanley Healthcare Sol
YES | YES |  |  |  | 129-31577 | 129-31577 | Stanley Healthcare Sol | M200 |  |  | SUGAR LAND - IMU |  |  |  |  | 129-31577 | 129-31577 | Sugar Land | Memorial Hermann Sugar Land Hospital | SUGAR LAND - IMU | E306 | [5 empty] | Alarm, Bed | ALARMBED-Stanley Healthcare-M200 | [22 empty] | Alarm, Bed | ALARMBED | Alarm, Bed | Stanley Healthcare Sol
YES | YES | Serial Number Cnf |  |  | 129-31714 | 129-31714 | Stanley Healthcare Sol | M200 |  | Cnf | SUGAR LAND - IMU |  |  |  |  | 129-31714 | 129-31714 | Sugar Land | Memorial Hermann Sugar Land Hospital | SUGAR LAND - IMU | Room 304 | [5 empty] | Alarm, Bed | ALARMBED-Stanley Healthcare-M200 | [22 empty] | Alarm, Bed | ALARMBED | Alarm, Bed | Stanley Healthcare Sol
YES | YES |  |  |  | 099-01215 | 099-01215 | Stanley Healthcare Sol | M200 |  |  | SUGAR LAND - IMU |  |  |  |  | 099-01215 | 099-01215 | Sugar Land | Memorial Hermann Sugar Land Hospital | SUGAR LAND - IMU | E326 | [5 empty] | Alarm, Bed | ALARMBED-Stanley Healthcare-M200 | [22 empty] | Alarm, Bed | ALARMBED | Alarm, Bed | Stanley Healthcare Sol
YES | YES |  |  |  | 129-31582 | 129-31582 | Stanley Healthcare Sol | M200 |  |  | SUGAR LAND - IMU |  |  |  |  | 129-31582 | 129-31582 | Sugar Land | Memorial Hermann Sugar Land Hospital | SUGAR LAND - IMU | E322 | [5 empty] | Alarm, Bed | ALARMBED-Stanley Healthcare-M200 | [22 empty] | Alarm, Bed | ALARMBED | Alarm, Bed | Stanley Healthcare Sol
YES | YES | Serial Number Cnf |  |  | 129-31719 | 129-31719 | Stanley Healthcare Sol | M200 |  | Cnf | SUGAR LAND - IMU |  |  |  |  | 129-31719 | 129-31719 | Sugar Land | Memorial Hermann Sugar Land Hospital | SUGAR LAND - IMU | Room 324 | [5 empty] | Alarm, Bed | ALARMBED-Stanley Healthcare-M200 | [22 empty] | Alarm, Bed | ALARMBED | Alarm, Bed | Stanley Healthcare Sol
YES | YES |  |  |  | 099-01208 | 099-01208 | Stanley Healthcare Sol | M200 |  |  | SUGAR LAND - IMU |  |  |  |  | 099-01208 | 099-01208 | Sugar Land | Memorial Hermann Sugar Land Hospital | SUGAR LAND - IMU | E320 | [5 empty] | Alarm, Bed | ALARMBED-Stanley Healthcare-M200 | [22 empty] | Alarm, Bed | ALARMBED | Alarm, Bed | Stanley Healthcare Sol
YES | YES |  |  |  | 099-01212 | 099-01212 | Stanley Healthcare Sol | M200 |  |  | SUGAR LAND - IMU |  |  |  |  | 099-01212 | 099-01212 | Sugar Land | Memorial Hermann Sugar Land Hospital | SUGAR LAND - IMU | E319 | [5 empty] | Alarm, Bed | ALARMBED-Stanley Healthcare-M200 | [22 empty] | Alarm, Bed | ALARMBED | Alarm, Bed | Stanley Healthcare Sol
YES | YES |  |  |  | 129-31584 | 129-31584 | Stanley Healthcare Sol | M200 |  |  | SUGAR LAND - IMU |  |  |  |  | 129-31584 | 129-31584 | Sugar Land | Memorial Hermann Sugar Land Hospital | SUGAR LAND - IMU | E316 | [5 empty] | Alarm, Bed | ALARMBED-Stanley Healthcare-M200 | [22 empty] | Alarm, Bed | ALARMBED | Alarm, Bed | Stanley Healthcare Sol
YES | YES | Serial Number Cnf |  |  | 129-31725 | 129-31725 | Stanley Healthcare Sol | M200 |  | Cnf | SUGAR LAND - IMU |  |  |  |  | 129-31725 | 129-31725 | Sugar Land | Memorial Hermann Sugar Land Hospital | SUGAR LAND - IMU | Room 323 | [5 empty] | Alarm, Bed | ALARMBED-Stanley Healthcare-M200 | [22 empty] | Alarm, Bed | ALARMBED | Alarm, Bed | Stanley Healthcare Sol
YES | YES |  |  |  | 129-31726 | 129-31726 | Stanley Healthcare Sol | M200 |  |  | SUGAR LAND - IMU |  |  |  |  | 129-31726 | 129-31726 | Sugar Land | Memorial Hermann Sugar Land Hospital | SUGAR LAND - IMU | E325 | [5 empty] | Alarm, Bed | ALARMBED-Stanley Healthcare-M200 | [22 empty] | Alarm, Bed | ALARMBED | Alarm, Bed | Stanley Healthcare Sol
YES | YES |  |  |  | 099-08141 | 099-08141 | Stanley Healthcare Sol | M200 |  |  | CVICU |  |  |  |  | 099-08141 | 099-08141 | Central | Memorial Hermann Greater Heights Hospital | CVICU | Rm 3 | [5 empty] | Alarm, Bed | ALARMBED-Stanley Healthcare-M200 | [22 empty] | Alarm, Bed | ALARMBED | Alarm, Bed | Stanley Healthcare Sol
YES | YES |  |  |  | 099-08147 | 099-08147 | Stanley Healthcare Sol | M200 |  |  | 6 North |  |  |  |  | 099-08147 | 099-08147 | Central | Memorial Hermann Greater Heights Hospital | 6 North | Rm 623 | [5 empty] | Alarm, Bed | ALARMBED-Stanley Healthcare-M200 | [22 empty] | Alarm, Bed | ALARMBED | Alarm, Bed | Stanley Healthcare Sol
YES | YES |  |  |  | 099-08148 | 099-08148 | Stanley Healthcare Sol | M200 |  |  | 6 North |  |  |  |  | 099-08148 | 099-08148 | Central | Memorial Hermann Greater Heights Hospital | 6 North | Rm 629 | [5 empty] | Alarm, Bed | ALARMBED-Stanley Healthcare-M200 | [22 empty] | Alarm, Bed | ALARMBED | Alarm, Bed | Stanley Healthcare Sol
YES | YES |  |  |  | 099-08151 | 099-08151 | Stanley Healthcare Sol | M200 |  |  | 6 North |  |  |  |  | 099-08151 | 099-08151 | Central | Memorial Hermann Greater Heights Hospital | 6 North | Rm 622 | [5 empty] | Alarm, Bed | ALARMBED-Stanley Healthcare-M200 | [22 empty] | Alarm, Bed | ALARMBED | Alarm, Bed | Stanley Healthcare Sol
YES | YES |  |  |  | 099-08618 | 099-08618 | Stanley Healthcare Sol | M200 |  |  | ICU |  |  |  |  | 099-08618 | 099-08618 | Sugar Land | Memorial Hermann Sugar Land Hospital | ICU | Rm E312 | [5 empty] | Alarm, Bed | ALARMBED-Stanley Healthcare-M200 | [22 empty] | Alarm, Bed | ALARMBED | Alarm, Bed | Stanley Healthcare Sol
YES | YES |  |  |  | 099-08620 | 099-08620 | Stanley Healthcare Sol | M200 |  |  | ICU |  |  |  |  | 099-08620 | 099-08620 | Sugar Land | Memorial Hermann Sugar Land Hospital | ICU | Rm E307 | [5 empty] | Alarm, Bed | ALARMBED-Stanley Healthcare-M200 | [22 empty] | Alarm, Bed | ALARMBED | Alarm, Bed | Stanley Healthcare Sol
YES | YES |  |  |  | 099-08622 | 099-08622 | Stanley Healthcare Sol | M200 |  |  | ICU |  |  |  |  | 099-08622 | 099-08622 | Sugar Land | Memorial Hermann Sugar Land Hospital | ICU | Rm E315 | [5 empty] | Alarm, Bed | ALARMBED-Stanley Healthcare-M200 | [22 empty] | Alarm, Bed | ALARMBED | Alarm, Bed | Stanley Healthcare Sol
YES | YES |  |  |  | 099-08623 | 099-08623 | Stanley Healthcare Sol | M200 |  |  | ICU |  |  |  |  | 099-08623 | 099-08623 | Sugar Land | Memorial Hermann Sugar Land Hospital | ICU | RM E317 | [5 empty] | Alarm, Bed | ALARMBED-Stanley Healthcare-M200 | [22 empty] | Alarm, Bed | ALARMBED | Alarm, Bed | Stanley Healthcare Sol
YES | YES |  |  |  | 099-08624 | 099-08624 | Stanley Healthcare Sol | M200 |  |  | ICU |  |  |  |  | 099-08624 | 099-08624 | Sugar Land | Memorial Hermann Sugar Land Hospital | ICU | RM E321 | [5 empty] | Alarm, Bed | ALARMBED-Stanley Healthcare-M200 | [22 empty] | Alarm, Bed | ALARMBED | Alarm, Bed | Stanley Healthcare Sol
YES | YES |  |  |  | 099-10043 | 099-10043 | Stanley Healthcare Sol | M200 |  |  | SW - HVI - OR |  |  |  |  | 099-10043 | 099-10043 | Southwest | Memorial Hermann Southwest Hospital | SW - HVI - OR | CVIMU 8 | [5 empty] | Alarm, Bed | ALARMBED-Stanley Healthcare-M200 | [22 empty] | Alarm, Bed | ALARMBED | Alarm, Bed | Stanley Healthcare Sol
YES | YES |  |  |  | 099-10548 | 099-10548 | Stanley Healthcare Sol | M200 |  |  | HVI Telemetry Floor |  |  |  |  | 099-10548 | 099-10548 | Southwest | Memorial Hermann Heart | HVI Telemetry Floor | Room X5 137 |  |  |  | New Add |  | Alarm, Bed | ALARMBED-Stanley Healthcare-M200 | [22 empty] | Alarm, Bed | ALARMBED | Alarm, Bed | Stanley Healthcare Sol
YES | YES |  |  |  | 099-10049 | 099-10049 | Stanley Healthcare Sol | M200 |  |  | SW - CVIMU |  |  |  |  | 099-10049 | 099-10049 | Southwest | Memorial Hermann Southwest Hospital | SW - CVIMU | CVIMU 3 | [5 empty] | Alarm, Bed | ALARMBED-Stanley Healthcare-M200 | [22 empty] | Alarm, Bed | ALARMBED | Alarm, Bed | Stanley Healthcare Sol
YES | YES |  |  |  | 099-10592 | 099-10592 | Stanley Healthcare Sol | M200 |  |  | SW - HVI - TELEMETRY |  |  |  |  | 099-10592 | 099-10592 | Southwest | Memorial Hermann Heart | SW - HVI - TELEMETRY | CVA 28 |  |  |  | New Add |  | Alarm, Bed | ALARMBED-Stanley Healthcare-M200 | [22 empty] | Alarm, Bed | ALARMBED | Alarm, Bed | Stanley Healthcare Sol
YES | YES |  |  |  | 099-10050 | 099-10050 | Stanley Healthcare Sol | M200 |  |  | SW - CVIMU |  |  |  |  | 099-10050 | 099-10050 | Southwest | Memorial Hermann Southwest Hospital | SW - CVIMU | CVA 25 | [5 empty] | Alarm, Bed | ALARMBED-Stanley Healthcare-M200 | [22 empty] | Alarm, Bed | ALARMBED | Alarm, Bed | Stanley Healthcare Sol
YES | YES |  |  |  | 099-10054 | 099-10054 | Stanley Healthcare Sol | M200 |  |  | SW - CVIMU |  |  |  |  | 099-10054 | 099-10054 | Southwest | Memorial Hermann Southwest Hospital | SW - CVIMU | CVA 22 | [5 empty] | Alarm, Bed | ALARMBED-Stanley Healthcare-M200 | [22 empty] | Alarm, Bed | ALARMBED | Alarm, Bed | Stanley Healthcare Sol
YES | YES |  |  |  | 099-10076 | 099-10076 | Stanley Healthcare Sol | M200 |  |  | SW - CVIMU |  |  |  |  | 099-10076 | 099-10076 | Southwest | Memorial Hermann Southwest Hospital | SW - CVIMU | CVA 21 | [5 empty] | Alarm, Bed | ALARMBED-Stanley Healthcare-M200 | [22 empty] | Alarm, Bed | ALARMBED | Alarm, Bed | Stanley Healthcare Sol
YES | YES |  |  |  | 099-10079 | 099-10079 | Stanley Healthcare Sol | M200 |  |  | CVICU |  |  |  |  | 099-10079 | 099-10079 | Southwest | Memorial Hermann Southwest Hospital | CVICU | Rm 5 | [5 empty] | Alarm, Bed | ALARMBED-Stanley Healthcare-M200 | [22 empty] | Alarm, Bed | ALARMBED | Alarm, Bed | Stanley Healthcare Sol
YES | YES |  |  |  | 099-10085 | 099-10085 | Stanley Healthcare Sol | M200 |  |  | CVICU |  |  |  |  | 099-10085 | 099-10085 | Southwest | Memorial Hermann Southwest Hospital | CVICU | Rm 7 | [5 empty] | Alarm, Bed | ALARMBED-Stanley Healthcare-M200 | [22 empty] | Alarm, Bed | ALARMBED | Alarm, Bed | Stanley Healthcare Sol
YES | YES |  |  |  | 099-10114 | 099-10114 | Stanley Healthcare Sol | M200 |  |  | 10th floor |  |  |  |  | 099-10114 | 099-10114 | Southwest | Memorial Hermann Southwest Hospital | 10th floor | Rm 1008 | [5 empty] | Alarm, Bed | ALARMBED-Stanley Healthcare-M200 | [22 empty] | Alarm, Bed | ALARMBED | Alarm, Bed | Stanley Healthcare Sol
YES | YES |  |  |  | 099-10115 | 099-10115 | Stanley Healthcare Sol | M200 |  |  | 10th floor |  |  |  |  | 099-10115 | 099-10115 | Southwest | Memorial Hermann Southwest Hospital | 10th floor | Rm 1010 | [5 empty] | Alarm, Bed | ALARMBED-Stanley Healthcare-M200 | [22 empty] | Alarm, Bed | ALARMBED | Alarm, Bed | Stanley Healthcare Sol
YES | YES |  |  |  | 099-10120 | 099-10120 | Stanley Healthcare Sol | M200 |  |  | 10th floor |  |  |  |  | 099-10120 | 099-10120 | Southwest | Memorial Hermann Southwest Hospital | 10th floor | Rm 1013 | [5 empty] | Alarm, Bed | ALARMBED-Stanley Healthcare-M200 | [22 empty] | Alarm, Bed | ALARMBED | Alarm, Bed | Stanley Healthcare Sol
YES | YES |  |  |  | 099-10639 | 099-10639 | Stanley Healthcare Sol | M200 |  |  | 10th Floor |  |  |  |  | 099-10639 | 099-10639 | Southwest | Memorial Hermann Southwest Hospital | 10th Floor | Room 1011 |  |  |  | New Add |  | Alarm, Bed | ALARMBED-Stanley Healthcare-M200 | [22 empty] | Alarm, Bed | ALARMBED | Alarm, Bed | Stanley Healthcare Sol
YES | YES |  |  |  | 099-10123 | 099-10123 | Stanley Healthcare Sol | M200 |  |  | 10th floor |  |  |  |  | 099-10123 | 099-10123 | Southwest | Memorial Hermann Southwest Hospital | 10th floor | Rm 1015 | [5 empty] | Alarm, Bed | ALARMBED-Stanley Healthcare-M200 | [22 empty] | Alarm, Bed | ALARMBED | Alarm, Bed | Stanley Healthcare Sol
YES | YES |  |  |  | 099-10642 | 099-10642 | Stanley Healthcare Sol | M200 |  |  | SW - 10th Floor |  |  |  |  | 099-10642 | 099-10642 | Southwest | Memorial Hermann Southwest Hospital | SW - 10th Floor | Room 1017 |  |  |  | New Add |  | Alarm, Bed | ALARMBED-Stanley Healthcare-M200 | [22 empty] | Alarm, Bed | ALARMBED | Alarm, Bed | Stanley Healthcare Sol
YES | YES |  |  |  | 099-10125 | 099-10125 | Stanley Healthcare Sol | M200 |  |  | 10th floor |  |  |  |  | 099-10125 | 099-10125 | Southwest | Memorial Hermann Southwest Hospital | 10th floor | Rm 1036 | [5 empty] | Alarm, Bed | ALARMBED-Stanley Healthcare-M200 | [22 empty] | Alarm, Bed | ALARMBED | Alarm, Bed | Stanley Healthcare Sol
YES | YES |  |  |  | 099-10643 | 099-10643 | Stanley Healthcare Sol | M200 |  |  | 10th Floor |  |  |  |  | 099-10643 | 099-10643 | Southwest | Memorial Hermann Southwest Hospital | 10th Floor | Room 1031 |  |  |  | New Add |  | Alarm, Bed | ALARMBED-Stanley Healthcare-M200 | [22 empty] | Alarm, Bed | ALARMBED | Alarm, Bed | Stanley Healthcare Sol
YES | YES |  |  |  | 099-10131 | 099-10131 | Stanley Healthcare Sol | M200 |  |  | 10th floor |  |  |  |  | 099-10131 | 099-10131 | Southwest | Memorial Hermann Southwest Hospital | 10th floor | Room 1029 | [5 empty] | Alarm, Bed | ALARMBED-Stanley Healthcare-M200 | [22 empty] | Alarm, Bed | ALARMBED | Alarm, Bed | Stanley Healthcare Sol
YES | YES |  |  |  | 099-10721 | 099-10721 | Stanley Healthcare Sol | M200 |  |  | Respiratory |  |  |  |  | 099-10721 | 099-10721 | Southwest | Memorial Hermann Southwest Hospital | Respiratory | Room 1025 |  |  |  | New Add |  | Alarm, Bed | ALARMBED-Stanley Healthcare-M200 | [22 empty] | Alarm, Bed | ALARMBED | Alarm, Bed | Stanley Healthcare Sol
YES | YES |  |  |  | 099-10135 | 099-10135 | Stanley Healthcare Sol | M200 |  |  | 10th floor |  |  |  |  | 099-10135 | 099-10135 | Southwest | Memorial Hermann Southwest Hospital | 10th floor | Room 1020 | [5 empty] | Alarm, Bed | ALARMBED-Stanley Healthcare-M200 | [22 empty] | Alarm, Bed | ALARMBED | Alarm, Bed | Stanley Healthcare Sol
YES | YES |  |  |  | 099-10723 | 099-10723 | Stanley Healthcare Sol | M200 |  |  | SW - MED/SURG FLOORS |  |  |  |  | 099-10723 | 099-10723 | Southwest | Memorial Hermann Southwest Hospital | SW - MED/SURG FLOORS | Room 1039 |  |  |  | New Add |  | Alarm, Bed | ALARMBED-Stanley Healthcare-M200 | [22 empty] | Alarm, Bed | ALARMBED | Alarm, Bed | Stanley Healthcare Sol
YES | YES |  |  |  | 099-10136 | 099-10136 | Stanley Healthcare Sol | M200 |  |  | 10th floor |  |  |  |  | 099-10136 | 099-10136 | Southwest | Memorial Hermann Southwest Hospital | 10th floor | Room 1053 | [5 empty] | Alarm, Bed | ALARMBED-Stanley Healthcare-M200 | [22 empty] | Alarm, Bed | ALARMBED | Alarm, Bed | Stanley Healthcare Sol
YES | YES |  |  |  | 099-10138 | 099-10138 | Stanley Healthcare Sol | M200 |  |  | 10th floor |  |  |  |  | 099-10138 | 099-10138 | Southwest | Memorial Hermann Southwest Hospital | 10th floor | Room 1050 | [5 empty] | Alarm, Bed | ALARMBED-Stanley Healthcare-M200 | [22 empty] | Alarm, Bed | ALARMBED | Alarm, Bed | Stanley Healthcare Sol
YES | YES |  |  |  | 099-10140 | 099-10140 | Stanley Healthcare Sol | M200 |  |  | SW - 10th floor |  |  |  |  | 099-10140 | 099-10140 | Southwest | Memorial Hermann Southwest Hospital | SW - 10th floor | Rm 1048 | [5 empty] | Alarm, Bed | ALARMBED-Stanley Healthcare-M200 | [22 empty] | Alarm, Bed | ALARMBED | Alarm, Bed | Stanley Healthcare Sol
YES | YES |  |  |  | 099-10726 | 099-10726 | Stanley Healthcare Sol | M200 |  |  | SW - MED/SURG FLOORS |  |  |  |  | 099-10726 | 099-10726 | Southwest | Memorial Hermann Southwest Hospital | SW - MED/SURG FLOORS | Room 1041 |  |  |  | New Add |  | Alarm, Bed | ALARMBED-Stanley Healthcare-M200 | [22 empty] | Alarm, Bed | ALARMBED | Alarm, Bed | Stanley Healthcare Sol
YES | YES |  |  |  | 099-10729 | 099-10729 | Stanley Healthcare Sol | M200 |  |  | SW - 10th Floor |  |  |  |  | 099-10729 | 099-10729 | Southwest | Memorial Hermann Southwest Hospital | SW - 10th Floor | Room 1067 |  |  |  | New Add |  | Alarm, Bed | ALARMBED-Stanley Healthcare-M200 | [22 empty] | Alarm, Bed | ALARMBED | Alarm, Bed | Stanley Healthcare Sol
YES | YES |  |  |  | 099-10731 | 099-10731 | Stanley Healthcare Sol | M200 |  |  | SW - 10th Floor |  |  |  |  | 099-10731 | 099-10731 | Southwest | Memorial Hermann Southwest Hospital | SW - 10th Floor | Room 1067 |  |  |  | New Add |  | Alarm, Bed | ALARMBED-Stanley Healthcare-M200 | [22 empty] | Alarm, Bed | ALARMBED | Alarm, Bed | Stanley Healthcare Sol
YES | YES |  |  |  | 099-10735 | 099-10735 | Stanley Healthcare Sol | M200 |  |  | SW - 10th Floor |  |  |  |  | 099-10735 | 099-10735 | Southwest | Memorial Hermann Southwest Hospital | SW - 10th Floor | Room 1069 |  |  |  | New Add |  | Alarm, Bed | ALARMBED-Stanley Healthcare-M200 | [22 empty] | Alarm, Bed | ALARMBED | Alarm, Bed | Stanley Healthcare Sol
YES | YES |  |  |  | 099-10736 | 099-10736 | Stanley Healthcare Sol | M200 |  |  | SW - 10th Floor |  |  |  |  | 099-10736 | 099-10736 | Southwest | Memorial Hermann Southwest Hospital | SW - 10th Floor | Room 1069 |  |  |  | New Add |  | Alarm, Bed | ALARMBED-Stanley Healthcare-M200 | [22 empty] | Alarm, Bed | ALARMBED | Alarm, Bed | Stanley Healthcare Sol
YES | YES |  |  |  | 099-10737 | 099-10737 | Stanley Healthcare Sol | M200 |  |  | SW - 10th Floor |  |  |  |  | 099-10737 | 099-10737 | Southwest | Memorial Hermann Southwest Hospital | SW - 10th Floor | Room 1065 |  |  |  | New Ads |  | Alarm, Bed | ALARMBED-Stanley Healthcare-M200 | [22 empty] | Alarm, Bed | ALARMBED | Alarm, Bed | Stanley Healthcare Sol
YES | YES |  |  |  | 099-10738 | 099-10738 | Stanley Healthcare Sol | M200 |  |  | SW - 10th Floor |  |  |  |  | 099-10738 | 099-10738 | Southwest | Memorial Hermann Southwest Hospital | SW - 10th Floor | Room 1063 |  |  |  | New Add |  | Alarm, Bed | ALARMBED-Stanley Healthcare-M200 | [22 empty] | Alarm, Bed | ALARMBED | Alarm, Bed | Stanley Healthcare Sol
YES | YES |  |  |  | 099-10144 | 099-10144 | Stanley Healthcare Sol | M200 |  |  | SW - 10th floor |  |  |  |  | 099-10144 | 099-10144 | Southwest | Memorial Hermann Southwest Hospital | SW - 10th floor | Rm 1094 | [5 empty] | Alarm, Bed | ALARMBED-Stanley Healthcare-M200 | [22 empty] | Alarm, Bed | ALARMBED | Alarm, Bed | Stanley Healthcare Sol
YES | YES |  |  |  | 099-10740 | 099-10740 | Stanley Healthcare Sol | M200 |  |  | SW - 10th Floor |  |  |  |  | 099-10740 | 099-10740 | Southwest | Memorial Hermann Southwest Hospital | SW - 10th Floor | Room 1058 |  |  |  | New Add |  | Alarm, Bed | ALARMBED-Stanley Healthcare-M200 | [22 empty] | Alarm, Bed | ALARMBED | Alarm, Bed | Stanley Healthcare Sol
YES | YES |  |  |  | 099-10148 | 099-10148 | Stanley Healthcare Sol | M200 |  |  | SW - 10th floor |  |  |  |  | 099-10148 | 099-10148 | Southwest | Memorial Hermann Southwest Hospital | SW - 10th floor | Rm 1093 | [5 empty] | Alarm, Bed | ALARMBED-Stanley Healthcare-M200 | [22 empty] | Alarm, Bed | ALARMBED | Alarm, Bed | Stanley Healthcare Sol
YES | YES |  |  |  | 099-10150 | 099-10150 | Stanley Healthcare Sol | M200 |  |  | SW - 10th floor |  |  |  |  | 099-10150 | 099-10150 | Southwest | Memorial Hermann Southwest Hospital | SW - 10th floor | Rm 1091 | [5 empty] | Alarm, Bed | ALARMBED-Stanley Healthcare-M200 | [22 empty] | Alarm, Bed | ALARMBED | Alarm, Bed | Stanley Healthcare Sol
YES | YES |  |  |  | 099-10675 | 099-10675 | Stanley Healthcare Sol | M200 |  |  | Floor 10 |  |  |  |  | 099-10675 | 099-10675 | Southwest | Memorial Hermann Southwest Hospital | Floor 10 | Floor 10 | [5 empty] | Alarm, Bed | ALARMBED-Stanley Healthcare-M200 | [22 empty] | Alarm, Bed | ALARMBED | Alarm, Bed | Stanley Healthcare Sol
YES | YES |  |  |  | 099-10676 | 099-10676 | Stanley Healthcare Sol | M200 |  |  | Floor 10 |  |  |  |  | 099-10676 | 099-10676 | Southwest | Memorial Hermann Southwest Hospital | Floor 10 | Floor 10 | [5 empty] | Alarm, Bed | ALARMBED-Stanley Healthcare-M200 | [22 empty] | Alarm, Bed | ALARMBED | Alarm, Bed | Stanley Healthcare Sol
YES | YES |  |  |  | 099-10677 | 099-10677 | Stanley Healthcare Sol | M200 |  |  | Floor 10 |  |  |  |  | 099-10677 | 099-10677 | Southwest | Memorial Hermann Southwest Hospital | Floor 10 | Floor 10 | [5 empty] | Alarm, Bed | ALARMBED-Stanley Healthcare-M200 | [22 empty] | Alarm, Bed | ALARMBED | Alarm, Bed | Stanley Healthcare Sol
YES | YES |  |  |  | 099-10743 | 099-10743 | Stanley Healthcare Sol | M200 |  |  | SW - 10th Floor |  |  |  |  | 099-10743 | 099-10743 | Southwest | Memorial Hermann Southwest Hospital | SW - 10th Floor | Room 1083 |  |  |  | New Add |  | Alarm, Bed | ALARMBED-Stanley Healthcare-M200 | [22 empty] | Alarm, Bed | ALARMBED | Alarm, Bed | Stanley Healthcare Sol
YES | YES |  |  |  | 099-10678 | 099-10678 | Stanley Healthcare Sol | M200 |  |  | Floor 9 |  |  |  |  | 099-10678 | 099-10678 | Southwest | Memorial Hermann Southwest Hospital | Floor 9 | Floor 9 | [5 empty] | Alarm, Bed | ALARMBED-Stanley Healthcare-M200 | [22 empty] | Alarm, Bed | ALARMBED | Alarm, Bed | Stanley Healthcare Sol
YES | YES |  |  |  | 099-10153 | 099-10153 | Stanley Healthcare Sol | M200 |  |  | SW - 9th floor |  |  |  |  | 099-10153 | 099-10153 | Southwest | Memorial Hermann Southwest Hospital | SW - 9th floor | Rm 913 | [5 empty] | Alarm, Bed | ALARMBED-Stanley Healthcare-M200 | [22 empty] | Alarm, Bed | ALARMBED | Alarm, Bed | Stanley Healthcare Sol
YES | YES |  |  |  | 099-10155 | 099-10155 | Stanley Healthcare Sol | M200 |  |  | SW - 9th floor |  |  |  |  | 099-10155 | 099-10155 | Southwest | Memorial Hermann Southwest Hospital | SW - 9th floor | Rm 914 | [5 empty] | Alarm, Bed | ALARMBED-Stanley Healthcare-M200 | [22 empty] | Alarm, Bed | ALARMBED | Alarm, Bed | Stanley Healthcare Sol
YES | YES |  |  |  | 099-10156 | 099-10156 | Stanley Healthcare Sol | M200 |  |  | SW - 9th floor |  |  |  |  | 099-10156 | 099-10156 | Southwest | Memorial Hermann Southwest Hospital | SW - 9th floor | Rm 914 | [5 empty] | Alarm, Bed | ALARMBED-Stanley Healthcare-M200 | [22 empty] | Alarm, Bed | ALARMBED | Alarm, Bed | Stanley Healthcare Sol
YES | YES |  |  |  | 099-10683 | 099-10683 | Stanley Healthcare Sol | M200 |  |  | Floor 9 |  |  |  |  | 099-10683 | 099-10683 | Southwest | Memorial Hermann Southwest Hospital | Floor 9 | Floor 9 | [5 empty] | Alarm, Bed | ALARMBED-Stanley Healthcare-M200 | [22 empty] | Alarm, Bed | ALARMBED | Alarm, Bed | Stanley Healthcare Sol
YES | YES |  |  |  | 099-10159 | 099-10159 | Stanley Healthcare Sol | M200 |  |  | SW - 9th floor |  |  |  |  | 099-10159 | 099-10159 | Southwest | Memorial Hermann Southwest Hospital | SW - 9th floor | Rm 912 | [5 empty] | Alarm, Bed | ALARMBED-Stanley Healthcare-M200 | [22 empty] | Alarm, Bed | ALARMBED | Alarm, Bed | Stanley Healthcare Sol
YES | YES |  |  |  | 099-10684 | 099-10684 | Stanley Healthcare Sol | M200 |  |  | Floor 9 |  |  |  |  | 099-10684 | 099-10684 | Southwest | Memorial Hermann Southwest Hospital | Floor 9 | Floor 9 | [5 empty] | Alarm, Bed | ALARMBED-Stanley Healthcare-M200 | [22 empty] | Alarm, Bed | ALARMBED | Alarm, Bed | Stanley Healthcare Sol
YES | YES |  |  |  | 099-10161 | 099-10161 | Stanley Healthcare Sol | M200 |  |  | SW - 9th floor |  |  |  |  | 099-10161 | 099-10161 | Southwest | Memorial Hermann Southwest Hospital | SW - 9th floor | Rm 911 | [5 empty] | Alarm, Bed | ALARMBED-Stanley Healthcare-M200 | [22 empty] | Alarm, Bed | ALARMBED | Alarm, Bed | Stanley Healthcare Sol
YES | YES |  |  |  | 099-10687 | 099-10687 | Stanley Healthcare Sol | M200 |  |  | Floor 9 |  |  |  |  | 099-10687 | 099-10687 | Southwest | Memorial Hermann Southwest Hospital | Floor 9 | Floor 9 | [5 empty] | Alarm, Bed | ALARMBED-Stanley Healthcare-M200 | [22 empty] | Alarm, Bed | ALARMBED | Alarm, Bed | Stanley Healthcare Sol
YES | YES |  |  |  | 099-10165 | 099-10165 | Stanley Healthcare Sol | M200 |  |  | SW - 9th floor |  |  |  |  | 099-10165 | 099-10165 | Southwest | Memorial Hermann Southwest Hospital | SW - 9th floor | Rm 909 | [5 empty] | Alarm, Bed | ALARMBED-Stanley Healthcare-M200 | [22 empty] | Alarm, Bed | ALARMBED | Alarm, Bed | Stanley Healthcare Sol
YES | YES |  |  |  | 099-10168 | 099-10168 | Stanley Healthcare Sol | M200 |  |  | 9th floor |  |  |  |  | 099-10168 | 099-10168 | Southwest | Memorial Hermann Southwest Hospital | 9th floor | Rm 934 | [5 empty] | Alarm, Bed | ALARMBED-Stanley Healthcare-M200 | [22 empty] | Alarm, Bed | ALARMBED | Alarm, Bed | Stanley Healthcare Sol
YES | YES |  |  |  | 099-10744 | 099-10744 | Stanley Healthcare Sol | M200 |  |  | SW - 9th Floor |  |  |  |  | 099-10744 | 099-10744 | Southwest | Memorial Hermann Southwest Hospital | SW - 9th Floor | Room 939 |  |  |  | New Add |  | Alarm, Bed | ALARMBED-Stanley Healthcare-M200 | [22 empty] | Alarm, Bed | ALARMBED | Alarm, Bed | Stanley Healthcare Sol
YES | YES |  |  |  | 099-10207 | 099-10207 | Stanley Healthcare Sol | M200 |  |  | 9th floor |  |  |  |  | 099-10207 | 099-10207 | Southwest | Memorial Hermann Southwest Hospital | 9th floor | Rm 934 | [5 empty] | Alarm, Bed | ALARMBED-Stanley Healthcare-M200 | [22 empty] | Alarm, Bed | ALARMBED | Alarm, Bed | Stanley Healthcare Sol
YES | YES |  |  |  | 099-10690 | 099-10690 | Stanley Healthcare Sol | M200 |  |  | Floor 9 |  |  |  |  | 099-10690 | 099-10690 | Southwest | Memorial Hermann Southwest Hospital | Floor 9 | Floor 9 | [5 empty] | Alarm, Bed | ALARMBED-Stanley Healthcare-M200 | [22 empty] | Alarm, Bed | ALARMBED | Alarm, Bed | Stanley Healthcare Sol
YES | YES |  |  |  | 099-10692 | 099-10692 | Stanley Healthcare Sol | M200 |  |  | Floor 9 |  |  |  |  | 099-10692 | 099-10692 | Southwest | Memorial Hermann Southwest Hospital | Floor 9 | Floor 9 | [5 empty] | Alarm, Bed | ALARMBED-Stanley Healthcare-M200 | [22 empty] | Alarm, Bed | ALARMBED | Alarm, Bed | Stanley Healthcare Sol
YES | YES |  |  |  | 099-10210 | 099-10210 | Stanley Healthcare Sol | M200 |  |  | 9th floor |  |  |  |  | 099-10210 | 099-10210 | Southwest | Memorial Hermann Southwest Hospital | 9th floor | Rm 932 | [5 empty] | Alarm, Bed | ALARMBED-Stanley Healthcare-M200 | [22 empty] | Alarm, Bed | ALARMBED | Alarm, Bed | Stanley Healthcare Sol
YES | YES |  |  |  | 099-10211 | 099-10211 | Stanley Healthcare Sol | M200 |  |  | 9th floor |  |  |  |  | 099-10211 | 099-10211 | Southwest | Memorial Hermann Southwest Hospital | 9th floor | Rm 932 | [5 empty] | Alarm, Bed | ALARMBED-Stanley Healthcare-M200 | [22 empty] | Alarm, Bed | ALARMBED | Alarm, Bed | Stanley Healthcare Sol
YES | YES |  |  |  | 099-10213 | 099-10213 | Stanley Healthcare Sol | M200 |  |  | 9th floor |  |  |  |  | 099-10213 | 099-10213 | Southwest | Memorial Hermann Southwest Hospital | 9th floor | Rm 930 | [5 empty] | Alarm, Bed | ALARMBED-Stanley Healthcare-M200 | [22 empty] | Alarm, Bed | ALARMBED | Alarm, Bed | Stanley Healthcare Sol
YES | YES |  |  |  | 099-10694 | 099-10694 | Stanley Healthcare Sol | M200 |  |  | Floor 9 |  |  |  |  | 099-10694 | 099-10694 | Southwest | Memorial Hermann Southwest Hospital | Floor 9 | Floor 9 | [5 empty] | Alarm, Bed | ALARMBED-Stanley Healthcare-M200 | [22 empty] | Alarm, Bed | ALARMBED | Alarm, Bed | Stanley Healthcare Sol
YES | YES |  |  |  | 099-10215 | 099-10215 | Stanley Healthcare Sol | M200 |  |  | 9th floor |  |  |  |  | 099-10215 | 099-10215 | Southwest | Memorial Hermann Southwest Hospital | 9th floor | Rm 931 | [5 empty] | Alarm, Bed | ALARMBED-Stanley Healthcare-M200 | [22 empty] | Alarm, Bed | ALARMBED | Alarm, Bed | Stanley Healthcare Sol
YES | YES |  |  |  | 099-10217 | 099-10217 | Stanley Healthcare Sol | M200 |  |  | 9th floor |  |  |  |  | 099-10217 | 099-10217 | Southwest | Memorial Hermann Southwest Hospital | 9th floor | Rm 928 | [5 empty] | Alarm, Bed | ALARMBED-Stanley Healthcare-M200 | [22 empty] | Alarm, Bed | ALARMBED | Alarm, Bed | Stanley Healthcare Sol
YES | YES |  |  |  | 099-10697 | 099-10697 | Stanley Healthcare Sol | M200 |  |  | Floor 9 |  |  |  |  | 099-10697 | 099-10697 | Southwest | Memorial Hermann Southwest Hospital | Floor 9 | Floor 9 | [5 empty] | Alarm, Bed | ALARMBED-Stanley Healthcare-M200 | [22 empty] | Alarm, Bed | ALARMBED | Alarm, Bed | Stanley Healthcare Sol
YES | YES |  |  |  | 099-10219 | 099-10219 | Stanley Healthcare Sol | M200 |  |  | SW - Floor 9 |  |  |  |  | 099-10219 | 099-10219 | Southwest | Memorial Hermann Southwest Hospital | SW - Floor 9 | Rm 940 | [5 empty] | Alarm, Bed | ALARMBED-Stanley Healthcare-M200 | [22 empty] | Alarm, Bed | ALARMBED | Alarm, Bed | Stanley Healthcare Sol
YES | YES |  |  |  | 099-10221 | 099-10221 | Stanley Healthcare Sol | M200 |  |  | SW - Floor 9 |  |  |  |  | 099-10221 | 099-10221 | Southwest | Memorial Hermann Southwest Hospital | SW - Floor 9 | Rm 944 | [5 empty] | Alarm, Bed | ALARMBED-Stanley Healthcare-M200 | [22 empty] | Alarm, Bed | ALARMBED | Alarm, Bed | Stanley Healthcare Sol
YES | YES |  |  |  | 099-10748 | 099-10748 | Stanley Healthcare Sol | M200 |  |  | Floor 9 |  |  |  |  | 099-10748 | 099-10748 | Southwest | Memorial Hermann Southwest Hospital | Floor 9 | Floor 9 | [5 empty] | Alarm, Bed | ALARMBED-Stanley Healthcare-M200 | [22 empty] | Alarm, Bed | ALARMBED | Alarm, Bed | Stanley Healthcare Sol
YES | YES |  |  |  | 099-10750 | 099-10750 | Stanley Healthcare Sol | M200 |  |  | Floor 9 |  |  |  |  | 099-10750 | 099-10750 | Southwest | Memorial Hermann Southwest Hospital | Floor 9 | Floor 9 | [5 empty] | Alarm, Bed | ALARMBED-Stanley Healthcare-M200 | [22 empty] | Alarm, Bed | ALARMBED | Alarm, Bed | Stanley Healthcare Sol
YES | YES |  |  |  | 099-10759 | 099-10759 | Stanley Healthcare Sol | M200 |  |  | SW - MED/SURG 9 JOINT CAMP |  |  |  |  | 099-10759 | 099-10759 | Southwest | Memorial Hermann Southwest Hospital | SW - MED/SURG 9 JOINT CAMP |  |  |  |  | New Add |  | Alarm, Bed | ALARMBED-Stanley Healthcare-M200 | [22 empty] | Alarm, Bed | ALARMBED | Alarm, Bed | Stanley Healthcare Sol
YES | YES |  |  |  | 099-10752 | 099-10752 | Stanley Healthcare Sol | M200 |  |  | Floor 9 |  |  |  |  | 099-10752 | 099-10752 | Southwest | Memorial Hermann Southwest Hospital | Floor 9 | Floor 9 | [5 empty] | Alarm, Bed | ALARMBED-Stanley Healthcare-M200 | [22 empty] | Alarm, Bed | ALARMBED | Alarm, Bed | Stanley Healthcare Sol
YES | YES |  |  |  | 099-10226 | 099-10226 | Stanley Healthcare Sol | M200 |  |  | SW - Floor 9 |  |  |  |  | 099-10226 | 099-10226 | Southwest | Memorial Hermann Southwest Hospital | SW - Floor 9 | Rm 959 | [5 empty] | Alarm, Bed | ALARMBED-Stanley Healthcare-M200 | [22 empty] | Alarm, Bed | ALARMBED | Alarm, Bed | Stanley Healthcare Sol
YES | YES |  |  |  | 099-10753 | 099-10753 | Stanley Healthcare Sol | M200 |  |  | Floor 9 |  |  |  |  | 099-10753 | 099-10753 | Southwest | Memorial Hermann Southwest Hospital | Floor 9 | Floor 9 | [5 empty] | Alarm, Bed | ALARMBED-Stanley Healthcare-M200 | [22 empty] | Alarm, Bed | ALARMBED | Alarm, Bed | Stanley Healthcare Sol
YES | YES |  |  |  | 099-10754 | 099-10754 | Stanley Healthcare Sol | M200 |  |  | Floor 9 |  |  |  |  | 099-10754 | 099-10754 | Southwest | Memorial Hermann Southwest Hospital | Floor 9 | Floor 9 | [5 empty] | Alarm, Bed | ALARMBED-Stanley Healthcare-M200 | [22 empty] | Alarm, Bed | ALARMBED | Alarm, Bed | Stanley Healthcare Sol
YES | YES |  |  |  | 099-10763 | 099-10763 | Stanley Healthcare Sol | M200 |  |  | SW - 9th Floor |  |  |  |  | 099-10763 | 099-10763 | Southwest | Memorial Hermann Southwest Hospital | SW - 9th Floor | Room 967 |  |  |  | New Add |  | Alarm, Bed | ALARMBED-Stanley Healthcare-M200 | [22 empty] | Alarm, Bed | ALARMBED | Alarm, Bed | Stanley Healthcare Sol
YES | YES |  |  |  | 099-10756 | 099-10756 | Stanley Healthcare Sol | M200 |  |  | Floor 9 |  |  |  |  | 099-10756 | 099-10756 | Southwest | Memorial Hermann Southwest Hospital | Floor 9 | Floor 9 | [5 empty] | Alarm, Bed | ALARMBED-Stanley Healthcare-M200 | [22 empty] | Alarm, Bed | ALARMBED | Alarm, Bed | Stanley Healthcare Sol
YES | YES |  |  |  | 099-10233 | 099-10233 | Stanley Healthcare Sol | M200 |  |  | SW - Floor 9 |  |  |  |  | 099-10233 | 099-10233 | Southwest | Memorial Hermann Southwest Hospital | SW - Floor 9 | Rm 991 | [5 empty] | Alarm, Bed | ALARMBED-Stanley Healthcare-M200 | [22 empty] | Alarm, Bed | ALARMBED | Alarm, Bed | Stanley Healthcare Sol
YES | YES |  |  |  | 099-10242 | 099-10242 | Stanley Healthcare Sol | M200 |  |  | 8th floor |  |  |  |  | 099-10242 | 099-10242 | Southwest | Memorial Hermann Southwest Hospital | 8th floor | Rm 855 | [5 empty] | Alarm, Bed | ALARMBED-Stanley Healthcare-M200 | [22 empty] | Alarm, Bed | ALARMBED | Alarm, Bed | Stanley Healthcare Sol
YES | YES |  |  |  | 099-10243 | 099-10243 | Stanley Healthcare Sol | M200 |  |  | 8th floor |  |  |  |  | 099-10243 | 099-10243 | Southwest | Memorial Hermann Southwest Hospital | 8th floor | Rm 857 | [5 empty] | Alarm, Bed | ALARMBED-Stanley Healthcare-M200 | [22 empty] | Alarm, Bed | ALARMBED | Alarm, Bed | Stanley Healthcare Sol
YES | YES |  |  |  | 099-10177 | 099-10177 | Stanley Healthcare Sol | M200 |  |  | Floor 8 |  |  |  |  | 099-10177 | 099-10177 | Southwest | Memorial Hermann Southwest Hospital | Floor 8 | Floor 8 | [5 empty] | Alarm, Bed | ALARMBED-Stanley Healthcare-M200 | [22 empty] | Alarm, Bed | ALARMBED | Alarm, Bed | Stanley Healthcare Sol
YES | YES |  |  |  | 099-10246 | 099-10246 | Stanley Healthcare Sol | M200 |  |  | 8th floor |  |  |  |  | 099-10246 | 099-10246 | Southwest | Memorial Hermann Southwest Hospital | 8th floor | Rm 859 | [5 empty] | Alarm, Bed | ALARMBED-Stanley Healthcare-M200 | [22 empty] | Alarm, Bed | ALARMBED | Alarm, Bed | Stanley Healthcare Sol
YES | YES |  |  |  | 099-10182 | 099-10182 | Stanley Healthcare Sol | M200 |  |  | Floor 8 |  |  |  |  | 099-10182 | 099-10182 | Southwest | Memorial Hermann Southwest Hospital | Floor 8 | Floor 8 | [5 empty] | Alarm, Bed | ALARMBED-Stanley Healthcare-M200 | [22 empty] | Alarm, Bed | ALARMBED | Alarm, Bed | Stanley Healthcare Sol
YES | YES |  |  |  | 099-10249 | 099-10249 | Stanley Healthcare Sol | M200 |  |  | 8th floor |  |  |  |  | 099-10249 | 099-10249 | Southwest | Memorial Hermann Southwest Hospital | 8th floor | Room 892 | [5 empty] | Alarm, Bed | ALARMBED-Stanley Healthcare-M200 | [22 empty] | Alarm, Bed | ALARMBED | Alarm, Bed | Stanley Healthcare Sol
YES | YES |  |  |  | 099-10186 | 099-10186 | Stanley Healthcare Sol | M200 |  |  | Floor 8 |  |  |  |  | 099-10186 | 099-10186 | Southwest | Memorial Hermann Southwest Hospital | Floor 8 | Floor 8 | [5 empty] | Alarm, Bed | ALARMBED-Stanley Healthcare-M200 | [22 empty] | Alarm, Bed | ALARMBED | Alarm, Bed | Stanley Healthcare Sol
YES | YES |  |  |  | 099-10252 | 099-10252 | Stanley Healthcare Sol | M200 |  |  | 6th floor |  |  |  |  | 099-10252 | 099-10252 | Southwest | Memorial Hermann Southwest Hospital | 6th floor | Room 616 | [5 empty] | Alarm, Bed | ALARMBED-Stanley Healthcare-M200 | [22 empty] | Alarm, Bed | ALARMBED | Alarm, Bed | Stanley Healthcare Sol
YES | YES |  |  |  | 099-10187 | 099-10187 | Stanley Healthcare Sol | M200 |  |  | Floor 6 |  |  |  |  | 099-10187 | 099-10187 | Southwest | Memorial Hermann Southwest Hospital | Floor 6 | Floor 6 | [5 empty] | Alarm, Bed | ALARMBED-Stanley Healthcare-M200 | [22 empty] | Alarm, Bed | ALARMBED | Alarm, Bed | Stanley Healthcare Sol
YES | YES |  |  |  | 099-10283 | 099-10283 | Stanley Healthcare Sol | M200 |  |  | Floor 6 |  |  |  |  | 099-10283 | 099-10283 | Southwest | Memorial Hermann Southwest Hospital | Floor 6 | Floor 6 | [5 empty] | Alarm, Bed | ALARMBED-Stanley Healthcare-M200 | [22 empty] | Alarm, Bed | ALARMBED | Alarm, Bed | Stanley Healthcare Sol
YES | YES |  |  |  | 099-10254 | 099-10254 | Stanley Healthcare Sol | M200 |  |  | 6th floor |  |  |  |  | 099-10254 | 099-10254 | Southwest | Memorial Hermann Southwest Hospital | 6th floor | Rm 612 | [5 empty] | Alarm, Bed | ALARMBED-Stanley Healthcare-M200 | [22 empty] | Alarm, Bed | ALARMBED | Alarm, Bed | Stanley Healthcare Sol
YES | YES |  |  |  | 099-10285 | 099-10285 | Stanley Healthcare Sol | M200 |  |  | Floor 6 |  |  |  |  | 099-10285 | 099-10285 | Southwest | Memorial Hermann Southwest Hospital | Floor 6 | Floor 6 | [5 empty] | Alarm, Bed | ALARMBED-Stanley Healthcare-M200 | [22 empty] | Alarm, Bed | ALARMBED | Alarm, Bed | Stanley Healthcare Sol
YES | YES |  |  |  | 099-10781 | 099-10781 | Stanley Healthcare Sol | M200 |  |  | SW - SENIOR MEDICINE |  |  |  |  | 099-10781 | 099-10781 | Southwest | Memorial Hermann Southwest Hospital | SW - SENIOR MEDICINE | Room 641 |  |  |  | New Add |  | Alarm, Bed | ALARMBED-Stanley Healthcare-M200 | [22 empty] | Alarm, Bed | ALARMBED | Alarm, Bed | Stanley Healthcare Sol
YES | YES |  |  |  | 099-10286 | 099-10286 | Stanley Healthcare Sol | M200 |  |  | Floor 6 |  |  |  |  | 099-10286 | 099-10286 | Southwest | Memorial Hermann Southwest Hospital | Floor 6 | Floor 6 | [5 empty] | Alarm, Bed | ALARMBED-Stanley Healthcare-M200 | [22 empty] | Alarm, Bed | ALARMBED | Alarm, Bed | Stanley Healthcare Sol
YES | YES |  |  |  | 099-10287 | 099-10287 | Stanley Healthcare Sol | M200 |  |  | Floor 6 |  |  |  |  | 099-10287 | 099-10287 | Southwest | Memorial Hermann Southwest Hospital | Floor 6 | Floor 6 | [5 empty] | Alarm, Bed | ALARMBED-Stanley Healthcare-M200 | [22 empty] | Alarm, Bed | ALARMBED | Alarm, Bed | Stanley Healthcare Sol
YES | YES |  |  |  | 099-10782 | 099-10782 | Stanley Healthcare Sol | M200 |  |  | SW - SENIOR MEDICINE |  |  |  |  | 099-10782 | 099-10782 | Southwest | Memorial Hermann Southwest Hospital | SW - SENIOR MEDICINE | Room 629 |  |  |  | New Add |  | Alarm, Bed | ALARMBED-Stanley Healthcare-M200 | [22 empty] | Alarm, Bed | ALARMBED | Alarm, Bed | Stanley Healthcare Sol
YES | YES |  |  |  | 099-10288 | 099-10288 | Stanley Healthcare Sol | M200 |  |  | Floor 6 |  |  |  |  | 099-10288 | 099-10288 | Southwest | Memorial Hermann Southwest Hospital | Floor 6 | Floor 6 | [5 empty] | Alarm, Bed | ALARMBED-Stanley Healthcare-M200 | [22 empty] | Alarm, Bed | ALARMBED | Alarm, Bed | Stanley Healthcare Sol
YES | YES |  |  |  | 099-10258 | 099-10258 | Stanley Healthcare Sol | M200 |  |  | 6th floor |  |  |  |  | 099-10258 | 099-10258 | Southwest | Memorial Hermann Southwest Hospital | 6th floor | Rm 653 | [5 empty] | Alarm, Bed | ALARMBED-Stanley Healthcare-M200 | [22 empty] | Alarm, Bed | ALARMBED | Alarm, Bed | Stanley Healthcare Sol
YES | YES |  |  |  | 099-10290 | 099-10290 | Stanley Healthcare Sol | M200 |  |  | Floor 6 |  |  |  |  | 099-10290 | 099-10290 | Southwest | Memorial Hermann Southwest Hospital | Floor 6 | Floor 6 | [5 empty] | Alarm, Bed | ALARMBED-Stanley Healthcare-M200 | [22 empty] | Alarm, Bed | ALARMBED | Alarm, Bed | Stanley Healthcare Sol
YES | YES |  |  |  | 099-10292 | 099-10292 | Stanley Healthcare Sol | M200 |  |  | Floor 6 |  |  |  |  | 099-10292 | 099-10292 | Southwest | Memorial Hermann Southwest Hospital | Floor 6 | Floor 6 | [5 empty] | Alarm, Bed | ALARMBED-Stanley Healthcare-M200 | [22 empty] | Alarm, Bed | ALARMBED | Alarm, Bed | Stanley Healthcare Sol
YES | YES |  |  |  | 099-10293 | 099-10293 | Stanley Healthcare Sol | M200 |  |  | Floor 6 |  |  |  |  | 099-10293 | 099-10293 | Southwest | Memorial Hermann Southwest Hospital | Floor 6 | Floor 6 | [5 empty] | Alarm, Bed | ALARMBED-Stanley Healthcare-M200 | [22 empty] | Alarm, Bed | ALARMBED | Alarm, Bed | Stanley Healthcare Sol
YES | YES |  |  |  | 099-10261 | 099-10261 | Stanley Healthcare Sol | M200 |  |  | 6th floor |  |  |  |  | 099-10261 | 099-10261 | Southwest | Memorial Hermann Southwest Hospital | 6th floor | RM 667 | [5 empty] | Alarm, Bed | ALARMBED-Stanley Healthcare-M200 | [22 empty] | Alarm, Bed | ALARMBED | Alarm, Bed | Stanley Healthcare Sol
YES | YES |  |  |  | 099-10262 | 099-10262 | Stanley Healthcare Sol | M200 |  |  | 6th floor |  |  |  |  | 099-10262 | 099-10262 | Southwest | Memorial Hermann Southwest Hospital | 6th floor | Rm 662 | [5 empty] | Alarm, Bed | ALARMBED-Stanley Healthcare-M200 | [22 empty] | Alarm, Bed | ALARMBED | Alarm, Bed | Stanley Healthcare Sol
YES | YES |  |  |  | 099-10295 | 099-10295 | Stanley Healthcare Sol | M200 |  |  | Floor 6 |  |  |  |  | 099-10295 | 099-10295 | Southwest | Memorial Hermann Southwest Hospital | Floor 6 | Floor 6 | [5 empty] | Alarm, Bed | ALARMBED-Stanley Healthcare-M200 | [22 empty] | Alarm, Bed | ALARMBED | Alarm, Bed | Stanley Healthcare Sol
YES | YES |  |  |  | 099-10302 | 099-10302 | Stanley Healthcare Sol | M200 |  |  | 6th floor |  |  |  |  | 099-10302 | 099-10302 | Southwest | Memorial Hermann Southwest Hospital | 6th floor | Rm 691 | [5 empty] | Alarm, Bed | ALARMBED-Stanley Healthcare-M200 | [22 empty] | Alarm, Bed | ALARMBED | Alarm, Bed | Stanley Healthcare Sol
YES | YES |  |  |  | 099-10296 | 099-10296 | Stanley Healthcare Sol | M200 |  |  | Floor 6 |  |  |  |  | 099-10296 | 099-10296 | Southwest | Memorial Hermann Southwest Hospital | Floor 6 | Floor 6 | [5 empty] | Alarm, Bed | ALARMBED-Stanley Healthcare-M200 | [22 empty] | Alarm, Bed | ALARMBED | Alarm, Bed | Stanley Healthcare Sol
YES | YES |  |  |  | 099-10297 | 099-10297 | Stanley Healthcare Sol | M200 |  |  | Floor 6 |  |  |  |  | 099-10297 | 099-10297 | Southwest | Memorial Hermann Southwest Hospital | Floor 6 | Floor 6 | [5 empty] | Alarm, Bed | ALARMBED-Stanley Healthcare-M200 | [22 empty] | Alarm, Bed | ALARMBED | Alarm, Bed | Stanley Healthcare Sol
YES | YES |  |  |  | 099-10787 | 099-10787 | Stanley Healthcare Sol | M200 |  |  | SW - SENIOR MEDICINE |  |  |  |  | 099-10787 | 099-10787 | Southwest | Memorial Hermann Southwest Hospital | SW - SENIOR MEDICINE | Room 683 |  |  |  | New Add |  | Alarm, Bed | ALARMBED-Stanley Healthcare-M200 | [22 empty] | Alarm, Bed | ALARMBED | Alarm, Bed | Stanley Healthcare Sol
YES | YES |  |  |  | 099-10617 | 099-10617 | Stanley Healthcare Sol | M200 |  |  | Floor 7 |  |  |  |  | 099-10617 | 099-10617 | Southwest | Memorial Hermann Southwest | Floor 7 | Floor 7 | [5 empty] | Alarm, Bed | ALARMBED-Stanley Healthcare-M200 | [22 empty] | Alarm, Bed | ALARMBED | Alarm, Bed | Stanley Healthcare Sol
YES | YES |  |  |  | 099-10834 | 099-10834 | Stanley Healthcare Sol | M200 |  |  | SW - NEUOROLOGY |  |  |  |  | 099-10834 | 099-10834 | Southwest | Memorial Hermann Southwest Hospital | SW - NEUOROLOGY | 7th Floor - Room 711 |  |  |  | New Add |  | Alarm, Bed | ALARMBED-Stanley Healthcare-M200 | [22 empty] | Alarm, Bed | ALARMBED | Alarm, Bed | Stanley Healthcare Sol
YES | YES |  |  |  | 099-10622 | 099-10622 | Stanley Healthcare Sol | M200 |  |  | Floor 7 |  |  |  |  | 099-10622 | 099-10622 | Southwest | Memorial Hermann Southwest | Floor 7 | Floor 7 | [5 empty] | Alarm, Bed | ALARMBED-Stanley Healthcare-M200 | [22 empty] | Alarm, Bed | ALARMBED | Alarm, Bed | Stanley Healthcare Sol
YES | YES |  |  |  | 099-10623 | 099-10623 | Stanley Healthcare Sol | M200 |  |  | Floor 7 |  |  |  |  | 099-10623 | 099-10623 | Southwest | Memorial Hermann Southwest | Floor 7 | Floor 7 | [5 empty] | Alarm, Bed | ALARMBED-Stanley Healthcare-M200 | [22 empty] | Alarm, Bed | ALARMBED | Alarm, Bed | Stanley Healthcare Sol
YES | YES |  |  |  | 099-10381 | 099-10381 | Stanley Healthcare Sol | M200 |  |  | SW - 7th floor |  |  |  |  | 099-10381 | 099-10381 | Southwest | Memorial Hermann Southwest Hospital | SW - 7th floor | Rm 730 | [5 empty] | Alarm, Bed | ALARMBED-Stanley Healthcare-M200 | [22 empty] | Alarm, Bed | ALARMBED | Alarm, Bed | Stanley Healthcare Sol
YES | YES |  |  |  | 099-10836 | 099-10836 | Stanley Healthcare Sol | M200 |  |  | SW - NEUOROLOGY |  |  |  |  | 099-10836 | 099-10836 | Southwest | Memorial Hermann Southwest Hospital | SW - NEUOROLOGY | 7th Floor - Room 706 |  |  |  | New Add |  | Alarm, Bed | ALARMBED-Stanley Healthcare-M200 | [22 empty] | Alarm, Bed | ALARMBED | Alarm, Bed | Stanley Healthcare Sol
YES | YES |  |  |  | 099-10815 | 099-10815 | Stanley Healthcare Sol | M200 |  |  | Floor 7 |  |  |  |  | 099-10815 | 099-10815 | Southwest | Memorial Hermann Southwest | Floor 7 | Floor 7 | [5 empty] | Alarm, Bed | ALARMBED-Stanley Healthcare-M200 | [22 empty] | Alarm, Bed | ALARMBED | Alarm, Bed | Stanley Healthcare Sol
YES | YES |  |  |  | 099-10383 | 099-10383 | Stanley Healthcare Sol | M200 |  |  | SW - 7th floor |  |  |  |  | 099-10383 | 099-10383 | Southwest | Memorial Hermann Southwest Hospital | SW - 7th floor | Rm 729 | [5 empty] | Alarm, Bed | ALARMBED-Stanley Healthcare-M200 | [22 empty] | Alarm, Bed | ALARMBED | Alarm, Bed | Stanley Healthcare Sol
YES | YES |  |  |  | 099-10839 | 099-10839 | Stanley Healthcare Sol | M200 |  |  | SW - NEUOROLOGY |  |  |  |  | 099-10839 | 099-10839 | Southwest | Memorial Hermann Southwest Hospital | SW - NEUOROLOGY | 7th Floor - Room 732 |  |  |  | New Ads |  | Alarm, Bed | ALARMBED-Stanley Healthcare-M200 | [22 empty] | Alarm, Bed | ALARMBED | Alarm, Bed | Stanley Healthcare Sol
YES | YES |  |  |  | 099-10388 | 099-10388 | Stanley Healthcare Sol | M200 |  |  | SW - 7th floor |  |  |  |  | 099-10388 | 099-10388 | Southwest | Memorial Hermann Southwest Hospital | SW - 7th floor | Rm 766 | [5 empty] | Alarm, Bed | ALARMBED-Stanley Healthcare-M200 | [22 empty] | Alarm, Bed | ALARMBED | Alarm, Bed | Stanley Healthcare Sol
YES | YES |  |  |  | 099-10389 | 099-10389 | Stanley Healthcare Sol | M200 |  |  | SW - 7th floor |  |  |  |  | 099-10389 | 099-10389 | Southwest | Memorial Hermann Southwest Hospital | SW - 7th floor | Rm 764 | [5 empty] | Alarm, Bed | ALARMBED-Stanley Healthcare-M200 | [22 empty] | Alarm, Bed | ALARMBED | Alarm, Bed | Stanley Healthcare Sol
YES | YES |  |  |  | 099-10392 | 099-10392 | Stanley Healthcare Sol | M200 |  |  | SW - 7th floor |  |  |  |  | 099-10392 | 099-10392 | Southwest | Memorial Hermann Southwest Hospital | SW - 7th floor | Rm 759 | [5 empty] | Alarm, Bed | ALARMBED-Stanley Healthcare-M200 | [22 empty] | Alarm, Bed | ALARMBED | Alarm, Bed | Stanley Healthcare Sol
YES | YES |  |  |  | 099-10841 | 099-10841 | Stanley Healthcare Sol | M200 |  |  | SW - NEUROLOGY |  |  |  |  | 099-10841 | 099-10841 | Southwest | Memorial Hermann Southwest Hospital | SW - NEUROLOGY | Room 762 |  |  |  | New Add |  | Alarm, Bed | ALARMBED-Stanley Healthcare-M200 | [22 empty] | Alarm, Bed | ALARMBED | Alarm, Bed | Stanley Healthcare Sol
YES | YES |  |  |  | 099-10395 | 099-10395 | Stanley Healthcare Sol | M200 |  |  | SW - 7th floor ICU |  |  |  |  | 099-10395 | 099-10395 | Southwest | Memorial Hermann Southwest Hospital | SW - 7th floor ICU | Rm 741 | [5 empty] | Alarm, Bed | ALARMBED-Stanley Healthcare-M200 | [22 empty] | Alarm, Bed | ALARMBED | Alarm, Bed | Stanley Healthcare Sol
YES | YES |  |  |  | 099-10825 | 099-10825 | Stanley Healthcare Sol | M200 |  |  | Floor 7 |  |  |  |  | 099-10825 | 099-10825 | Southwest | Memorial Hermann Southwest Hospital | Floor 7 | Floor 7 | [5 empty] | Alarm, Bed | ALARMBED-Stanley Healthcare-M200 | [22 empty] | Alarm, Bed | ALARMBED | Alarm, Bed | Stanley Healthcare Sol
YES | YES |  |  |  | 099-10435 | 099-10435 | Stanley Healthcare Sol | M200 |  |  | SW - 7th floor ICU |  |  |  |  | 099-10435 | 099-10435 | Southwest | Memorial Hermann Southwest Hospital | SW - 7th floor ICU | Rm 42 | [5 empty] | Alarm, Bed | ALARMBED-Stanley Healthcare-M200 | [22 empty] | Alarm, Bed | ALARMBED | Alarm, Bed | Stanley Healthcare Sol
YES | YES |  |  |  | 099-10846 | 099-10846 | Stanley Healthcare Sol | M200 |  |  | SW - ICU - NEURO |  |  |  |  | 099-10846 | 099-10846 | Southwest | Memorial Hermann Southwest Hospital | SW - ICU - NEURO | Room H7 - ICU 47 |  |  | 3/1/20 | New Add |  | Alarm, Bed | ALARMBED-Stanley Healthcare-M200 | [22 empty] | Alarm, Bed | ALARMBED | Alarm, Bed | Stanley Healthcare Sol
YES | YES |  |  |  | 099-10831 | 099-10831 | Stanley Healthcare Sol | M200 |  |  | Floor 7 |  |  |  |  | 099-10831 | 099-10831 | Southwest | Memorial Hermann Southwest Hospital | Floor 7 | Floor 7 | [5 empty] | Alarm, Bed | ALARMBED-Stanley Healthcare-M200 | [22 empty] | Alarm, Bed | ALARMBED | Alarm, Bed | Stanley Healthcare Sol
YES | YES |  |  |  | 099-10397 | 099-10397 | Stanley Healthcare Sol | M200 |  |  | Floor 7 |  |  |  |  | 099-10397 | 099-10397 | Southwest | Memorial Hermann Southwest Hospital | Floor 7 | Floor 7 | [5 empty] | Alarm, Bed | ALARMBED-Stanley Healthcare-M200 | [22 empty] | Alarm, Bed | ALARMBED | Alarm, Bed | Stanley Healthcare Sol
YES | YES |  |  |  | 099-10859 | 099-10859 | Stanley Healthcare Sol | M200 |  |  | SW - ICU - NEURO |  |  |  |  | 099-10859 | 099-10859 | Southwest | Memorial Hermann Southwest Hospital | SW - ICU - NEURO | Room H7 - ICU49 |  |  |  | New Add |  | Alarm, Bed | ALARMBED-Stanley Healthcare-M200 | [22 empty] | Alarm, Bed | ALARMBED | Alarm, Bed | Stanley Healthcare Sol
YES | YES |  |  |  | 099-10867 | 099-10867 | Stanley Healthcare Sol | M200 |  |  | SW - TELEMETRY - 480 |  |  |  |  | 099-10867 | 099-10867 | Southwest | Memorial Hermann Southwest Hospital | SW - TELEMETRY - 480 | Room 480 |  |  |  | New Add |  | Alarm, Bed | ALARMBED-Stanley Healthcare-M200 | [22 empty] | Alarm, Bed | ALARMBED | Alarm, Bed | Stanley Healthcare Sol
YES | YES |  |  |  | 099-10869 | 099-10869 | Stanley Healthcare Sol | M200 |  |  | SW - TELEMETRY - 4th Floor |  |  |  |  | 099-10869 | 099-10869 | Southwest | Memorial Hermann Southwest Hospital | SW - TELEMETRY - 4th Floor | Room 482 |  |  |  | New Add |  | Alarm, Bed | ALARMBED-Stanley Healthcare-M200 | [22 empty] | Alarm, Bed | ALARMBED | Alarm, Bed | Stanley Healthcare Sol
YES | YES |  |  |  | 099-10400 | 099-10400 | Stanley Healthcare Sol | M200 |  |  | Floor 4 |  |  |  |  | 099-10400 | 099-10400 | Southwest | Memorial Hermann Southwest Hospital | Floor 4 | Floor 4 | [5 empty] | Alarm, Bed | ALARMBED-Stanley Healthcare-M200 | [22 empty] | Alarm, Bed | ALARMBED | Alarm, Bed | Stanley Healthcare Sol
YES | YES |  |  |  | 099-10402 | 099-10402 | Stanley Healthcare Sol | M200 |  |  | Floor 4 |  |  |  |  | 099-10402 | 099-10402 | Southwest | Memorial Hermann Southwest Hospital | Floor 4 | Floor 4 | [5 empty] | Alarm, Bed | ALARMBED-Stanley Healthcare-M200 | [22 empty] | Alarm, Bed | ALARMBED | Alarm, Bed | Stanley Healthcare Sol
YES | YES |  |  |  | 099-10404 | 099-10404 | Stanley Healthcare Sol | M200 |  |  | Floor 4 |  |  |  |  | 099-10404 | 099-10404 | Southwest | Memorial Hermann Southwest Hospital | Floor 4 | Floor 4 | [5 empty] | Alarm, Bed | ALARMBED-Stanley Healthcare-M200 | [22 empty] | Alarm, Bed | ALARMBED | Alarm, Bed | Stanley Healthcare Sol
YES | YES |  |  |  | 099-10452 | 099-10452 | Stanley Healthcare Sol | M200 |  |  | 4th floor |  |  |  |  | 099-10452 | 099-10452 | Southwest | Memorial Hermann Southwest Hospital | 4th floor | RM 417 | [5 empty] | Alarm, Bed | ALARMBED-Stanley Healthcare-M200 | [22 empty] | Alarm, Bed | ALARMBED | Alarm, Bed | Stanley Healthcare Sol
YES | YES |  |  |  | 099-10453 | 099-10453 | Stanley Healthcare Sol | M200 |  |  | 4th floor |  |  |  |  | 099-10453 | 099-10453 | Southwest | Memorial Hermann Southwest Hospital | 4th floor | RM 414 | [5 empty] | Alarm, Bed | ALARMBED-Stanley Healthcare-M200 | [22 empty] | Alarm, Bed | ALARMBED | Alarm, Bed | Stanley Healthcare Sol
YES | YES |  |  |  | 099-10409 | 099-10409 | Stanley Healthcare Sol | M200 |  |  | Floor 4 |  |  |  |  | 099-10409 | 099-10409 | Southwest | Memorial Hermann Southwest Hospital | Floor 4 | Floor 4 | [5 empty] | Alarm, Bed | ALARMBED-Stanley Healthcare-M200 | [22 empty] | Alarm, Bed | ALARMBED | Alarm, Bed | Stanley Healthcare Sol
YES | YES |  |  |  | 099-10872 | 099-10872 | Stanley Healthcare Sol | M200 |  |  | SW - TELEMETRY |  |  |  |  | 099-10872 | 099-10872 | Southwest | Memorial Hermann Southwest Hospital | SW - TELEMETRY | Room 494 |  |  | 3/1/20 | New Add |  | Alarm, Bed | ALARMBED-Stanley Healthcare-M200 | [22 empty] | Alarm, Bed | ALARMBED | Alarm, Bed | Stanley Healthcare Sol
YES | YES |  |  |  | 099-08498 | 099-08498 | Stanley Healthcare Sol | M200 |  |  | 4th floor |  |  |  |  | 099-08498 | 099-08498 | Southwest | Memorial Hermann Southwest Hospital | 4th floor | RM 408 | [5 empty] | Alarm, Bed | ALARMBED-Stanley Healthcare-M200 | [22 empty] | Alarm, Bed | ALARMBED | Alarm, Bed | Stanley Healthcare Sol
YES | YES |  |  |  | 099-10415 | 099-10415 | Stanley Healthcare Sol | M200 |  |  | Floor 4 |  |  |  |  | 099-10415 | 099-10415 | Southwest | Memorial Hermann Southwest Hospital | Floor 4 | Floor 4 | [5 empty] | Alarm, Bed | ALARMBED-Stanley Healthcare-M200 | [22 empty] | Alarm, Bed | ALARMBED | Alarm, Bed | Stanley Healthcare Sol
YES | YES |  |  |  | 099-08499 | 099-08499 | Stanley Healthcare Sol | M200 |  |  | 4th floor |  |  |  |  | 099-08499 | 099-08499 | Southwest | Memorial Hermann Southwest Hospital | 4th floor | Rm 433 | [5 empty] | Alarm, Bed | ALARMBED-Stanley Healthcare-M200 | [22 empty] | Alarm, Bed | ALARMBED | Alarm, Bed | Stanley Healthcare Sol
YES | YES |  |  |  | 099-08501 | 099-08501 | Stanley Healthcare Sol | M200 |  |  | 4th floor |  |  |  |  | 099-08501 | 099-08501 | Southwest | Memorial Hermann Southwest Hospital | 4th floor | Rm 430 | [5 empty] | Alarm, Bed | ALARMBED-Stanley Healthcare-M200 | [22 empty] | Alarm, Bed | ALARMBED | Alarm, Bed | Stanley Healthcare Sol
YES | YES |  |  |  | 099-10875 | 099-10875 | Stanley Healthcare Sol | M200 |  |  | SW - TELEMETRY |  |  |  |  | 099-10875 | 099-10875 | Southwest | Memorial Hermann Southwest Hospital | SW - TELEMETRY | Room 435 |  |  |  | New Add |  | Alarm, Bed | ALARMBED-Stanley Healthcare-M200 | [22 empty] | Alarm, Bed | ALARMBED | Alarm, Bed | Stanley Healthcare Sol
YES | YES |  |  |  | 099-08502 | 099-08502 | Stanley Healthcare Sol | M200 |  |  | 4th floor |  |  |  |  | 099-08502 | 099-08502 | Southwest | Memorial Hermann Southwest Hospital | 4th floor | Rm 427 | [5 empty] | Alarm, Bed | ALARMBED-Stanley Healthcare-M200 | [22 empty] | Alarm, Bed | ALARMBED | Alarm, Bed | Stanley Healthcare Sol
YES | YES |  |  |  | 099-10878 | 099-10878 | Stanley Healthcare Sol | M200 |  |  | SW - TELEMETRY |  |  |  |  | 099-10878 | 099-10878 | Southwest | Memorial Hermann Southwest Hospital | SW - TELEMETRY | Room 425 |  |  |  | New Add |  | Alarm, Bed | ALARMBED-Stanley Healthcare-M200 | [22 empty] | Alarm, Bed | ALARMBED | Alarm, Bed | Stanley Healthcare Sol
YES | YES |  |  |  | 099-08504 | 099-08504 | Stanley Healthcare Sol | M200 |  |  | 4th floor |  |  |  |  | 099-08504 | 099-08504 | Southwest | Memorial Hermann Southwest Hospital | 4th floor | Rm 450 | [5 empty] | Alarm, Bed | ALARMBED-Stanley Healthcare-M200 | [22 empty] | Alarm, Bed | ALARMBED | Alarm, Bed | Stanley Healthcare Sol
YES | YES |  |  |  | 099-10880 | 099-10880 | Stanley Healthcare Sol | M200 |  |  | SW - TELEMETRY |  |  |  |  | 099-10880 | 099-10880 | Southwest | Memorial Hermann Southwest Hospital | SW - TELEMETRY | Room 447 |  |  |  | New Add |  | Alarm, Bed | ALARMBED-Stanley Healthcare-M200 | [22 empty] | Alarm, Bed | ALARMBED | Alarm, Bed | Stanley Healthcare Sol
YES | YES |  |  |  | 099-08505 | 099-08505 | Stanley Healthcare Sol | M200 |  |  | 4th floor |  |  |  |  | 099-08505 | 099-08505 | Southwest | Memorial Hermann Southwest Hospital | 4th floor | Rm 452 | [5 empty] | Alarm, Bed | ALARMBED-Stanley Healthcare-M200 | [22 empty] | Alarm, Bed | ALARMBED | Alarm, Bed | Stanley Healthcare Sol
YES | YES |  |  |  | 099-08506 | 099-08506 | Stanley Healthcare Sol | M200 |  |  | 4th floor |  |  |  |  | 099-08506 | 099-08506 | Southwest | Memorial Hermann Southwest Hospital | 4th floor | Rm 448 | [5 empty] | Alarm, Bed | ALARMBED-Stanley Healthcare-M200 | [22 empty] | Alarm, Bed | ALARMBED | Alarm, Bed | Stanley Healthcare Sol
YES | YES |  |  |  | 099-10882 | 099-10882 | Stanley Healthcare Sol | M200 |  |  | SW - TELEMETRY |  |  |  |  | 099-10882 | 099-10882 | Southwest | Memorial Hermann Southwest Hospital | SW - TELEMETRY | Room 445 |  |  |  | New Add |  | Alarm, Bed | ALARMBED-Stanley Healthcare-M200 | [22 empty] | Alarm, Bed | ALARMBED | Alarm, Bed | Stanley Healthcare Sol
YES | YES |  |  |  | 099-08507 | 099-08507 | Stanley Healthcare Sol | M200 |  |  | 4th floor |  |  |  |  | 099-08507 | 099-08507 | Southwest | Memorial Hermann Southwest Hospital | 4th floor | Rm 444 | [5 empty] | Alarm, Bed | ALARMBED-Stanley Healthcare-M200 | [22 empty] | Alarm, Bed | ALARMBED | Alarm, Bed | Stanley Healthcare Sol
YES | YES |  |  |  | 099-10463 | 099-10463 | Stanley Healthcare Sol | M200 |  |  | Floor 4 |  |  |  |  | 099-10463 | 099-10463 | Southwest | Memorial Hermann Southwest Hospital | Floor 4 | Floor 4 | [5 empty] | Alarm, Bed | ALARMBED-Stanley Healthcare-M200 | [22 empty] | Alarm, Bed | ALARMBED | Alarm, Bed | Stanley Healthcare Sol
YES | YES |  |  |  | 099-10884 | 099-10884 | Stanley Healthcare Sol | M200 |  |  | SW - TELEMETRY |  |  |  |  | 099-10884 | 099-10884 | Southwest | Memorial Hermann Southwest Hospital | SW - TELEMETRY |  |  |  |  | New Add |  | Alarm, Bed | ALARMBED-Stanley Healthcare-M200 | [22 empty] | Alarm, Bed | ALARMBED | Alarm, Bed | Stanley Healthcare Sol
YES | YES |  |  |  | 099-08509 | 099-08509 | Stanley Healthcare Sol | M200 |  |  | 4th floor |  |  |  |  | 099-08509 | 099-08509 | Southwest | Memorial Hermann Southwest Hospital | 4th floor | Rm 467 | [5 empty] | Alarm, Bed | ALARMBED-Stanley Healthcare-M200 | [22 empty] | Alarm, Bed | ALARMBED | Alarm, Bed | Stanley Healthcare Sol
YES | YES |  |  |  | 099-08510 | 099-08510 | Stanley Healthcare Sol | M200 |  |  | 4th floor |  |  |  |  | 099-08510 | 099-08510 | Southwest | Memorial Hermann Southwest Hospital | 4th floor | Rm 467 | [5 empty] | Alarm, Bed | ALARMBED-Stanley Healthcare-M200 | [22 empty] | Alarm, Bed | ALARMBED | Alarm, Bed | Stanley Healthcare Sol
YES | YES |  |  |  | 099-10885 | 099-10885 | Stanley Healthcare Sol | M200 |  |  | SW - TELEMETRY |  |  |  |  | 099-10885 | 099-10885 | Southwest | Memorial Hermann Southwest Hospital | SW - TELEMETRY | Room 464 |  |  |  | New Add |  | Alarm, Bed | ALARMBED-Stanley Healthcare-M200 | [22 empty] | Alarm, Bed | ALARMBED | Alarm, Bed | Stanley Healthcare Sol
YES | YES |  |  |  | 099-08513 | 099-08513 | Stanley Healthcare Sol | M200 |  |  | 4th floor |  |  |  |  | 099-08513 | 099-08513 | Southwest | Memorial Hermann Southwest Hospital | 4th floor | Rm 465 | [5 empty] | Alarm, Bed | ALARMBED-Stanley Healthcare-M200 | [22 empty] | Alarm, Bed | ALARMBED | Alarm, Bed | Stanley Healthcare Sol
YES | YES |  |  |  | 099-10888 | 099-10888 | Stanley Healthcare Sol | M200 |  |  | SW - TELEMETRY |  |  |  |  | 099-10888 | 099-10888 | Southwest | Memorial Hermann Southwest Hospital | SW - TELEMETRY | Room 458 |  |  |  | New Add |  | Alarm, Bed | ALARMBED-Stanley Healthcare-M200 | [22 empty] | Alarm, Bed | ALARMBED | Alarm, Bed | Stanley Healthcare Sol
YES | YES |  |  |  | 099-10468 | 099-10468 | Stanley Healthcare Sol | M200 |  |  | Floor 4 |  |  |  |  | 099-10468 | 099-10468 | Southwest | Memorial Hermann Southwest Hospital | Floor 4 | Floor 4 | [5 empty] | Alarm, Bed | ALARMBED-Stanley Healthcare-M200 | [22 empty] | Alarm, Bed | ALARMBED | Alarm, Bed | Stanley Healthcare Sol
YES | YES |  |  |  | 099-10890 | 099-10890 | Stanley Healthcare Sol | M200 |  |  | SW - ICU - NEURO |  |  |  |  | 099-10890 | 099-10890 | Southwest | Memorial Hermann Southwest Hospital | SW - ICU - NEURO | ICU B - Room 10 |  |  |  | New Add |  | Alarm, Bed | ALARMBED-Stanley Healthcare-M200 | [22 empty] | Alarm, Bed | ALARMBED | Alarm, Bed | Stanley Healthcare Sol
YES | YES |  |  |  | 099-08514 | 099-08514 | Stanley Healthcare Sol | M200 |  |  | ICU B |  |  |  |  | 099-08514 | 099-08514 | Southwest | Memorial Hermann Southwest Hospital | ICU B | Rm 9 | [5 empty] | Alarm, Bed | ALARMBED-Stanley Healthcare-M200 | [22 empty] | Alarm, Bed | ALARMBED | Alarm, Bed | Stanley Healthcare Sol
YES | YES |  |  |  | 099-08515 | 099-08515 | Stanley Healthcare Sol | M200 |  |  | ICU B |  |  |  |  | 099-08515 | 099-08515 | Southwest | Memorial Hermann Southwest Hospital | ICU B | Rm 12 | [5 empty] | Alarm, Bed | ALARMBED-Stanley Healthcare-M200 | [22 empty] | Alarm, Bed | ALARMBED | Alarm, Bed | Stanley Healthcare Sol
YES | YES |  |  |  | 099-10894 | 099-10894 | Stanley Healthcare Sol | M200 |  |  | SW - ICU - NEURO |  |  |  |  | 099-10894 | 099-10894 | Southwest | Memorial Hermann Southwest Hospital | SW - ICU - NEURO | ICU B - Room 13 |  |  | 3/1/20 | New Add |  | Alarm, Bed | ALARMBED-Stanley Healthcare-M200 | [22 empty] | Alarm, Bed | ALARMBED | Alarm, Bed | Stanley Healthcare Sol
YES | YES |  |  |  | 099-10470 | 099-10470 | Stanley Healthcare Sol | M200 |  |  | Floor 2 |  |  |  |  | 099-10470 | 099-10470 | Southwest | Memorial Hermann Southwest Hospital | Floor 2 | Floor 2 | [5 empty] | Alarm, Bed | ALARMBED-Stanley Healthcare-M200 | [22 empty] | Alarm, Bed | ALARMBED | Alarm, Bed | Stanley Healthcare Sol
YES | YES |  |  |  | 009-34273 | 009-34273 | Stanley Healthcare Sol | M200 |  |  | ICU B |  |  |  |  | 009-34273 | 009-34273 | Southwest | Memorial Hermann Southwest Hospital | ICU B | Rm 14 | [5 empty] | Alarm, Bed | ALARMBED-Stanley Healthcare-M200 | [22 empty] | Alarm, Bed | ALARMBED | Alarm, Bed | Stanley Healthcare Sol
YES | YES |  |  |  | 009-34252 | 009-34252 | Stanley Healthcare Sol | M200 |  |  | Floor 2 |  |  |  |  | 009-34252 | 009-34252 | Southwest | Memorial Hermann Southwest Hospital | Floor 2 | Floor 2 | [5 empty] | Alarm, Bed | ALARMBED-Stanley Healthcare-M200 | [22 empty] | Alarm, Bed | ALARMBED | Alarm, Bed | Stanley Healthcare Sol
YES | YES |  |  |  | 009-34275 | 009-34275 | Stanley Healthcare Sol | M200 |  |  | ICU D |  |  |  |  | 009-34275 | 009-34275 | Southwest | Memorial Hermann Southwest Hospital | ICU D | Rm 32 | [5 empty] | Alarm, Bed | ALARMBED-Stanley Healthcare-M200 | [22 empty] | Alarm, Bed | ALARMBED | Alarm, Bed | Stanley Healthcare Sol
YES | YES |  |  |  | 099-10898 | 099-10898 | Stanley Healthcare Sol | M200 |  |  | ICU D |  |  |  |  | 099-10898 | 099-10898 | Southwest | Memorial Hermann Southwest Hospital | ICU D | ICU Room 30 |  |  |  | New Add |  | Alarm, Bed | ALARMBED-Stanley Healthcare-M200 | [22 empty] | Alarm, Bed | ALARMBED | Alarm, Bed | Stanley Healthcare Sol
YES | YES |  |  |  | 099-08830 | 099-08830 | Stanley Healthcare Sol | M200 |  |  | SW - ER |  |  |  |  | 099-08830 | 099-08830 | Southwest | Memorial Hermann Southwest Hospital Emergency Center | SW - ER | Room 1 |  |  |  | New Add |  | Alarm, Bed | ALARMBED-Stanley Healthcare-M200 | [22 empty] | Alarm, Bed | ALARMBED | Alarm, Bed | Stanley Healthcare Sol
YES | YES |  |  |  | 099-13738 | 099-13738 | Stanley Healthcare Sol | M200 |  |  | Southwest ER |  |  |  |  | 099-13738 | 099-13738 | Southwest | Memorial Hermann Southwest Hospital Emergency Center | Southwest ER | ER | [6 empty] | ALARMBED-Stanley Healthcare-M200
YES | YES |  |  |  | 099-13102 | 099-13102 | Stanley Healthcare Sol | M200 |  |  | SW - ER |  |  |  |  | 099-13102 | 099-13102 | Southwest | Memorial Hermann Southwest Hospital Emergency Center | SW - ER | Trauma 5 | [5 empty] | Alarm, Bed | ALARMBED-Stanley Healthcare-M200 | [22 empty] | Alarm, Bed | ALARMBED | Alarm, Bed | Stanley Healthcare Sol
YES | YES |  |  |  | 099-13234 | 099-13234 | Stanley Healthcare Sol | M200 |  |  | SW - ER |  |  |  |  | 099-13234 | 099-13234 | Southwest | Memorial Hermann Southwest Hospital Emergency Center | SW - ER | Pod A room 16 | [5 empty] | Alarm, Bed | ALARMBED-Stanley Healthcare-M200 | [22 empty] | Alarm, Bed | ALARMBED | Alarm, Bed | Stanley Healthcare Sol
YES | YES | Serial Number Cnf |  |  | 099-13106 | 099-13106 | Stanley Healthcare Sol | M200 |  | cnf | SW - ER |  |  |  |  | 099-13106 | 099-13106 | Southwest | Memorial Hermann Southwest Hospital Emergency Center | SW - ER | Trauma 2 | [5 empty] | Alarm, Bed | ALARMBED-Stanley Healthcare-M200 | [22 empty] | Alarm, Bed | ALARMBED | Alarm, Bed | Stanley Healthcare Sol
YES | YES |  |  |  | 099-13210 | 099-13210 | Stanley Healthcare Sol | M200 |  |  | SW - ER |  |  |  |  | 099-13210 | 099-13210 | Southwest | Memorial Hermann Southwest Hospital Emergency Center | SW - ER | Pod A room 15 | [5 empty] | Alarm, Bed | ALARMBED-Stanley Healthcare-M200 | [22 empty] | Alarm, Bed | ALARMBED | Alarm, Bed | Stanley Healthcare Sol
YES | YES |  |  |  | 099-13078 | 099-13078 | Stanley Healthcare Sol | M200 |  |  | SW - CATH LAB |  |  |  |  | 099-13078 | 099-13078 | Southwest | Memorial Hermann Southwest Hospital Emergency Center | SW - CATH LAB | Pod A 10 | [5 empty] | Alarm, Bed | ALARMBED-Stanley Healthcare-M200 | [22 empty] | Alarm, Bed | ALARMBED | Alarm, Bed | Stanley Healthcare Sol
YES | YES |  |  |  | 099-08808 | 099-08808 | Stanley Healthcare Sol | M200 |  | Nsn | SW - ER |  |  |  |  | 099-08808 | 099-08808 | Southwest | Memorial Hermann Southwest Hospital Emergency Center | SW - ER | ER Pod A 12 |  |  |  | No PM Sticker |  | Alarm, Bed | ALARMBED-Stanley Healthcare-M200 | [22 empty] | Alarm, Bed | ALARMBED | Alarm, Bed | Stanley Healthcare Sol
YES | YES |  |  |  | 099-08887 | 099-08887 | Stanley Healthcare Sol | M200 |  |  | SW - ER |  |  |  |  | 099-08887 | 099-08887 | Southwest | Memorial Hermann Southwest Hospital Emergency Center | SW - ER | Room 11 |  |  |  | New Add |  | Alarm, Bed | ALARMBED-Stanley Healthcare-M200 | [22 empty] | Alarm, Bed | ALARMBED | Alarm, Bed | Stanley Healthcare Sol
YES | YES |  |  |  | 099-13212 | 099-13212 | Stanley Healthcare Sol | M200 |  |  | Sw-Er |  |  |  |  | 099-13212 | 099-13212 | Southwest | Memorial Hermann Southwest Hospital Emergency Center | Sw-Er | Pod A Room 9 | [5 empty] | Alarm, Bed | ALARMBED-Stanley Healthcare-M200 | [22 empty] | Alarm, Bed | ALARMBED | Alarm, Bed | Stanley Healthcare Sol
YES | YES | Serial Number Cnf |  |  | 099-13699 | 099-13699 | Stanley Healthcare Sol | M200 |  | CNF | SW - ER |  |  |  |  | 099-13699 | 099-13699 | Southwest | Memorial Hermann Southwest Hospital Emergency Center | SW - ER | Pod b | [6 empty] | ALARMBED-Stanley Healthcare-M200
YES | YES |  |  |  | 099-08865 | 099-08865 | Stanley Healthcare Sol | M200 |  |  | SW - ER |  |  |  |  | 099-08865 | 099-08865 | Southwest | Memorial Hermann Southwest Hospital Emergency Center | SW - ER | Pod C - Room 45 |  |  |  | New Add |  | Alarm, Bed | ALARMBED-Stanley Healthcare-M200 | [22 empty] | Alarm, Bed | ALARMBED | Alarm, Bed | Stanley Healthcare Sol
YES | YES |  |  |  | 099-13690 | 099-13690 | Stanley Healthcare Sol | M200 |  | CNF | SW - ER |  |  |  |  | 099-13690 | 099-13690 | Southwest | Memorial Hermann Southwest Hospital Emergency Center | SW - ER | Pod A | [6 empty] | ALARMBED-Stanley Healthcare-M200
YES | YES |  |  |  | 099-08816 | 099-08816 | Stanley Healthcare Sol | M200 |  | Nsn | SW - ER |  |  |  |  | 099-08816 | 099-08816 | Southwest | Memorial Hermann Southwest Hospital Emergency Center | SW - ER | Pod C 43 |  |  |  | No PM Sticker |  |  | ALARMBED-Stanley Healthcare-M200
YES | YES |  |  |  | 099-13688 | 099-13688 | Stanley Healthcare Sol | M200 |  |  | SW - ER |  |  |  |  | 099-13688 | 099-13688 | Southwest | Memorial Hermann Southwest Hospital Emergency Center | SW - ER | Pod C Room 41 | [6 empty] | ALARMBED-Stanley Healthcare-M200
YES | YES |  |  |  | 099-08867 | 099-08867 | Stanley Healthcare Sol | M200 |  |  | SW - ER |  |  |  |  | 099-08867 | 099-08867 | Southwest | Memorial Hermann Southwest Hospital Emergency Center | SW - ER | Pod C - Room 44 |  |  |  | New Add |  | Alarm, Bed | ALARMBED-Stanley Healthcare-M200 | [22 empty] | Alarm, Bed | ALARMBED | Alarm, Bed | Stanley Healthcare Sol
YES | YES | Serial Number Cnf |  |  | 099-08868 | 099-08868 | Stanley Healthcare Sol | M200 |  | CNF | SW - ER |  |  |  |  | 099-08868 | 099-08868 | Southwest | Memorial Hermann Southwest Hospital Emergency Center | SW - ER | Pod C - Room 38 |  |  |  | New Add |  | Alarm, Bed | ALARMBED-Stanley Healthcare-M200 | [22 empty] | Alarm, Bed | ALARMBED | Alarm, Bed | Stanley Healthcare Sol
YES | YES |  |  |  | 099-13720 | 099-13720 | Stanley Healthcare Sol | M200 |  | Nsn | SW - ER |  |  |  |  | 099-13720 | 099-13720 | Southwest | Memorial Hermann Southwest Hospital Emergency Center | SW - ER | Pod C Nurse Station |  |  |  | No PM Sticker |  |  | ALARMBED-Stanley Healthcare-M200
YES | YES | Serial Number Cnf |  |  | 099-13303 | 099-13303 | Stanley Healthcare Sol | M200 |  | CNF | ER |  |  |  |  | 099-13303 | 099-13303 | Southwest | Memorial Hermann Southwest Hospital | ER |  |  |  |  | No PM Sticker |  |  | ALARMBED-Stanley Healthcare-M200
YES | YES | Serial Number Cnf |  |  | 099-12053 | 099-12053 | Stanley Healthcare Sol | M200 |  | Cnf | Emergancy room |  |  |  |  | 099-12053 | 099-12053 | Southwest | Memorial Hermann Southwest Hospital | Emergancy room | B34 | [6 empty] | ALARMBED-Stanley Healthcare-M200
YES | YES |  |  |  | 099-12057 | 099-12057 | Stanley Healthcare Sol | M200 |  |  | Emergancy room |  |  |  |  | 099-12057 | 099-12057 | Southwest | Memorial Hermann Southwest Hospital | Emergancy room | Pod B Room 26 | [6 empty] | ALARMBED-Stanley Healthcare-M200
YES | YES | Serial Number Cnf |  |  | 099-13491 | 099-13491 | Stanley Healthcare Sol | M200 |  | Cnf | ICU |  |  |  |  | 099-13491 | 099-13491 | TMC | Memorial Hermann-Texas Medical Center | ICU | [6 empty] | Alarm, Bed | ALARMBED-Stanley Healthcare-M200 | [22 empty] | Alarm, Bed | ALARMBED | Alarm, Bed | Stanley Healthcare Sol
YES | YES | Serial Number CNL |  |  | 099-13988 | 099-13988 | Stanley Healthcare Sol | M200 |  | CNL | ICU |  |  |  |  | 099-13988 | 099-13988 | TMC | Memorial Hermann-Texas Medical Center | ICU | Suite 528 | [5 empty] | Alarm, Bed | ALARMBED-Stanley Healthcare-M200 | [22 empty] | Alarm, Bed | ALARMBED | Alarm, Bed | Stanley Healthcare Sol
YES | YES | Serial Number Cnf |  |  | 099-13489 | 099-13489 | Stanley Healthcare Sol | M200 |  | Cnf | TMC - HVI - HEART FAILURE ICU (5HVI) |  |  |  |  | 099-13489 | 099-13489 | TMC | Memorial Hermann-Texas Medical Center | TMC - HVI - HEART FAILURE ICU (5HVI) | [6 empty] | Alarm, Bed | ALARMBED-Stanley Healthcare-M200 | [22 empty] | Alarm, Bed | ALARMBED | Alarm, Bed | Stanley Healthcare Sol
YES | YES | Serial Number Cnf |  |  | 099-14225 | 099-14225 | Stanley Healthcare Sol | M200 |  | CNF | TMC - HVI - HEART FAILURE IMU (5HVI) |  |  |  |  | 099-14225 | 099-14225 | TMC | Memorial Hermann-Texas Medical Center | TMC - HVI - HEART FAILURE IMU (5HVI) | [6 empty] | Alarm, Bed | ALARMBED-Stanley Healthcare-M200 | [22 empty] | Alarm, Bed | ALARMBED | Alarm, Bed | Stanley Healthcare Sol
YES | YES | Serial Number Cnf |  |  | 099-14224 | 099-14224 | Stanley Healthcare Sol | M200 |  | CNF | TMC - HVI - HEART FAILURE IMU (5HVI) |  |  |  |  | 099-14224 | 099-14224 | TMC | Memorial Hermann-Texas Medical Center | TMC - HVI - HEART FAILURE IMU (5HVI) | [6 empty] | Alarm, Bed | ALARMBED-Stanley Healthcare-M200 | [22 empty] | Alarm, Bed | ALARMBED | Alarm, Bed | Stanley Healthcare Sol
YES | YES | Serial Number CNL |  |  | 099-13993 | 099-13993 | Stanley Healthcare Sol | M200 |  | CNL | ICU |  |  |  |  | 099-13993 | 099-13993 | TMC | Memorial Hermann-Texas Medical Center | ICU | Suite 533 | [5 empty] | Alarm, Bed | ALARMBED-Stanley Healthcare-M200 | [22 empty] | Alarm, Bed | ALARMBED | Alarm, Bed | Stanley Healthcare Sol
YES | YES | Serial Number Cnf |  |  | 099-14222 | 099-14222 | Stanley Healthcare Sol | M200 |  | CNF | TMC - HERMANN - ADULT ER (1HP) |  |  |  |  | 099-14222 | 099-14222 | TMC | Memorial Hermann-Texas Medical Center | TMC - HERMANN - ADULT ER (1HP) | [6 empty] | Alarm, Bed | ALARMBED-Stanley Healthcare-M200 | [22 empty] | Alarm, Bed | ALARMBED | Alarm, Bed | Stanley Healthcare Sol
YES | YES | Serial Number Cnf |  |  | 099-12116 | 099-12116 | Stanley Healthcare Sol | M200 |  | Cnf | TMC - HVI - HEART FAILURE ICU (5HVI) |  |  |  |  | 099-12116 | 099-12116 | TMC | Memorial Hermann-Texas Medical Center | TMC - HVI - HEART FAILURE ICU (5HVI) | [6 empty] | Alarm, Bed | ALARMBED-Stanley Healthcare-M200 | [22 empty] | Alarm, Bed | ALARMBED | Alarm, Bed | Stanley Healthcare Sol
YES | YES | Serial Number Cnf |  |  | 099-12122 | 099-12122 | Stanley Healthcare Sol | M200 |  | Cnf | TMC - HVI - HEART FAILURE ICU (5HVI) |  |  |  |  | 099-12122 | 099-12122 | TMC | Memorial Hermann-Texas Medical Center | TMC - HVI - HEART FAILURE ICU (5HVI) | [6 empty] | Alarm, Bed | ALARMBED-Stanley Healthcare-M200 | [22 empty] | Alarm, Bed | ALARMBED | Alarm, Bed | Stanley Healthcare Sol
YES | YES | Serial Number Cnf |  |  | 099-14217 | 099-14217 | Stanley Healthcare Sol | M200 |  | CNF | TMC - HVI - HEART FAILURE IMU (5HVI) |  |  |  |  | 099-14217 | 099-14217 | TMC | Memorial Hermann-Texas Medical Center | TMC - HVI - HEART FAILURE IMU (5HVI) | [6 empty] | Alarm, Bed | ALARMBED-Stanley Healthcare-M200 | [22 empty] | Alarm, Bed | ALARMBED | Alarm, Bed | Stanley Healthcare Sol
YES | YES | Serial Number Cnf |  |  | 099-12139 | 099-12139 | Stanley Healthcare Sol | M200 |  | Cnf | TMC - HVI - HEART FAILURE ICU (5HVI) |  |  |  |  | 099-12139 | 099-12139 | TMC | Memorial Hermann-Texas Medical Center | TMC - HVI - HEART FAILURE ICU (5HVI) | [6 empty] | Alarm, Bed | ALARMBED-Stanley Healthcare-M200 | [22 empty] | Alarm, Bed | ALARMBED | Alarm, Bed | Stanley Healthcare Sol
YES | YES | Serial Number Cnf |  |  | 099-13591 | 099-13591 | Stanley Healthcare Sol | M200 |  | Cnf | TMC - HVI - HEART FAILURE ICU (5HVI) |  |  |  |  | 099-13591 | 099-13591 | TMC | Memorial Hermann-Texas Medical Center | TMC - HVI - HEART FAILURE ICU (5HVI) | [6 empty] | Alarm, Bed | ALARMBED-Stanley Healthcare-M200 | [22 empty] | Alarm, Bed | ALARMBED | Alarm, Bed | Stanley Healthcare Sol
YES | YES | Serial Number Cnf |  |  | 099-13595 | 099-13595 | Stanley Healthcare Sol | M200 |  | Cnf | TMC - HVI - HEART FAILURE ICU (5HVI) |  |  |  |  | 099-13595 | 099-13595 | TMC | Memorial Hermann-Texas Medical Center | TMC - HVI - HEART FAILURE ICU (5HVI) | [6 empty] | Alarm, Bed | ALARMBED-Stanley Healthcare-M200 | [22 empty] | Alarm, Bed | ALARMBED | Alarm, Bed | Stanley Healthcare Sol
YES | YES | Serial Number Cnf |  |  | 099-13601 | 099-13601 | Stanley Healthcare Sol | M200 |  | Cnf | TMC - HVI - HEART FAILURE ICU (5HVI) |  |  |  |  | 099-13601 | 099-13601 | TMC | Memorial Hermann-Texas Medical Center | TMC - HVI - HEART FAILURE ICU (5HVI) | [6 empty] | Alarm, Bed | ALARMBED-Stanley Healthcare-M200 | [22 empty] | Alarm, Bed | ALARMBED | Alarm, Bed | Stanley Healthcare Sol
YES | YES | Serial Number Cnf |  |  | 099-14018 | 099-14018 | Stanley Healthcare Sol | M200 |  | CNF | TMC - HVI - HEART FAILURE IMU (5HVI) |  |  |  |  | 099-14018 | 099-14018 | TMC | Memorial Hermann-Texas Medical Center | TMC - HVI - HEART FAILURE IMU (5HVI) | [6 empty] | Alarm, Bed | ALARMBED-Stanley Healthcare-M200 | [22 empty] | Alarm, Bed | ALARMBED | Alarm, Bed | Stanley Healthcare Sol
YES | YES | Serial Number Cnf |  |  | 099-13607 | 099-13607 | Stanley Healthcare Sol | M200 |  | Cnf | TMC - HVI - HEART FAILURE ICU (5HVI) |  |  |  |  | 099-13607 | 099-13607 | TMC | Memorial Hermann-Texas Medical Center | TMC - HVI - HEART FAILURE ICU (5HVI) | Dictation | [5 empty] | Alarm, Bed | ALARMBED-Stanley Healthcare-M200 | [22 empty] | Alarm, Bed | ALARMBED | Alarm, Bed | Stanley Healthcare Sol
YES | YES | Serial Number Cnf |  |  | 099-14016 | 099-14016 | Stanley Healthcare Sol | M200 |  | CNF | TMC - HVI - HEART FAILURE IMU (5HVI) |  |  |  |  | 099-14016 | 099-14016 | TMC | Memorial Hermann-Texas Medical Center | TMC - HVI - HEART FAILURE IMU (5HVI) | Dictation | [5 empty] | Alarm, Bed | ALARMBED-Stanley Healthcare-M200 | [22 empty] | Alarm, Bed | ALARMBED | Alarm, Bed | Stanley Healthcare Sol
YES | YES | Serial Number Cnf |  |  | 099-12335 | 099-12335 | Stanley Healthcare Sol | M200 |  | Cnf | TMC - HVI - HEART FAILURE ICU (5HVI) |  |  |  |  | 099-12335 | 099-12335 | TMC | Memorial Hermann-Texas Medical Center | TMC - HVI - HEART FAILURE ICU (5HVI) | [6 empty] | Alarm, Bed | ALARMBED-Stanley Healthcare-M200 | [22 empty] | Alarm, Bed | ALARMBED | Alarm, Bed | Stanley Healthcare Sol
YES | YES | Serial Number Cnf |  |  | 099-14015 | 099-14015 | Stanley Healthcare Sol | M200 |  | CNF | TMC - HVI - HEART FAILURE IMU (5HVI) |  |  |  |  | 099-14015 | 099-14015 | TMC | Memorial Hermann-Texas Medical Center | TMC - HVI - HEART FAILURE IMU (5HVI) | Dictation | [5 empty] | Alarm, Bed | ALARMBED-Stanley Healthcare-M200 | [22 empty] | Alarm, Bed | ALARMBED | Alarm, Bed | Stanley Healthcare Sol
YES | YES | Serial Number Cnf |  |  | 099-14014 | 099-14014 | Stanley Healthcare Sol | M200 |  | CNF | TMC - HVI - HEART FAILURE IMU (5HVI) |  |  |  |  | 099-14014 | 099-14014 | TMC | Memorial Hermann-Texas Medical Center | TMC - HVI - HEART FAILURE IMU (5HVI) | Dictation | [5 empty] | Alarm, Bed | ALARMBED-Stanley Healthcare-M200 | [22 empty] | Alarm, Bed | ALARMBED | Alarm, Bed | Stanley Healthcare Sol
YES | YES | Serial Number Cnf |  |  | 099-14013 | 099-14013 | Stanley Healthcare Sol | M200 |  | CNF | TMC - HVI - HEART FAILURE IMU (5HVI) |  |  |  |  | 099-14013 | 099-14013 | TMC | Memorial Hermann-Texas Medical Center | TMC - HVI - HEART FAILURE IMU (5HVI) | [6 empty] | Alarm, Bed | ALARMBED-Stanley Healthcare-M200 | [22 empty] | Alarm, Bed | ALARMBED | Alarm, Bed | Stanley Healthcare Sol
YES | YES | Serial Number Cnf |  |  | 099-12355 | 099-12355 | Stanley Healthcare Sol | M200 |  | Cnf | TMC - HVI - HEART FAILURE ICU (5HVI) |  |  |  |  | 099-12355 | 099-12355 | TMC | Memorial Hermann-Texas Medical Center | TMC - HVI - HEART FAILURE ICU (5HVI) | [6 empty] | Alarm, Bed | ALARMBED-Stanley Healthcare-M200 | [22 empty] | Alarm, Bed | ALARMBED | Alarm, Bed | Stanley Healthcare Sol
YES | YES | Serial Number Cnf |  |  | 099-13557 | 099-13557 | Stanley Healthcare Sol | M200 |  | Cnf | TMC - HVI - HEART FAILURE ICU (5HVI) |  |  |  |  | 099-13557 | 099-13557 | TMC | Memorial Hermann-Texas Medical Center | TMC - HVI - HEART FAILURE ICU (5HVI) | [6 empty] | Alarm, Bed | ALARMBED-Stanley Healthcare-M200 | [22 empty] | Alarm, Bed | ALARMBED | Alarm, Bed | Stanley Healthcare Sol
YES | YES | Serial Number Cnf |  |  | 099-12352 | 099-12352 | Stanley Healthcare Sol | M200 |  | Cnf | TMC - HVI - HEART FAILURE ICU (5HVI) |  |  |  |  | 099-12352 | 099-12352 | TMC | Memorial Hermann-Texas Medical Center | TMC - HVI - HEART FAILURE ICU (5HVI) | [6 empty] | Alarm, Bed | ALARMBED-Stanley Healthcare-M200 | [22 empty] | Alarm, Bed | ALARMBED | Alarm, Bed | Stanley Healthcare Sol
YES | YES | Serial Number Cnf |  |  | 099-13561 | 099-13561 | Stanley Healthcare Sol | M200 |  | Cnf | TMC - HVI - HEART FAILURE ICU (5HVI) |  |  |  |  | 099-13561 | 099-13561 | TMC | Memorial Hermann-Texas Medical Center | TMC - HVI - HEART FAILURE ICU (5HVI) | [6 empty] | Alarm, Bed | ALARMBED-Stanley Healthcare-M200 | [22 empty] | Alarm, Bed | ALARMBED | Alarm, Bed | Stanley Healthcare Sol
YES | YES | Serial Number Cnf |  |  | 099-12345 | 099-12345 | Stanley Healthcare Sol | M200 |  | Cnf | TMC - HVI - HEART FAILURE ICU (5HVI) |  |  |  |  | 099-12345 | 099-12345 | TMC | Memorial Hermann-Texas Medical Center | TMC - HVI - HEART FAILURE ICU (5HVI) | [6 empty] | Alarm, Bed | ALARMBED-Stanley Healthcare-M200 | [22 empty] | Alarm, Bed | ALARMBED | Alarm, Bed | Stanley Healthcare Sol
YES | YES | Serial Number Cnf |  |  | 099-12342 | 099-12342 | Stanley Healthcare Sol | M200 |  | Cnf | TMC - HVI - HEART FAILURE ICU (5HVI) |  |  |  |  | 099-12342 | 099-12342 | TMC | Memorial Hermann-Texas Medical Center | TMC - HVI - HEART FAILURE ICU (5HVI) | [6 empty] | Alarm, Bed | ALARMBED-Stanley Healthcare-M200 | [22 empty] | Alarm, Bed | ALARMBED | Alarm, Bed | Stanley Healthcare Sol
YES | YES | Serial Number Cnf |  |  | 099-13568 | 099-13568 | Stanley Healthcare Sol | M200 |  | Cnf | TMC - HVI - HEART FAILURE ICU (5HVI) |  |  |  |  | 099-13568 | 099-13568 | TMC | Memorial Hermann-Texas Medical Center | TMC - HVI - HEART FAILURE ICU (5HVI) | [6 empty] | Alarm, Bed | ALARMBED-Stanley Healthcare-M200 | [22 empty] | Alarm, Bed | ALARMBED | Alarm, Bed | Stanley Healthcare Sol
YES | YES | Serial Number Cnf |  |  | 099-12370 | 099-12370 | Stanley Healthcare Sol | M200 |  | Cnf | TMC - HVI - HEART FAILURE ICU (5HVI) |  |  |  |  | 099-12370 | 099-12370 | TMC | Memorial Hermann-Texas Medical Center | TMC - HVI - HEART FAILURE ICU (5HVI) | [6 empty] | Alarm, Bed | ALARMBED-Stanley Healthcare-M200 | [22 empty] | Alarm, Bed | ALARMBED | Alarm, Bed | Stanley Healthcare Sol
YES | YES | Serial Number Cnf |  |  | 099-13980 | 099-13980 | Stanley Healthcare Sol | M200 |  | CNF | IICU |  |  |  |  | 099-13980 | 099-13980 | TMC | Memorial Hermann-Texas Medical Center | IICU | [6 empty] | Alarm, Bed | ALARMBED-Stanley Healthcare-M200 | [22 empty] | Alarm, Bed | ALARMBED | Alarm, Bed | Stanley Healthcare Sol
YES | YES | Serial Number Cnf |  |  | 099-12367 | 099-12367 | Stanley Healthcare Sol | M200 |  | Cnf | TMC - HVI - HEART FAILURE ICU (5HVI) |  |  |  |  | 099-12367 | 099-12367 | TMC | Memorial Hermann-Texas Medical Center | TMC - HVI - HEART FAILURE ICU (5HVI) | [6 empty] | Alarm, Bed | ALARMBED-Stanley Healthcare-M200 | [22 empty] | Alarm, Bed | ALARMBED | Alarm, Bed | Stanley Healthcare Sol
YES | YES | Serial Number Cnf |  |  | 099-13323 | 099-13323 | Stanley Healthcare Sol | M200 |  | CNF | ICU |  |  |  |  | 099-13323 | 099-13323 | TMC | Memorial Hermann-Texas Medical Center | ICU | Suite 519 | [5 empty] | Alarm, Bed | ALARMBED-Stanley Healthcare-M200 | [22 empty] | Alarm, Bed | ALARMBED | Alarm, Bed | Stanley Healthcare Sol
YES | YES |  |  |  | 099-13580 | 099-13580 | Stanley Healthcare Sol | M200 |  | 099-13580 | TMC - HVI - HEART FAILURE ICU (5HVI) |  |  |  |  | 099-13580 | 099-13580 | TMC | Memorial Hermann-Texas Medical Center | TMC - HVI - HEART FAILURE ICU (5HVI) | [6 empty] | Alarm, Bed | ALARMBED-Stanley Healthcare-M200 | [22 empty] | Alarm, Bed | ALARMBED | Alarm, Bed | Stanley Healthcare Sol
YES | YES | Serial Number Cnf |  |  | 099-13326 | 099-13326 | Stanley Healthcare Sol | M200 |  | CNF | ICU |  |  |  |  | 099-13326 | 099-13326 | TMC | Memorial Hermann-Texas Medical Center | ICU | Suite 519 | [5 empty] | Alarm, Bed | ALARMBED-Stanley Healthcare-M200 | [22 empty] | Alarm, Bed | ALARMBED | Alarm, Bed | Stanley Healthcare Sol
YES | YES |  |  |  | 099-13488 | 099-13488 | Stanley Healthcare Sol | M200 |  | 099-13488 | TMC - HVI - CIMU (4HVI) |  |  |  |  | 099-13488 | 099-13488 | TMC | Memorial Hermann-Texas Medical Center | TMC - HVI - CIMU (4HVI) | [6 empty] | Alarm, Bed | ALARMBED-Stanley Healthcare-M200 | [22 empty] | Alarm, Bed | ALARMBED | Alarm, Bed | Stanley Healthcare Sol
YES | YES | Serial Number Cnf |  |  | 099-12604 | 099-12604 | Stanley Healthcare Sol | M200 |  | Cnf | HIV-floor 8 |  |  |  |  | 099-12604 | 099-12604 | TMC | Memorial Hermann-Texas Medical Center | HIV-floor 8 | Room 109 | [5 empty] | Alarm, Bed | ALARMBED-Stanley Healthcare-M200 | [22 empty] | Alarm, Bed | ALARMBED | Alarm, Bed | Stanley Healthcare Sol
YES | YES |  |  |  | 099-12800 | 099-12800 | Stanley Healthcare Sol | M200 |  | 099-12800 | TMC - HVI - CVICU (8HVI) |  |  |  |  | 099-12800 | 099-12800 | TMC | Memorial Hermann Heart | TMC - HVI - CVICU (8HVI) | [6 empty] | Alarm, Bed | ALARMBED-Stanley Healthcare-M200 | [22 empty] | Alarm, Bed | ALARMBED | Alarm, Bed | Stanley Healthcare Sol
YES | YES |  |  |  | 099-13017 | 099-13017 | Stanley Healthcare Sol | M200 |  | 099-13017 | TMC - CULLEN - ONCOLOGY/HEMATOLOGY (4C) |  |  |  |  | 099-13017 | 099-13017 | TMC | Memorial Hermann-Texas Medical Center | TMC - CULLEN - ONCOLOGY/HEMATOLOGY (4C) | [6 empty] | Alarm, Bed | ALARMBED-Stanley Healthcare-M200 | [22 empty] | Alarm, Bed | ALARMBED | Alarm, Bed | Stanley Healthcare Sol
YES | YES | Serial Number Cnf |  |  | 099-11309 | 099-11309 | Stanley Healthcare Sol | M200 |  | Cnf | Ace |  |  |  |  | 099-11309 | 099-11309 | TMC | Memorial Hermann-Texas Medical Center | Ace | [6 empty] | Alarm, Bed | ALARMBED-Stanley Healthcare-M200 | [22 empty] | Alarm, Bed | ALARMBED | Alarm, Bed | Stanley Healthcare Sol
YES | YES | Serial Number Cnf |  |  | 099-12841 | 099-12841 | Stanley Healthcare Sol | M200 |  | CNF | Ace |  |  |  |  | 099-12841 | 099-12841 | TMC | Memorial Hermann-Texas Medical Center | Ace | C444 | [5 empty] | Alarm, Bed | ALARMBED-Stanley Healthcare-M200 | [22 empty] | Alarm, Bed | ALARMBED | Alarm, Bed | Stanley Healthcare Sol
YES | YES |  |  |  | 099-12925 | 099-12925 | Stanley Healthcare Sol | M200 |  | 099-12925 | TMC - CULLEN - ONCOLOGY/HEMATOLOGY (4C) |  |  |  |  | 099-12925 | 099-12925 | TMC | Memorial Hermann-Texas Medical Center | TMC - CULLEN - ONCOLOGY/HEMATOLOGY (4C) | [6 empty] | Alarm, Bed | ALARMBED-Stanley Healthcare-M200 | [22 empty] | Alarm, Bed | ALARMBED | Alarm, Bed | Stanley Healthcare Sol
YES | YES | Serial Number Cnf |  |  | 099-11310 | 099-11310 | Stanley Healthcare Sol | M200 |  | Cnf | Ace |  |  |  |  | 099-11310 | 099-11310 | TMC | Memorial Hermann-Texas Medical Center | Ace | [6 empty] | Alarm, Bed | ALARMBED-Stanley Healthcare-M200 | [22 empty] | Alarm, Bed | ALARMBED | Alarm, Bed | Stanley Healthcare Sol
YES | YES | Serial Number Cnf |  |  | 099-12839 | 099-12839 | Stanley Healthcare Sol | M200 |  | CNF | Ace |  |  |  |  | 099-12839 | 099-12839 | TMC | Memorial Hermann-Texas Medical Center | Ace | By C435 | [5 empty] | Alarm, Bed | ALARMBED-Stanley Healthcare-M200 | [22 empty] | Alarm, Bed | ALARMBED | Alarm, Bed | Stanley Healthcare Sol
YES | YES | Serial Number Cnf |  |  | 099-11312 | 099-11312 | Stanley Healthcare Sol | M200 |  | Cnf | Ace |  |  |  |  | 099-11312 | 099-11312 | TMC | Memorial Hermann-Texas Medical Center | Ace | [6 empty] | Alarm, Bed | ALARMBED-Stanley Healthcare-M200 | [22 empty] | Alarm, Bed | ALARMBED | Alarm, Bed | Stanley Healthcare Sol
YES | YES |  |  |  | 099-12931 | 099-12931 | Stanley Healthcare Sol | M200 |  | 099-12931 | General Med |  |  |  |  | 099-12931 | 099-12931 | TMC | Memorial Hermann-Texas Medical Center | General Med | [6 empty] | Alarm, Bed | ALARMBED-Stanley Healthcare-M200 | [22 empty] | Alarm, Bed | ALARMBED | Alarm, Bed | Stanley Healthcare Sol
YES | YES | Serial Number Cnf |  |  | 099-12835 | 099-12835 | Stanley Healthcare Sol | M200 |  | CNF | Ace |  |  |  |  | 099-12835 | 099-12835 | TMC | Memorial Hermann-Texas Medical Center | Ace | By C331 | [5 empty] | Alarm, Bed | ALARMBED-Stanley Healthcare-M200 | [22 empty] | Alarm, Bed | ALARMBED | Alarm, Bed | Stanley Healthcare Sol
YES | YES | Serial Number Cnf |  |  | 099-11338 | 099-11338 | Stanley Healthcare Sol | M200 |  | Cnf | TMC - CULLEN - GENERAL MEDICINE (3C) |  |  |  |  | 099-11338 | 099-11338 | TMC | Memorial Hermann-Texas Medical Center | TMC - CULLEN - GENERAL MEDICINE (3C) | [6 empty] | Alarm, Bed | ALARMBED-Stanley Healthcare-M200 | [22 empty] | Alarm, Bed | ALARMBED | Alarm, Bed | Stanley Healthcare Sol
YES | YES |  |  |  | 099-12936 | 099-12936 | Stanley Healthcare Sol | M200 |  | 099-12936 | TMC - CULLEN - GENERAL MEDICINE (3C) |  |  |  |  | 099-12936 | 099-12936 | TMC | Memorial Hermann-Texas Medical Center | TMC - CULLEN - GENERAL MEDICINE (3C) | [6 empty] | Alarm, Bed | ALARMBED-Stanley Healthcare-M200 | [22 empty] | Alarm, Bed | ALARMBED | Alarm, Bed | Stanley Healthcare Sol
YES | YES | Serial Number Cnf |  |  | 099-12831 | 099-12831 | Stanley Healthcare Sol | M200 |  | CNF | 3east |  |  |  |  | 099-12831 | 099-12831 | TMC | Memorial Hermann-Texas Medical Center | 3east | By C 301 | [5 empty] | Alarm, Bed | ALARMBED-Stanley Healthcare-M200 | [22 empty] | Alarm, Bed | ALARMBED | Alarm, Bed | Stanley Healthcare Sol
YES | YES |  |  |  | 099-12939 | 099-12939 | Stanley Healthcare Sol | M200 |  | 099-12939 | TMC - CULLEN - GENERAL MEDICINE (3C) |  |  |  |  | 099-12939 | 099-12939 | TMC | Memorial Hermann-Texas Medical Center | TMC - CULLEN - GENERAL MEDICINE (3C) | [6 empty] | Alarm, Bed | ALARMBED-Stanley Healthcare-M200 | [22 empty] | Alarm, Bed | ALARMBED | Alarm, Bed | Stanley Healthcare Sol
YES | YES |  |  |  | 099-11427 | 099-11427 | Stanley Healthcare Sol | M200 |  |  | TMC - CULLEN - GENERAL MEDICINE (3C) |  |  |  |  | 099-11427 | 099-11427 | TMC | Memorial Hermann Cancer Center - Texas Medical Center (#2900) | TMC - CULLEN - GENERAL MEDICINE (3C) | Nurses Station | [5 empty] | Alarm, Bed | ALARMBED-Stanley Healthcare-M200 | [22 empty] | Alarm, Bed | ALARMBED | Alarm, Bed | Stanley Healthcare Sol
YES | YES |  |  |  | 099-12940 | 099-12940 | Stanley Healthcare Sol | M200 |  | 099-12940 | TMC - CULLEN - GENERAL MEDICINE (3C) |  |  |  |  | 099-12940 | 099-12940 | TMC | Memorial Hermann-Texas Medical Center | TMC - CULLEN - GENERAL MEDICINE (3C) | [6 empty] | Alarm, Bed | ALARMBED-Stanley Healthcare-M200 | [22 empty] | Alarm, Bed | ALARMBED | Alarm, Bed | Stanley Healthcare Sol
YES | YES | Serial Number Cnf |  |  | 099-12677 | 099-12677 | Stanley Healthcare Sol | M200 |  | CNF | 3 west |  |  |  |  | 099-12677 | 099-12677 | TMC | Memorial Hermann-Texas Medical Center | 3 west | By C 350 | [5 empty] | Alarm, Bed | ALARMBED-Stanley Healthcare-M200 | [22 empty] | Alarm, Bed | ALARMBED | Alarm, Bed | Stanley Healthcare Sol
YES | YES | Serial Number Cnf |  |  | 099-12946 | 099-12946 | Stanley Healthcare Sol | M200 |  | CNF | Cullen 5 West |  |  |  |  | 099-12946 | 099-12946 | TMC | Memorial Hermann-Texas Medical Center | Cullen 5 West | Room 501 | [5 empty] | Alarm, Bed | ALARMBED-Stanley Healthcare-M200 | [22 empty] | Alarm, Bed | ALARMBED | Alarm, Bed | Stanley Healthcare Sol
YES | YES |  |  |  | 099-11441 | 099-11441 | Stanley Healthcare Sol | M200 |  |  | TWC |  |  |  |  | 099-11441 | 099-11441 | TMC | Memorial Hermann-Texas Medical Center | TWC | 5 West Cullen | [5 empty] | Alarm, Bed | ALARMBED-Stanley Healthcare-M200 | [22 empty] | Alarm, Bed | ALARMBED | Alarm, Bed | Stanley Healthcare Sol
YES | YES | Serial Number Cnf |  |  | 099-11384 | 099-11384 | Stanley Healthcare Sol | M200 |  | Cnf | Cullen-floor 5 |  |  |  |  | 099-11384 | 099-11384 | TMC | Memorial Hermann-Texas Medical Center | Cullen-floor 5 | [6 empty] | Alarm, Bed | ALARMBED-Stanley Healthcare-M200 | [22 empty] | Alarm, Bed | ALARMBED | Alarm, Bed | Stanley Healthcare Sol
YES | YES | Serial Number Cnf |  |  | 099-12646 | 099-12646 | Stanley Healthcare Sol | M200 |  | Cnf | Cullen 5 |  |  |  |  | 099-12646 | 099-12646 | TMC | Memorial Hermann-Texas Medical Center | Cullen 5 | Nurses Station | [5 empty] | Alarm, Bed | ALARMBED-Stanley Healthcare-M200 | [22 empty] | Alarm, Bed | ALARMBED | Alarm, Bed | Stanley Healthcare Sol
YES | YES | Serial Number Cnf |  |  | 099-11381 | 099-11381 | Stanley Healthcare Sol | M200 |  | Cnf | Cullen-floor 5 |  |  |  |  | 099-11381 | 099-11381 | TMC | Memorial Hermann-Texas Medical Center | Cullen-floor 5 | Storage | [5 empty] | Alarm, Bed | ALARMBED-Stanley Healthcare-M200 | [22 empty] | Alarm, Bed | ALARMBED | Alarm, Bed | Stanley Healthcare Sol
YES | YES | Serial Number Cnf |  |  | 099-11391 | 099-11391 | Stanley Healthcare Sol | M200 |  | CNF | Cullen 5 |  |  |  |  | 099-11391 | 099-11391 | TMC | Memorial Hermann-Texas Medical Center | Cullen 5 | Room 524 | [5 empty] | Alarm, Bed | ALARMBED-Stanley Healthcare-M200 | [22 empty] | Alarm, Bed | ALARMBED | Alarm, Bed | Stanley Healthcare Sol
YES | YES |  |  |  | 099-11431 | 099-11431 | Stanley Healthcare Sol | M200 |  |  | TWC |  |  |  |  | 099-11431 | 099-11431 | TMC | Memorial Hermann-Texas Medical Center | TWC | C536 | [5 empty] | Alarm, Bed | ALARMBED-Stanley Healthcare-M200 | [22 empty] | Alarm, Bed | ALARMBED | Alarm, Bed | Stanley Healthcare Sol
YES | YES | Serial Number Cnf |  |  | 099-11690 | 099-11690 | Stanley Healthcare Sol | M200 |  | Cnf | TMC - 9J |  |  |  |  | 099-11690 | 099-11690 | TMC | Memorial Hermann-Texas Medical Center | TMC - 9J | J909 | [5 empty] | Alarm, Bed | ALARMBED-Stanley Healthcare-M200 | [22 empty] | Alarm, Bed | ALARMBED | Alarm, Bed | Stanley Healthcare Sol
YES | YES | Serial Number Cnf |  |  | 099-11056 | 099-11056 | Stanley Healthcare Sol | M200 |  | CNF | Transplant surgical care unit |  |  |  |  | 099-11056 | 099-11056 | TMC | Memorial Hermann-Texas Medical Center | Transplant surgical care unit | J947 | [5 empty] | Alarm, Bed | ALARMBED-Stanley Healthcare-M200 | [22 empty] | Alarm, Bed | ALARMBED | Alarm, Bed | Stanley Healthcare Sol
YES | YES |  |  |  | 099-11057 | 099-11057 | Stanley Healthcare Sol | M200 |  |  | Transplant surgical care unit |  |  |  |  | 099-11057 | 099-11057 | TMC | Memorial Hermann-Texas Medical Center | Transplant surgical care unit | J945 | [5 empty] | Alarm, Bed | ALARMBED-Stanley Healthcare-M200 | [22 empty] | Alarm, Bed | ALARMBED | Alarm, Bed | Stanley Healthcare Sol
YES | YES | Serial Number Cnf |  |  | 099-13942 | 099-13942 | Stanley Healthcare Sol | M200 |  | Cnf | TMC - 9J |  |  |  |  | 099-13942 | 099-13942 | TMC | Memorial Hermann-Texas Medical Center | TMC - 9J | J905 | [5 empty] | Alarm, Bed | ALARMBED-Stanley Healthcare-M200 | [22 empty] | Alarm, Bed | ALARMBED | Alarm, Bed | Stanley Healthcare Sol
YES | YES | Serial Number Cnf |  |  | 099-11349 | 099-11349 | Stanley Healthcare Sol | M200 |  | CNF | Transplant surgical care unit |  |  |  |  | 099-11349 | 099-11349 | TMC | Memorial Hermann-Texas Medical Center | Transplant surgical care unit | Room 44 | 3/1/20 |  |  |  |  | Alarm, Bed | ALARMBED-Stanley Healthcare-M200 | [22 empty] | Alarm, Bed | ALARMBED | Alarm, Bed | Stanley Healthcare Sol
YES | YES | Serial Number Cnf |  |  | 099-11694 | 099-11694 | Stanley Healthcare Sol | M200 |  | Cnf | TMC - 9J |  |  |  |  | 099-11694 | 099-11694 | TMC | Memorial Hermann-Texas Medical Center | TMC - 9J | J913 | [5 empty] | Alarm, Bed | ALARMBED-Stanley Healthcare-M200 | [22 empty] | Alarm, Bed | ALARMBED | Alarm, Bed | Stanley Healthcare Sol
YES | YES | Serial Number Cnf |  |  | 099-11350 | 099-11350 | Stanley Healthcare Sol | M200 |  | CNF | Transplant surgical care unit |  |  |  |  | 099-11350 | 099-11350 | TMC | Memorial Hermann-Texas Medical Center | Transplant surgical care unit | Isolation Room | [5 empty] | Alarm, Bed | ALARMBED-Stanley Healthcare-M200 | [22 empty] | Alarm, Bed | ALARMBED | Alarm, Bed | Stanley Healthcare Sol
YES | YES | Serial Number Cnf |  |  | 099-11351 | 099-11351 | Stanley Healthcare Sol | M200 |  | CNF | Transplant surgical care unit |  |  |  |  | 099-11351 | 099-11351 | TMC | Memorial Hermann-Texas Medical Center | Transplant surgical care unit | Isolation Room | [5 empty] | Alarm, Bed | ALARMBED-Stanley Healthcare-M200 | [22 empty] | Alarm, Bed | ALARMBED | Alarm, Bed | Stanley Healthcare Sol
YES | YES | Serial Number Cnf |  |  | 099-11058 | 099-11058 | Stanley Healthcare Sol | M200 |  | CNF | Transplant surgical care unit |  |  |  |  | 099-11058 | 099-11058 | TMC | Memorial Hermann-Texas Medical Center | Transplant surgical care unit | J936 | [5 empty] | Alarm, Bed | ALARMBED-Stanley Healthcare-M200 | [22 empty] | Alarm, Bed | ALARMBED | Alarm, Bed | Stanley Healthcare Sol
YES | YES | Serial Number Cnf |  |  | 099-11070 | 099-11070 | Stanley Healthcare Sol | M200 |  | Cnf | TMI - Jones 9 - Transplant Surgical |  |  |  |  | 099-11070 | 099-11070 | TMC | Memorial Hermann-Texas Medical Center | TMI - Jones 9 - Transplant Surgical | J935 | [5 empty] | Alarm, Bed | ALARMBED-Stanley Healthcare-M200 | [22 empty] | Alarm, Bed | ALARMBED | Alarm, Bed | Stanley Healthcare Sol
YES | YES | Serial Number Cnf |  |  | 099-11352 | 099-11352 | Stanley Healthcare Sol | M200 |  | CNF | Transplant surgical care unit |  |  |  |  | 099-11352 | 099-11352 | TMC | Memorial Hermann-Texas Medical Center | Transplant surgical care unit | Isolation Room | [5 empty] | Alarm, Bed | ALARMBED-Stanley Healthcare-M200 | [22 empty] | Alarm, Bed | ALARMBED | Alarm, Bed | Stanley Healthcare Sol
YES | YES | Serial Number Cnf |  |  | 099-11697 | 099-11697 | Stanley Healthcare Sol | M200 |  | Cnf | TMC - 9J |  |  |  |  | 099-11697 | 099-11697 | TMC | Memorial Hermann-Texas Medical Center | TMC - 9J | J921 | [5 empty] | Alarm, Bed | ALARMBED-Stanley Healthcare-M200 | [22 empty] | Alarm, Bed | ALARMBED | Alarm, Bed | Stanley Healthcare Sol
YES | YES | Serial Number Cnf |  |  | 099-11071 | 099-11071 | Stanley Healthcare Sol | M200 |  | Cnf | TMC JONES 9 TRANSPLANT ACUTE CARE |  |  |  |  | 099-11071 | 099-11071 | TMC | Memorial Hermann-Texas Medical Center | TMC JONES 9 TRANSPLANT ACUTE CARE | J932 | [5 empty] | Alarm, Bed | ALARMBED-Stanley Healthcare-M200 | [22 empty] | Alarm, Bed | ALARMBED | Alarm, Bed | Stanley Healthcare Sol
YES | YES | Serial Number Cnf |  |  | 099-11705 | 099-11705 | Stanley Healthcare Sol | M200 |  | Cnf | TMC - 7J |  |  |  |  | 099-11705 | 099-11705 | TMC | Memorial Hermann-Texas Medical Center | TMC - 7J | [6 empty] | Alarm, Bed | ALARMBED-Stanley Healthcare-M200 | [22 empty] | Alarm, Bed | ALARMBED | Alarm, Bed | Stanley Healthcare Sol
YES | YES | Serial Number Cnf |  |  | 099-11359 | 099-11359 | Stanley Healthcare Sol | M200 |  | CNF | NSICU |  |  |  |  | 099-11359 | 099-11359 | TMC | Memorial Hermann-Texas Medical Center | NSICU | Room 9 | [5 empty] | Alarm, Bed | ALARMBED-Stanley Healthcare-M200 | [22 empty] | Alarm, Bed | ALARMBED | Alarm, Bed | Stanley Healthcare Sol
YES | YES | Serial Number Cnf |  |  | 099-11730 | 099-11730 | Stanley Healthcare Sol | M200 |  | Cnf | NSICU |  |  |  |  | 099-11730 | 099-11730 | TMC | Memorial Hermann-Texas Medical Center | NSICU | [6 empty] | Alarm, Bed | ALARMBED-Stanley Healthcare-M200 | [22 empty] | Alarm, Bed | ALARMBED | Alarm, Bed | Stanley Healthcare Sol
YES | YES |  |  |  | 099-11733 | 099-11733 | Stanley Healthcare Sol | M200 |  | 099-11733 | NSICU |  |  |  |  | 099-11733 | 099-11733 | TMC | Memorial Hermann-Texas Medical Center | NSICU | [6 empty] | Alarm, Bed | ALARMBED-Stanley Healthcare-M200 | [22 empty] | Alarm, Bed | ALARMBED | Alarm, Bed | Stanley Healthcare Sol
YES | YES | Serial Number Cnf |  |  | 099-11711 | 099-11711 | Stanley Healthcare Sol | M200 |  | Cnf | TMC - 7J |  |  |  |  | 099-11711 | 099-11711 | TMC | Memorial Hermann-Texas Medical Center | TMC - 7J | [6 empty] | Alarm, Bed | ALARMBED-Stanley Healthcare-M200 | [22 empty] | Alarm, Bed | ALARMBED | Alarm, Bed | Stanley Healthcare Sol
YES | YES | Serial Number Cnf |  |  | 099-12690 | 099-12690 | Stanley Healthcare Sol | M200 |  | CNF | Nuro ICU |  |  |  |  | 099-12690 | 099-12690 | TMC | Memorial Hermann-Texas Medical Center | Nuro ICU | By NSICU19 | [5 empty] | Alarm, Bed | ALARMBED-Stanley Healthcare-M200 | [22 empty] | Alarm, Bed | ALARMBED | Alarm, Bed | Stanley Healthcare Sol
YES | YES |  |  |  | 099-11742 | 099-11742 | Stanley Healthcare Sol | M200 |  | 099-11742 | NSICU |  |  |  |  | 099-11742 | 099-11742 | TMC | Memorial Hermann-Texas Medical Center | NSICU | [6 empty] | Alarm, Bed | ALARMBED-Stanley Healthcare-M200 | [22 empty] | Alarm, Bed | ALARMBED | Alarm, Bed | Stanley Healthcare Sol
YES | YES | Serial Number Cnf |  |  | 099-11715 | 099-11715 | Stanley Healthcare Sol | M200 |  | Cnf | TMC - 7J |  |  |  |  | 099-11715 | 099-11715 | TMC | Memorial Hermann-Texas Medical Center | TMC - 7J | [6 empty] | Alarm, Bed | ALARMBED-Stanley Healthcare-M200 | [22 empty] | Alarm, Bed | ALARMBED | Alarm, Bed | Stanley Healthcare Sol
YES | YES | Serial Number Cnf |  |  | 099-11613 | 099-11613 | Stanley Healthcare Sol | M200 |  | CNF | 6Jones |  |  |  |  | 099-11613 | 099-11613 | TMC | Memorial Hermann-Texas Medical Center | 6Jones | Room 625 | 3/1/20 |  |  |  |  | Alarm, Bed | ALARMBED-Stanley Healthcare-M200 | [22 empty] | Alarm, Bed | ALARMBED | Alarm, Bed | Stanley Healthcare Sol
YES | YES | Serial Number Cnf |  |  | 099-12693 | 099-12693 | Stanley Healthcare Sol | M200 |  | CNF | Neuroscience acute care |  |  |  |  | 099-12693 | 099-12693 | TMC | Memorial Hermann-Texas Medical Center | Neuroscience acute care | J555 | [5 empty] | Alarm, Bed | ALARMBED-Stanley Healthcare-M200 | [22 empty] | Alarm, Bed | ALARMBED | Alarm, Bed | Stanley Healthcare Sol
YES | YES |  |  |  | 099-12694 | 099-12694 | Stanley Healthcare Sol | M200 |  |  | Neuroscience acute care |  |  |  |  | 099-12694 | 099-12694 | TMC | Memorial Hermann-Texas Medical Center | Neuroscience acute care | Nurse station | [5 empty] | Alarm, Bed | ALARMBED-Stanley Healthcare-M200 | [22 empty] | Alarm, Bed | ALARMBED | Alarm, Bed | Stanley Healthcare Sol
YES | YES |  |  |  | 099-11745 | 099-11745 | Stanley Healthcare Sol | M200 |  | 099-11745 | Neuro Acute Care |  |  |  |  | 099-11745 | 099-11745 | TMC | Memorial Hermann-Texas Medical Center | Neuro Acute Care | J542 | [5 empty] | Alarm, Bed | ALARMBED-Stanley Healthcare-M200 | [22 empty] | Alarm, Bed | ALARMBED | Alarm, Bed | Stanley Healthcare Sol
YES | YES | Serial Number Cnf |  |  | 099-12695 | 099-12695 | Stanley Healthcare Sol | M200 |  | CNF | Neuroscience acute care |  |  |  |  | 099-12695 | 099-12695 | TMC | Memorial Hermann-Texas Medical Center | Neuroscience acute care | Nurse station | [5 empty] | Alarm, Bed | ALARMBED-Stanley Healthcare-M200 | [22 empty] | Alarm, Bed | ALARMBED | Alarm, Bed | Stanley Healthcare Sol
YES | YES | Serial Number Cnf |  |  | 099-11901 | 099-11901 | Stanley Healthcare Sol | M200 |  | Cnf | J5 |  |  |  |  | 099-11901 | 099-11901 | TMC | Memorial Hermann-Texas Medical Center | J5 | J539 | [5 empty] | Alarm, Bed | ALARMBED-Stanley Healthcare-M200 | [22 empty] | Alarm, Bed | ALARMBED | Alarm, Bed | Stanley Healthcare Sol
YES | YES |  |  |  | 099-11085 | 099-11085 | Stanley Healthcare Sol | M200 |  |  | TWC- Acute Care |  |  |  |  | 099-11085 | 099-11085 | TMC | Memorial Hermann-Texas Medical Center | TWC- Acute Care | J544 | [5 empty] | Alarm, Bed | ALARMBED-Stanley Healthcare-M200 | [22 empty] | Alarm, Bed | ALARMBED | Alarm, Bed | Stanley Healthcare Sol
YES | YES | Serial Number Cnf |  |  | 099-11856 | 099-11856 | Stanley Healthcare Sol | M200 |  | Cnf | [5 empty] | 099-11856 | 099-11856 | [9 empty] | Alarm, Bed | ALARMBED-Stanley Healthcare-M200 | [22 empty] | Alarm, Bed | ALARMBED | Alarm, Bed | Stanley Healthcare Sol
YES | YES | Serial Number Cnf |  |  | 099-11120 | 099-11120 | Stanley Healthcare Sol | M200 |  | CNF | Neuroscience acute care |  |  |  |  | 099-11120 | 099-11120 | TMC | Memorial Hermann-Texas Medical Center | Neuroscience acute care | J538 | [5 empty] | Alarm, Bed | ALARMBED-Stanley Healthcare-M200 | [22 empty] | Alarm, Bed | ALARMBED | Alarm, Bed | Stanley Healthcare Sol
YES | YES |  |  |  | 099-11785 | 099-11785 | Stanley Healthcare Sol | M200 |  | 099-11785 | TMC - JONES - NEURO ACUTE CARE (5J) |  |  |  |  | 099-11785 | 099-11785 | TMC | Memorial Hermann-Texas Medical Center | TMC - JONES - NEURO ACUTE CARE (5J) | J519 | [5 empty] | Alarm, Bed | ALARMBED-Stanley Healthcare-M200 | [22 empty] | Alarm, Bed | ALARMBED | Alarm, Bed | Stanley Healthcare Sol
YES | YES | Serial Number Cnf |  |  | 099-11904 | 099-11904 | Stanley Healthcare Sol | M200 |  | Cnf | J5 |  |  |  |  | 099-11904 | 099-11904 | TMC | Memorial Hermann-Texas Medical Center | J5 | J508 | [5 empty] | Alarm, Bed | ALARMBED-Stanley Healthcare-M200 | [22 empty] | Alarm, Bed | ALARMBED | Alarm, Bed | Stanley Healthcare Sol
YES | YES | Serial Number Cnf |  |  | 099-11890 | 099-11890 | Stanley Healthcare Sol | M200 |  | Cnf | J4 |  |  |  |  | 099-11890 | 099-11890 | TMC | Memorial Hermann-Texas Medical Center | J4 | J458 | [5 empty] | Alarm, Bed | ALARMBED-Stanley Healthcare-M200 | [22 empty] | Alarm, Bed | ALARMBED | Alarm, Bed | Stanley Healthcare Sol
YES | YES |  |  |  | 099-11272 | 099-11272 | Stanley Healthcare Sol | M200 |  |  | TWC- Rehabilitation |  |  |  |  | 099-11272 | 099-11272 | TMC | Memorial Hermann-Texas Medical Center | TWC- Rehabilitation | J4/57 | [5 empty] | Alarm, Bed | ALARMBED-Stanley Healthcare-M200 | [22 empty] | Alarm, Bed | ALARMBED | Alarm, Bed | Stanley Healthcare Sol
YES | YES | Serial Number Cnf |  |  | 099-11619 | 099-11619 | Stanley Healthcare Sol | M200 |  | CNF | TMC - REHAB - Inpatienr CLINIC (4J) |  |  |  |  | 099-11619 | 099-11619 | TMC |  | TMC - REHAB - Inpatienr CLINIC (4J) | J4 04 | 3/1/20 |  |  |  |  | Alarm, Bed | ALARMBED-Stanley Healthcare-M200 | [22 empty] | Alarm, Bed | ALARMBED | Alarm, Bed | Stanley Healthcare Sol
YES | YES | Serial Number Cnf |  |  | 099-11888 | 099-11888 | Stanley Healthcare Sol | M200 |  | Cnf | J4 |  |  |  |  | 099-11888 | 099-11888 | TMC | Memorial Hermann-Texas Medical Center | J4 | J454 | [5 empty] | Alarm, Bed | ALARMBED-Stanley Healthcare-M200 | [22 empty] | Alarm, Bed | ALARMBED | Alarm, Bed | Stanley Healthcare Sol
YES | YES |  |  |  | 099-11289 | 099-11289 | Stanley Healthcare Sol | M200 |  |  | TWC- In patient Rehabilitation |  |  |  |  | 099-11289 | 099-11289 | TMC | Memorial Hermann-Texas Medical Center | TWC- In patient Rehabilitation | J4/53 | [5 empty] | Alarm, Bed | ALARMBED-Stanley Healthcare-M200 | [22 empty] | Alarm, Bed | ALARMBED | Alarm, Bed | Stanley Healthcare Sol
YES | YES | Serial Number Cnf |  |  | 099-11887 | 099-11887 | Stanley Healthcare Sol | M200 |  | Cnf | J4 |  |  |  |  | 099-11887 | 099-11887 | TMC | Memorial Hermann-Texas Medical Center | J4 | Stroke 2 | [5 empty] | Alarm, Bed | ALARMBED-Stanley Healthcare-M200 | [22 empty] | Alarm, Bed | ALARMBED | Alarm, Bed | Stanley Healthcare Sol
YES | YES |  |  |  | 099-11790 | 099-11790 | Stanley Healthcare Sol | M200 |  | 099-11790 | TMC - JONES - STROKE (4J) |  |  |  |  | 099-11790 | 099-11790 | TMC | Mischer Neuroscience Institute | TMC - JONES - STROKE (4J) | [6 empty] | Alarm, Bed | ALARMBED-Stanley Healthcare-M200 | [22 empty] | Alarm, Bed | ALARMBED | Alarm, Bed | Stanley Healthcare Sol
YES | YES |  |  |  | 099-11287 | 099-11287 | Stanley Healthcare Sol | M200 |  |  | J4 |  |  |  |  | 099-11287 | 099-11287 | TMC | Memorial Hermann-Texas Medical Center | J4 | Stroke 1 | [5 empty] | Alarm, Bed | ALARMBED-Stanley Healthcare-M200 | [22 empty] | Alarm, Bed | ALARMBED | Alarm, Bed | Stanley Healthcare Sol
YES | YES | Serial Number Cnf |  |  | 099-11895 | 099-11895 | Stanley Healthcare Sol | M200 |  | Cnf | J4 |  |  |  |  | 099-11895 | 099-11895 | TMC | Memorial Hermann-Texas Medical Center | J4 | J427 | [5 empty] | Alarm, Bed | ALARMBED-Stanley Healthcare-M200 | [22 empty] | Alarm, Bed | ALARMBED | Alarm, Bed | Stanley Healthcare Sol
YES | YES | Serial Number Cnf |  |  | 099-11126 | 099-11126 | Stanley Healthcare Sol | M200 |  | CNF | Inpatient Rehab |  |  |  |  | 099-11126 | 099-11126 | TMC | Mischer Neuroscience Institute | Inpatient Rehab | J428 | [5 empty] | Alarm, Bed | ALARMBED-Stanley Healthcare-M200 | [22 empty] | Alarm, Bed | ALARMBED | Alarm, Bed | Stanley Healthcare Sol
YES | YES | Serial Number Cnf |  |  | 099-11625 | 099-11625 | Stanley Healthcare Sol | M200 |  | CNF | Stroke |  |  |  |  | 099-11625 | 099-11625 | TMC |  | Stroke | Room J4 16 | [5 empty] | Alarm, Bed | ALARMBED-Stanley Healthcare-M200 | [22 empty] | Alarm, Bed | ALARMBED | Alarm, Bed | Stanley Healthcare Sol
YES | YES | Serial Number Cnf |  |  | 099-11129 | 099-11129 | Stanley Healthcare Sol | M200 |  | CNF | Inpatient Rehab |  |  |  |  | 099-11129 | 099-11129 | TMC | Mischer Neuroscience Institute | Inpatient Rehab | By J417 | [5 empty] | Alarm, Bed | ALARMBED-Stanley Healthcare-M200 | [22 empty] | Alarm, Bed | ALARMBED | Alarm, Bed | Stanley Healthcare Sol
YES | YES | Serial Number Cnf |  |  | 099-09390 | 099-09390 | Stanley Healthcare Sol | M200 |  | Cnf | TMC - HERMANN - COU (1R) |  |  |  |  | 099-09390 | 099-09390 | TMC | Memorial Hermann-Texas Medical Center | TMC - HERMANN - COU (1R) | [6 empty] | Alarm, Bed | ALARMBED-Stanley Healthcare-M200 | [22 empty] | Alarm, Bed | ALARMBED | Alarm, Bed | Stanley Healthcare Sol
YES | YES | Serial Number Cnf |  |  | 099-09314 | 099-09314 | Stanley Healthcare Sol | M200 |  | CNF | TMC - HERMANN - COU (1R) |  |  |  |  | 099-09314 | 099-09314 | TMC | Memorial Hermann-Texas Medical Center | TMC - HERMANN - COU (1R) | [6 empty] | Alarm, Bed | ALARMBED-Stanley Healthcare-M200 | [22 empty] | Alarm, Bed | ALARMBED | Alarm, Bed | Stanley Healthcare Sol
YES | YES |  |  |  | 099-09182 | 099-09182 | Stanley Healthcare Sol | M200 |  | 099-09182 | TMC - HERMANN - COU (1R) |  |  |  |  | 099-09182 | 099-09182 | TMC | Memorial Hermann-Texas Medical Center | TMC - HERMANN - COU (1R) | Bay 14 | [5 empty] | Alarm, Bed | ALARMBED-Stanley Healthcare-M200 | [22 empty] | Alarm, Bed | ALARMBED | Alarm, Bed | Stanley Healthcare Sol
YES | YES |  |  |  | 099-09184 | 099-09184 | Stanley Healthcare Sol | M200 |  | 099-09184 | TMC - HERMANN - COU (1R) |  |  |  |  | 099-09184 | 099-09184 | TMC | Memorial Hermann-Texas Medical Center | TMC - HERMANN - COU (1R) | Bay 19 | [5 empty] | Alarm, Bed | ALARMBED-Stanley Healthcare-M200 | [22 empty] | Alarm, Bed | ALARMBED | Alarm, Bed | Stanley Healthcare Sol
YES | YES | Serial Number Cnf |  |  | 099-09409 | 099-09409 | Stanley Healthcare Sol | M200 |  | Cnf | TMC - HERMANN - COU (1R) |  |  |  |  | 099-09409 | 099-09409 | TMC | Memorial Hermann-Texas Medical Center | TMC - HERMANN - COU (1R) | [6 empty] | Alarm, Bed | ALARMBED-Stanley Healthcare-M200 | [22 empty] | Alarm, Bed | ALARMBED | Alarm, Bed | Stanley Healthcare Sol
YES | YES | Serial Number Cnf |  |  | 099-07451 | 099-07451 | Stanley Healthcare Sol | M200 |  | CNF | Clinical decision unit |  |  |  |  | 099-07451 | 099-07451 | Southeast | Memorial Hermann Southeast Hospital | Clinical decision unit | Room 2 | [5 empty] | Alarm, Bed | ALARMBED-Stanley Healthcare-M200 | [22 empty] | Alarm, Bed | ALARMBED | Alarm, Bed | Stanley Healthcare Sol
YES | YES |  |  |  | 099-09996 | 099-09996 | Stanley Healthcare Sol | M200 |  | 099-09996 | SE - CLINICAL DECISION UNIT |  |  |  |  | 099-09996 | 099-09996 | Southeast | Memorial Hermann Southeast Hospital | SE - CLINICAL DECISION UNIT | Bay 4 | [5 empty] | Alarm, Bed | ALARMBED-Stanley Healthcare-M200 | [22 empty] | Alarm, Bed | ALARMBED | Alarm, Bed | Stanley Healthcare Sol
YES | YES | Serial Number Cnf |  |  | 099-07880 | 099-07880 | Stanley Healthcare Sol | M200 |  | Cnf | SE - CDU |  |  |  |  | 099-07880 | 099-07880 | Southeast | Memorial hermann -south east | SE - CDU | Room 14 |  |  |  | No pm |  | Alarm, Bed | ALARMBED-Stanley Healthcare-M200 | [22 empty] | Alarm, Bed | ALARMBED | Alarm, Bed | Stanley Healthcare Sol
YES | YES |  |  |  | 099-07792 | 099-07792 | Stanley Healthcare Sol | M200 |  | FM/2000 | Decision Unit |  |  |  |  | 099-07792 | 099-07792 | Southeast | Memorial Hermann Southeast Hospital | Decision Unit | W1 416.20 | [5 empty] | Alarm, Bed | ALARMBED-Stanley Healthcare-M200 | [22 empty] | Alarm, Bed | ALARMBED | Alarm, Bed | Stanley Healthcare Sol
YES | YES | Serial Number Cnf |  |  | 099-07454 | 099-07454 | Stanley Healthcare Sol | M200 |  | CNF | Clinical decision unit |  |  |  |  | 099-07454 | 099-07454 | Southeast | Memorial Hermann Southeast Hospital | Clinical decision unit | Room 6 | [5 empty] | Alarm, Bed | ALARMBED-Stanley Healthcare-M200 | [22 empty] | Alarm, Bed | ALARMBED | Alarm, Bed | Stanley Healthcare Sol
YES | YES |  |  |  | 099-07683 | 099-07683 | Stanley Healthcare Sol | M200 |  | 099-07683 | SE - CLINICAL DECISION UNIT |  |  |  |  | 099-07683 | 099-07683 | Southeast | Memorial Hermann Southeast Hospital | SE - CLINICAL DECISION UNIT | Bay 4 | [5 empty] | Alarm, Bed | ALARMBED-Stanley Healthcare-M200 | [22 empty] | Alarm, Bed | ALARMBED | Alarm, Bed | Stanley Healthcare Sol
YES | YES | Serial Number Cnf |  |  | 099-07884 | 099-07884 | Stanley Healthcare Sol | M200 |  | Cnf | SE - CDU |  |  |  |  | 099-07884 | 099-07884 | Southeast | Memorial hermann -south east | SE - CDU | Room 19 |  |  |  | No pm |  | Alarm, Bed | ALARMBED-Stanley Healthcare-M200 | [22 empty] | Alarm, Bed | ALARMBED | Alarm, Bed | Stanley Healthcare Sol
YES | YES | Serial Number Cnf |  |  | 099-07549 | 099-07549 | Stanley Healthcare Sol | M200 |  | Cnf | SE - CLINICAL DECISION UNIT |  |  |  |  | 099-07549 | 099-07549 | Southeast | Memorial Hermann Southeast Hospital | SE - CLINICAL DECISION UNIT | [6 empty] | Alarm, Bed | ALARMBED-Stanley Healthcare-M200 | [22 empty] | Alarm, Bed | ALARMBED | Alarm, Bed | Stanley Healthcare Sol
YES | YES | Serial Number Cnf |  |  | 099-09247 | 099-09247 | Stanley Healthcare Sol | M200 |  | Cnf | Decision Unit |  |  |  |  | 099-09247 | 099-09247 | Southeast | Memorial Hermann Southeast Hospital | Decision Unit | W1 416.24 | [5 empty] | Alarm, Bed | ALARMBED-Stanley Healthcare-M200 | [22 empty] | Alarm, Bed | ALARMBED | Alarm, Bed | Stanley Healthcare Sol
YES | YES | Serial Number Cnf |  |  | 099-07887 | 099-07887 | Stanley Healthcare Sol | M200 |  | Cnf | SE - CDU |  |  |  |  | 099-07887 | 099-07887 | Southeast | Memorial hermann -south east | SE - CDU | Room 15 |  |  |  | No pm |  | Alarm, Bed | ALARMBED-Stanley Healthcare-M200 | [22 empty] | Alarm, Bed | ALARMBED | Alarm, Bed | Stanley Healthcare Sol
YES | YES | Serial Number Cnf |  |  | 099-07550 | 099-07550 | Stanley Healthcare Sol | M200 |  | Cnf | SE - CLINICAL DECISION UNIT |  |  |  |  | 099-07550 | 099-07550 | Southeast | Memorial Hermann Southeast Hospital | SE - CLINICAL DECISION UNIT | [6 empty] | Alarm, Bed | ALARMBED-Stanley Healthcare-M200 | [22 empty] | Alarm, Bed | ALARMBED | Alarm, Bed | Stanley Healthcare Sol
YES | YES | Serial Number Cnf |  |  | 099-09250 | 099-09250 | Stanley Healthcare Sol | M200 |  | Cnf | Decision Unit |  |  |  |  | 099-09250 | 099-09250 | Southeast | Memorial Hermann Southeast Hospital | Decision Unit | W1 416.04 | [5 empty] | Alarm, Bed | ALARMBED-Stanley Healthcare-M200 | [22 empty] | Alarm, Bed | ALARMBED | Alarm, Bed | Stanley Healthcare Sol
YES | YES | Serial Number Cnf |  |  | 099-06498 | 099-06498 | Stanley Healthcare Sol | M200 |  | CNF | SE- Central Supply |  |  |  |  | 099-06498 | 099-06498 | Southeast | Memorial Hermann Southeast Hospital | SE- Central Supply | Family Life RM 402 | [5 empty] | Alarm, Bed | ALARMBED-Stanley Healthcare-M200 | [22 empty] | Alarm, Bed | ALARMBED | Alarm, Bed | Stanley Healthcare Sol
YES | YES |  |  |  | 099-06643 | 099-06643 | Stanley Healthcare Sol | M200 |  | 099-06643 | TMC - SAROFIM 5 |  |  |  |  | 099-06643 | 099-06643 | TMC | Memorial Hermann-Texas Medical Center | TMC - SAROFIM 5 | S503 | [5 empty] | Alarm, Bed | ALARMBED-Stanley Healthcare-M200 | [22 empty] | Alarm, Bed | ALARMBED | Alarm, Bed | Stanley Healthcare Sol
YES | YES | Serial Number Cnf |  |  | 099-07658 | 099-07658 | Stanley Healthcare Sol | M200 |  | CNF | Serafim 5 Med surge |  |  |  |  | 099-07658 | 099-07658 | TMC | Memorial Hermann Medical Group Texas Medical Center Internal Medicine | Serafim 5 Med surge | S504 | [5 empty] | Alarm, Bed | ALARMBED-Stanley Healthcare-M200 | [22 empty] | Alarm, Bed | ALARMBED | Alarm, Bed | Stanley Healthcare Sol
YES | YES | Serial Number Cnf |  |  | 041-33281 | 041-33281 | Stanley Healthcare Sol | M200 |  | CNF | OTAC |  |  |  |  | 041-33281 | 041-33281 | TMC | Memorial Hermann-Texas Medical Center | OTAC | S7 01 | [5 empty] | Alarm, Bed | ALARMBED-Stanley Healthcare-M200 | [22 empty] | Alarm, Bed | ALARMBED | Alarm, Bed | Stanley Healthcare Sol
YES | YES |  |  |  | 099-06648 | 099-06648 | Stanley Healthcare Sol | M200 |  | 099-06648 | TMC - SAROFIM 5 - SILVER |  |  |  |  | 099-06648 | 099-06648 | TMC | Memorial Hermann-Texas Medical Center | TMC - SAROFIM 5 - SILVER | S505 | [5 empty] | Alarm, Bed | ALARMBED-Stanley Healthcare-M200 | [22 empty] | Alarm, Bed | ALARMBED | Alarm, Bed | Stanley Healthcare Sol
YES | YES | Serial Number Cnf |  |  | 041-33283 | 041-33283 | Stanley Healthcare Sol | M200 |  | CNF | OTAC |  |  |  |  | 041-33283 | 041-33283 | TMC | Memorial Hermann-Texas Medical Center | OTAC | S7 03 | [5 empty] | Alarm, Bed | ALARMBED-Stanley Healthcare-M200 | [22 empty] | Alarm, Bed | ALARMBED | Alarm, Bed | Stanley Healthcare Sol
YES | YES | Serial Number Cnf |  |  | 099-06409 | 099-06409 | Stanley Healthcare Sol | M200 |  | CNF | Serafim 5 Med surge |  |  |  |  | 099-06409 | 099-06409 | TMC | Memorial Hermann Medical Group Texas Medical Center Internal Medicine | Serafim 5 Med surge | S508 | [5 empty] | Alarm, Bed | ALARMBED-Stanley Healthcare-M200 | [22 empty] | Alarm, Bed | ALARMBED | Alarm, Bed | Stanley Healthcare Sol
YES | YES |  |  |  | 099-06979 | 099-06979 | Stanley Healthcare Sol | M200 |  | 099-06979 | TMC - SAROFIM 5 - SILVER |  |  |  |  | 099-06979 | 099-06979 | TMC | Memorial Hermann-Texas Medical Center | TMC - SAROFIM 5 - SILVER | S532 | [5 empty] | Alarm, Bed | ALARMBED-Stanley Healthcare-M200 | [22 empty] | Alarm, Bed | ALARMBED | Alarm, Bed | Stanley Healthcare Sol
YES | YES |  |  |  | 041-33291 | 041-33291 | Stanley Healthcare Sol | M200 |  |  | OTAC |  |  |  |  | 041-33291 | 041-33291 | TMC | Memorial Hermann-Texas Medical Center | OTAC | S7 06 | [5 empty] | Alarm, Bed | ALARMBED-Stanley Healthcare-M200 | [22 empty] | Alarm, Bed | ALARMBED | Alarm, Bed | Stanley Healthcare Sol
YES | YES |  |  |  | 041-33292 | 041-33292 | Stanley Healthcare Sol | M200 |  |  | OTAC |  |  |  |  | 041-33292 | 041-33292 | TMC | Memorial Hermann-Texas Medical Center | OTAC | S7 07 | [5 empty] | Alarm, Bed | ALARMBED-Stanley Healthcare-M200 | [22 empty] | Alarm, Bed | ALARMBED | Alarm, Bed | Stanley Healthcare Sol
YES | YES |  |  |  | 099-06985 | 099-06985 | Stanley Healthcare Sol | M200 |  | 099-06985 | TMC - SAROFIM 5 - SILVER |  |  |  |  | 099-06985 | 099-06985 | TMC | Memorial Hermann-Texas Medical Center | TMC - SAROFIM 5 - SILVER | S535 | [5 empty] | Alarm, Bed | ALARMBED-Stanley Healthcare-M200 | [22 empty] | Alarm, Bed | ALARMBED | Alarm, Bed | Stanley Healthcare Sol
YES | YES |  |  |  | 041-33259 | 041-33259 | Stanley Healthcare Sol | M200 |  |  | OTAC |  |  |  |  | 041-33259 | 041-33259 | TMC | Memorial Hermann-Texas Medical Center | OTAC | S7 05 | [5 empty] | Alarm, Bed | ALARMBED-Stanley Healthcare-M200 | [22 empty] | Alarm, Bed | ALARMBED | Alarm, Bed | Stanley Healthcare Sol
YES | YES |  |  |  | 099-06991 | 099-06991 | Stanley Healthcare Sol | M200 |  | 099-06991 | TMC - SAROFIM 5 - SILVER |  |  |  |  | 099-06991 | 099-06991 | TMC | Memorial Hermann-Texas Medical Center | TMC - SAROFIM 5 - SILVER | S536 | [5 empty] | Alarm, Bed | ALARMBED-Stanley Healthcare-M200 | [22 empty] | Alarm, Bed | ALARMBED | Alarm, Bed | Stanley Healthcare Sol
YES | YES |  |  |  | 041-33261 | 041-33261 | Stanley Healthcare Sol | M200 |  |  | OTAC |  |  |  |  | 041-33261 | 041-33261 | TMC | Memorial Hermann-Texas Medical Center | OTAC | S7 08 | [5 empty] | Alarm, Bed | ALARMBED-Stanley Healthcare-M200 | [22 empty] | Alarm, Bed | ALARMBED | Alarm, Bed | Stanley Healthcare Sol
YES | YES | Serial Number Cnf |  |  | 099-00321 | 099-00321 | Stanley Healthcare Sol | M200 |  | CNF | MEMORIAL CITY - MH5 |  |  |  |  | 099-00321 | 099-00321 | West | Memorial Hermann Memorial City Medical Center | MEMORIAL CITY - MH5 | MH5 5M25
YES | YES | Serial Number Cnf |  |  | 151-03959 | 151-03959 | Stanley Healthcare Sol | M200 |  | CNF | Ortho. Floor. 5th Floor |  |  |  |  | 151-03959 | 151-03959 | West | Memorial Hermann - Memorial City | Ortho. Floor. 5th Floor | MH Room 5M22
YES | YES | Serial Number Cnf |  |  | 151-04433 | 151-04433 | Stanley Healthcare Sol | M200 |  | CNF | Ortho. Floor. 5th Floor |  |  |  |  | 151-04433 | 151-04433 | West | Memorial Hermann - Memorial City | Ortho. Floor. 5th Floor | MH Room 5M27
YES | YES |  |  |  | 151-04923 | 151-04923 | Stanley Healthcare Sol | M200 |  | NA | Biomed |  |  |  |  | 151-04923 | 151-04923 | West | Memorial Hermann Memorial City Medical Center | Biomed | 5th floor / RM 5M21
YES | YES | Serial Number Cnf |  |  | 151-04202 | 151-04202 | Stanley Healthcare Sol | M200 |  | CNF | MEMORIAL CITY - MH5 |  |  |  |  | 151-04202 | 151-04202 | West | Memorial Hermann Memorial City Medical Center | MEMORIAL CITY - MH5 | MH5 33
YES | YES | Serial Number Cnf |  |  | 151-04436 | 151-04436 | Stanley Healthcare Sol | M200 |  | CNF | Ortho. Floor. 5th Floor |  |  |  |  | 151-04436 | 151-04436 | West | Memorial Hermann - Memorial City | Ortho. Floor. 5th Floor | MH Room 5M30
YES | YES | Serial Number Cnf |  |  | 151-04204 | 151-04204 | Stanley Healthcare Sol | M200 |  | CNF | MEMORIAL CITY - MH5 |  |  |  |  | 151-04204 | 151-04204 | West | Memorial Hermann Memorial City Medical Center | MEMORIAL CITY - MH5 | MH5 5M36
YES | YES |  |  |  | 151-04925 | 151-04925 | Stanley Healthcare Sol | M200 |  | NA | Biomed |  |  |  |  | 151-04925 | 151-04925 | West | Memorial Hermann Memorial City Medical Center | Biomed | 5th floor / RM 5M35
YES | YES | Serial Number Cnf |  |  | 151-04438 | 151-04438 | Stanley Healthcare Sol | M200 |  | CNF | Ortho. Floor. 5th Floor |  |  |  |  | 151-04438 | 151-04438 | West | Memorial Hermann - Memorial City | Ortho. Floor. 5th Floor | MH Room 5M39
YES | YES |  |  |  | 151-04929 | 151-04929 | Stanley Healthcare Sol | M200 |  | NA | Biomed |  |  |  |  | 151-04929 | 151-04929 | West | Memorial Hermann Memorial City Medical Center | Biomed | 5th floor / RM 5M40 |  |  |  | No pm tag
YES | YES | Serial Number Nsf |  |  | 151-03964 | 151-03964 | Stanley Healthcare Sol | M200 |  | NSF | Ortho. Floor. 5th Floor |  |  |  |  | 151-03964 | 151-03964 | West | Memorial Hermann - Memorial City | Ortho. Floor. 5th Floor | MH Room 5M31
YES | YES | Serial Number Cnf |  |  | 151-04386 | 151-04386 | Stanley Healthcare Sol | M200 |  | CNF | Memorial City Emergency Dept. |  |  |  |  | 151-04386 | 151-04386 | West | Memorial Hermann - Memorial City | Memorial City Emergency Dept. | Mem City ED E1 509 Room 29
YES | YES | Serial Number Cnf |  |  | 151-04822 | 151-04822 | Stanley Healthcare Sol | M200 |  | CNF | MEMORIAL CITY - ER |  |  |  |  | 151-04822 | 151-04822 | West | Memorial Hermann Memorial City Medical Center Emergency Center | MEMORIAL CITY - ER | Emergency Room 24
YES | YES | Serial Number Cnf |  |  | 151-04383 | 151-04383 | Stanley Healthcare Sol | M200 |  | CNF | Emergency Room E1 534 Room 37 |  |  |  |  | 151-04383 | 151-04383 | West | Memorial Hermann - Memorial City Emergency Dept. | Emergency Room E1 534 Room 37 | Emergency Room E1 534 Room 37
YES | YES | Serial Number Cnf |  |  | 151-04826 | 151-04826 | Stanley Healthcare Sol | M200 |  | CNF | MEMORIAL CITY - ER |  |  |  |  | 151-04826 | 151-04826 | West | Memorial Hermann Memorial City Medical Center Emergency Center | MEMORIAL CITY - ER | Emergency Room 22
YES | YES | Serial Number DNC |  |  | 151-04376 | 151-04376 | Stanley Healthcare Sol | M200 |  | DNC | Ortho 5th Floor |  |  |  |  | 151-04376 | 151-04376 | West | Memorial Hermann - Memorial City | Ortho 5th Floor | 5M32
YES | YES | Serial Number Cnf |  |  |  |  | Stanley Healthcare Sol | M200 |  | CNF | MEMORIAL CITY - E7 Room 707 | [6 empty] | West | Memorial Hermann - Memorial City | MEMORIAL CITY - E7 Room 707 | East Tower Cardiology Floor
YES | YES | Serial Number Cnf |  |  |  |  | Stanley Healthcare Sol | M200 |  | CNF | Orthopedics | [6 empty] | West | Memorial Hermann - Memorial City | Orthopedics | East 6th Floor Room 122
YES | YES | Serial Number Cnf |  |  |  |  | Stanley Healthcare Sol | M200 |  | CNF | Neuroscience Acute Care 6th Floor | [6 empty] | West | Memorial Hermann - Memorial City | Neuroscience Acute Care 6th Floor | East 6th Floor Room 625
YES | YES | [5 empty] | Stanley Healthcare Sol | M200 |  |  | MEMORIAL CITY - MHT -JHC INPATIENT UNIT | [6 empty] | West | Memorial Hermann - Memorial City | MEMORIAL CITY - MHT -JHC INPATIENT UNIT | MH8 110 Room 8M31 |  |  |  | Unable to get off wall to get SN
YES | YES | [5 empty] | Stanley Healthcare Sol | M200 |  |  | MEMORIAL CITY - MHT -JHC INPATIENT UNIT | [6 empty] | West | Memorial Hermann - Memorial City | MEMORIAL CITY - MHT -JHC INPATIENT UNIT | MH8 114 Room 8M27
YES | YES | [5 empty] | Stanley Healthcare Sol | M200 |  |  | MEMORIAL CITY - MHT -JHC INPATIENT UNIT | [6 empty] | West | Memorial Hermann - Memorial City | MEMORIAL CITY - MHT -JHC INPATIENT UNIT | MH8 115 Room 8M26
YES | YES | [5 empty] | Stanley Healthcare Sol | M200 |  |  | Memorial City MHT/Med Surg | [6 empty] | West | Memorial Hermann - Memorial City | Memorial City MHT/Med Surg | MH6 102 Room 6M39
YES | YES | [5 empty] | Stanley Healthcare Sol | M200 |  |  | Memorial City MHT/Med Surg | [6 empty] | West | Memorial Hermann - Memorial City | Memorial City MHT/Med Surg | MH6 202 Room 6M02
YES | YES |  |  |  | 583-01585 | 583-01585 | Stanley Healthcare Sol | M200 |  | None | General Surgery |  |  |  |  | 583-01585 | 583-01585 | West | Memorial Hermann Memorial city medical center emergency center | General Surgery | Room 519 |  |  |  | No p.m.
YES | YES |  |  |  | 583-01594 | 583-01594 | Stanley Healthcare Sol | M200 |  | None | Intermediate Care |  |  |  |  | 583-01594 | 583-01594 | West | Memorial Hermann Memorial city medical center emergency center | Intermediate Care | Room 423 |  |  |  | No p.m.
YES | YES |  |  |  | 583-01697 | 583-01697 | Stanley Healthcare Sol | M200 |  | Nsn | Memorial city-icu |  |  |  |  | 583-01697 | 583-01697 | West | Memorial Hermann Memorial City Medical Center | Memorial city-icu | E4 103 |  |  |  | No PM sticker
YES | YES |  |  |  |  | FM-2000 | Stanley Healthcare Sol | M200 |  | FM-2000 | MEMORIAL CITY - EAST TOWER - IMCU | [5 empty] | FM-2000 | West | Memorial Hermann Memorial City Medical Center | MEMORIAL CITY - EAST TOWER - IMCU | MEMORIAL CITY - EAST TOWER - IMCU E4 102 |  |  |  | No pm sticker
YES | YES |  |  |  | 583-01596 | 583-01596 | Stanley Healthcare Sol | M200 |  | None | Intermediate Care |  |  |  |  | 583-01596 | 583-01596 | West | Memorial Hermann Memorial city medical center emergency center | Intermediate Care | Room 424 |  |  |  | No p.m.
YES | YES |  |  |  | 583-01599 | 583-01599 | Stanley Healthcare Sol | M200 |  |  | E7 Med Surg |  |  |  |  | 583-01599 | 583-01599 | West | Memorial Hermann Medical Group Memorial City (#100) | E7 Med Surg | Room 702 |  |  |  | No p.m.
YES | YES |  |  |  | 583-01601 | 583-01601 | Stanley Healthcare Sol | M200 |  |  | E7 Med Surg |  |  |  |  | 583-01601 | 583-01601 | West | Memorial Hermann Medical Group Memorial City (#100) | E7 Med Surg | Room 35 |  |  |  | No p.m.
YES | YES | Serial Number Cnf |  |  |  | CNF | Stanley Healthcare Sol | M200 |  | CNF | GH - LABOR | [5 empty] | CNF | Central | Memorial Hermann Greater Heights Hospital | GH - LABOR | GH - LABOR
YES | YES |  |  |  | 009-33284 | 009-33284 | Stanley Healthcare Sol | M200 |  | None | GH-Labor |  |  |  |  | 009-33284 | 009-33284 | Central | Memorial Hermann Greater Heights Hospital | GH-Labor | Birthing Suite room 4 |  |  |  | No p.m.
YES | YES |  |  |  | 009-33285 | 009-33285 | Stanley Healthcare Sol | M200 |  | None | GH-Labor |  |  |  |  | 009-33285 | 009-33285 | Central | Memorial Hermann Greater Heights Hospital | GH-Labor | LD3 |  |  |  | No p.m.
YES | YES | Serial Number Cnf |  |  | 009-33246 | 009-33246 | Stanley Healthcare Sol | M200 |  | CNF | SW - ER |  |  |  |  | 009-33246 | 009-33246 | Southwest | Memorial Hermann Southwest Hospital | SW - ER | Pod A 13 |  |  |  | No Pm
YES | YES | Serial Number Cnf |  |  | 099-03354 | 099-03354 | Stanley Healthcare Sol | M200 |  | CNF | SW - ER |  |  |  |  | 099-03354 | 099-03354 | Southwest | Memorial Hermann Southwest Hospital Emergency Center | SW - ER | ER TRAUMA RM 5
YES | YES |  |  |  | 009-33235 | 009-33235 | Stanley Healthcare Sol | M200 |  |  | SW - ER |  |  |  |  | 009-33235 | 009-33235 | Southwest | Memorial Hermann Southwest Hospital | SW - ER | Pod A
YES | YES | Serial Number Cnf |  |  | 009-33119 | 009-33119 | Stanley Healthcare Sol | M200 |  | CNF | SW-ER-Pod C |  |  |  |  | 009-33119 | 009-33119 | Southwest | Memorial Hermann Southwest Hospital | SW-ER-Pod C | Pod C 42
YES | YES | Serial Number Cnf |  |  | 009-33118 | 009-33118 | Stanley Healthcare Sol | M200 |  | CNF | SW-ER-Pod C |  |  |  |  | 009-33118 | 009-33118 | Southwest | Memorial Hermann Southwest Hospital | SW-ER-Pod C | Pod C
YES | YES | Serial Number Cnf |  |  | 099-06917 | 099-06917 | Stanley Healthcare Sol | M200-c |  | Cnf | Otca |  |  |  |  | 099-06917 | 099-06917 | TMC | Memorial hermann | Otca | S722 | 4/1/20 |  |  | No pm
YES | YES | Serial Number Cnf |  |  | 099-06920 | 099-06920 | Stanley Healthcare Sol | M200-c |  | Cnf | TMC - SAROFIM 7 - ORTHO TRAUMA |  |  |  |  | 099-06920 | 099-06920 | TMC | Memorial Hermann-Texas Medical Center | TMC - SAROFIM 7 - ORTHO TRAUMA | Hallway |  |  |  | No pm
YES | YES | Serial Number Cnf |  |  | 099-06923 | 099-06923 | Stanley Healthcare Sol | M200-c |  | Cnf | TMC - SAROFIM 7 - ORTHO TRAUMA |  |  |  |  | 099-06923 | 099-06923 | TMC | Memorial Hermann-Texas Medical Center | TMC - SAROFIM 7 - ORTHO TRAUMA | S723 |  |  |  | No pm
YES | YES | Serial Number Cnf |  |  | 099-06927 | 099-06927 | Stanley Healthcare Sol | M200-c |  | Cnf | TMC - SAROFIM 7 - ORTHO TRAUMA |  |  |  |  | 099-06927 | 099-06927 | TMC | Memorial Hermann-Texas Medical Center | TMC - SAROFIM 7 - ORTHO TRAUMA | S725 |  |  |  | No pm
YES | YES | Serial Number Cnf |  |  | 099-06930 | 099-06930 | Stanley Healthcare Sol | M200-c |  | Cnf | TMC - SAROFIM 7 - ORTHO TRAUMA |  |  |  |  | 099-06930 | 099-06930 | TMC | Memorial Hermann-Texas Medical Center | TMC - SAROFIM 7 - ORTHO TRAUMA | S726 | 4/1/20 |  |  | No pm
YES | YES | Serial Number Cnf |  |  | 099-06932 | 099-06932 | Stanley Healthcare Sol | M200-c |  | Cnf | TMC - SAROFIM 7 - ORTHO TRAUMA |  |  |  |  | 099-06932 | 099-06932 | TMC | Memorial Hermann-Texas Medical Center | TMC - SAROFIM 7 - ORTHO TRAUMA | S727 | 4/1/20 |  |  | No pm
YES | YES |  |  |  | 099-10307 | 099-10307 | Stanley Healthcare Sol | Model VR |  |  | SW - NURSERY |  |  |  |  | 099-10307 | 099-10307 | Southwest | Memorial Hermann Southwest Hospital | SW - NURSERY | Rm 557
YES | YES |  |  |  | 099-10310 | 099-10310 | Stanley Healthcare Sol | Model VR |  |  | SW - NURSERY |  |  |  |  | 099-10310 | 099-10310 | Southwest | Memorial Hermann Southwest Hospital | SW - NURSERY | Rm 561
YES | YES |  |  |  | 099-10311 | 099-10311 | Stanley Healthcare Sol | Model VR |  |  | SW - NURSERY |  |  |  |  | 099-10311 | 099-10311 | Southwest | Memorial Hermann Southwest Hospital | SW - NURSERY | Rm 562
YES | YES |  |  |  | 099-10314 | 099-10314 | Stanley Healthcare Sol | Model VR |  |  | SW - NURSERY |  |  |  |  | 099-10314 | 099-10314 | Southwest | Memorial Hermann Southwest Hospital | SW - NURSERY | Rm 565
YES | YES |  |  |  | 099-14812 | 099-14812 | Stanley Healthcare Sol | VR |  |  | SW - 6th Medicine Unit |  |  |  |  | 099-14812 | 099-14812 | Southwest | Memorial Hermann Southwest Hospital | SW - 6th Medicine Unit | B wing | [5 empty] | Alarm, Bed | ALARMBED-Stanley Healthcare Sol-VR | [22 empty] | Alarm, Bed | ALARMBED | Alarm, Bed | Stanley Healthcare Sol
YES | YES | Serial Number Cnf |  |  | 099-05961 | 099-05961 | Stanley InnerSpace | M200 |  | CNF | TMC - HERMANN - COU (1R) |  |  |  |  | 099-05961 | 099-05961 | TMC | Memorial Hermann Texas Medical Center | TMC - HERMANN - COU (1R) | Clinical observation | [6 empty] | ALARMBED-Stanley Healthcare-M200
YES | YES | Serial Number Cnf |  |  | 041-33095 | 041-33095 | Stanley InnerSpace | M200 |  | CNF | Sarofim 7th fl |  |  |  |  | 041-33095 | 041-33095 | TMC | Memorial Hermann Texas Medical Center | Sarofim 7th fl | S717 | [6 empty] | ALARMBED-Stanley Healthcare-M200
YES | YES | Serial Number Cnf |  |  | 041-33097 | 041-33097 | Stanley InnerSpace | M200 |  | CNF | Sarofim 7th fl |  |  |  |  | 041-33097 | 041-33097 | TMC | Memorial Hermann Texas Medical Center | Sarofim 7th fl | S716 | [6 empty] | ALARMBED-Stanley Healthcare-M200
YES | YES | Serial Number Cnf |  |  | 041-33101 | 041-33101 | Stanley InnerSpace | M200 |  | CNF | Sarofim 7th fl |  |  |  |  | 041-33101 | 041-33101 | TMC | Memorial Hermann Texas Medical Center | Sarofim 7th fl | S715 | [6 empty] | ALARMBED-Stanley Healthcare-M200
YES | YES | Serial Number Cnf |  |  | 041-33328 | 041-33328 | Stanley InnerSpace | M200 |  | CNF | TMC - SAROFIM 7 - ORTHO TRAUMA |  |  |  |  | 041-33328 | 041-33328 | TMC | Memorial Hermann Texas Medical Center | TMC - SAROFIM 7 - ORTHO TRAUMA | S714 | [6 empty] | ALARMBED-Stanley Healthcare-M200
YES | YES | Serial Number Cnf |  |  | 041-33325 | 041-33325 | Stanley InnerSpace | M200 |  | CNF | TMC - SAROFIM 7 - ORTHO TRAUMA |  |  |  |  | 041-33325 | 041-33325 | TMC | Memorial Hermann Texas Medical Center | TMC - SAROFIM 7 - ORTHO TRAUMA | S714 | [6 empty] | ALARMBED-Stanley Healthcare-M200
YES | YES | Serial Number Cnf |  |  | 041-33322 | 041-33322 | Stanley InnerSpace | M200 |  | CNF | TMC - SAROFIM 7 - ORTHO TRAUMA |  |  |  |  | 041-33322 | 041-33322 | TMC | Memorial Hermann Texas Medical Center | TMC - SAROFIM 7 - ORTHO TRAUMA | S712 | [6 empty] | ALARMBED-Stanley Healthcare-M200
YES | YES | Serial Number Cnf |  |  | 041-33318 | 041-33318 | Stanley InnerSpace | M200 |  | CNF | TMC - SAROFIM 7 - ORTHO TRAUMA |  |  |  |  | 041-33318 | 041-33318 | TMC | Memorial Hermann Texas Medical Center | TMC - SAROFIM 7 - ORTHO TRAUMA | S712 | [6 empty] | ALARMBED-Stanley Healthcare-M200
YES | YES | Serial Number Cnf |  |  | 041-33313 | 041-33313 | Stanley InnerSpace | M200 |  | CNF | TMC - SAROFIM 7 - ORTHO TRAUMA |  |  |  |  | 041-33313 | 041-33313 | TMC | Memorial Hermann Texas Medical Center | TMC - SAROFIM 7 - ORTHO TRAUMA | S711 | [6 empty] | ALARMBED-Stanley Healthcare-M200
YES | YES | Serial Number Cnf |  |  | 041-33333 | 041-33333 | Stanley InnerSpace | M200 |  | CNF | TMC - SAROFIM 7 - ORTHO TRAUMA |  |  |  |  | 041-33333 | 041-33333 | TMC | Memorial Hermann Texas Medical Center | TMC - SAROFIM 7 - ORTHO TRAUMA | S710 | [6 empty] | ALARMBED-Stanley Healthcare-M200
NO | YES |  |  |  | 000-03318 | 000-03318 | Star Trac | S-UBX |  | 9-3050-MINTP0 | SMR - (MC) - BASEBALL USA |  |  |  |  | 000-03318 | 000-03318 | West | Memorial Hermann Sports Medicine | SMR - (MC) - BASEBALL USA | Gym Floor | 6/1/20 |  | 3/1/20 |  |  | Exerciser/Ergometer, Bicycle | EXERCISERERGBICYCLE-STARTRAC-S-UBX | [12 empty] | EEB-A | [9 empty] | Exerciser/Ergometer, Bicycle | EXERCISERERGBICYCLE | Exerciser/Ergometer, Bicycle | Star Trac
NO | YES |  |  |  | 005-10088 | 005-10088 | Star Trac by Unisen Inc |  |  | TRSC1311-L01257 | SE-Cardiac Rehab | MHHS-Southeast |  | Viewer, X-Ray Film, Motorized |  | 005-10088 | 005-10088 | Southeast | MHHS-Southeast | SE-Cardiac Rehab | Gym | 8/1/19 |  | 8/1/20 |  | TREADMILLS |  | VIEWERXRAYFILMMOTORIZED-DIVERSIFIED-4000 | VIEWERXRAYFILMMOTORIZED |  |  |  |  | DiverDiagProd | Viewer, X-Ray Film, Motorized |  |  | VIEWERXRAYFILMMOTORIZED-DIVERSIFIED-4000 | 1/23/15 |  |  | Covered PM Repair - Biomedical | MHHS-Southeast
NO | YES |  |  |  | 000-03686 | 000-03686 | Star Trac by Unisen Inc |  |  |  | SMR - (NE) - KINGWOOD WEST | MHHS-SMR |  |  |  | 000-03686 | 000-03686 | Katy | Kingwood West Sports Medicine | SMR - (NE) - KINGWOOD WEST | Kingwood West Sports Medicine |  |  |  |  | EXERCISERS |  | .needs class |  |  |  |  | .needs class | Star Trac | [7 empty] | Covered PM Repair - Biomedical | MHHS-SMR
NO | YES |  |  |  | 005-11696 | 005-11696 | Star Trac by Unisen Inc | 9-3150-MINTP0 |  | UBSX1611-L01056 | SMR-(PL)-Pearland West (Silverlake) | MHHS-SMR |  |  |  | 005-11696 | 005-11696 | Pearland | MHHS-Others | SMR-(PL)-Pearland West (Silverlake) | Sports med | 9/1/19 | 9/1/20 |  |  | EXERCISERS |  | .needs class |  |  |  |  | .needs class | Star Trac | [7 empty] | Covered PM Repair - Biomedical | MHHS-SMR
NO | YES |  |  |  | 013-36007 | 013-36007 | Star Trac by Unisen Inc | 9-3150-MINTP0 |  | RBSB 1204-L01024 | SMR - (SL) - WILLIAMS TRACE | MHHS-SMR |  |  |  | 013-36007 | 013-36007 | Sugar Land |  | SMR - (SL) - WILLIAMS TRACE |  | 3/1/19 | 3/1/20 |  |  | EXERCISERS |  | .needs class |  |  |  |  | .needs class | Star Trac | [7 empty] | Covered PM Repair - Biomedical | MHHS-SMR
NO | NO |  |  |  | 005-12356 |  | Star Trac by Unisen Inc | 9-3150-MINTP0 |  | RBSX1702-L01032 | SMR - (SE) - LEAGUE CITY CCC | MHHS-SMR |  |  |  | 005-12356 |  | Southeast & Bay Area |  | SMR - (SE) - LEAGUE CITY CCC | [5 empty] | EXERCISERS |  | .needs class |  |  |  |  | .needs class | Star Trac | [7 empty] | Covered PM Repair - Biomedical | MHHS-SMR
NO | YES |  |  |  | 041-14097 | 041-14097 | Star Trac by Unisen Inc | 9-3563-MUSAP3 |  | NSN | MEMORIAL CITY - MHT - JHC PACU | MHHS-SMR |  |  |  | 041-14097 | 041-14097 | West | Memorial Hermann Sports Medicine | MEMORIAL CITY - MHT - JHC PACU | Gym Floor | 6/1/19 |  | 6/1/20 |  | TREADMILLS |  | .needs class |  |  |  |  | .needs class | Star Trac |  |  |  |  | 8/15/15 |  |  | Covered PM Repair - Biomedical | MHHS-SMR
NO | YES |  |  |  | 000-03317 | 000-03317 | Star Trac by Unisen Inc | 9-4040-MINTP0 |  | ctsx0810-c03292 | SMR - (MC) - BASEBALL USA | MHHS-SMR |  |  |  | 000-03317 | 000-03317 | West | Memorial Hermann Sports Medicine | SMR - (MC) - BASEBALL USA | Gym Floor | 6/1/19 |  | 6/1/20 |  | EXERCISERS |  | .needs class |  |  |  |  | .needs class | Star Trac |  |  |  |  | 8/17/18 |  |  | Covered PM Repair - Biomedical | MHHS-SMR
NO | YES |  |  |  | 583-00870 | 583-00870 | Star Trac by Unisen Inc | 9-4060-MINTP0 SPORT BODY TRAINER |  | CTSX1505-L01117 | KT CCC-(KY)-Emergency Room | MHHS-SMR |  |  |  | 583-00870 | 583-00870 | Katy | MHHS-Others | KT CCC-(KY)-Emergency Room | Sports med and rehab | 4/1/19 | 4/1/20 |  |  | EXERCISERS |  | .needs class |  |  |  |  | .needs class | Star Trac | [7 empty] | Covered PM Repair - Biomedical | MHHS-SMR
NO | YES |  |  |  | 000-04986 | 000-04986 | Star Trac by Unisen Inc | 9-4060-MINTP0 SPORT BODY TRAINER |  | CTSX1208-L01045 | SMR-(NE)-Summer Creek CCC | MHHS-SMR |  |  |  | 000-04986 | 000-04986 | Katy | MHHS-Others | SMR-(NE)-Summer Creek CCC | Gym floor | 7/1/19 | 7/1/20 |  |  | EXERCISERS |  | .needs class |  |  |  |  | .needs class | Star Trac | [7 empty] | Covered PM Repair - Biomedical | MHHS-SMR
NO | YES |  |  |  | 129-06621 | 129-06621 | Star Trac by Unisen Inc | 9-4060-MINTP0 SPORT BODY TRAINER |  | CTSX1111-L01072 | SMR - (STX) - RBJ - RICHMOND | MHHS-SMR |  |  |  | 129-06621 | 129-06621 | South | Sports med | SMR - (STX) - RBJ - RICHMOND | Sports med | 10/1/19 | 10/1/20 |  |  | EXERCISERS |  | .needs class |  |  |  |  | .needs class | Star Trac | [7 empty] | Covered PM Repair - Biomedical | MHHS-SMR
NO | YES |  |  |  | 129-04151 | 129-04151 | Star Trac by Unisen Inc | 9-7631-MUSAPO |  | trpn1004-u07529 | SMR - (SL) - WILLIAMS TRACE | MHHS-SMR |  |  |  | 129-04151 | 129-04151 | Sugar Land | Memorial Hermann Sports Medicine | SMR - (SL) - WILLIAMS TRACE | Gym | 3/1/19 | 3/1/20 |  |  | TREADMILLS |  | .needs class |  |  |  |  | .needs class | Star Trac |  |  |  |  | 8/10/12 |  |  | Covered PM Repair - Biomedical | MHHS-SMR
NO | YES |  |  |  | 009-10604 | 009-10604 | Star Trac by Unisen Inc | S-CTX |  | CTSX1702-L01025 | SMR-(GH)-Greater Heights CCC | MHHS-SMR |  |  |  | 009-10604 | 009-10604 | Central | MHHS-Others | SMR-(GH)-Greater Heights CCC |  | 4/1/19 | 4/1/20 |  |  | EXERCISERS |  | .needs class | [5 empty] | Star Trac | [7 empty] | Covered PM Repair - Biomedical | MHHS-SMR
NO | YES |  |  |  | 029-11571 | 029-11571 | Star Trac by Unisen Inc | S-CTX |  | CTSX1608-L01005 | SMR-(WDLS)-Spring CCC | MHHS-SMR |  |  |  | 029-11571 | 029-11571 | Woodlands | MHHS-Others | SMR-(WDLS)-Spring CCC |  | 11/1/19 |  | 11/1/20 |  | EXERCISERS |  | .needs class | [5 empty] | Star Trac |  |  |  |  | 8/1/16 |  |  | Covered PM Repair - Biomedical | MHHS-SMR
NO | NO |  |  |  | 929-01016 |  | Star Trac by Unisen Inc | S-CTX |  | CTSX1505-L01129 | SMR - (MHOSH) - BELLAIRE | MHHS-SMR |  |  |  | 929-01016 |  | Central & Greater Heights |  | SMR - (MHOSH) - BELLAIRE | [5 empty] | EXERCISERS |  | .needs class | [5 empty] | Star Trac | [7 empty] | Covered PM Repair - Biomedical | MHHS-SMR
NO | NO |  |  |  | 029-10091 |  | Star Trac by Unisen Inc | S-CTX |  | CTSX1506-L01077 | SMR - (WDLS) - CONROE SOUTH | MHHS-SMR |  |  |  | 029-10091 |  | Woodlands |  | SMR - (WDLS) - CONROE SOUTH | [5 empty] | EXERCISERS |  | .needs class | [5 empty] | Star Trac | [7 empty] | Not Covered Vendor Only - Lab Ana/Anes | MHHS-SMR
NO | YES |  |  |  | 009-10605 | 009-10605 | Star Trac by Unisen Inc | S-RBX |  | RBSX1704-L01016 | MH MG-(GH)-GH CCC-Timeshare | MHHS-SMR |  | Exerciser/Ergometer, Bicycle |  | 009-10605 | 009-10605 | Central | MHHS-MG | MH MG-(GH)-GH CCC-Timeshare | Sports | 4/1/19 | 4/1/20 |  |  | EXERCISERS, CONTINUOUS PASSIVE MOTION | Exerciser/Ergometer, Bicycle | EXERCISERERGBICYCLE-Star Trac-SRBx | EXERCISERERGBICYCLE | SRBx |  |  |  | Star Trac | Exerciser/Ergometer, Bicycle |  |  | EXERCISERERGBICYCLE-Star Trac-SRBx |  |  | EEB-A | Covered PM Repair - Biomedical | MHHS-SMR | [8 empty] | EXERCISERERGBICYCLE | Exerciser/Ergometer, Bicycle | Star Trac
NO | YES |  |  |  | 000-03320 | 000-03320 | Star Trac by Unisen Inc | S-RBX 3080 |  | 9-3080-mintbo | SMR - (MC) - BASEBALL USA | MHHS-SMR |  |  |  | 000-03320 | 000-03320 | West | Memorial Hermann Sports Medicine | SMR - (MC) - BASEBALL USA | Gym Floor | 6/1/19 |  | 6/1/20 |  | EXERCISERS, CONTINUOUS PASSIVE MOTION |  | .needs class | [5 empty] | Star Trac | [7 empty] | Covered PM Repair - Biomedical | MHHS-SMR
NO | YES |  |  |  | 041-18849 | 041-18849 | Star Trac by Unisen Inc | S-RBX 3080 |  | RBSB1112-L01042 | SMR - (MC) - MC IRONMAN [GARAGE5-STE101] | MHHS-SMR |  |  |  | 041-18849 | 041-18849 | West | MHHS-Others | SMR - (MC) - MC IRONMAN [GARAGE5-STE101] | Ironman | 6/1/19 |  |  |  | EXERCISERS, CONTINUOUS PASSIVE MOTION |  | .needs class | [5 empty] | Star Trac | [7 empty] | Not Covered Vendor Only - Rad, Low End | MHHS-SMR
NO | YES |  |  |  | 041-18850 | 041-18850 | Star Trac by Unisen Inc | S-RBX 3080 |  | RBSB1205-L01034 | SMR - (MC) - MC IRONMAN [GARAGE5-STE101] | MHHS-SMR |  |  |  | 041-18850 | 041-18850 | West | MHHS-Others | SMR - (MC) - MC IRONMAN [GARAGE5-STE101] | Ironman | 6/1/19 |  |  |  | EXERCISERS, CONTINUOUS PASSIVE MOTION |  | .needs class | [5 empty] | Star Trac | [7 empty] | Covered PM Repair - Biomedical | MHHS-SMR
NO | YES |  |  |  | 041-18949 | 041-18949 | Star Trac by Unisen Inc | S-RBX 3080 |  | RBSB1204-L01129 | SMR - (MC) - MC IRONMAN [GARAGE5-STE101] | MHHS-SMR |  |  |  | 041-18949 | 041-18949 | West | MHHS-Others | SMR - (MC) - MC IRONMAN [GARAGE5-STE101] | Ironman | 6/1/19 |  |  |  | EXERCISERS, CONTINUOUS PASSIVE MOTION |  | .needs class | [5 empty] | Star Trac |  |  |  |  | 1/23/18 |  |  | Covered PM Repair - Biomedical | MHHS-SMR
NO | YES |  |  |  | 145-01198 | 145-01198 | Star Trac by Unisen Inc | S-RBX 3080 |  | RBSB1110-L01001 | SMR-(PL)-Pearland West (Silverlake) | MHHS-SMR |  |  |  | 145-01198 | 145-01198 | Pearland | MHHS-Others | SMR-(PL)-Pearland West (Silverlake) | Sports med | 9/1/19 | 9/1/20 |  |  | EXERCISERS, CONTINUOUS PASSIVE MOTION |  | .needs class | [5 empty] | Star Trac | [7 empty] | Covered PM Repair - Radiology, Low End | MHHS-SMR
NO | NO |  |  |  | 005-11575 |  | Star Trac by Unisen Inc | S-RBX 3080 |  | RBSX1606-L01044 | SMR - (SE) - CLEAR LAKE (WEBSTER) | MHHS-SMR |  |  |  | 005-11575 |  | Southeast & Bay Area |  | SMR - (SE) - CLEAR LAKE (WEBSTER) | [5 empty] | EXERCISERS, CONTINUOUS PASSIVE MOTION |  | .needs class | [5 empty] | Star Trac | [7 empty] | Covered PM Repair - Biomedical | MHHS-SMR
NO | YES |  |  |  | 041-18740 | 041-18740 | Star Trac by Unisen Inc | S-TBTX |  | CTSX1109-L01065 | SMR - (MC) - MC IRONMAN [GARAGE5-STE101] | MHHS-SMR |  |  |  | 041-18740 | 041-18740 | West | MHHS-Others | SMR - (MC) - MC IRONMAN [GARAGE5-STE101] | UT | 6/1/19 |  |  |  | EXERCISERS |  | .needs class | [5 empty] | Star Trac |  |  |  |  | 10/2/18 |  |  | Covered PM Repair - Biomedical | MHHS-SMR
NO | YES |  |  |  | 041-18851 | 041-18851 | Star Trac by Unisen Inc | S-TBTX |  | CTSX1104-L01061 | SMR - (MC) - MC IRONMAN [GARAGE5-STE101] | MHHS-SMR |  |  |  | 041-18851 | 041-18851 | West | MHHS-Others | SMR - (MC) - MC IRONMAN [GARAGE5-STE101] | Ironman | 6/1/19 |  |  |  | EXERCISERS |  | .needs class | [5 empty] | Star Trac |  |  |  |  | 10/2/18 |  |  | Covered PM Repair - Biomedical | MHHS-SMR
NO | YES |  |  |  | 013-35852 | 013-35852 | Star Trac by Unisen Inc | S-TBTX |  | CTSX 1205-L01009 | SMR-(SW)-Southwest (Mp4) | MHHS-SMR |  |  |  | 013-35852 | 013-35852 | Southwest | MHHS-Others | SMR-(SW)-Southwest (Mp4) | Suite 570 | 4/1/19 |  | 4/1/20 |  | EXERCISERS |  | .needs class | [5 empty] | Star Trac |  |  |  |  | 10/2/18 |  |  | Covered PM Repair - Biomedical | MHHS-SMR
NO | YES |  |  |  | 009-10601 | 009-10601 | Star Trac by Unisen Inc | S-TRX |  | TRSX1704-L01027 | SMR-(GH)-Greater Heights CCC | MHHS-SMR |  |  |  | 009-10601 | 009-10601 | Central | MHHS-Others | SMR-(GH)-Greater Heights CCC |  | 4/1/19 | 4/1/20 |  |  | TREADMILLS |  | .needs class | [5 empty] | Star Trac |  |  |  |  | 7/16/13 |  |  | Covered PM Repair - Biomedical | MHHS-SMR
NO | YES |  |  |  | 000-03682 | 000-03682 | Star Trac by Unisen Inc | S-TRX |  | TRSX0909-C12223 | SMR - (NE) - KINGWOOD WEST | MHHS-SMR |  |  |  | 000-03682 | 000-03682 | Katy | Kingwood West Sports Medicine | SMR - (NE) - KINGWOOD WEST | Kingwood West Sports Medicine |  |  |  |  | TREADMILLS |  | .needs class | [5 empty] | Star Trac | [7 empty] | Not Covered Vendor Only - Biomedical | MHHS-SMR
NO | NO |  |  |  | 000-03718 |  | Star Trac by Unisen Inc | S-TRX |  | CTEN0709-U01743 | SMR - (NE) - FALL CREEK | MHHS-SMR |  |  |  | 000-03718 |  | Katy |  | SMR - (NE) - FALL CREEK | [5 empty] | TREADMILLS |  | .needs class | [5 empty] | Star Trac | [7 empty] | Covered PM Repair - Biomedical | MHHS-SMR
NO | YES |  |  |  | 041-18847 | 041-18847 | Star Trac by Unisen Inc | SPINNER NXT STATIONARY BIKE |  | NSN | SMR - (MC) - MC IRONMAN [GARAGE5-STE101] | MHHS-SMR |  |  |  | 041-18847 | 041-18847 | West | MHHS-Others | SMR - (MC) - MC IRONMAN [GARAGE5-STE101] | Physical therapy | 6/1/19 |  | 6/1/20 |  | EXERCISERS |  | .needs class | [5 empty] | Star Trac | [7 empty] | Covered PM Repair - Biomedical | MHHS-SMR
NO | YES |  |  |  | 929-01403 | 929-01403 | Star Trac by Unisen Inc | STAR TRAC PRO |  | TRSC1903-L-01006 | SMR-(WDLS)-Conroe North | MHHS-SMR |  |  |  | 929-01403 | 929-01403 | Woodlands | MHHS-Others | SMR-(WDLS)-Conroe North | Open Gym | 8/1/19 |  | 8/1/20 |  | TREADMILLS |  | .needs class | [5 empty] | Star Trac | [7 empty] | Covered PM Repair - Biomedical | MHHS-SMR
NO | NO |  |  |  | 074-00725 |  | Star Trac by Unisen Inc | TR1800S |  | L07075 | TMC - PLAZA - CARDIAC REHAB (UT POB) | MHHS-TMC |  | Treadmill |  | 074-00725 |  | TMC |  | TMC - PLAZA - CARDIAC REHAB (UT POB) | [5 empty] | EXERCISERS |  | TREADMILL-Star Trac-TR1800S | TREADMILL | TR1800S |  |  |  | Star Trac | Treadmill |  | TREADMILL-Star Trac-TR1800S |  |  |  |  | Covered PM Repair - Biomedical | MHHS-TMC
NO | NO |  |  |  | 074-00727 |  | Star Trac by Unisen Inc | TR1800S |  | L07028 | TMC - PLAZA - CARDIAC REHAB (UT POB) | MHHS-TMC |  | Treadmill |  | 074-00727 |  | TMC |  | TMC - PLAZA - CARDIAC REHAB (UT POB) | [5 empty] | EXERCISERS |  | TREADMILL-Star Trac-TR1800S | TREADMILL | TR1800S |  |  |  | Star Trac | Treadmill |  | TREADMILL-Star Trac-TR1800S |  |  |  |  | Covered PM Repair - Biomedical | MHHS-TMC
YES | YES |  |  |  | 099-03614 | 099-03614 | Starlight Fun Center | SFC-WUP-001 |  |  | Peds |  |  |  |  | 099-03614 | 099-03614 | Katy | Memorial Hermann Katy Hospital | Peds | Storage E3 240
YES | YES |  |  |  | 099-03615 | 099-03615 | Starlight Fun Center | SFC-WUP-001 |  |  | Peds |  |  |  |  | 099-03615 | 099-03615 | Katy | Memorial Hermann Katy Hospital | Peds | Storage E3 240
YES | YES |  |  |  | 142-08990 | 142-08990 | Starr Traction | CNF |  | STR39274 | [5 empty] | 142-08990 | 142-08990 | Sugar Land | IRONMAN Sports Medicine Institute at Sugar Land (#100) |  | Room 2 | [6 empty] | .needs class
YES | YES |  |  |  | 099-05998 | 099-05998 | Stat Corp | Stat Spin Express 3 |  | 1508M50206819 | TMC- Lab |  |  |  |  | 099-05998 | 099-05998 | TMC | Children's Memorial Hermann Hospital | TMC- Lab | Lab stroage room
YES | YES |  |  |  | 009-10502 | 009-10502 | Stat Spin Cytofuge | Cytocentrifuge |  | 1706M80104408 | CC-Lab |  |  |  |  | 009-10502 | 009-10502 | Central | Memorial Hermann Urgent Care Greater Heights (#100) | CC-Lab | Lab | 10/1/19 | 4/1/20
YES | YES |  |  |  | 151-03871 | 151-03871 | Stat Strip | Xpress 2 |  |  | MH MG - (CY) - COPPERFIELD |  |  |  |  | 151-03871 | 151-03871 | Cypress | MHMG Copperfield | MH MG - (CY) - COPPERFIELD | Lab | 2/1/20 | 2/1/20
NO | YES |  |  |  | 005-05212 | 005-05212 | STEELFLEX |  |  |  | SMR - (SE) - ALVIN | MHHS-SMR |  | Ultrasound, Diagnostic |  | 005-05212 | 005-05212 | Southeast |  | SMR - (SE) - ALVIN |  | 3/1/19 |  |  |  | TREADMILLS | Ultrasound, Diagnostic | ULTRASOUNDDIAGNOSTIC-Volcano-6800 | ULTRASOUNDDIAGNOSTIC |  |  |  |  | Volcano | Ultrasound, Diagnostic |  |  | ULTRASOUNDDIAGNOSTIC-Volcano-6800 | 3/13/19 |  | UD-A | Covered PM Repair - Biomedical | MHHS-SMR | [8 empty] | ULTRASOUNDDIAGNOSTIC | Ultrasound, Diagnostic | Volcano
YES | YES |  |  |  | 099-14707 | 099-14707 | Steens Industries | Steens physical |  |  | SMR - (SE) - PASADENA |  |  |  |  | 099-14707 | 099-14707 | Southeast | Memorial Hermann Sports Medicine | SMR - (SE) - PASADENA | 4804 East
YES | YES |  |  |  | 133-07391 | 133-07391 | Sterad, Inc. | 100NX |  |  | KATY - SPD |  |  |  |  | 133-07391 | 133-07391 | Katy | Memorial Hermann Katy Hospital | KATY - SPD | SPD
YES | YES |  |  |  | 133-09770 | 133-09770 | Sterad, Inc. | 100NX |  |  | KATY - SPD |  |  |  |  | 133-09770 | 133-09770 | Katy | Memorial Hermann Katy Hospital | KATY - SPD | SPD
YES | YES |  |  |  | 151-03766 | 151-03766 | Sterad, Inc. | Velocity |  |  | CY - STERILE PROCESSING |  |  |  |  | 151-03766 | 151-03766 | Northwest | Memorial Hermann Cypress Hospital | CY - STERILE PROCESSING | Spd | 2/1/20
NO | YES |  |  |  | 099-03257 | 099-03257 | Sterad, Inc. | Velocity |  |  | KATY - SPD |  |  |  |  | 099-03257 | 099-03257 | Katy | Memorial Hermann Katy Hospital | KATY - SPD | SPD
YES | YES |  |  |  | we?Aore | wertyg | Steri Vers | 540-2 |  |  | Aq |  |  |  |  | we?Aore | wertyg | Southwest | Memorial Hermann Southwest Hospital | Aq | [6 empty] | Washer, Disinfector | WASHERDISINFECTOR-Steri Vers-540-2 | [12 empty] | WD-A | [9 empty] | Washer, Disinfector | WASHERDISINFECTOR | Washer, Disinfector | Steri Vers
YES | YES | Serial Number Cnf |  |  | 069-00933 | 069-00933 | Steris | Amsco examiner 10 |  | CNF | TMC - OR - ROBERTSON (2R) |  |  |  |  | 069-00933 | 069-00933 | TMC | Memorial Hermann Texas Medical Center | TMC - OR - ROBERTSON (2R) | Peds OR | [6 empty] | LAMPEXAM-Steris-Amsco Examiner 10
NO | YES |  |  |  | 041-19692 | 041-19692 | Steris | Amsco Warming Cabinet |  |  | MH -OR |  |  |  |  | 041-19692 | 041-19692 | West | West | MH -OR | MH11:507.1 Equipment Storage
YES | YES |  |  |  | 029-13469 | 029-13469 | Steris | HarmonyAir |  |  | L |  |  |  |  | 029-13469 | 029-13469 | Woodlands | Memorial Hermann Hospital Woodlands | L | OR2
NO | YES |  |  |  | 142-06447 | 142-06447 | STERIS Corp | 0DJ05 |  |  | NE-Cancer Center | MHHS-Northeast |  |  |  | 142-06447 | 142-06447 | Katy | MHHS-Northeast | NE-Cancer Center | Clean utility | 8/1/19 | 8/1/20 |  |  | WARMING UNITS, MULTIPURPOSE | Warming Cabinet | WARMINGCABINET-Steris-QDJ05 |  |  |  |  | WARMINGCABINET-Steris-QDJ05 | STERIS Corp | [7 empty] | Covered PM Repair - Biomedical | MHHS-Northeast | [8 empty] | WARMINGCABINET | Warming Cabinet | STERIS Corp
NO | NO |  |  |  | 041-10552 |  | STERIS Corp |  |  |  | MEMORIAL CITY - OUTPATIENT SURGERY | MHHS-Mem City |  | Stretcher |  | 041-10552 |  | West & Memorial City |  | MEMORIAL CITY - OUTPATIENT SURGERY | [5 empty] | TABLES, EXAMINATION/TREATMENT |  | STRETCHER-Stryker-1027 | STRETCHER |  |  |  |  | Stryker | Stretcher |  |  | STRETCHER-Stryker-1027 |  |  |  | Covered PM Repair - Biomedical | MHHS-Mem City
YES | YES |  |  |  | 099-00230 | 099-00230 | STERIS Corp |  |  | 012517-23 | KATY - |  |  |  |  | 099-00230 | 099-00230 | Katy | Katy | KATY - | Bio med shop | 2/1/20 |  |  | No pm
YES | YES |  |  |  |  | 099-03266 | STERIS Corp | 120L |  |  | KATY - SPD | [5 empty] | 099-03266 | Katy | Memorial Hermann Katy Hospital | KATY - SPD | SPD DECON | [5 empty] | Sterilizer, Washer | STERILIZERWASHER-Steris-120L | [12 empty] | SW-A | [9 empty] | Sterilizer, Washer | STERILIZERWASHER | Sterilizer, Washer | STERIS Corp
YES | YES |  |  |  | 151-03935 | 151-03935 | STERIS Corp | 24in WARMING CABINET |  | nsn | CY - ER |  |  |  |  | 151-03935 | 151-03935 | Northwest | Memorial Hermann Cypress Hospital Emergency Center | CY - ER | Ct scan | [5 empty] | Warmer, Blanket | WARMERBLANKET-Steris-24in WARMING CABINET | [22 empty] | Warmer, Blanket | WARMERBLANKET | Warmer, Blanket | STERIS Corp
YES | YES |  |  |  | 925-00644 | 925-00644 | STERIS Corp | 24X36X48 VAC STERILIZER |  |  | OR |  |  |  |  | 925-00644 | 925-00644 | Central | Joint Center - Orthopedic and Spine Hospital | OR | Sterile Processing | [5 empty] | Sterilizer, Steam, Floor | STERILIZERSTEAMFLOOR-Steris-24X36X48VACSTERILIZER | [12 empty] | SSF-SA | [9 empty] | Sterilizer, Steam, Floor | STERILIZERSTEAMFLOOR | Sterilizer, Steam, Floor | STERIS Corp
NO | YES |  |  |  | 133-00757 | 133-00757 | STERIS Corp |  |  | B416495016 | Katy-OR | MHHS-Katy |  | Table, Surgical, Electric |  | 133-00757 | 133-00757 | Katy | MHHS-Katy | Katy-OR | OR 4 | 10/1/19 | 4/1/20 |  |  | TABLES, OPERATING | Table, Surgical, Electric | TABLESURGICALELECT-Steris-3080 | TABLESURGICALELECT |  |  |  |  | STERIS Corp | Table, Surgical, Electric |  | TABLESURGICALELECT-Steris-3080 |  |  |  | TSE-A | Not Covered Vendor Only - Biomedical | MHHS-Katy | [7 empty] | Table, Surgical, Electric | TABLESURGICALELECT | Table, Surgical, Electric | STERIS Corp
NO | YES |  |  |  |  | 029-05828 | STERIS Corp |  |  | R410808070 | Woodlands-OR | MHHS-Woodlands |  | Table, Surgical, Electric |  |  | 029-05828 | Woodlands | MHHS-Woodlands | Woodlands-OR |  | 5/1/19 |  | 11/1/19 |  | TABLES, OPERATING | Table, Surgical, Electric | TABLESURGICALELECT-Steris-3080 | TABLESURGICALELECT |  |  |  |  | STERIS Corp | Table, Surgical, Electric |  | TABLESURGICALELECT-Steris-3080 |  |  |  | TSE-A | Not Covered Vendor Only - Biomedical | MHHS-Woodlands | [7 empty] | Table, Surgical, Electric | TABLESURGICALELECT | Table, Surgical, Electric | STERIS Corp
NO | YES |  |  |  | 029-06055 | 029-06055 | STERIS Corp | 3080-R |  | R410808069 | Woodlands-OR | MHHS-Woodlands |  | Table, Surgical, Electric |  | 029-06055 | 029-06055 | Woodlands | MHHS-Woodlands | Woodlands-OR |  | 5/1/19 |  | 11/1/19 |  | TABLES, OPERATING | Table, Surgical, Electric | TABLESURGICALELECT-Steris-3080R | TABLESURGICALELECT | 3080R |  |  |  | STERIS Corp | Table, Surgical, Electric |  | TABLESURGICALELECT-Steris-3080R |  |  |  | TSE-A | Not Covered Vendor Only - Biomedical | MHHS-Woodlands | [8 empty] | TABLESURGICALELECT | Table, Surgical, Electric | STERIS Corp
NO | YES |  |  |  | 133-07717 | 133-07717 | STERIS Corp |  |  |  | Katy-OR | MHHS-Katy |  | Table, Surgical, Electric |  | 133-07717 | 133-07717 | Katy | MHHS-Katy | Katy-OR | OR 3 | 8/1/19 | 8/1/20 |  |  | TABLES, OPERATING | Table, Surgical, Electric | TABLESURGICALELECT-Steris-3085 | TABLESURGICALELECT |  |  |  |  | STERIS Corp | Table, Surgical, Electric |  | TABLESURGICALELECT-Steris-3085 |  |  |  | TSE-A | Covered PM Repair - Biomedical | MHHS-Katy | [7 empty] | Table, Surgical, Electric | TABLESURGICALELECT | Table, Surgical, Electric | STERIS Corp
NO | YES |  |  |  | 133-09294 | 133-09294 | STERIS Corp |  |  |  | Katy-OR | MHHS-Katy |  | Table, Surgical, Electric |  | 133-09294 | 133-09294 | Katy | MHHS-Katy | Katy-OR | In Front of OR 9 | 11/1/19 | 5/1/20 |  |  | TABLES, OPERATING | Table, Surgical, Electric | TABLESURGICALELECT-Steris-3085 | TABLESURGICALELECT |  |  |  |  | STERIS Corp | Table, Surgical, Electric |  | TABLESURGICALELECT-Steris-3085 |  | 2/1/17 |  | TSE-A | Covered PM Repair - Biomedical | MHHS-Katy | [7 empty] | Table, Surgical, Electric | TABLESURGICALELECT | Table, Surgical, Electric | STERIS Corp
NO | YES |  |  |  | 133-09295 | 133-09295 | STERIS Corp |  |  |  | Katy-OR | MHHS-Katy |  | Table, Surgical, Electric |  | 133-09295 | 133-09295 | Katy | MHHS-Katy | Katy-OR | OR 7 | 11/1/19 | 11/1/20 |  |  | TABLES, OPERATING | Table, Surgical, Electric | TABLESURGICALELECT-Steris-3085 | TABLESURGICALELECT |  |  |  |  | STERIS Corp | Table, Surgical, Electric |  | TABLESURGICALELECT-Steris-3085 |  |  |  | TSE-A | Covered PM Repair - Biomedical | MHHS-Katy | [7 empty] | Table, Surgical, Electric | TABLESURGICALELECT | Table, Surgical, Electric | STERIS Corp
NO | YES |  |  |  | 133-09296 | 133-09296 | STERIS Corp |  |  |  | Katy-OR | MHHS-Katy |  | Table, Surgical, Electric |  | 133-09296 | 133-09296 | Katy | MHHS-Katy | Katy-OR | OR 11 | 11/1/19 | 11/1/20 |  |  | TABLES, OPERATING | Table, Surgical, Electric | TABLESURGICALELECT-Steris-3085 | TABLESURGICALELECT |  |  |  |  | STERIS Corp | Table, Surgical, Electric |  | TABLESURGICALELECT-Steris-3085 |  |  |  | TSE-A | Covered PM Repair - Lab Analyzers/Anesth | MHHS-Katy | [7 empty] | Table, Surgical, Electric | TABLESURGICALELECT | Table, Surgical, Electric | STERIS Corp
NO | YES |  |  |  | 133-09297 | 133-09297 | STERIS Corp |  |  |  | Katy-OR | MHHS-Katy |  | Table, Surgical, Electric |  | 133-09297 | 133-09297 | Katy | MHHS-Katy | Katy-OR | OR10 | 7/1/19 | 7/1/20 |  |  | TABLES, OPERATING | Table, Surgical, Electric | TABLESURGICALELECT-Steris-3085 | TABLESURGICALELECT |  |  |  |  | STERIS Corp | Table, Surgical, Electric |  | TABLESURGICALELECT-Steris-3085 |  |  |  | TSE-A | Covered PM Repair - Biomedical | MHHS-Katy | [7 empty] | Table, Surgical, Electric | TABLESURGICALELECT | Table, Surgical, Electric | STERIS Corp
NO | YES |  |  |  | 133-09753 | 133-09753 | STERIS Corp |  |  |  | Katy-OR | MHHS-Katy |  | Table, Surgical, Electric |  | 133-09753 | 133-09753 | Katy | MHHS-Katy | Katy-OR | OR 9 | 8/1/19 | 8/1/20 |  |  | TABLES, OPERATING | Table, Surgical, Electric | TABLESURGICALELECT-Steris-3085 | TABLESURGICALELECT |  |  |  |  | STERIS Corp | Table, Surgical, Electric |  | TABLESURGICALELECT-Steris-3085 |  |  |  | TSE-A | Covered PM Repair - Biomedical | MHHS-Katy | [7 empty] | Table, Surgical, Electric | TABLESURGICALELECT | Table, Surgical, Electric | STERIS Corp
NO | YES |  |  |  | 041-17297 | 041-17297 | STERIS Corp |  |  |  | MEMORIAL CITY - MHT - JHC OR | MHHS-Mem City |  | Table, Surgical, Electric |  | 041-17297 | 041-17297 | West | West | MEMORIAL CITY - MHT - JHC OR | MH11:507 OR7 |  |  |  |  | TABLES, OPERATING |  | TABLESURGICALELECT-Steris-3085 | TABLESURGICALELECT |  |  |  |  | STERIS Corp | Table, Surgical, Electric |  | TABLESURGICALELECT-Steris-3085 |  |  |  |  | Covered PM Repair - Biomedical | MHHS-Mem City
NO | YES |  |  |  | 041-18294 | 041-18294 | STERIS Corp |  |  |  | MEMORIAL CITY - Orthopedics Surgery | MHHS-Mem City |  | Table, Surgical, Electric |  | 041-18294 | 041-18294 | West | Memorial City - Memorial Hermann Hospital | MEMORIAL CITY - Orthopedics Surgery | MH11 506 OR 6 |  |  |  |  | TABLES, OPERATING |  | TABLESURGICALELECT-Steris-3085 | TABLESURGICALELECT |  |  |  |  | STERIS Corp | Table, Surgical, Electric |  | TABLESURGICALELECT-Steris-3085 |  |  |  |  | Covered PM Repair - Biomedical | MHHS-Mem City
NO | YES |  |  |  | 041-18284 | 041-18284 | STERIS Corp |  |  |  | OR East Building | MHHS-Mem City |  | Table, Surgical, Electric |  | 041-18284 | 041-18284 | West | Memorial Hermann - Memorial City | OR East Building | E2 Room 300 Storage Equipment Room |  |  |  |  | TABLES, OPERATING |  | TABLESURGICALELECT-Steris-3085 | TABLESURGICALELECT |  |  |  |  | STERIS Corp | Table, Surgical, Electric |  | TABLESURGICALELECT-Steris-3085 |  |  |  |  | Covered PM Repair - Biomedical | MHHS-Mem City
NO | YES |  |  |  | 129-07279 | 129-07279 | STERIS Corp |  |  |  | Sugar Land-OR | MHHS-Sugarland |  | Table, Surgical, Electric |  | 129-07279 | 129-07279 | Sugar Land | MHHS-Sugarland | Sugar Land-OR | OR 1 | 1/1/19 |  | 1/1/20 |  | TABLES, OPERATING | Table, Surgical, Electric | TABLESURGICALELECT-Steris-3085 | TABLESURGICALELECT |  |  |  |  | STERIS Corp | Table, Surgical, Electric |  | TABLESURGICALELECT-Steris-3085 |  |  |  | TSE-A | Covered PM Repair - Biomedical | MHHS-Sugarland | [7 empty] | Table, Surgical, Electric | TABLESURGICALELECT | Table, Surgical, Electric | STERIS Corp
NO | YES |  |  |  | 069-01614 | 069-01614 | STERIS Corp |  |  | B429698044 | TMC-Children's-L&D (5Hp) | MHHS-TMC |  | Table, Surgical, Electric |  | 069-01614 | 069-01614 | TMC | MHHS-TMC | TMC-Children's-L&D (5Hp) |  | 4/17/19 |  |  |  | TABLES, OPERATING | Table, Surgical, Electric | TABLESURGICALELECT-Steris-3085 | TABLESURGICALELECT |  |  |  |  | STERIS Corp | Table, Surgical, Electric |  | TABLESURGICALELECT-Steris-3085 |  |  | Verified 3/30/2020 4:07pm (Central) | TSE-A | Not Covered Vendor Only - Biomedical | MHHS-TMC | [7 empty] | Table, Surgical, Electric | TABLESURGICALELECT | Table, Surgical, Electric | STERIS Corp
NO | YES |  |  |  | 069-19531 | 115-4117 | STERIS Corp |  |  | B402704018 | Memorial Hermann- T exas Medical Center Childrens OR | MHHS-TMC |  | Table, Surgical, Electric |  | 069-19531 | 115-4117 | TMC | TCM | Memorial Hermann- T exas Medical Center Childrens OR | OR 53 | 12/1/20 |  | 12/1/21 |  | TABLES, OPERATING | Table, Surgical, Electric | TABLESURGICALELECT-Steris-3085 | TABLESURGICALELECT |  |  |  |  | STERIS Corp | Table, Surgical, Electric |  | TABLESURGICALELECT-Steris-3085 |  |  |  | TSE-A | Not Covered Vendor Only - Biomedical | MHHS-TMC | [7 empty] | Table, Surgical, Electric | TABLESURGICALELECT | Table, Surgical, Electric | STERIS Corp
NO | YES |  |  |  | 069-19544 | 069-19544 | STERIS Corp |  |  | B403404042 | TMC-OR-Pedi OR (2R) | MHHS-TMC |  | Table, Surgical, Electric |  | 069-19544 | 069-19544 | TMC | MHHS-TMC | TMC-OR-Pedi OR (2R) | OR 7 | 7/1/19 |  | 1/1/20 |  | TABLES, OPERATING | Table, Surgical, Electric | TABLESURGICALELECT-Steris-3085 | TABLESURGICALELECT |  |  |  |  | STERIS Corp | Table, Surgical, Electric |  | TABLESURGICALELECT-Steris-3085 |  |  |  | TSE-A | Not Covered Vendor Only - Biomedical | MHHS-TMC | [7 empty] | Table, Surgical, Electric | TABLESURGICALELECT | Table, Surgical, Electric | STERIS Corp
NO | YES |  |  |  | 069-34916 | 069-34916 | STERIS Corp |  |  |  | TMC-OR-Hermann (2Hp) | MHHS-TMC |  | Table, Surgical, Electric |  | 069-34916 | 069-34916 | TMC | MHHS-TMC | TMC-OR-Hermann (2Hp) | OR 54 | 12/1/19 |  | 6/1/20 |  | TABLES, OPERATING | Table, Surgical, Electric | TABLESURGICALELECT-Steris-3085 | TABLESURGICALELECT |  |  |  |  | STERIS Corp | Table, Surgical, Electric |  | TABLESURGICALELECT-Steris-3085 |  |  |  | TSE-A | Covered PM Repair - Biomedical | MHHS-TMC | [7 empty] | Table, Surgical, Electric | TABLESURGICALELECT | Table, Surgical, Electric | STERIS Corp
NO | YES |  |  |  | 069-19538 | 069-19538 | STERIS Corp |  |  | B402904030 | TMC-Sarofim 2-OR | MHHS-TMC |  | Table, Surgical, Electric |  | 069-19538 | 069-19538 | TMC | MHHS-TMC | TMC-Sarofim 2-OR | OR15 | 9/1/19 |  | 2/1/20 |  | TABLES, OPERATING | Table, Surgical, Electric | TABLESURGICALELECT-Steris-3085 | TABLESURGICALELECT |  |  |  |  | STERIS Corp | Table, Surgical, Electric |  | TABLESURGICALELECT-Steris-3085 |  | 4/1/14 |  | TSE-A | Covered PM Repair - Biomedical | MHHS-TMC | [7 empty] | Table, Surgical, Electric | TABLESURGICALELECT | Table, Surgical, Electric | STERIS Corp
NO | YES |  |  |  | 029-07033 | 029-07033 | STERIS Corp |  |  |  | Woodlands-Birth Center | MHHS-Woodlands |  | Table, Surgical, Electric |  | 029-07033 | 029-07033 | Woodlands | MHHS-Woodlands | Woodlands-Birth Center | OR 2 | 5/1/19 |  | 11/1/19 |  | TABLES, OPERATING | Table, Surgical, Electric | TABLESURGICALELECT-Steris-3085 | TABLESURGICALELECT |  |  |  |  | STERIS Corp | Table, Surgical, Electric |  | TABLESURGICALELECT-Steris-3085 |  | 4/2/14 |  | TSE-A | Covered PM Repair - Biomedical | MHHS-Woodlands | [7 empty] | Table, Surgical, Electric | TABLESURGICALELECT | Table, Surgical, Electric | STERIS Corp
NO | YES |  |  |  | 029-07031 | 029-07031 | STERIS Corp |  |  |  | Woodlands-OR | MHHS-Woodlands |  | Table, Surgical, Electric |  | 029-07031 | 029-07031 | Woodlands | MHHS-Woodlands | Woodlands-OR | OR ROOM 1 | 10/1/19 |  | 4/1/20 |  | TABLES, OPERATING | Table, Surgical, Electric | TABLESURGICALELECT-Steris-3085 | TABLESURGICALELECT |  |  |  |  | STERIS Corp | Table, Surgical, Electric |  | TABLESURGICALELECT-Steris-3085 |  |  |  | TSE-A | Covered PM Repair - Biomedical | MHHS-Woodlands | [7 empty] | Table, Surgical, Electric | TABLESURGICALELECT | Table, Surgical, Electric | STERIS Corp
NO | NO | [5 empty] | STERIS Corp |  |  | B413799020 | TMC - CHILDRENS - L&D (6HP) | MHHS-TMC |  | Table, Surgical, Electric |  |  |  | TMC |  | TMC - CHILDRENS - L&D (6HP) | [5 empty] | TABLES, OPERATING |  | TABLESURGICALELECT-Steris-3085 | TABLESURGICALELECT |  |  |  |  | STERIS Corp | Table, Surgical, Electric |  | TABLESURGICALELECT-Steris-3085 |  |  |  |  | Not Covered Vendor Only - Biomedical | MHHS-TMC
NO | NO |  |  |  | 069-34917 |  | STERIS Corp |  |  |  | TMC - OR - ROBERTSON (2R) | MHHS-TMC |  | Table, Surgical, Electric |  | 069-34917 |  | TMC |  | TMC - OR - ROBERTSON (2R) | [5 empty] | TABLES, OPERATING |  | TABLESURGICALELECT-Steris-3085 | TABLESURGICALELECT |  |  |  |  | STERIS Corp | Table, Surgical, Electric |  | TABLESURGICALELECT-Steris-3085 |  |  |  |  | Covered PM Repair - Biomedical | MHHS-TMC
NO | YES |  |  |  | 151-01527 | 151-01527 | STERIS Corp | 3085SP |  |  | CY-Labor & Delivery | MHHS-Cypress |  | Table, Surgical, Electric |  | 151-01527 | 151-01527 | Northwest | MHHS-Cypress | CY-Labor & Delivery | C section 2 | 12/1/19 | 6/1/20 |  |  | TABLES, OPERATING | Table, Surgical, Electric | TABLESURGICALELECT-Steris-3085SP | TABLESURGICALELECT | 3085SP |  |  |  | STERIS Corp | Table, Surgical, Electric |  | TABLESURGICALELECT-Steris-3085SP |  | 2/1/15 |  | TSE-A | Covered PM Repair - Biomedical | MHHS-Cypress | [7 empty] | Table, Surgical, Electric | TABLESURGICALELECT | Table, Surgical, Electric | STERIS Corp
NO | YES |  |  |  | 151-01528 | 151-01528 | STERIS Corp | 3085SP |  |  | CY-Labor & Delivery | MHHS-Cypress |  | Table, Surgical, Electric |  | 151-01528 | 151-01528 | Northwest | MHHS-Cypress | CY-Labor & Delivery | C-Section 1 | 6/1/19 |  |  |  | TABLES, OPERATING | Table, Surgical, Electric | TABLESURGICALELECT-Steris-3085SP | TABLESURGICALELECT | 3085SP |  |  |  | STERIS Corp | Table, Surgical, Electric |  | TABLESURGICALELECT-Steris-3085SP |  | 2/1/15 |  | TSE-A | Covered PM Repair - Biomedical | MHHS-Cypress | [7 empty] | Table, Surgical, Electric | TABLESURGICALELECT | Table, Surgical, Electric | STERIS Corp
NO | YES |  |  |  | 151-01522 | 151-01522 | STERIS Corp | 3085SP |  |  | CY-OR | MHHS-Cypress |  | Table, Surgical, Electric |  | 151-01522 | 151-01522 | Northwest | MHHS-Cypress | CY-OR | Or 7 | 1/1/20 | 6/1/20 |  |  | TABLES, OPERATING | Table, Surgical, Electric | TABLESURGICALELECT-Steris-3085SP | TABLESURGICALELECT | 3085SP |  |  |  | STERIS Corp | Table, Surgical, Electric |  | TABLESURGICALELECT-Steris-3085SP |  | 2/1/15 |  | TSE-A | Covered PM Repair - Biomedical | MHHS-Cypress | [7 empty] | Table, Surgical, Electric | TABLESURGICALELECT | Table, Surgical, Electric | STERIS Corp
NO | YES |  |  |  | 151-01523 | 151-01523 | STERIS Corp | 3085SP |  |  | CY-OR | MHHS-Cypress |  | Table, Surgical, Electric |  | 151-01523 | 151-01523 | Northwest | MHHS-Cypress | CY-OR |  | 10/1/19 | 10/1/20 |  |  | TABLES, OPERATING | Table, Surgical, Electric | TABLESURGICALELECT-Steris-3085SP | TABLESURGICALELECT | 3085SP |  |  |  | STERIS Corp | Table, Surgical, Electric |  | TABLESURGICALELECT-Steris-3085SP |  | 2/1/15 |  | TSE-A | Covered PM Repair - Biomedical | MHHS-Cypress | [7 empty] | Table, Surgical, Electric | TABLESURGICALELECT | Table, Surgical, Electric | STERIS Corp
NO | YES |  |  |  | 151-01524 | 151-01524 | STERIS Corp | 3085SP |  |  | CY-OR | MHHS-Cypress |  | Table, Surgical, Electric |  | 151-01524 | 151-01524 | Northwest | MHHS-Cypress | CY-OR | OR 4 | 12/1/19 | 2/1/20 |  |  | TABLES, OPERATING | Table, Surgical, Electric | TABLESURGICALELECT-Steris-3085SP | TABLESURGICALELECT | 3085SP |  |  |  | STERIS Corp | Table, Surgical, Electric |  | TABLESURGICALELECT-Steris-3085SP |  | 2/1/15 |  | TSE-A | Covered PM Repair - Biomedical | MHHS-Cypress | [7 empty] | Table, Surgical, Electric | TABLESURGICALELECT | Table, Surgical, Electric | STERIS Corp
NO | YES |  |  |  | 151-01525 | 151-01525 | STERIS Corp | 3085SP |  |  | CY-OR | MHHS-Cypress |  | Table, Surgical, Electric |  | 151-01525 | 151-01525 | Northwest | MHHS-Cypress | CY-OR | Or 5 | 12/1/19 | 5/1/20 |  |  | TABLES, OPERATING | Table, Surgical, Electric | TABLESURGICALELECT-Steris-3085SP | TABLESURGICALELECT | 3085SP |  |  |  | STERIS Corp | Table, Surgical, Electric |  | TABLESURGICALELECT-Steris-3085SP |  | 2/1/15 |  | TSE-A | Covered PM Repair - Biomedical | MHHS-Cypress | [7 empty] | Table, Surgical, Electric | TABLESURGICALELECT | Table, Surgical, Electric | STERIS Corp
NO | YES |  |  |  | 151-01526 | 151-01526 | STERIS Corp | 3085SP |  |  | CY-OR | MHHS-Cypress |  | Table, Surgical, Electric |  | 151-01526 | 151-01526 | Northwest | MHHS-Cypress | CY-OR | Or | 6/1/19 | 12/1/19 |  |  | TABLES, OPERATING | Table, Surgical, Electric | TABLESURGICALELECT-Steris-3085SP | TABLESURGICALELECT | 3085SP |  |  |  | STERIS Corp | Table, Surgical, Electric |  | TABLESURGICALELECT-Steris-3085SP |  | 2/1/15 |  | TSE-A | Covered PM Repair - Biomedical | MHHS-Cypress | [7 empty] | Table, Surgical, Electric | TABLESURGICALELECT | Table, Surgical, Electric | STERIS Corp
NO | YES |  |  |  | 133-06082 | 133-06082 | STERIS Corp | 3085SP |  | B405808109 | Katy-OR | MHHS-Katy |  | Table, Surgical, Electric |  | 133-06082 | 133-06082 | Katy | MHHS-Katy | Katy-OR | OR 4 | 10/1/19 | 4/1/20 |  |  | TABLES, OPERATING | Table, Surgical, Electric | TABLESURGICALELECT-Steris-3085SP | TABLESURGICALELECT | 3085SP |  |  |  | STERIS Corp | Table, Surgical, Electric |  | TABLESURGICALELECT-Steris-3085SP |  | 5/10/18 |  | TSE-A | Covered PM Repair - Biomedical | MHHS-Katy | [7 empty] | Table, Surgical, Electric | TABLESURGICALELECT | Table, Surgical, Electric | STERIS Corp
NO | YES |  |  |  | 133-08744 | 133-08744 | STERIS Corp | 3085SP |  | B406602030 | Katy-OR | MHHS-Katy |  | Table, Surgical, Electric |  | 133-08744 | 133-08744 | Katy | MHHS-Katy | Katy-OR | Near OR 9 | 12/1/19 | 6/1/20 |  |  | TABLES, OPERATING | Table, Surgical, Electric | TABLESURGICALELECT-Steris-3085SP | TABLESURGICALELECT | 3085SP |  |  |  | STERIS Corp | Table, Surgical, Electric |  | TABLESURGICALELECT-Steris-3085SP |  | 9/25/13 |  | TSE-A | Covered PM Repair - Biomedical | MHHS-Katy | [7 empty] | Table, Surgical, Electric | TABLESURGICALELECT | Table, Surgical, Electric | STERIS Corp
NO | YES |  |  |  | 133-04205 | 133-04205 | STERIS Corp | 3085SP |  | B412404032 | Katy-Labor & Delivery OR | MHHS-Katy |  | Table, Surgical, Electric |  | 133-04205 | 133-04205 | Katy | MHHS-Katy | Katy-Labor & Delivery OR | Csection or 2 | 9/1/19 | 3/1/20 |  |  | TABLES, OPERATING | Table, Surgical, Electric | TABLESURGICALELECT-Steris-3085SP | TABLESURGICALELECT | 3085SP |  |  |  | STERIS Corp | Table, Surgical, Electric |  | TABLESURGICALELECT-Steris-3085SP |  | 6/30/13 |  | TSE-A | Covered PM Repair - Biomedical | MHHS-Katy | [7 empty] | Table, Surgical, Electric | TABLESURGICALELECT | Table, Surgical, Electric | STERIS Corp
NO | YES |  |  |  | 133-04206 | 133-04206 | STERIS Corp | 3085SP |  | B422201051 | Katy-OR | MHHS-Katy |  | Table, Surgical, Electric |  | 133-04206 | 133-04206 | Katy | MHHS-Katy | Katy-OR | C SECTION OR1 | 9/1/19 | 3/1/20 |  |  | TABLES, OPERATING | Table, Surgical, Electric | TABLESURGICALELECT-Steris-3085SP | TABLESURGICALELECT | 3085SP |  |  |  | STERIS Corp | Table, Surgical, Electric |  | TABLESURGICALELECT-Steris-3085SP |  | 2/1/15 |  | TSE-A | Covered PM Repair - Biomedical | MHHS-Katy | [7 empty] | Table, Surgical, Electric | TABLESURGICALELECT | Table, Surgical, Electric | STERIS Corp
NO | YES |  |  |  |  | 142-01860 | STERIS Corp | 3085SP |  |  | NE-Labor & Delivery | MHHS-Northeast |  | Table, Surgical, Electric |  |  | 142-01860 | Katy | MHHS-Northeast | NE-Labor & Delivery | OR 1 | 8/1/19 | 2/1/20 |  |  | TABLES, OPERATING | Table, Surgical, Electric | TABLESURGICALELECT-Steris-3085SP | TABLESURGICALELECT | 3085SP |  |  |  | STERIS Corp | Table, Surgical, Electric |  | TABLESURGICALELECT-Steris-3085SP |  |  |  | TSE-A | Covered PM Repair - Biomedical | MHHS-Northeast | [7 empty] | Table, Surgical, Electric | TABLESURGICALELECT | Table, Surgical, Electric | STERIS Corp
NO | YES |  |  |  |  | 013-13188 | STERIS Corp | 3085SP |  | b407505051 | SW-Labor | MHHS-Southwest |  | Table, Surgical, Electric |  |  | 013-13188 | Southwest | MHHS-Southwest | SW-Labor | OR1 |  |  |  |  | TABLES, OPERATING | Table, Surgical, Electric | TABLESURGICALELECT-Steris-3085SP | TABLESURGICALELECT | 3085SP |  |  |  | STERIS Corp | Table, Surgical, Electric |  | TABLESURGICALELECT-Steris-3085SP |  | 3/1/14 |  | TSE-A | Covered PM Repair - Biomedical | MHHS-Southwest | [7 empty] | Table, Surgical, Electric | TABLESURGICALELECT | Table, Surgical, Electric | STERIS Corp
NO | YES |  |  |  |  | 013-15620 | STERIS Corp | 3085SP |  | B402506086 | SW-Labor | MHHS-Southwest |  | Table, Surgical, Electric |  |  | 013-15620 | Southwest | MHHS-Southwest | SW-Labor | OR 2 |  |  |  |  | TABLES, OPERATING | Table, Surgical, Electric | TABLESURGICALELECT-Steris-3085SP | TABLESURGICALELECT | 3085SP |  |  |  | STERIS Corp | Table, Surgical, Electric |  | TABLESURGICALELECT-Steris-3085SP |  |  |  | TSE-A | Covered PM Repair - Biomedical | MHHS-Southwest | [7 empty] | Table, Surgical, Electric | TABLESURGICALELECT | Table, Surgical, Electric | STERIS Corp
NO | YES |  |  |  | 013-16037 | 013-16037 | STERIS Corp | 3085SP |  | B407605095 | SW-OR | MHHS-Southwest |  | Table, Surgical, Electric |  | 013-16037 | 013-16037 | Southwest | MHHS-Southwest | SW-OR | OR5 | 1/1/20 |  | 7/1/20 |  | TABLES, OPERATING | Table, Surgical, Electric | TABLESURGICALELECT-Steris-3085SP | TABLESURGICALELECT | 3085SP |  |  |  | STERIS Corp | Table, Surgical, Electric |  | TABLESURGICALELECT-Steris-3085SP |  |  |  | TSE-A | Covered PM Repair - Biomedical | MHHS-Southwest | [7 empty] | Table, Surgical, Electric | TABLESURGICALELECT | Table, Surgical, Electric | STERIS Corp
NO | YES |  |  |  | 129-00488 | 129-00488 | STERIS Corp | 3085SP |  | B406299013 | Sugar Land-Labor & Delivery | MHHS-Sugarland |  | Table, Surgical, Electric |  | 129-00488 | 129-00488 | Sugar Land | MHHS-Sugarland | Sugar Land-Labor & Delivery | L | 7/1/19 |  | 2/1/20 |  | TABLES, OPERATING | Table, Surgical, Electric | TABLESURGICALELECT-Steris-3085SP | TABLESURGICALELECT | 3085SP |  |  |  | STERIS Corp | Table, Surgical, Electric |  | TABLESURGICALELECT-Steris-3085SP |  | 2/1/15 |  | TSE-A | Covered PM Repair - Biomedical | MHHS-Sugarland | [7 empty] | Table, Surgical, Electric | TABLESURGICALELECT | Table, Surgical, Electric | STERIS Corp
NO | YES |  |  |  | 129-00806 | 129-00806 | STERIS Corp | 3085SP |  | B407199037 | Sugar Land-OR | MHHS-Sugarland |  | Table, Surgical, Electric |  | 129-00806 | 129-00806 | Sugar Land | MHHS-Sugarland | Sugar Land-OR | OR 4 | 2/1/20 | 8/1/20 |  |  | TABLES, OPERATING | Table, Surgical, Electric | TABLESURGICALELECT-Steris-3085SP | TABLESURGICALELECT | 3085SP |  |  |  | STERIS Corp | Table, Surgical, Electric |  | TABLESURGICALELECT-Steris-3085SP |  | 2/1/15 |  | TSE-A | Covered PM Repair - Biomedical | MHHS-Sugarland | [7 empty] | Table, Surgical, Electric | TABLESURGICALELECT | Table, Surgical, Electric | STERIS Corp
NO | YES |  |  |  | 129-04630 | 129-04630 | STERIS Corp | 3085SP |  |  | Sugar Land-OR | MHHS-Sugarland |  | Table, Surgical, Electric |  | 129-04630 | 129-04630 | Sugar Land | MHHS-Sugarland | Sugar Land-OR | OR 2 | 2/1/20 |  | 8/1/20 |  | TABLES, OPERATING | Table, Surgical, Electric | TABLESURGICALELECT-Steris-3085SP | TABLESURGICALELECT | 3085SP |  |  |  | STERIS Corp | Table, Surgical, Electric |  | TABLESURGICALELECT-Steris-3085SP |  | 2/1/15 |  | TSE-A | Covered PM Repair - Biomedical | MHHS-Sugarland | [7 empty] | Table, Surgical, Electric | TABLESURGICALELECT | Table, Surgical, Electric | STERIS Corp
NO | YES |  |  |  | 129-04639 | 129-04639 | STERIS Corp | 3085SP |  |  | Sugar Land-OR | MHHS-Sugarland |  | Table, Surgical, Electric |  | 129-04639 | 129-04639 | Sugar Land | MHHS-Sugarland | Sugar Land-OR | OR | 8/1/19 |  | 8/1/20 |  | TABLES, OPERATING | Table, Surgical, Electric | TABLESURGICALELECT-Steris-3085SP | TABLESURGICALELECT | 3085SP |  |  |  | STERIS Corp | Table, Surgical, Electric |  | TABLESURGICALELECT-Steris-3085SP |  | 2/1/15 |  | TSE-A | Covered PM Repair - Biomedical | MHHS-Sugarland | [7 empty] | Table, Surgical, Electric | TABLESURGICALELECT | Table, Surgical, Electric | STERIS Corp
NO | YES |  |  |  | 069-19534 | 069-19534 | STERIS Corp | 3085SP |  | B403404041 | TMC-OR-Pedi OR (2R) | MHHS-TMC |  | Table, Surgical, Electric |  | 069-19534 | 069-19534 | TMC | MHHS-TMC | TMC-OR-Pedi OR (2R) |  | 12/1/19 |  | 12/1/20 |  | TABLES, OPERATING | Table, Surgical, Electric | TABLESURGICALELECT-Steris-3085SP | TABLESURGICALELECT | 3085SP |  |  |  | STERIS Corp | Table, Surgical, Electric |  | TABLESURGICALELECT-Steris-3085SP |  | 5/14/16 |  | TSE-A | Covered PM Repair - Biomedical | MHHS-TMC | [7 empty] | Table, Surgical, Electric | TABLESURGICALELECT | Table, Surgical, Electric | STERIS Corp
NO | YES |  |  |  | 069-19539 | 069-19539 | STERIS Corp | 3085SP |  | B403404049 | TMC-OR-Robertson (2R) | MHHS-TMC |  | Table, Surgical, Electric |  | 069-19539 | 069-19539 | TMC | MHHS-TMC | TMC-OR-Robertson (2R) | OR 68 | 12/1/19 |  |  |  | TABLES, OPERATING | Table, Surgical, Electric | TABLESURGICALELECT-Steris-3085SP | TABLESURGICALELECT | 3085SP |  |  |  | STERIS Corp | Table, Surgical, Electric |  | TABLESURGICALELECT-Steris-3085SP |  | 5/14/16 |  | TSE-A | Covered PM Repair - Biomedical | MHHS-TMC | [7 empty] | Table, Surgical, Electric | TABLESURGICALELECT | Table, Surgical, Electric | STERIS Corp
NO | YES |  |  |  | 069-19542 | 069-19542 | STERIS Corp | 3085SP |  | B403404043 | TMC-OR-Hermann (2Hp) | MHHS-TMC |  | Table, Surgical, Electric |  | 069-19542 | 069-19542 | TMC | MHHS-TMC | TMC-OR-Hermann (2Hp) | OR 51 | 12/1/19 |  | 6/1/20 |  | TABLES, OPERATING | Table, Surgical, Electric | TABLESURGICALELECT-Steris-3085SP | TABLESURGICALELECT | 3085SP |  |  |  | STERIS Corp | Table, Surgical, Electric |  | TABLESURGICALELECT-Steris-3085SP |  |  |  | TSE-A | Covered PM Repair - Biomedical | MHHS-TMC | [7 empty] | Table, Surgical, Electric | TABLESURGICALELECT | Table, Surgical, Electric | STERIS Corp
NO | YES |  |  |  | 029-12614 | 029-12614 | STERIS Corp | 3085SP |  |  | Woodlands-Birth Center | MHHS-Woodlands |  | Table, Surgical, Electric |  | 029-12614 | 029-12614 | Woodlands | MHHS-Woodlands | Woodlands-Birth Center | OR 1 | 8/1/19 |  | 8/1/20 |  | TABLES, OPERATING | Table, Surgical, Electric | TABLESURGICALELECT-Steris-3085SP | TABLESURGICALELECT | 3085SP |  |  |  | STERIS Corp | Table, Surgical, Electric |  | TABLESURGICALELECT-Steris-3085SP |  | 2/1/15 |  | TSE-A | Covered PM Repair - Biomedical | MHHS-Woodlands | [7 empty] | Table, Surgical, Electric | TABLESURGICALELECT | Table, Surgical, Electric | STERIS Corp
NO | YES |  |  |  | 029-02461 | 029-02461 | STERIS Corp | 3085SP |  | B432302193 | Woodlands-OR | MHHS-Woodlands |  | Table, Surgical, Electric |  | 029-02461 | 029-02461 | Woodlands | MHHS-Woodlands | Woodlands-OR | Nicu OR 3 | 5/1/19 |  | 11/1/20 |  | TABLES, OPERATING | Table, Surgical, Electric | TABLESURGICALELECT-Steris-3085SP | TABLESURGICALELECT | 3085SP |  |  |  | STERIS Corp | Table, Surgical, Electric |  | TABLESURGICALELECT-Steris-3085SP |  | 2/1/15 |  | TSE-A | Covered PM Repair - Biomedical | MHHS-Woodlands | [7 empty] | Table, Surgical, Electric | TABLESURGICALELECT | Table, Surgical, Electric | STERIS Corp
NO | YES |  |  |  | 029-05419 | 029-05419 | STERIS Corp | 3085SP |  |  | Woodlands-OR | MHHS-Woodlands |  | Table, Surgical, Electric |  | 029-05419 | 029-05419 | Woodlands | MHHS-Woodlands | Woodlands-OR | Surgery room 6 | 5/1/19 |  | 5/1/20 |  | TABLES, OPERATING | Table, Surgical, Electric | TABLESURGICALELECT-Steris-3085SP | TABLESURGICALELECT | 3085SP |  |  |  | STERIS Corp | Table, Surgical, Electric |  | TABLESURGICALELECT-Steris-3085SP |  | 2/1/15 |  | TSE-A | Covered PM Repair - Biomedical | MHHS-Woodlands | [7 empty] | Table, Surgical, Electric | TABLESURGICALELECT | Table, Surgical, Electric | STERIS Corp
NO | YES |  |  |  | 029-06390 | 029-06390 | STERIS Corp | 3085SP |  |  | Woodlands-OR | MHHS-Woodlands |  | Table, Surgical, Electric |  | 029-06390 | 029-06390 | Woodlands | MHHS-Woodlands | Woodlands-OR | Or 16 | 5/1/19 |  | 11/1/19 |  | TABLES, OPERATING | Table, Surgical, Electric | TABLESURGICALELECT-Steris-3085SP | TABLESURGICALELECT | 3085SP |  |  |  | STERIS Corp | Table, Surgical, Electric |  | TABLESURGICALELECT-Steris-3085SP |  | 2/1/15 |  | TSE-A | Covered PM Repair - Biomedical | MHHS-Woodlands | [7 empty] | Table, Surgical, Electric | TABLESURGICALELECT | Table, Surgical, Electric | STERIS Corp
NO | YES |  |  |  | 029-06391 | 029-06391 | STERIS Corp | 3085SP |  |  | Woodlands-OR | MHHS-Woodlands |  | Table, Surgical, Electric |  | 029-06391 | 029-06391 | Woodlands | MHHS-Woodlands | Woodlands-OR | OR 4 | 11/1/19 |  | 5/1/20 |  | TABLES, OPERATING | Table, Surgical, Electric | TABLESURGICALELECT-Steris-3085SP | TABLESURGICALELECT | 3085SP |  |  |  | STERIS Corp | Table, Surgical, Electric |  | TABLESURGICALELECT-Steris-3085SP |  | 2/1/15 |  | TSE-A | Covered PM Repair - Biomedical | MHHS-Woodlands | [7 empty] | Table, Surgical, Electric | TABLESURGICALELECT | Table, Surgical, Electric | STERIS Corp
NO | YES |  |  |  |  | 029-06716 | STERIS Corp | 3085SP |  |  | Woodlands-OR | MHHS-Woodlands |  | Table, Surgical, Electric |  |  | 029-06716 | Woodlands | MHHS-Woodlands | Woodlands-OR | Equipment Storage | 5/1/19 |  | 11/1/19 |  | TABLES, OPERATING | Table, Surgical, Electric | TABLESURGICALELECT-Steris-3085SP | TABLESURGICALELECT | 3085SP |  |  |  | STERIS Corp | Table, Surgical, Electric |  | TABLESURGICALELECT-Steris-3085SP |  | 2/1/15 |  | TSE-A | Covered PM Repair - Biomedical | MHHS-Woodlands | [7 empty] | Table, Surgical, Electric | TABLESURGICALELECT | Table, Surgical, Electric | STERIS Corp
NO | YES |  |  |  | 142-04591 | 142-04591 | STERIS Corp | 3085SP |  | B411106007 | NE-Labor & Delivery |  |  |  |  | 142-04591 | 142-04591 | Katy | MHHS-Northeast | NE-Labor & Delivery | OR 2 | [5 empty] | Table, Surgical, Electric | TABLESURGICALELECT-Steris-3085SP | [12 empty] | TSE-A | [9 empty] | Table, Surgical, Electric | TABLESURGICALELECT | Table, Surgical, Electric | STERIS Corp
NO | YES |  |  |  | 129-00490 | 129-00490 | STERIS Corp | 3085SP |  | B419798151 | OR |  |  |  |  | 129-00490 | 129-00490 | Sugar Land | Memorial Hermann Sugar Land Hospital | OR | OR 6 | 2/1/20 |  | 2/1/21 |  |  | Table, Surgical, Electric | TABLESURGICALELECT-Steris-3085SP | [12 empty] | TSE-A | [9 empty] | Table, Surgical, Electric | TABLESURGICALELECT | Table, Surgical, Electric | STERIS Corp
NO | YES |  |  |  | 029-5225 | 029-5225 | STERIS Corp | 3085SP |  | B414308047 | Woodlands-OR |  |  |  |  | 029-5225 | 029-5225 | Woodlands | MHHS-Woodlands | Woodlands-OR | OR ROOM 1 | 3/1/20 |  | 3/1/20 |  |  | Table, Surgical, Electric | TABLESURGICALELECT-Steris-3085SP | [12 empty] | TSE-A | [9 empty] | Table, Surgical, Electric | TABLESURGICALELECT | Table, Surgical, Electric | STERIS Corp
NO | YES |  |  |  | 029-04570 | 029-04570 | STERIS Corp | 3085SP |  | B430606039 | Woodlands-OR |  |  |  |  | 029-04570 | 029-04570 | Woodlands | MHHS-Woodlands | Woodlands-OR | OR 5 |  |  | 5/1/20 |  |  | Table, Surgical, Electric | TABLESURGICALELECT-Steris-3085SP | [12 empty] | TSE-A | [9 empty] | Table, Surgical, Electric | TABLESURGICALELECT | Table, Surgical, Electric | STERIS Corp
NO | YES |  |  |  | 029-13344 | 029-13344 | STERIS Corp | 3085SP |  | B411508082 | Woodlands-OR |  |  |  |  | 029-13344 | 029-13344 | Woodlands | MHHS-Woodlands | Woodlands-OR | Or 17 |  |  | 10/1/20 |  |  | Table, Surgical, Electric | TABLESURGICALELECT-Steris-3085SP | [12 empty] | TSE-A | [9 empty] | Table, Surgical, Electric | TABLESURGICALELECT | Table, Surgical, Electric | STERIS Corp
YES | YES |  |  |  | 009-07691 | 009-07691 | STERIS Corp | 3085SP |  |  | GH - LABOR |  |  |  |  | 009-07691 | 009-07691 | Central | Memorial Hermann Hospital greater heights | GH - LABOR | OR3 | 12/1/19 |  | 6/1/20 |  |  | Table, Surgical, Electric | TABLESURGICALELECT-Steris-3085SP | [12 empty] | TSE-A | [9 empty] | Table, Surgical, Electric | TABLESURGICALELECT | Table, Surgical, Electric | STERIS Corp
YES | YES |  |  |  | 069-33239 | 069-33239 | STERIS Corp | 3085SP |  | 1081sa | TMC - OR - CVOR (7HVI) |  |  |  |  | 069-33239 | 069-33239 | TMC | Memorial Hermann-Texas Medical Center | TMC - OR - CVOR (7HVI) | Equipment room 7 | 3/1/20 |  | 9/1/20 |  |  | Table, Surgical, Electric | TABLESURGICALELECT-Steris-3085SP | [12 empty] | TSE-A | [9 empty] | Table, Surgical, Electric | TABLESURGICALELECT | Table, Surgical, Electric | STERIS Corp
NO | YES |  |  |  | 069-19532 | 069-19532 | STERIS Corp | 3085SP |  | B403404053 | TMC-OR-Anesthesia (2Hp) |  |  |  |  | 069-19532 | 069-19532 | TMC | MHHS-TMC | TMC-OR-Anesthesia (2Hp) | TMC - OR - ANESTHESIA (2HP) | 12/1/19 |  | 6/1/20 |  |  | Table, Surgical, Electric | TABLESURGICALELECT-Steris-3085SP | [12 empty] | TSE-A | [9 empty] | Table, Surgical, Electric | TABLESURGICALELECT | Table, Surgical, Electric | STERIS Corp
NO | YES | Asset Tag 069-19533 |  |  | 069-19533 | 069-19533 | STERIS Corp | 3085SP |  | B403404050 | TMC-OR-Pedi OR (2R) |  |  |  |  | 069-19533 | 069-19533 | TMC | MHHS-TMC | TMC-OR-Pedi OR (2R) | OR hall way | 1/1/20 |  |  |  |  | Table, Surgical, Electric | TABLESURGICALELECT-Steris-3085SP | [12 empty] | TSE-A | [9 empty] | Table, Surgical, Electric | TABLESURGICALELECT | Table, Surgical, Electric | STERIS Corp
NO | YES |  |  |  | 069-19529 | 069-19529 | STERIS Corp | 3085SP |  | B402304034 | Childrens or robertson building |  |  |  |  | 069-19529 | 069-19529 | TMC | Memorial Hermann-Texas Medical Center | Childrens or robertson building | Or 59 | 1/1/20 |  | 7/1/20 |  |  | Table, Surgical, Electric | TABLESURGICALELECT-Steris-3085SP | [12 empty] | TSE-A | [9 empty] | Table, Surgical, Electric | TABLESURGICALELECT | Table, Surgical, Electric | STERIS Corp
NO | YES |  |  |  | 069-42687 | 069-42687 | STERIS Corp | 3085SP |  | B403604121 | TMC-Sarofim 2-OR |  |  |  |  | 069-42687 | 069-42687 | TMC | MHHS-TMC | TMC-Sarofim 2-OR | S2 OR 67 | 1/1/20 |  | 7/1/20 |  |  | Table, Surgical, Electric | TABLESURGICALELECT-Steris-3085SP | [12 empty] | TSE-A | [9 empty] | Table, Surgical, Electric | TABLESURGICALELECT | Table, Surgical, Electric | STERIS Corp
YES | YES |  |  |  | 041-18414 | 041-18414 | STERIS Corp | 3085SP |  | B405602128 | Memorial City-Outpatient Surgery |  |  |  |  | 041-18414 | 041-18414 | West | Memorial Hermann Memorial City Medical Center | Memorial City-Outpatient Surgery | W1 OPS OR 8
NO | YES |  |  |  | 013-15619 | 013-15619 | STERIS Corp | 3085SP |  | B412205067 | L |  |  |  |  | 013-15619 | 013-15619 | Southwest | Memorial Hermann Southwest Hospital | L | L
NO | NO |  |  |  | 151-01521 |  | STERIS Corp | 3085SP |  |  | CY - OR | MHHS-Cypress |  | Table, Surgical, Electric |  | 151-01521 |  | Northwest & Cypress |  | CY - OR | [5 empty] | TABLES, OPERATING |  | TABLESURGICALELECT-Steris-3085SP | TABLESURGICALELECT | 3085SP |  |  |  | STERIS Corp | Table, Surgical, Electric |  | TABLESURGICALELECT-Steris-3085SP |  |  |  |  | Covered PM Repair - Biomedical | MHHS-Cypress
NO | NO | [5 empty] | STERIS Corp | 3085SP |  |  | GH - LABOR & DELIVERY - OR | MHHS-Greater Heights |  | Table, Surgical, Electric |  |  |  | Central & Greater Heights |  | GH - LABOR & DELIVERY - OR | [5 empty] | TABLES, OPERATING |  | TABLESURGICALELECT-Steris-3085SP | TABLESURGICALELECT | 3085SP |  |  |  | STERIS Corp | Table, Surgical, Electric |  | TABLESURGICALELECT-Steris-3085SP |  |  |  |  | Covered PM Repair - Biomedical | MHHS-Greater Heights
NO | NO | [5 empty] | STERIS Corp | 3085SP |  | B405602128 | MEMORIAL CITY - OUTPATIENT SURGERY | MHHS-Mem City |  | Table, Surgical, Electric |  |  |  | West & Memorial City |  | MEMORIAL CITY - OUTPATIENT SURGERY | [5 empty] | TABLES, OPERATING |  | TABLESURGICALELECT-Steris-3085SP | TABLESURGICALELECT | 3085SP |  |  |  | STERIS Corp | Table, Surgical, Electric |  | TABLESURGICALELECT-Steris-3085SP |  |  |  |  | Covered PM Repair - Biomedical | MHHS-Mem City
NO | NO | [5 empty] | STERIS Corp | 3085SP |  | B428204004 | NE - OR | MHHS-Northeast |  | Table, Surgical, Electric |  |  |  | Katy |  | NE - OR | [5 empty] | TABLES, OPERATING |  | TABLESURGICALELECT-Steris-3085SP | TABLESURGICALELECT | 3085SP |  |  |  | STERIS Corp | Table, Surgical, Electric |  | TABLESURGICALELECT-Steris-3085SP |  |  |  |  | Covered PM Repair - Biomedical | MHHS-Northeast
NO | NO | [5 empty] | STERIS Corp | 3085SP |  | B402506084 | NE - OR | MHHS-Northeast |  | Table, Surgical, Electric |  |  |  | Katy |  | NE - OR | [5 empty] | TABLES, OPERATING |  | TABLESURGICALELECT-Steris-3085SP | TABLESURGICALELECT | 3085SP |  |  |  | STERIS Corp | Table, Surgical, Electric |  | TABLESURGICALELECT-Steris-3085SP |  |  |  |  | Covered PM Repair - Biomedical | MHHS-Northeast
NO | NO |  |  |  | 069-39843 |  | STERIS Corp | 3085SP |  |  | TMC - OR - LABOR/ DELIVERY (5/6HP) | MHHS-TMC |  | Table, Surgical, Electric |  | 069-39843 |  | TMC |  | TMC - OR - LABOR/ DELIVERY (5/6HP) | [5 empty] | TABLES, OPERATING |  | TABLESURGICALELECT-Steris-3085SP | TABLESURGICALELECT | 3085SP |  |  |  | STERIS Corp | Table, Surgical, Electric |  | TABLESURGICALELECT-Steris-3085SP |  |  |  |  | Covered PM Repair - Biomedical | MHHS-TMC
NO | NO | [5 empty] | STERIS Corp | 3085SP |  |  | TMC - OR - PEDI OR (2R) | MHHS-TMC |  | Table, Surgical, Electric |  |  |  | TMC |  | TMC - OR - PEDI OR (2R) | [5 empty] | TABLES, OPERATING |  | TABLESURGICALELECT-Steris-3085SP | TABLESURGICALELECT | 3085SP |  |  |  | STERIS Corp | Table, Surgical, Electric |  | TABLESURGICALELECT-Steris-3085SP |  |  |  |  | Covered PM Repair - Biomedical | MHHS-TMC
NO | NO | [5 empty] | STERIS Corp | 3085SP |  | b411203050 | TMC - OR - PEDI OR (2R) | MHHS-TMC |  | Table, Surgical, Electric |  |  |  | TMC |  | TMC - OR - PEDI OR (2R) | [5 empty] | TABLES, OPERATING |  | TABLESURGICALELECT-Steris-3085SP | TABLESURGICALELECT | 3085SP |  |  |  | STERIS Corp | Table, Surgical, Electric |  | TABLESURGICALELECT-Steris-3085SP |  |  |  |  | Covered PM Repair - Biomedical | MHHS-TMC
NO | NO |  |  |  | 029-03274 |  | STERIS Corp | 3085SP |  | B420204017 | WOODLANDS - ENDOSCOPY | MHHS-Woodlands |  | Table, Surgical, Electric |  | 029-03274 |  | Woodlands |  | WOODLANDS - ENDOSCOPY | [5 empty] | TABLES, OPERATING |  | TABLESURGICALELECT-Steris-3085SP | TABLESURGICALELECT | 3085SP |  |  |  | STERIS Corp | Table, Surgical, Electric |  | TABLESURGICALELECT-Steris-3085SP |  |  |  |  | Covered PM Repair - Biomedical | MHHS-Woodlands
YES | YES |  |  |  | 029-08482 | 029-08482 | STERIS Corp | 400 Series |  | 0326412-06 | Sterile processing |  |  |  |  | 029-08482 | 029-08482 | Woodlands | Memorial Hermann in the woodlands | Sterile processing | Sterile processing | 9/1/19 |  | 3/1/20 |  |  | Sterilizer, Steam, Floor | STERILIZERSTEAMFLOOR-Steris-400 Series | [12 empty] | SSF-SA | [9 empty] | Sterilizer, Steam, Floor | STERILIZERSTEAMFLOOR | Sterilizer, Steam, Floor | STERIS Corp
YES | YES |  |  |  | 069-38567 | 069-38567 | STERIS Corp | 400 Series |  | 0311613-03 | TMC - OR - CVOR (7HVI) |  |  |  |  | 069-38567 | 069-38567 | TMC | Memorial Hermann Surgery Center Texas Medical Center (#1500) | TMC - OR - CVOR (7HVI) | TMC - OR - CVOR (7HVI) | 1/1/20 |  | 7/1/20 |  |  | Sterilizer, Steam, Floor | STERILIZERSTEAMFLOOR-Steris-400 Series | [12 empty] | SSF-SA | [9 empty] | Sterilizer, Steam, Floor | STERILIZERSTEAMFLOOR | Sterilizer, Steam, Floor | STERIS Corp
YES | YES |  |  |  | 069-47639 | 069-47639 | STERIS Corp | 400 Series |  |  | TMC - MHTMC - CENTRAL SUPPLY |  |  |  |  | 069-47639 | 069-47639 | TMC | Memorial Hermann-Texas Medical Center | TMC - MHTMC - CENTRAL SUPPLY | Sub sterile s3400.1A | [5 empty] | Sterilizer, Steam, Floor | STERILIZERSTEAMFLOOR-Steris-400 Series | [12 empty] | SSF-SA | [9 empty] | Sterilizer, Steam, Floor | STERILIZERSTEAMFLOOR | Sterilizer, Steam, Floor | STERIS Corp
YES | YES |  |  |  | 069-47640 | 069-47640 | STERIS Corp | 400 Series |  |  | TMC - MHTMC - CENTRAL SUPPLY |  |  |  |  | 069-47640 | 069-47640 | TMC | Memorial Hermann-Texas Medical Center | TMC - MHTMC - CENTRAL SUPPLY | Sub sterile S3400.1A | [5 empty] | Sterilizer, Steam, Floor | STERILIZERSTEAMFLOOR-Steris-400 Series | [12 empty] | SSF-SA | [9 empty] | Sterilizer, Steam, Floor | STERILIZERSTEAMFLOOR | Sterilizer, Steam, Floor | STERIS Corp
YES | YES |  |  |  | 069-47641 | 069-47641 | STERIS Corp | 400 Series |  |  | Surgery |  |  |  |  | 069-47641 | 069-47641 | TMC | Memorial Hermann-Texas Medical Center | Surgery | Sub sterile S3400.1A | [5 empty] | Sterilizer, Steam, Floor | STERILIZERSTEAMFLOOR-Steris-400 Series | [12 empty] | SSF-SA | [9 empty] | Sterilizer, Steam, Floor | STERILIZERSTEAMFLOOR | Sterilizer, Steam, Floor | STERIS Corp
YES | YES |  |  |  | 069-47818 | 069-47818 | STERIS Corp | 400 Series |  |  | TMC - SAROFIM 3 - OR |  |  |  |  | 069-47818 | 069-47818 | TMC | Memorial Hermann-Texas Medical Center | TMC - SAROFIM 3 - OR | TMC - SAROFIM 3 - OR | [5 empty] | Sterilizer, Steam, Floor | STERILIZERSTEAMFLOOR-Steris-400 Series | [12 empty] | SSF-SA | [9 empty] | Sterilizer, Steam, Floor | STERILIZERSTEAMFLOOR | Sterilizer, Steam, Floor | STERIS Corp
YES | YES |  |  |  | 069-47927 | 069-47927 | STERIS Corp | 400 Series |  |  | TMC - SAROFIM 2 - OR |  |  |  |  | 069-47927 | 069-47927 | TMC | Memorial Hermann-Texas Medical Center | TMC - SAROFIM 2 - OR | Sub sterile | 4/1/20 |  |  |  |  | Sterilizer, Steam, Floor | STERILIZERSTEAMFLOOR-Steris-400 Series | [12 empty] | SSF-SA | [9 empty] | Sterilizer, Steam, Floor | STERILIZERSTEAMFLOOR | Sterilizer, Steam, Floor | STERIS Corp
YES | YES |  |  |  | 069-47923 | 069-47923 | STERIS Corp | 400 Series |  |  | TMC - SAROFIM 2 - OR |  |  |  |  | 069-47923 | 069-47923 | TMC | Memorial Hermann-Texas Medical Center | TMC - SAROFIM 2 - OR | Sub sterile | [5 empty] | Sterilizer, Steam, Floor | STERILIZERSTEAMFLOOR-Steris-400 Series | [12 empty] | SSF-SA | [9 empty] | Sterilizer, Steam, Floor | STERILIZERSTEAMFLOOR | Sterilizer, Steam, Floor | STERIS Corp
NO | YES |  |  |  | 133-07308 | 133-07308 | STERIS Corp |  |  |  | Katy-OR | MHHS-Katy |  | Table, Surgical, Electric |  | 133-07308 | 133-07308 | Katy | MHHS-Katy | Katy-OR | OR1 | 11/1/19 | 5/1/20 |  |  | TABLES, OPERATING | Table, Surgical, Electric | TABLESURGICALELECT-Steris-4085 | TABLESURGICALELECT |  |  |  |  | STERIS Corp | Table, Surgical, Electric |  | TABLESURGICALELECT-Steris-4085 |  | 12/2/20 |  | TSE-A | No Coverage Specified | MHHS-Katy | [7 empty] | Table, Surgical, Electric | TABLESURGICALELECT | Table, Surgical, Electric | STERIS Corp
NO | YES |  |  |  | 041-32894 | 041-32894 | STERIS Corp |  |  |  | OR | MHHS-Mem City |  | Table, Surgical, Electric |  | 041-32894 | 041-32894 | West | Memorial Hermann - Memorial City | OR | Back Hallway |  |  |  |  | TABLES, OPERATING |  | TABLESURGICALELECT-Steris-4085 | TABLESURGICALELECT |  |  |  |  | STERIS Corp | Table, Surgical, Electric |  | TABLESURGICALELECT-Steris-4085 |  |  |  |  | Covered PM Repair - Biomedical | MHHS-Mem City
NO | YES |  |  |  | 041-34320 | 041-34320 | STERIS Corp |  |  |  | MEMORIAL CITY - MOR | MHHS-Mem City |  | Table, Surgical, Electric |  | 041-34320 | 041-34320 | West | Memorial City - Memorial Hermann Hospital | MEMORIAL CITY - MOR | E2 321 Surgery Rm 6 |  |  |  |  | TABLES, OPERATING |  | TABLESURGICALELECT-Steris-4085 | TABLESURGICALELECT |  |  |  |  | STERIS Corp | Table, Surgical, Electric |  | TABLESURGICALELECT-Steris-4085 |  |  |  |  | Covered PM Repair - Biomedical | MHHS-Mem City
NO | YES |  |  |  | 041-10843 | 041-10843 | STERIS Corp |  |  |  | MEMORIAL CITY - OUTPATIENT SURGERY | MHHS-Mem City |  | Table, Surgical, Electric |  | 041-10843 | 041-10843 | West | Memorial Hermann - Memorial City | MEMORIAL CITY - OUTPATIENT SURGERY | OR Room 10 |  |  |  |  | TABLES, OPERATING |  | TABLESURGICALELECT-Steris-4085 | TABLESURGICALELECT |  |  |  |  | STERIS Corp | Table, Surgical, Electric |  | TABLESURGICALELECT-Steris-4085 |  |  |  |  | Covered PM Repair - Radiology, Low End | MHHS-Mem City
NO | YES |  |  |  | 041-18706 | 041-18706 | STERIS Corp |  |  |  | MEMORIAL CITY - OUTPATIENT SURGERY | MHHS-Mem City |  | Table, Surgical, Electric |  | 041-18706 | 041-18706 | West | Memorial Hermann Memorial City Medical Center | MEMORIAL CITY - OUTPATIENT SURGERY | Memorial City - Day Surgery W1 300.92 Cysto OR 8 |  |  |  |  | TABLES, OPERATING |  | TABLESURGICALELECT-Steris-4085 | TABLESURGICALELECT |  |  |  |  | STERIS Corp | Table, Surgical, Electric |  | TABLESURGICALELECT-Steris-4085 |  |  |  |  | Covered PM Repair - Biomedical | MHHS-Mem City
NO | YES |  |  |  | 041-18761 | 041-18761 | STERIS Corp |  |  |  | MEMORIAL CITY - OUTPATIENT SURGERY | MHHS-Mem City |  | Table, Surgical, Electric |  | 041-18761 | 041-18761 | West | Memorial City - Memorial Hermann Hospital West Tower | MEMORIAL CITY - OUTPATIENT SURGERY | W1 300.73 OR 2 |  |  |  |  | TABLES, OPERATING |  | TABLESURGICALELECT-Steris-4085 | TABLESURGICALELECT |  |  |  |  | STERIS Corp | Table, Surgical, Electric |  | TABLESURGICALELECT-Steris-4085 |  |  |  |  | Covered PM Repair - Radiology, Low End | MHHS-Mem City
NO | YES |  |  |  |  | 142-01950 | STERIS Corp |  |  |  | Surgery | MHHS-Northeast |  | Table, Surgical, Electric |  |  | 142-01950 | Katy | Memorial Hermann Northeast Hospital | Surgery | Storage |  |  |  |  | TABLES, OPERATING |  | TABLESURGICALELECT-Steris-4085 | TABLESURGICALELECT |  |  |  |  | STERIS Corp | Table, Surgical, Electric |  | TABLESURGICALELECT-Steris-4085 |  |  |  |  | Covered PM Repair - Biomedical | MHHS-Northeast
NO | YES |  |  |  | 069-41439 | 069-41439 | STERIS Corp |  |  |  | TMC-OR-Robertson (2R) | MHHS-TMC |  | Table, Surgical, Electric |  | 069-41439 | 069-41439 | TMC | MHHS-TMC | TMC-OR-Robertson (2R) | Or62 | 9/1/19 |  | 3/1/20 | PM Past Due | TABLES, OPERATING | Table, Surgical, Electric | TABLESURGICALELECT-Steris-4085 | TABLESURGICALELECT |  |  |  |  | STERIS Corp | Table, Surgical, Electric |  | TABLESURGICALELECT-Steris-4085 |  |  |  | TSE-A | Covered PM Repair - Biomedical | MHHS-TMC | [7 empty] | Table, Surgical, Electric | TABLESURGICALELECT | Table, Surgical, Electric | STERIS Corp
NO | YES |  |  |  | 069-43225 | 069-43225 | STERIS Corp |  |  |  | TMC-Sarofim 2-OR | MHHS-TMC |  | Table, Surgical, Electric |  | 069-43225 | 069-43225 | TMC | MHHS-TMC | TMC-Sarofim 2-OR | S2 OR 4 | 12/1/19 |  | 12/1/20 |  | TABLES, OPERATING | Table, Surgical, Electric | TABLESURGICALELECT-Steris-4085 | TABLESURGICALELECT |  |  |  |  | STERIS Corp | Table, Surgical, Electric |  | TABLESURGICALELECT-Steris-4085 |  |  |  | TSE-A | Covered PM Repair - Radiology, Low End | MHHS-TMC | [7 empty] | Table, Surgical, Electric | TABLESURGICALELECT | Table, Surgical, Electric | STERIS Corp
NO | YES |  |  |  | 069-37355 | 069-37355 | STERIS Corp |  |  |  | TMC-OR-Robertson (2R) | MHHS-TMC |  | Table, Surgical, Electric |  | 069-37355 | 069-37355 | TMC | MHHS-TMC | TMC-OR-Robertson (2R) |  | 12/1/19 |  |  | No pm sticker | TABLES, OPERATING | Table, Surgical, Electric | TABLESURGICALELECT-Steris-4085 | TABLESURGICALELECT |  |  |  |  | STERIS Corp | Table, Surgical, Electric |  | TABLESURGICALELECT-Steris-4085 |  |  |  | TSE-A | Covered PM Repair - Radiology, Low End | MHHS-TMC | [7 empty] | Table, Surgical, Electric | TABLESURGICALELECT | Table, Surgical, Electric | STERIS Corp
NO | YES |  |  |  | 029-06651 | 029-13350 | STERIS Corp |  |  |  | Woodlands-OR | MHHS-Woodlands |  | Table, Surgical, Electric |  | 029-06651 | 029-13350 | Woodlands | MHHS-Woodlands | Woodlands-OR | OR 14 | 5/1/19 |  | 11/1/19 |  | TABLES, OPERATING | Table, Surgical, Electric | TABLESURGICALELECT-Steris-4085 | TABLESURGICALELECT |  |  |  |  | STERIS Corp | Table, Surgical, Electric |  | TABLESURGICALELECT-Steris-4085 |  | 1/31/18 |  | TSE-A | Covered PM Repair - Biomedical | MHHS-Woodlands | [7 empty] | Table, Surgical, Electric | TABLESURGICALELECT | Table, Surgical, Electric | STERIS Corp
NO | YES |  |  |  | 029-06717 | 029-06717 | STERIS Corp |  |  |  | Woodlands-OR | MHHS-Woodlands |  | Table, Surgical, Electric |  | 029-06717 | 029-06717 | Woodlands | MHHS-Woodlands | Woodlands-OR | OR 9 | 5/1/19 |  | 11/1/19 |  | TABLES, OPERATING | Table, Surgical, Electric | TABLESURGICALELECT-Steris-4085 | TABLESURGICALELECT |  |  |  |  | STERIS Corp | Table, Surgical, Electric |  | TABLESURGICALELECT-Steris-4085 |  | 11/1/20 |  | TSE-A | No Coverage Specified | MHHS-Woodlands | [7 empty] | Table, Surgical, Electric | TABLESURGICALELECT | Table, Surgical, Electric | STERIS Corp
NO | YES |  |  |  | 029-07032 | 029-07032 | STERIS Corp |  |  |  | Woodlands-OR | MHHS-Woodlands |  | Table, Surgical, Electric |  | 029-07032 | 029-07032 | Woodlands | MHHS-Woodlands | Woodlands-OR | OR | 5/1/19 |  | 10/1/19 |  | TABLES, OPERATING | Table, Surgical, Electric | TABLESURGICALELECT-Steris-4085 | TABLESURGICALELECT |  |  |  |  | STERIS Corp | Table, Surgical, Electric |  | TABLESURGICALELECT-Steris-4085 |  |  |  | TSE-A | Covered PM Repair - Biomedical | MHHS-Woodlands | [7 empty] | Table, Surgical, Electric | TABLESURGICALELECT | Table, Surgical, Electric | STERIS Corp
YES | YES |  |  |  | 099-01989 | 099-01989 | STERIS Corp |  |  |  | NE-OR |  |  |  |  | 099-01989 | 099-01989 | Katy | MHHS-Northeast | NE-OR | OR 6 | 1/1/19 | 1/1/20 |  |  |  | Table, Surgical, Electric | TABLESURGICALELECT-Steris-4085 | [12 empty] | TSE-A | [9 empty] | Table, Surgical, Electric | TABLESURGICALELECT | Table, Surgical, Electric | STERIS Corp
YES | YES |  |  |  |  | 029-07030 | STERIS Corp |  |  |  | Woodlands-OR | [5 empty] | 029-07030 | Woodlands | MHHS-Woodlands | Woodlands-OR | OR Room 7 |  |  |  | No p.m. found |  | Table, Surgical, Electric | TABLESURGICALELECT-Steris-4085 | [12 empty] | TSE-A | [9 empty] | Table, Surgical, Electric | TABLESURGICALELECT | Table, Surgical, Electric | STERIS Corp
YES | YES |  |  |  | 029-06056 | 029-06056 | STERIS Corp |  |  |  | Woodlands-OR |  |  |  |  | 029-06056 | 029-06056 | Woodlands | MHHS-Woodlands | Woodlands-OR | Room 15 | 4/1/19 |  | 4/1/20 | New add |  | Table, Surgical, Electric | TABLESURGICALELECT-Steris-4085 | [12 empty] | TSE-A | [9 empty] | Table, Surgical, Electric | TABLESURGICALELECT | Table, Surgical, Electric | STERIS Corp
NO | YES |  |  |  | 069-43224 | 069-43224 | STERIS Corp |  |  |  | TMC-Sarofim 3-OR |  |  |  |  | 069-43224 | 069-43224 | TMC | MHHS-TMC | TMC-Sarofim 3-OR | SAROFIM | 11/1/19 |  | 5/1/20 |  |  | Table, Surgical, Electric | TABLESURGICALELECT-Steris-4085 | [12 empty] | TSE-A | [9 empty] | Table, Surgical, Electric | TABLESURGICALELECT | Table, Surgical, Electric | STERIS Corp
NO | YES |  |  |  | 041-14367 | 041-14367 | STERIS Corp |  |  |  | MEMORIAL CITY - OUTPATIENT SURGERY |  |  |  |  | 041-14367 | 041-14367 | West | Memorial Hermann Memorial City Medical Center | MEMORIAL CITY - OUTPATIENT SURGERY | Memorial City - Day Surgery Room W1 300.82 OR14
NO | YES |  |  |  | 041-14070 | 041-14070 | STERIS Corp |  |  |  | MEMORIAL CITY - OUTPATIENT SURGERY |  |  |  |  | 041-14070 | 041-14070 | West | Memorial Hermann - Memorial City | MEMORIAL CITY - OUTPATIENT SURGERY | W1 300.92 OR 8
NO | NO | [5 empty] | STERIS Corp |  |  |  | NE - OR | MHHS-Northeast |  | Table, Surgical, Electric |  |  |  | Katy |  | NE - OR | [5 empty] | TABLES, OPERATING |  | TABLESURGICALELECT-Steris-4085 | TABLESURGICALELECT |  |  |  |  | STERIS Corp | Table, Surgical, Electric |  | TABLESURGICALELECT-Steris-4085 |  |  |  |  | Covered PM Repair - Biomedical | MHHS-Northeast
NO | NO |  |  |  | 069-42205 |  | STERIS Corp |  |  |  | TMC - OR - PEDI OR (2R) | MHHS-TMC |  | Table, Surgical, Electric |  | 069-42205 |  | TMC |  | TMC - OR - PEDI OR (2R) | [5 empty] | TABLES, OPERATING |  | TABLESURGICALELECT-Steris-4085 | TABLESURGICALELECT |  |  |  |  | STERIS Corp | Table, Surgical, Electric |  | TABLESURGICALELECT-Steris-4085 |  |  |  |  | Covered PM Repair - Biomedical | MHHS-TMC
NO | NO |  |  |  | 029-07030 |  | STERIS Corp |  |  |  | WOODLANDS - OR | MHHS-Woodlands |  | Table, Surgical, Electric |  | 029-07030 |  | Woodlands |  | WOODLANDS - OR | [5 empty] | TABLES, OPERATING |  | TABLESURGICALELECT-Steris-4085 | TABLESURGICALELECT |  |  |  |  | STERIS Corp | Table, Surgical, Electric |  | TABLESURGICALELECT-Steris-4085 |  |  |  |  | Covered PM Repair - Biomedical | MHHS-Woodlands
NO | NO | [5 empty] | STERIS Corp |  |  |  | WOODLANDS - OR | MHHS-Woodlands |  | Table, Surgical, Electric |  |  |  | Woodlands |  | WOODLANDS - OR | [5 empty] | TABLES, OPERATING |  | TABLESURGICALELECT-Steris-4085 | TABLESURGICALELECT |  |  |  |  | STERIS Corp | Table, Surgical, Electric |  | TABLESURGICALELECT-Steris-4085 |  |  |  |  | No Coverage Specified | MHHS-Woodlands
YES | YES |  |  |  | 005-06009 | 005-06009 | STERIS Corp | 422HC |  |  | SE - OR |  |  |  |  | 005-06009 | 005-06009 | Southeast | Memorial Hermman South East | SE - OR | OR corridor | 10/1/19 |  | 1/1/20
YES | YES |  |  |  | 029-13188 | 029-13188 | STERIS Corp |  |  |  | Woodlands-OR |  |  |  |  | 029-13188 | 029-13188 | Woodlands | MHHS-Woodlands | Woodlands-OR | Equipment Storage |  |  |  | New Add |  | Table, Surgical, Electric | TABLESURGICALELECT-Steris-5085 | [12 empty] | TSE-A | [9 empty] | Table, Surgical, Electric | TABLESURGICALELECT | Table, Surgical, Electric | STERIS Corp
NO | YES |  |  |  | 151-03602 | 151-03602 | STERIS Corp | 5085 SRT |  |  | CY-OR | MHHS-Cypress |  | Table, Surgical, Electric |  | 151-03602 | 151-03602 | Northwest | MHHS-Cypress | CY-OR | OR Hallway room seven | 12/1/19 | 12/1/20 |  |  | TABLES, OPERATING | Table, Surgical, Electric | TABLESURGICALELECT-Steris-5085 SRT | TABLESURGICALELECT | 5085 SRT |  |  |  | STERIS Corp | Table, Surgical, Electric |  | TABLESURGICALELECT-Steris-5085 SRT |  | 7/1/20 |  | TSE-A | Not Covered Vendor Only - Biomedical | MHHS-Cypress | [7 empty] | Table, Surgical, Electric | TABLESURGICALELECT | Table, Surgical, Electric | STERIS Corp
NO | YES |  |  |  | 029-09784 | 029-09784 | STERIS Corp | 5085 SRT |  |  | Woodlands-OR | MHHS-Woodlands |  | Table, Surgical, Electric |  | 029-09784 | 029-09784 | Woodlands | MHHS-Woodlands | Woodlands-OR | OR Room 12 | 5/1/19 |  | 11/1/19 |  | TABLES, OPERATING | Table, Surgical, Electric | TABLESURGICALELECT-Steris-5085 SRT | TABLESURGICALELECT | 5085 SRT |  |  |  | STERIS Corp | Table, Surgical, Electric |  | TABLESURGICALELECT-Steris-5085 SRT |  | 8/1/20 |  | TSE-A | Not Covered Vendor Only - Biomedical | MHHS-Woodlands | [7 empty] | Table, Surgical, Electric | TABLESURGICALELECT | Table, Surgical, Electric | STERIS Corp
NO | YES |  |  |  | 029-12255 | 029-12255 | STERIS Corp | 5085 SRT |  |  | Woodlands-OR | MHHS-Woodlands |  | Table, Surgical, Electric |  | 029-12255 | 029-12255 | Woodlands | MHHS-Woodlands | Woodlands-OR | OR 11 | 5/1/19 |  | 11/1/19 |  | TABLES, OPERATING | Table, Surgical, Electric | TABLESURGICALELECT-Steris-5085 SRT | TABLESURGICALELECT | 5085 SRT |  |  |  | STERIS Corp | Table, Surgical, Electric |  | TABLESURGICALELECT-Steris-5085 SRT |  | 7/1/20 |  | TSE-A | Not Covered Vendor Only - Biomedical | MHHS-Woodlands | [7 empty] | Table, Surgical, Electric | TABLESURGICALELECT | Table, Surgical, Electric | STERIS Corp
NO | YES |  |  |  | 029-12968 | 029-12968 | STERIS Corp | 5085 SRT |  |  | Woodlands-OR | MHHS-Woodlands |  | Table, Surgical, Electric |  | 029-12968 | 029-12968 | Woodlands | MHHS-Woodlands | Woodlands-OR | OR Room 18 | 11/1/19 |  | 5/1/20 |  | TABLES, OPERATING | Table, Surgical, Electric | TABLESURGICALELECT-Steris-5085 SRT | TABLESURGICALELECT | 5085 SRT |  |  |  | STERIS Corp | Table, Surgical, Electric |  | TABLESURGICALELECT-Steris-5085 SRT |  | 7/1/20 |  | TSE-A | Not Covered Vendor Only - Biomedical | MHHS-Woodlands | [7 empty] | Table, Surgical, Electric | TABLESURGICALELECT | Table, Surgical, Electric | STERIS Corp
YES | YES |  |  |  | 029-13216 | 029-13216 | STERIS Corp | 5085 SRT |  |  | Woodlands-OR |  |  |  |  | 029-13216 | 029-13216 | Woodlands | MHHS-Woodlands | Woodlands-OR | OR | 5/1/20 |  | 11/1/19 |  |  | Table, Surgical, Electric | TABLESURGICALELECT-Steris-5085 SRT | [12 empty] | TSE-A | [9 empty] | Table, Surgical, Electric | TABLESURGICALELECT | Table, Surgical, Electric | STERIS Corp
NO | NO |  |  |  | 069-42188 |  | STERIS Corp | 5085 SRT |  |  | TMC - OR - HERMANN (2HP) | MHHS-TMC |  | Table, Surgical, Electric |  | 069-42188 |  | TMC |  | TMC - OR - HERMANN (2HP) | [5 empty] | TABLES, OPERATING |  | TABLESURGICALELECT-Steris-5085 SRT | TABLESURGICALELECT | 5085 SRT |  |  |  | STERIS Corp | Table, Surgical, Electric |  | TABLESURGICALELECT-Steris-5085 SRT |  |  |  |  | Covered PM Repair - Biomedical | MHHS-TMC
NO | NO |  |  |  | 069-42194 |  | STERIS Corp | 5085 SRT |  |  | TMC - OR - HERMANN (2HP) | MHHS-TMC |  | Table, Surgical, Electric |  | 069-42194 |  | TMC |  | TMC - OR - HERMANN (2HP) | [5 empty] | TABLES, OPERATING |  | TABLESURGICALELECT-Steris-5085 SRT | TABLESURGICALELECT | 5085 SRT |  |  |  | STERIS Corp | Table, Surgical, Electric |  | TABLESURGICALELECT-Steris-5085 SRT |  |  |  |  | Not Covered Vendor Only - Biomedical | MHHS-TMC
NO | NO |  |  |  | 069-42195 |  | STERIS Corp | 5085 SRT |  |  | TMC - OR - HERMANN (2HP) | MHHS-TMC |  | Table, Surgical, Electric |  | 069-42195 |  | TMC |  | TMC - OR - HERMANN (2HP) | [5 empty] | TABLES, OPERATING |  | TABLESURGICALELECT-Steris-5085 SRT | TABLESURGICALELECT | 5085 SRT |  |  |  | STERIS Corp | Table, Surgical, Electric |  | TABLESURGICALELECT-Steris-5085 SRT |  |  |  |  | Covered PM Repair - Biomedical | MHHS-TMC
NO | NO |  |  |  | 029-09468 |  | STERIS Corp | 5085 SRT |  |  | WOODLANDS - OR | MHHS-Woodlands |  | Table, Surgical, Electric |  | 029-09468 |  | Woodlands |  | WOODLANDS - OR | [5 empty] | TABLES, OPERATING |  | TABLESURGICALELECT-Steris-5085 SRT | TABLESURGICALELECT | 5085 SRT |  |  |  | STERIS Corp | Table, Surgical, Electric |  | TABLESURGICALELECT-Steris-5085 SRT |  |  |  |  | Covered PM Repair - Biomedical | MHHS-Woodlands
NO | NO |  |  |  | 029-09785 |  | STERIS Corp | 5085 SRT |  |  | WOODLANDS - OR | MHHS-Woodlands |  | Table, Surgical, Electric |  | 029-09785 |  | Woodlands |  | WOODLANDS - OR | [5 empty] | TABLES, OPERATING |  | TABLESURGICALELECT-Steris-5085 SRT | TABLESURGICALELECT | 5085 SRT |  |  |  | STERIS Corp | Table, Surgical, Electric |  | TABLESURGICALELECT-Steris-5085 SRT |  |  |  |  | Not Covered Vendor Only - Biomedical | MHHS-Woodlands
YES | YES | Serial Number 0 |  |  | 005-05288 | 005-05288 | STERIS Corp | 533HC |  |  | SE - OR |  |  |  |  | 005-05288 | 005-05288 | Southeast | Southeast | SE - OR | W3 236 | 11/1/19 |  | 2/1/20
YES | YES |  |  |  | 005-09660 | 005-09660 | STERIS Corp | 533HC |  | URA012904 | SE - OR |  |  |  |  | 005-09660 | 005-09660 | Southeast | Southeast | SE - OR | W3 454 | 11/1/19 |  | 2/1/20
YES | YES |  |  |  | 041-19401 | 041-19401 | STERIS Corp | 533HC?AiE |  | 2015-0492 | MEMORIAL CITY - Orthopedic Surgery |  |  |  |  | 041-19401 | 041-19401 | West | Memorial Hermann Memorial City Medical Center | MEMORIAL CITY - Orthopedic Surgery | Memorial City - Orthopedic Surgery room MH11 400 IUSS Room 1
YES | YES |  |  |  | 041-19403 | 041-19403 | STERIS Corp | 533HC?AiE |  | 2015-0431 | MEMORIAL CITY - Orthopedic Surgery |  |  |  |  | 041-19403 | 041-19403 | West | Memorial Hermann Memorial City Medical Center | MEMORIAL CITY - Orthopedic Surgery | Memorial City - Orthopedic Surgery MH11 516 IUSS Room 2 |  |  |  | Unit has paper stating please do bot use
YES | YES |  |  |  | 009-04983 | 009-04983 | STERIS Corp | 733 HC |  | 04F05066 | GH-steril processing |  |  |  |  | 009-04983 | 009-04983 |  |  | GH-steril processing |  |  |  | 7/1/20
YES | YES |  |  |  | 099-07124 | 099-07124 | STERIS Corp | Acu-sInQ |  |  | TMC - SAROFIM 3 - OR |  |  |  |  | 099-07124 | 099-07124 | TMC | Memorial Hermann-Texas Medical Center | TMC - SAROFIM 3 - OR | Anesthesia decontamination S3413 | 2/1/20 |  | 8/1/20 |  |  | Unit Dose Dispenser | DISPENSE-STERIS-Acu-sinQ | [22 empty] | Unit Dose Dispenser | DISPENSE | Unit Dose Dispenser | STERIS Corp
NO | NO |  |  |  | 142-08007 |  | STERIS Corp | ACU-SINQ |  |  | NE - ENDOSCOPY | MHHS-Northeast |  | Unit Dose Dispenser |  | 142-08007 |  | Katy |  | NE - ENDOSCOPY | [5 empty] | DISPENSERS, LABORATORY, LIQUID |  | DISPENSE-STERIS-Acu-sinQ | DISPENSE | Acu-sinQ |  |  |  | STERIS Corp | Unit Dose Dispenser |  | DISPENSE-STERIS-Acu-sinQ |  |  |  |  | Covered PM Repair - Biomedical | MHHS-Northeast
YES | YES |  |  |  | 099-00231 | 099-00231 | STERIS Corp | Amsco 3080 RL/SP 3085 SP |  |  | KATY - |  |  |  |  | 099-00231 | 099-00231 | Katy | Katy | KATY - | Bio med shop |  |  |  | No pm
NO | YES |  |  |  | 041-09552 |  | STERIS Corp | Amsco 3085 SP |  | B401502056 | MEMORIAL CITY - OUTPATIENT SURGERY |  |  |  |  | 041-09552 |  | West | Memorial Hermann - Memorial City | MEMORIAL CITY - OUTPATIENT SURGERY | W1 300.92 OR 8
YES | YES |  |  |  | 133-10344 | 133-10344 | STERIS Corp | AMSCO 400 |  |  | KATY - SPD |  |  |  |  | 133-10344 | 133-10344 | Katy | Memorial Hermann Katy Hospital | KATY - SPD | SPD | [5 empty] | Sterilizer, Steam, Floor | STERILIZERSTEAMFLOOR-STERIS-AMSCO 400 | [12 empty] | SSF-SA | [9 empty] | Sterilizer, Steam, Floor | STERILIZERSTEAMFLOOR | Sterilizer, Steam, Floor | STERIS Corp
YES | YES |  |  |  | 133-03939 | 133-03939 | STERIS Corp | AMSCO 400 |  | 0114506-02 | KATY - SPD |  |  |  |  | 133-03939 | 133-03939 | Katy | Memorial Hermann Katy Hospital | KATY - SPD | SPD | [5 empty] | Sterilizer, Steam, Floor | STERILIZERSTEAMFLOOR-STERIS-AMSCO 400 | [12 empty] | SSF-SA | [9 empty] | Sterilizer, Steam, Floor | STERILIZERSTEAMFLOOR | Sterilizer, Steam, Floor | STERIS Corp
YES | YES |  |  |  | 133-09006 | 133-09006 | STERIS Corp | AMSCO 400 |  | 0317516-32 | KATY - OR |  |  |  |  | 133-09006 | 133-09006 | Katy | Memorial Hermann Katy Hospital | KATY - OR | Sterile Core | 1/1/20 | 4/1/20 |  |  |  | Sterilizer, Steam, Floor | STERILIZERSTEAMFLOOR-STERIS-AMSCO 400 | [12 empty] | SSF-SA | [9 empty] | Sterilizer, Steam, Floor | STERILIZERSTEAMFLOOR | Sterilizer, Steam, Floor | STERIS Corp
YES | YES |  |  |  | 925-01129 | 925-01129 | STERIS Corp | AMSCO 400 |  | 0310516-03 | OR |  |  |  |  | 925-01129 | 925-01129 | Central | Joint Center - Orthopedic and Spine Hospital | OR | Decontamination clean side | 1/1/20 |  | 5/1/20 |  |  | Sterilizer, Steam, Floor | STERILIZERSTEAMFLOOR-STERIS-AMSCO 400 | [12 empty] | SSF-SA | [9 empty] | Sterilizer, Steam, Floor | STERILIZERSTEAMFLOOR | Sterilizer, Steam, Floor | STERIS Corp
YES | YES |  |  |  | 929-00665 | 929-00665 | STERIS Corp | AMSCO 400 |  |  | OR |  |  |  |  | 929-00665 | 929-00665 | Central | Joint Center - Orthopedic and Spine Hospital | OR | Decontamination clean side | 11/1/19 |  | 4/1/20 |  |  | Sterilizer, Steam, Floor | STERILIZERSTEAMFLOOR-STERIS-AMSCO 400 | [12 empty] | SSF-SA | [9 empty] | Sterilizer, Steam, Floor | STERILIZERSTEAMFLOOR | Sterilizer, Steam, Floor | STERIS Corp
YES | YES | Serial Number Cnf |  |  | 069-47711 | 069-47711 | STERIS Corp | AMSCO 400 |  | Cnf | TMC - OR - HERMANN (2HP) |  |  |  |  | 069-47711 | 069-47711 | TMC | Memorial Hermann-Texas Medical Center | TMC - OR - HERMANN (2HP) | OR 36 | [5 empty] | Sterilizer, Steam, Floor | STERILIZERSTEAMFLOOR-STERIS-AMSCO 400 | [12 empty] | SSF-SA | [9 empty] | Sterilizer, Steam, Floor | STERILIZERSTEAMFLOOR | Sterilizer, Steam, Floor | STERIS Corp
YES | YES |  |  |  | 069-47645 | 069-47645 | STERIS Corp | AMSCO 400 |  |  | TMC - OR - HERMANN (2HP) |  |  |  |  | 069-47645 | 069-47645 | TMC | Memorial Hermann-Texas Medical Center | TMC - OR - HERMANN (2HP) | Sterizer soom | [5 empty] | Sterilizer, Steam, Floor | STERILIZERSTEAMFLOOR-STERIS-AMSCO 400 | [12 empty] | SSF-SA | [9 empty] | Sterilizer, Steam, Floor | STERILIZERSTEAMFLOOR | Sterilizer, Steam, Floor | STERIS Corp
YES | YES |  |  |  | 069-47817 | 069-47817 | STERIS Corp | AMSCO 400 |  |  | TMC - OR - HERMANN (2HP) |  |  |  |  | 069-47817 | 069-47817 | TMC | Memorial Hermann-Texas Medical Center | TMC - OR - HERMANN (2HP) | Sterizer room | [5 empty] | Sterilizer, Steam, Floor | STERILIZERSTEAMFLOOR-STERIS-AMSCO 400 | [12 empty] | SSF-SA | [9 empty] | Sterilizer, Steam, Floor | STERILIZERSTEAMFLOOR | Sterilizer, Steam, Floor | STERIS Corp
YES | YES |  |  |  | 133-09288 | 133-09288 | STERIS Corp | Amsco 400 Series |  | 0325315-19 | KATY - OR |  |  |  |  | 133-09288 | 133-09288 | Katy | Memorial Hermann Katy Hospital | KATY - OR | OR Storage W2 340.4 | 11/1/19 | 2/1/20
YES | YES |  |  |  | 925-01130 | 925-01130 | STERIS Corp | AMSCO 5052 |  |  | OR |  |  |  |  | 925-01130 | 925-01130 | Central | MHOSH | OR | MHOSH | [5 empty] | Washer, Disinfector | WASHERDISINFECTOR-Steris-AMSCO 5052 | [12 empty] | WD-A | [9 empty] | Washer, Disinfector | WASHERDISINFECTOR | Washer, Disinfector | STERIS Corp
YES | YES |  |  |  | 074-04662 | 074-04662 | STERIS Corp | Amsco Century |  |  | TWC |  |  |  |  | 074-04662 | 074-04662 | TMC | Memorial Hermann Heart | TWC | CVOR 2
YES | YES |  |  |  | 099-10853 | 099-10853 | STERIS Corp | Amsco Dual Chamber |  |  | SW - ICU - NEURO |  |  |  |  | 099-10853 | 099-10853 | Southwest | Memorial Hermann Southwest Hospital | SW - ICU - NEURO | Nurses Station - Linen Room |  |  |  | New Add
YES | YES | Serial Number Cnf |  |  | 133-03942 | 133-03942 | STERIS Corp | Amsco Examiner 10 |  | Cnf | KATY - POSTPARTUM - 2W |  |  |  |  | 133-03942 | 133-03942 | Katy | Memorial Hermann Katy Hospital | KATY - POSTPARTUM - 2W | W3:150.2 equipment storage |  | 2/1/20 |  |  |  | Lamp, Exam | LAMPEXAM-Steris-Amsco Examiner 10 | [22 empty] | Lamp, Exam | LAMPEXAM | Lamp, Exam | STERIS Corp
YES | YES | Serial Number Cnf |  |  | 133-05351 | 133-05361 | STERIS Corp | Amsco Examiner 10 |  | CNF | KATY - NURSERY |  |  |  |  | 133-05351 | 133-05361 | Katy | Memorial Hermann Katy Hospital | KATY - NURSERY | Nursery A | 2/1/20 | 2/1/20 |  |  |  | Lamp, Exam | LAMPEXAM-Steris-Amsco Examiner 10 | [22 empty] | Lamp, Exam | LAMPEXAM | Lamp, Exam | STERIS Corp
YES | YES |  |  |  | 133-03976 | 133-03976 | STERIS Corp | Amsco Examiner 10 |  |  | KATY - ER |  |  |  |  | 133-03976 | 133-03976 | Katy | Memorial Hermann Katy Hospital | KATY - ER | EC 3 | [5 empty] | Lamp, Exam | LAMPEXAM-Steris-Amsco Examiner 10 | [22 empty] | Lamp, Exam | LAMPEXAM | Lamp, Exam | STERIS Corp
YES | YES | Serial Number Cnf |  |  | 133-00406 | 133-00406 | STERIS Corp | Amsco Examiner 10 |  | CNF | Katy - ER |  |  |  |  | 133-00406 | 133-00406 | Katy | Memorial Hermann Katy Hospital | Katy - ER | Katy - ER | [5 empty] | Lamp, Exam | LAMPEXAM-Steris-Amsco Examiner 10 | [22 empty] | Lamp, Exam | LAMPEXAM | Lamp, Exam | STERIS Corp
YES | YES |  |  |  | 133-03981 | 133-03981 | STERIS Corp | Amsco Examiner 10 |  |  | KATY - ER |  |  |  |  | 133-03981 | 133-03981 | Katy | Memorial Hermann Katy Hospital Emergency Center | KATY - ER | Ec 9 |  | 2/1/20 |  |  |  | Lamp, Exam | LAMPEXAM-Steris-Amsco Examiner 10 | [22 empty] | Lamp, Exam | LAMPEXAM | Lamp, Exam | STERIS Corp
YES | YES |  |  |  | 133-03984 | 133-03984 | STERIS Corp | Amsco Examiner 10 |  |  | KATY - ER |  |  |  |  | 133-03984 | 133-03984 | Katy | Memorial Hermann Katy Hospital Emergency Center | KATY - ER | Ed 16 | [5 empty] | Lamp, Exam | LAMPEXAM-Steris-Amsco Examiner 10 | [22 empty] | Lamp, Exam | LAMPEXAM | Lamp, Exam | STERIS Corp
YES | YES |  |  |  | 029-03028 | 029-03028 | STERIS Corp | Amsco Examiner 10 |  |  | Woodlands-Respiratory |  |  |  |  | 029-03028 | 029-03028 | Woodlands | MHHS-Woodlands | Woodlands-Respiratory | NICU | [5 empty] | Lamp, Exam | LAMPEXAM-Steris-Amsco Examiner 10 | [22 empty] | Lamp, Exam | LAMPEXAM | Lamp, Exam | STERIS Corp
YES | YES |  |  |  | 069-19248 | 069-19248 | STERIS Corp | Amsco Examiner 10 |  | Nsn | PICU storage |  |  |  |  | 069-19248 | 069-19248 |  | TMC | PICU storage | Memorial Hermann- texas medical center | 3/1/20 |  |  | No PM Sticker |  | Lamp, Exam | LAMPEXAM-Steris-Amsco Examiner 10 | [22 empty] | Lamp, Exam | LAMPEXAM | Lamp, Exam | STERIS Corp
YES | YES |  |  |  | 077-05512 | 077-05512 | STERIS Corp | Amsco Examiner 10 |  | Nsn | PICU storage |  |  |  |  | 077-05512 | 077-05512 |  | TMC | PICU storage | Memorial Hermann- texas medical center | 3/1/20 |  |  | No PM Sticker |  | Lamp, Exam | LAMPEXAM-Steris-Amsco Examiner 10 | [22 empty] | Lamp, Exam | LAMPEXAM | Lamp, Exam | STERIS Corp
YES | YES |  |  |  | 069-02322 | 069-02322 | STERIS Corp | Amsco Examiner 10 | [7 empty] | 069-02322 | 069-02322 |  | Memorial Hermann- TMC |  | HP7 | [5 empty] | Lamp, Exam | LAMPEXAM-Steris-Amsco Examiner 10 | [22 empty] | Lamp, Exam | LAMPEXAM | Lamp, Exam | STERIS Corp
NO | NO | [5 empty] | STERIS Corp | AMSCO FLEXMATIC SCRUB STATIION |  |  | NE - OR | MHHS-Northeast | [5 empty] | Katy |  | NE - OR | [5 empty] | SINKS, SURGICAL SCRUB |  | SCRUBSINK-Steris-Flexmatic Scrub Station |  |  |  |  | SCRUBSINK-Steris-Flexmatic Scrub Station | STERIS Corp | [7 empty] | Covered PM Repair - Biomedical | MHHS-Northeast
NO | NO | [5 empty] | STERIS Corp | AMSCO FLEXMATIC SCRUB STATIION |  |  | NE - OR | MHHS-Northeast | [5 empty] | Katy |  | NE - OR | [5 empty] | SINKS, SURGICAL SCRUB |  | SCRUBSINK-Steris-Flexmatic Scrub Station |  |  |  |  | SCRUBSINK-Steris-Flexmatic Scrub Station | STERIS Corp | [7 empty] | Covered PM Repair - Radiology, Low End | MHHS-Northeast
NO | NO | [5 empty] | STERIS Corp | AMSCO FLEXMATIC SCRUB STATIION |  |  | NE - OR | MHHS-Northeast | [5 empty] | Katy |  | NE - OR | [5 empty] | SINKS, SURGICAL SCRUB |  | SCRUBSINK-Steris-Flexmatic Scrub Station |  |  |  |  | SCRUBSINK-Steris-Flexmatic Scrub Station | STERIS Corp | [7 empty] | Covered PM Repair - Radiology, Low End | MHHS-Northeast
NO | NO | [5 empty] | STERIS Corp | AMSCO FLEXMATIC SCRUB STATIION |  |  | NE - OR | MHHS-Northeast | [5 empty] | Katy |  | NE - OR | [5 empty] | SINKS, SURGICAL SCRUB |  | SCRUBSINK-Steris-Flexmatic Scrub Station |  |  |  |  | SCRUBSINK-Steris-Flexmatic Scrub Station | STERIS Corp | [7 empty] | Covered PM Repair - Radiology, Low End | MHHS-Northeast
NO | NO |  |  |  | 069-36292 |  | STERIS Corp | AMSCO FLEXMATIC SCRUB STATIION |  |  | TMC - CHILDRENS - L&D (5HP) | MHHS-TMC |  |  |  | 069-36292 |  | TMC |  | TMC - CHILDRENS - L&D (5HP) | [5 empty] | SINKS, SURGICAL SCRUB |  | SCRUBSINK-Steris-Flexmatic Scrub Station |  |  |  |  | SCRUBSINK-Steris-Flexmatic Scrub Station | STERIS Corp | [7 empty] | Covered PM Repair - Biomedical | MHHS-TMC
NO | NO |  |  |  | 069-36293 |  | STERIS Corp | AMSCO FLEXMATIC SCRUB STATIION |  |  | TMC - CHILDRENS - L&D (5HP) | MHHS-TMC |  |  |  | 069-36293 |  | TMC |  | TMC - CHILDRENS - L&D (5HP) | [5 empty] | SINKS, SURGICAL SCRUB |  | SCRUBSINK-Steris-Flexmatic Scrub Station |  |  |  |  | SCRUBSINK-Steris-Flexmatic Scrub Station | STERIS Corp | [7 empty] | Covered PM Repair - Biomedical | MHHS-TMC
NO | NO |  |  |  | VC-0430102003 |  | STERIS Corp | AMSCO FLEXMATIC SCRUB STATIION |  |  | TMC - GI/ENDO - PEDI (GHP) | MHHS-TMC |  |  |  | VC-0430102003 |  | TMC |  | TMC - GI/ENDO - PEDI (GHP) | [5 empty] | SINKS, SURGICAL SCRUB |  | SCRUBSINK-Steris-Flexmatic Scrub Station |  |  |  |  | SCRUBSINK-Steris-Flexmatic Scrub Station | STERIS Corp | [7 empty] | Covered PM Repair - Radiology, High End | MHHS-TMC
NO | NO | [5 empty] | STERIS Corp | AMSCO FLEXMATIC SCRUB STATIION |  |  | TMC - OR - HERMANN (2HP) | MHHS-TMC | [5 empty] | TMC |  | TMC - OR - HERMANN (2HP) | [5 empty] | SINKS, SURGICAL SCRUB |  | SCRUBSINK-Steris-Flexmatic Scrub Station |  |  |  |  | SCRUBSINK-Steris-Flexmatic Scrub Station | STERIS Corp | [7 empty] | Covered PM Repair - Biomedical | MHHS-TMC
NO | NO | [5 empty] | STERIS Corp | AMSCO FLEXMATIC SCRUB STATIION |  |  | TMC - OR - HERMANN (2HP) | MHHS-TMC | [5 empty] | TMC |  | TMC - OR - HERMANN (2HP) | [5 empty] | SINKS, SURGICAL SCRUB |  | SCRUBSINK-Steris-Flexmatic Scrub Station |  |  |  |  | SCRUBSINK-Steris-Flexmatic Scrub Station | STERIS Corp | [7 empty] | Covered PM Repair - Radiology, Low End | MHHS-TMC
NO | NO | [5 empty] | STERIS Corp | AMSCO FLEXMATIC SCRUB STATIION |  |  | TMC - OR - HERMANN (2HP) | MHHS-TMC | [5 empty] | TMC |  | TMC - OR - HERMANN (2HP) | [5 empty] | SINKS, SURGICAL SCRUB |  | SCRUBSINK-Steris-Flexmatic Scrub Station |  |  |  |  | SCRUBSINK-Steris-Flexmatic Scrub Station | STERIS Corp | [7 empty] | Covered PM Repair - Biomedical | MHHS-TMC
NO | NO | [5 empty] | STERIS Corp | AMSCO FLEXMATIC SCRUB STATIION |  |  | TMC - OR - HERMANN (2HP) | MHHS-TMC | [5 empty] | TMC |  | TMC - OR - HERMANN (2HP) | [5 empty] | SINKS, SURGICAL SCRUB |  | SCRUBSINK-Steris-Flexmatic Scrub Station |  |  |  |  | SCRUBSINK-Steris-Flexmatic Scrub Station | STERIS Corp | [7 empty] | Covered PM Repair - Radiology, Low End | MHHS-TMC
NO | NO | [5 empty] | STERIS Corp | AMSCO FLEXMATIC SCRUB STATIION |  |  | TMC - OR - HERMANN (2HP) | MHHS-TMC | [5 empty] | TMC |  | TMC - OR - HERMANN (2HP) | [5 empty] | SINKS, SURGICAL SCRUB |  | SCRUBSINK-Steris-Flexmatic Scrub Station |  |  |  |  | SCRUBSINK-Steris-Flexmatic Scrub Station | STERIS Corp | [7 empty] | Covered PM Repair - Radiology, Low End | MHHS-TMC
NO | NO | [5 empty] | STERIS Corp | AMSCO FLEXMATIC SCRUB STATIION |  |  | TMC - OR - HERMANN (2HP) | MHHS-TMC | [5 empty] | TMC |  | TMC - OR - HERMANN (2HP) | [5 empty] | SINKS, SURGICAL SCRUB |  | SCRUBSINK-Steris-Flexmatic Scrub Station |  |  |  |  | SCRUBSINK-Steris-Flexmatic Scrub Station | STERIS Corp | [7 empty] | Covered PM Repair - Radiology, Low End | MHHS-TMC
NO | NO | [5 empty] | STERIS Corp | AMSCO FLEXMATIC SCRUB STATIION |  |  | TMC - OR - HERMANN (2HP) | MHHS-TMC | [5 empty] | TMC |  | TMC - OR - HERMANN (2HP) | [5 empty] | SINKS, SURGICAL SCRUB |  | SCRUBSINK-Steris-Flexmatic Scrub Station |  |  |  |  | SCRUBSINK-Steris-Flexmatic Scrub Station | STERIS Corp | [7 empty] | Covered PM Repair - Biomedical | MHHS-TMC
NO | NO | [5 empty] | STERIS Corp | AMSCO FLEXMATIC SCRUB STATIION |  |  | TMC - OR - HERMANN (2HP) | MHHS-TMC | [5 empty] | TMC |  | TMC - OR - HERMANN (2HP) | [5 empty] | SINKS, SURGICAL SCRUB |  | SCRUBSINK-Steris-Flexmatic Scrub Station |  |  |  |  | SCRUBSINK-Steris-Flexmatic Scrub Station | STERIS Corp | [7 empty] | Covered PM Repair - Biomedical | MHHS-TMC
NO | NO | [5 empty] | STERIS Corp | AMSCO FLEXMATIC SCRUB STATIION |  |  | TMC - OR - HERMANN (2HP) | MHHS-TMC | [5 empty] | TMC |  | TMC - OR - HERMANN (2HP) | [5 empty] | SINKS, SURGICAL SCRUB |  | SCRUBSINK-Steris-Flexmatic Scrub Station |  |  |  |  | SCRUBSINK-Steris-Flexmatic Scrub Station | STERIS Corp | [7 empty] | Covered PM Repair - Biomedical | MHHS-TMC
NO | NO | [5 empty] | STERIS Corp | AMSCO FLEXMATIC SCRUB STATIION |  |  | TMC - OR - HERMANN (2HP) | MHHS-TMC | [5 empty] | TMC |  | TMC - OR - HERMANN (2HP) | [5 empty] | SINKS, SURGICAL SCRUB |  | SCRUBSINK-Steris-Flexmatic Scrub Station |  |  |  |  | SCRUBSINK-Steris-Flexmatic Scrub Station | STERIS Corp | [7 empty] | Covered PM Repair - Biomedical | MHHS-TMC
NO | NO | [5 empty] | STERIS Corp | AMSCO FLEXMATIC SCRUB STATIION |  |  | TMC - OR - HERMANN (2HP) | MHHS-TMC | [5 empty] | TMC |  | TMC - OR - HERMANN (2HP) | [5 empty] | SINKS, SURGICAL SCRUB |  | SCRUBSINK-Steris-Flexmatic Scrub Station |  |  |  |  | SCRUBSINK-Steris-Flexmatic Scrub Station | STERIS Corp | [7 empty] | Covered PM Repair - Biomedical | MHHS-TMC
NO | NO | [5 empty] | STERIS Corp | AMSCO FLEXMATIC SCRUB STATIION |  |  | TMC - OR - HERMANN (2HP) | MHHS-TMC | [5 empty] | TMC |  | TMC - OR - HERMANN (2HP) | [5 empty] | SINKS, SURGICAL SCRUB |  | SCRUBSINK-Steris-Flexmatic Scrub Station |  |  |  |  | SCRUBSINK-Steris-Flexmatic Scrub Station | STERIS Corp | [7 empty] | Covered PM Repair - Biomedical | MHHS-TMC
NO | NO | [5 empty] | STERIS Corp | AMSCO FLEXMATIC SCRUB STATIION |  |  | TMC - OR - HERMANN (2HP) | MHHS-TMC | [5 empty] | TMC |  | TMC - OR - HERMANN (2HP) | [5 empty] | SINKS, SURGICAL SCRUB |  | SCRUBSINK-Steris-Flexmatic Scrub Station |  |  |  |  | SCRUBSINK-Steris-Flexmatic Scrub Station | STERIS Corp | [7 empty] | Covered PM Repair - Biomedical | MHHS-TMC
NO | NO | [5 empty] | STERIS Corp | AMSCO FLEXMATIC SCRUB STATIION |  |  | TMC - OR - HERMANN (2HP) | MHHS-TMC | [5 empty] | TMC |  | TMC - OR - HERMANN (2HP) | [5 empty] | SINKS, SURGICAL SCRUB |  | SCRUBSINK-Steris-Flexmatic Scrub Station |  |  |  |  | SCRUBSINK-Steris-Flexmatic Scrub Station | STERIS Corp | [7 empty] | Covered PM Repair - Radiology, Low End | MHHS-TMC
NO | NO | [5 empty] | STERIS Corp | AMSCO FLEXMATIC SCRUB STATIION |  |  | TMC - OR - HERMANN (2HP) | MHHS-TMC | [5 empty] | TMC |  | TMC - OR - HERMANN (2HP) | [5 empty] | SINKS, SURGICAL SCRUB |  | SCRUBSINK-Steris-Flexmatic Scrub Station |  |  |  |  | SCRUBSINK-Steris-Flexmatic Scrub Station | STERIS Corp | [7 empty] | Covered PM Repair - Radiology, Low End | MHHS-TMC
NO | NO | [5 empty] | STERIS Corp | AMSCO FLEXMATIC SCRUB STATIION |  |  | TMC - OR - HERMANN (2HP) | MHHS-TMC | [5 empty] | TMC |  | TMC - OR - HERMANN (2HP) | [5 empty] | SINKS, SURGICAL SCRUB |  | SCRUBSINK-Steris-Flexmatic Scrub Station |  |  |  |  | SCRUBSINK-Steris-Flexmatic Scrub Station | STERIS Corp | [7 empty] | Covered PM Repair - Biomedical | MHHS-TMC
NO | NO | [5 empty] | STERIS Corp | AMSCO FLEXMATIC SCRUB STATIION |  |  | TMC - OR - HERMANN (2HP) | MHHS-TMC | [5 empty] | TMC |  | TMC - OR - HERMANN (2HP) | [5 empty] | SINKS, SURGICAL SCRUB |  | SCRUBSINK-Steris-Flexmatic Scrub Station |  |  |  |  | SCRUBSINK-Steris-Flexmatic Scrub Station | STERIS Corp | [7 empty] | Covered PM Repair - Biomedical | MHHS-TMC
NO | NO | [5 empty] | STERIS Corp | AMSCO FLEXMATIC SCRUB STATIION |  |  | TMC - OR - HERMANN (2HP) | MHHS-TMC | [5 empty] | TMC |  | TMC - OR - HERMANN (2HP) | [5 empty] | SINKS, SURGICAL SCRUB |  | SCRUBSINK-Steris-Flexmatic Scrub Station |  |  |  |  | SCRUBSINK-Steris-Flexmatic Scrub Station | STERIS Corp | [7 empty] | Covered PM Repair - Biomedical | MHHS-TMC
NO | NO | [5 empty] | STERIS Corp | AMSCO FLEXMATIC SCRUB STATIION |  |  | TMC - OR - HERMANN (2HP) | MHHS-TMC | [5 empty] | TMC |  | TMC - OR - HERMANN (2HP) | [5 empty] | SINKS, SURGICAL SCRUB |  | SCRUBSINK-Steris-Flexmatic Scrub Station |  |  |  |  | SCRUBSINK-Steris-Flexmatic Scrub Station | STERIS Corp | [7 empty] | Covered PM Repair - Biomedical | MHHS-TMC
NO | NO | [5 empty] | STERIS Corp | AMSCO FLEXMATIC SCRUB STATIION |  |  | TMC - OR - HERMANN (2HP) | MHHS-TMC | [5 empty] | TMC |  | TMC - OR - HERMANN (2HP) | [5 empty] | SINKS, SURGICAL SCRUB |  | SCRUBSINK-Steris-Flexmatic Scrub Station |  |  |  |  | SCRUBSINK-Steris-Flexmatic Scrub Station | STERIS Corp | [7 empty] | Covered PM Repair - Biomedical | MHHS-TMC
NO | NO | [5 empty] | STERIS Corp | AMSCO FLEXMATIC SCRUB STATIION |  |  | TMC - OR - HERMANN (2HP) | MHHS-TMC | [5 empty] | TMC |  | TMC - OR - HERMANN (2HP) | [5 empty] | SINKS, SURGICAL SCRUB |  | SCRUBSINK-Steris-Flexmatic Scrub Station |  |  |  |  | SCRUBSINK-Steris-Flexmatic Scrub Station | STERIS Corp | [7 empty] | Covered PM Repair - Biomedical | MHHS-TMC
NO | NO | [5 empty] | STERIS Corp | AMSCO FLEXMATIC SCRUB STATIION |  |  | TMC - OR - HERMANN (2HP) | MHHS-TMC | [5 empty] | TMC |  | TMC - OR - HERMANN (2HP) | [5 empty] | SINKS, SURGICAL SCRUB |  | SCRUBSINK-Steris-Flexmatic Scrub Station |  |  |  |  | SCRUBSINK-Steris-Flexmatic Scrub Station | STERIS Corp | [7 empty] | Covered PM Repair - Biomedical | MHHS-TMC
NO | NO |  |  |  | 069-22566 |  | STERIS Corp | AMSCO FLEXMATIC SCRUB STATIION |  | 069-22566 | TMC - OR - ROBERTSON (2R) | MHHS-TMC |  |  |  | 069-22566 |  | TMC |  | TMC - OR - ROBERTSON (2R) | [5 empty] | SINKS, SURGICAL SCRUB |  | SCRUBSINK-Steris-Flexmatic Scrub Station |  |  |  |  | SCRUBSINK-Steris-Flexmatic Scrub Station | STERIS Corp | [7 empty] | Not Covered Vendor Only - Biomedical | MHHS-TMC
NO | NO | [5 empty] | STERIS Corp | AMSCO FLEXMATIC SCRUB STATIION |  |  | TMC - OR - STERILE PROCESSING (2HP) | MHHS-TMC | [5 empty] | TMC |  | TMC - OR - STERILE PROCESSING (2HP) | [5 empty] | SINKS, SURGICAL SCRUB |  | SCRUBSINK-Steris-Flexmatic Scrub Station |  |  |  |  | SCRUBSINK-Steris-Flexmatic Scrub Station | STERIS Corp | [7 empty] | Not Covered Vendor Only - Biomedical | MHHS-TMC
NO | NO |  |  |  | 029-12756 |  | STERIS Corp | AMSCO FLEXMATIC SCRUB STATIION |  |  | WOODLANDS - NICU (NEW) | MHHS-Woodlands |  |  |  | 029-12756 |  | Woodlands |  | WOODLANDS - NICU (NEW) | [5 empty] | SINKS, SURGICAL SCRUB |  | SCRUBSINK-Steris-Flexmatic Scrub Station |  |  |  |  | SCRUBSINK-Steris-Flexmatic Scrub Station | STERIS Corp | [7 empty] | Not Covered Vendor Only - Biomedical | MHHS-Woodlands
NO | NO |  |  |  | 069-41833 |  | STERIS Corp | AMSCO PASS THRU WARMING CABINET |  |  | TMC - OR - HERMANN (2HP) | MHHS-TMC |  |  |  | 069-41833 |  | TMC |  | TMC - OR - HERMANN (2HP) | [5 empty] | WARMING UNITS, MULTIPURPOSE |  | SCRUBSINK-Steris-Flexmatic Scrub Station |  |  |  |  | SCRUBSINK-Steris-Flexmatic Scrub Station | STERIS Corp | [7 empty] | Not Covered Vendor Only - Rad, Low End | MHHS-TMC
NO | NO |  |  |  | 069-41839 |  | STERIS Corp | AMSCO PASS THRU WARMING CABINET |  |  | TMC - OR - HERMANN (2HP) | MHHS-TMC |  |  |  | 069-41839 |  | TMC |  | TMC - OR - HERMANN (2HP) | [5 empty] | WARMING UNITS, MULTIPURPOSE |  | SCRUBSINK-Steris-Flexmatic Scrub Station |  |  |  |  | SCRUBSINK-Steris-Flexmatic Scrub Station | STERIS Corp | [7 empty] | Covered PM Repair - Biomedical | MHHS-TMC
YES | YES |  |  |  | 929-00666 | 929-00666 | STERIS Corp | Amsco V160H |  | 0326709?Ai16 | Surgery |  |  |  |  | 929-00666 | 929-00666 | Central | Joint Center - Orthopedic and Spine Hospital | Surgery | SPD | 11/1/19 |  | 4/1/20
YES | YES |  |  |  | 009-10657 | 009-10657 | STERIS Corp | Amsco Warmin |  |  | CC-Lab |  |  |  |  | 009-10657 | 009-10657 | Central | Memorial Hermann Urgent Care Greater Heights (#100) | CC-Lab | Nurses station | 4/1/19 | 4/1/20
NO | YES |  |  |  | 133-04511 | 133-04511 | STERIS Corp | AMSCO WARMING CABINET |  |  | Katy-Cath Lab | MHHS-Katy |  |  |  | 133-04511 | 133-04511 | Katy | MHHS-Katy | Katy-Cath Lab | Cath lab 2 | 9/1/19 | 9/1/20 |  |  | WARMING UNITS, MULTIPURPOSE |  | .needs class |  |  |  |  | .needs class | STERIS Corp |  |  |  |  | 7/1/12 |  |  | Covered PM Repair - Radiology, Low End | MHHS-Katy
NO | YES |  |  |  | 133-08193 | 133-08193 | STERIS Corp | AMSCO WARMING CABINET |  |  | Katy-CT | MHHS-Katy |  |  |  | 133-08193 | 133-08193 | Katy | MHHS-Katy | Katy-CT | CT | 10/1/19 | 10/1/20 |  |  | WARMING UNITS, MULTIPURPOSE |  | .needs class |  |  |  |  | .needs class | STERIS Corp |  |  |  |  | 11/20/20 |  |  | Not Covered Vendor Only - Rad, High End | MHHS-Katy
NO | YES |  |  |  | 133-03813 | 133-03813 | STERIS Corp | AMSCO WARMING CABINET |  |  | Katy-NICU | MHHS-Katy |  |  |  | 133-03813 | 133-03813 | Katy | MHHS-Katy | Katy-NICU | Pediactrics | 11/1/19 | 11/1/20 |  |  | WARMING UNITS, MULTIPURPOSE |  | .needs class |  |  |  |  | .needs class | STERIS Corp | [7 empty] | Covered PM Repair - Radiology, Low End | MHHS-Katy
NO | YES |  |  |  | 074-02098 | 074-02098 | STERIS Corp | AMSCO WARMING CABINET |  |  | ICU | MHHS-TMC |  |  |  | 074-02098 | 074-02098 | TMC | Memorial Hermann-Texas Medical Center | ICU | Storage 509 | 7/1/19 |  |  |  | WARMING UNITS, MULTIPURPOSE |  | .needs class |  |  |  |  | .needs class | STERIS Corp | [7 empty] | Covered PM Repair - Biomedical | MHHS-TMC
YES | YES |  |  |  | 074-02101 | 074-02101 | STERIS Corp | Amsco Warming Cabinet |  |  | TMC-HVI-Cardiology (3Hvi) |  |  |  |  | 074-02101 | 074-02101 | TMC | MHHS-TMC | TMC-HVI-Cardiology (3Hvi) | Clean Utility | 7/1/19 |  | 7/1/20
NO | YES |  |  |  |  | 142-07036 | STERIS Corp | Amsco warming cabinet |  |  | NE- Storage | [5 empty] | 142-07036 | Memorial Hermann | Katy | NE- Storage | 5th Floor
NO | NO | [5 empty] | STERIS Corp | AMSCO WARMING CABINET |  |  | TIRR - SLEEP LAB | MHHS-TIRR | [5 empty] | TMC |  | TIRR - SLEEP LAB | [5 empty] | WARMING UNITS, MULTIPURPOSE |  | .needs class |  |  |  |  | .needs class | STERIS Corp | [7 empty] | Covered PM Repair - Radiology, Low End | MHHS-TIRR
NO | NO | [5 empty] | STERIS Corp | AMSCO WARMING CABINET |  |  | TMC - CHILDRENS - L&D (6HP) | MHHS-TMC | [5 empty] | TMC |  | TMC - CHILDRENS - L&D (6HP) | [5 empty] | WARMING UNITS, MULTIPURPOSE |  | .needs class |  |  |  |  | .needs class | STERIS Corp | [7 empty] | Covered PM Repair - Biomedical | MHHS-TMC
NO | NO |  |  |  | 069-28744 |  | STERIS Corp | AMSCO WARMING CABINET |  |  | TMC - PACU - PEDI (2HP) | MHHS-TMC |  |  |  | 069-28744 |  | TMC |  | TMC - PACU - PEDI (2HP) | [5 empty] | WARMING UNITS, MULTIPURPOSE |  | .needs class |  |  |  |  | .needs class | STERIS Corp | [7 empty] | Covered PM Repair - Biomedical | MHHS-TMC
NO | YES |  |  |  | 069-19530 | 069-19530 | STERIS Corp | BL57727330 (QUANTUM 3080SP) |  | B403404040 | TMC-OR-Robertson (2R) | MHHS-TMC |  |  |  | 069-19530 | 069-19530 | TMC | MHHS-TMC | TMC-OR-Robertson (2R) | Or66 | 12/1/19 |  | 7/1/20 |  | TABLES, OPERATING |  | .needs class | [5 empty] | STERIS Corp |  |  |  |  | 11/1/20 |  |  | Not Covered Vendor Only - Biomedical | MHHS-TMC
NO | YES |  |  |  | 069-19545 |  | STERIS Corp | BL57727330 (QUANTUM 3080SP) |  | B403404039 | TMC-OR-Pedi OR (2R) | MHHS-TMC |  |  |  | 069-19545 |  | TMC | MHHS-TMC | TMC-OR-Pedi OR (2R) | PEDI OR (2R) | 3/1/20 |  | 9/1/20 |  | TABLES, OPERATING |  | .needs class | [5 empty] | STERIS Corp |  |  |  |  | 11/1/20 |  |  | Not Covered Vendor Only - Biomedical | MHHS-TMC
NO | YES |  |  |  | 069-19546 | 069-19546 | STERIS Corp | BL57727330 (QUANTUM 3080SP) |  | B403604123 | TMC-OR-Pedi OR (2R) | MHHS-TMC |  |  |  | 069-19546 | 069-19546 | TMC | MHHS-TMC | TMC-OR-Pedi OR (2R) | S2 OR 55 | 9/1/19 |  | 3/1/20 |  | TABLES, OPERATING |  | .needs class | [5 empty] | STERIS Corp |  |  |  |  | 11/1/20 |  |  | Not Covered Vendor Only - Biomedical | MHHS-TMC
NO | NO | [5 empty] | STERIS Corp | BL57727330 (QUANTUM 3080SP) |  | B403404048 | TMC - OR - PEDI OR (2R) | MHHS-TMC | [5 empty] | TMC |  | TMC - OR - PEDI OR (2R) | [5 empty] | TABLES, OPERATING |  | .needs class | [5 empty] | STERIS Corp | [7 empty] | Not Covered Vendor Only - Biomedical | MHHS-TMC
YES | YES |  |  |  | 029-07207 | 029-07207 | STERIS Corp | Cart STD |  |  | Sterile processing |  |  |  |  | 029-07207 | 029-07207 | Woodlands | Memorial Hermann in the woodlands | Sterile processing | Sterile processing | 1/1/20 |  | 4/1/20
YES | YES |  |  |  | 151-03705 | 151-03705 | STERIS Corp | Cavi-17w-e |  | 1216st010-0549 | Spd |  |  |  |  | 151-03705 | 151-03705 | Northwest | Memorial Hermann Cypress Hospital | Spd | Spd decon | 10/1/19 | 4/1/20
YES | YES |  |  |  | 929-00661 | 929-00661 | STERIS Corp | Cavi-20-W-E |  | 807C143 | OR |  |  |  |  | 929-00661 | 929-00661 | Central | MHOSH | OR | MHOSH
NO | NO |  |  |  | 029-32208 |  | STERIS Corp | CAVIWAVE |  | 0218ST0100625 | WOODLANDS - STERILE PROCESSING | MHHS-Woodlands |  | Cleaner, Ultrasonic |  | 029-32208 |  | Woodlands |  | WOODLANDS - STERILE PROCESSING | [5 empty] | ULTRASOUND CLEANING SYSTEMS |  | CLEANERULTRASONIC-Steris-Caviwave | CLEANERULTRASONIC | Caviwave |  |  |  | STERIS Corp | Cleaner, Ultrasonic |  | CLEANERULTRASONIC-Steris-Caviwave |  |  |  |  | Not Covered Vendor Only - Biomedical | MHHS-Woodlands
YES | YES |  |  |  | 133-08595 | 133-08595 | STERIS Corp | Caviwave Pro |  | 0413ST013-0052 | KATY - SPD |  |  |  |  | 133-08595 | 133-08595 | Katy | Memorial Hermann Katy Hospital | KATY - SPD | SPD DECON | 10/1/19 | 4/1/20 |  |  |  | Cleaner, Ultrasonic | CLEANERULTRASONIC-STERIS-Caviwave Pro | [22 empty] | Cleaner, Ultrasonic | CLEANERULTRASONIC | Cleaner, Ultrasonic | STERIS Corp
YES | YES |  |  |  | 142-06292 | 142-06292 | STERIS Corp | Caviwave Pro |  | 0814ST010-0306 | SPD |  |  |  |  | 142-06292 | 142-06292 | Katy | Memorial Hermann Northeast Hospital | SPD | Decon | 8/1/19 | 2/1/20 |  |  |  | Cleaner, Ultrasonic | CLEANERULTRASONIC-STERIS-Caviwave Pro | [22 empty] | Cleaner, Ultrasonic | CLEANERULTRASONIC | Cleaner, Ultrasonic | STERIS Corp
YES | YES |  |  |  | 009-10949 | 009-10949 | STERIS Corp | Caviwave Pro |  |  | Sterile processing |  |  |  |  | 009-10949 | 009-10949 | Central | Memorial Hermann Greater Heights Hospital | Sterile processing | Dirty side | [5 empty] | Cleaner, Ultrasonic | CLEANERULTRASONIC-STERIS-Caviwave Pro | [22 empty] | Cleaner, Ultrasonic | CLEANERULTRASONIC | Cleaner, Ultrasonic | STERIS Corp
NO | NO |  |  |  | 069-41826 |  | STERIS Corp | CB4721003001 |  |  | TMC - OR - HERMANN (2HP) | MHHS-TMC |  |  |  | 069-41826 |  | TMC |  | TMC - OR - HERMANN (2HP) | [5 empty] | WARMING UNITS, MULTIPURPOSE |  | .needs class | [5 empty] | STERIS Corp | [7 empty] | Not Covered Vendor Only - Biomedical | MHHS-TMC
NO | NO |  |  |  | 069-41829 |  | STERIS Corp | CB4721003001 |  |  | TMC - OR - HERMANN (2HP) | MHHS-TMC |  |  |  | 069-41829 |  | TMC |  | TMC - OR - HERMANN (2HP) | [5 empty] | WARMING UNITS, MULTIPURPOSE |  | .needs class | [5 empty] | STERIS Corp | [7 empty] | Not Covered Vendor Only - Biomedical | MHHS-TMC
NO | NO |  |  |  | 069-41832 |  | STERIS Corp | CB4721003001 |  |  | TMC - OR - HERMANN (2HP) | MHHS-TMC |  |  |  | 069-41832 |  | TMC |  | TMC - OR - HERMANN (2HP) | [5 empty] | WARMING UNITS, MULTIPURPOSE |  | .needs class | [5 empty] | STERIS Corp | [7 empty] | Not Covered Vendor Only - Biomedical | MHHS-TMC
NO | NO |  |  |  | 069-41834 |  | STERIS Corp | CB4721003001 |  |  | TMC - OR - HERMANN (2HP) | MHHS-TMC |  |  |  | 069-41834 |  | TMC |  | TMC - OR - HERMANN (2HP) | [5 empty] | WARMING UNITS, MULTIPURPOSE |  | .needs class | [5 empty] | STERIS Corp | [7 empty] | Not Covered Vendor Only - Biomedical | MHHS-TMC
NO | NO |  |  |  | 069-41835 |  | STERIS Corp | CB4721003001 |  |  | TMC - OR - HERMANN (2HP) | MHHS-TMC |  |  |  | 069-41835 |  | TMC |  | TMC - OR - HERMANN (2HP) | [5 empty] | WARMING UNITS, MULTIPURPOSE |  | .needs class | [5 empty] | STERIS Corp | [7 empty] | Not Covered Vendor Only - Biomedical | MHHS-TMC
NO | NO |  |  |  | 069-41836 |  | STERIS Corp | CB4721003001 |  |  | TMC - OR - HERMANN (2HP) | MHHS-TMC |  |  |  | 069-41836 |  | TMC |  | TMC - OR - HERMANN (2HP) | [5 empty] | WARMING UNITS, MULTIPURPOSE |  | .needs class | [5 empty] | STERIS Corp | [7 empty] | Not Covered Vendor Only - Biomedical | MHHS-TMC
NO | NO |  |  |  | 069-41837 |  | STERIS Corp | CB4721003001 |  |  | TMC - OR - HERMANN (2HP) | MHHS-TMC |  |  |  | 069-41837 |  | TMC |  | TMC - OR - HERMANN (2HP) | [5 empty] | WARMING UNITS, MULTIPURPOSE |  | .needs class | [5 empty] | STERIS Corp | [7 empty] | Not Covered Vendor Only - Biomedical | MHHS-TMC
NO | NO |  |  |  | 069-41842 |  | STERIS Corp | CB4721003001 |  |  | TMC - OR - HERMANN (2HP) | MHHS-TMC |  |  |  | 069-41842 |  | TMC |  | TMC - OR - HERMANN (2HP) | [5 empty] | WARMING UNITS, MULTIPURPOSE |  | .needs class | [5 empty] | STERIS Corp | [7 empty] | Not Covered Vendor Only - Biomedical | MHHS-TMC
NO | NO |  |  |  | 069-41831 |  | STERIS Corp | CB4721003001 |  |  | TMC - OR - PEDI OR (2R) | MHHS-TMC |  |  |  | 069-41831 |  | TMC |  | TMC - OR - PEDI OR (2R) | [5 empty] | WARMING UNITS, MULTIPURPOSE |  | .needs class | [5 empty] | STERIS Corp | [7 empty] | Covered PM Repair - Biomedical | MHHS-TMC
NO | NO |  |  |  | 069-22643 |  | STERIS Corp | CENTURY V116 |  |  | TMC - OR - PEDI OR (2R) | MHHS-TMC |  |  |  | 069-22643 |  | TMC |  | TMC - OR - PEDI OR (2R) | [5 empty] | STERILIZING UNITS |  | .needs class | [5 empty] | STERIS Corp | [7 empty] | Covered PM Repair - Biomedical | MHHS-TMC
NO | YES |  |  |  | 133-05543 | 133-05543 | STERIS Corp | CMAX |  | C435107034 | Katy-OR | MHHS-Katy |  | Table, Surgical, Electric |  | 133-05543 | 133-05543 | Katy | MHHS-Katy | Katy-OR | OR 11 hallway | 8/1/19 | 8/1/20 |  |  | TABLES, OPERATING | Table, Surgical, Electric | TABLESURGICALELECT-STERIS-CMAX | TABLESURGICALELECT | CMAX |  |  |  | STERIS Corp | Table, Surgical, Electric |  | TABLESURGICALELECT-STERIS-CMAX |  | 8/1/09 |  | TSE-A | Covered PM Repair - Biomedical | MHHS-Katy | [7 empty] | Table, Surgical, Electric | TABLESURGICALELECT | Table, Surgical, Electric | STERIS Corp
NO | NO | [5 empty] | STERIS Corp | CMAX |  | C417206038 | MEMORIAL CITY - MOR | MHHS-Mem City |  | Table, Surgical, Electric |  |  |  | West & Memorial City |  | MEMORIAL CITY - MOR | [5 empty] | TABLES, OPERATING |  | TABLESURGICALELECT-STERIS-CMAX | TABLESURGICALELECT | CMAX |  |  |  | STERIS Corp | Table, Surgical, Electric |  | TABLESURGICALELECT-STERIS-CMAX |  |  |  |  | Covered PM Repair - Biomedical | MHHS-Mem City
YES | YES | Serial Number Cnf |  |  | 099-00052 | 099-00052 | STERIS Corp | CNF |  | CNF | NE - OR |  |  |  |  | 099-00052 | 099-00052 | Katy | Memorial Hermann Northeast Hospital | NE - OR | SPD | 2/1/20 | 2/1/20 |  | Insulation Tester |  |  | .needs class
YES | YES |  |  |  | 925-01127 | 925-01127 | STERIS Corp | CR12 |  | 0116C2479 | OR |  |  |  |  | 925-01127 | 925-01127 | Central | Joint Center - Orthopedic and Spine Hospital | OR | Decontamination
NO | YES |  |  |  | 029-13211 | 029-13211 | STERIS Corp | CRP117 |  | 0218ST010-0625 | Sterile processing |  |  |  |  | 029-13211 | 029-13211 | Woodlands | Memorial Hermann in the woodlands | Sterile processing | Sterile processing
YES | YES |  |  |  | 133-05614 | 133-05614 | STERIS Corp | CS DF70 |  |  | OR |  |  |  |  | 133-05614 | 133-05614 | Katy | Memorial Hermann Katy Hospital | OR | OR 4 |  |  |  | No pm |  | Equipment Boom/ Column | EQUIPMENTBOOM-STERIS-CS DF70 | [22 empty] | Equipment Boom/ Column | EQUIPMENTBOOM | Equipment Boom/ Column | STERIS Corp
YES | YES |  |  |  | 133-03966 | 133-03966 | STERIS Corp | CS DF70 |  |  | OR |  |  |  |  | 133-03966 | 133-03966 | Katy | Memorial Hermann Katy Hospital | OR | OR 3 |  |  |  | No pm |  | Equipment Boom/ Column | EQUIPMENTBOOM-STERIS-CS DF70 | [22 empty] | Equipment Boom/ Column | EQUIPMENTBOOM | Equipment Boom/ Column | STERIS Corp
NO | NO |  |  |  | 077-07668 |  | STERIS Corp | DJ03 |  |  | TMC - RADIOLOGY - CHILDRENS HOSPITAL (OLD) | MHHS-TMC |  |  |  | 077-07668 |  | TMC |  | TMC - RADIOLOGY - CHILDRENS HOSPITAL (OLD) | [5 empty] | WARMING UNITS, MULTIPURPOSE |  | .needs class | [5 empty] | STERIS Corp | [7 empty] | Covered PM Repair - Biomedical | MHHS-TMC
NO | YES |  |  |  | 133-09851 | 133-09851 | STERIS Corp | DJ030124131 |  |  | Katy-Cath Lab | MHHS-Katy |  | Warming Cabinet |  | 133-09851 | 133-09851 | Katy | MHHS-Katy | Katy-Cath Lab | Cath lab 1 | 1/1/19 | 1/1/21 |  |  | WARMING UNITS, MULTIPURPOSE | Warming Cabinet | WARMINGCABINET-STERIS-DJ030124131 | WARMINGCABINET | DJ030124131 |  |  |  | STERIS Corp | Warming Cabinet |  | WARMINGCABINET-STERIS-DJ030124131 |  | 7/15/13 |  |  | Covered PM Repair - Biomedical | MHHS-Katy | [7 empty] | Warming Cabinet | WARMINGCABINET | Warming Cabinet | STERIS Corp
NO | YES |  |  |  | 142-07037 | 142-07037 | STERIS Corp | DJ030124131 |  |  | NE-ER | MHHS-Northeast |  | Warming Cabinet |  | 142-07037 | 142-07037 | Katy | MHHS-Northeast | NE-ER |  | 6/1/19 | 6/1/20 |  |  | WARMING UNITS, MULTIPURPOSE | Warming Cabinet | WARMINGCABINET-STERIS-DJ030124131 | WARMINGCABINET | DJ030124131 |  |  |  | STERIS Corp | Warming Cabinet |  | WARMINGCABINET-STERIS-DJ030124131 |  | 7/15/13 |  |  | Covered PM Repair - Biomedical | MHHS-Northeast | [7 empty] | Warming Cabinet | WARMINGCABINET | Warming Cabinet | STERIS Corp
NO | YES |  |  |  | 142-07259 | 142-07259 | STERIS Corp | DJ040124331 |  |  | NE-5 South West | MHHS-Northeast |  | Warming Cabinet |  | 142-07259 | 142-07259 | Katy | MHHS-Northeast | NE-5 South West |  | 6/1/19 | 6/1/20 |  |  | WARMING UNITS, MULTIPURPOSE | Warming Cabinet | WARMINGCABINET-STERIS-DJ040124331 | WARMINGCABINET | DJ040124331 |  |  |  | STERIS Corp | Warming Cabinet |  | WARMINGCABINET-STERIS-DJ040124331 |  | 7/15/13 |  |  | Covered PM Repair - Biomedical | MHHS-Northeast | [7 empty] | Warming Cabinet | WARMINGCABINET | Warming Cabinet | STERIS Corp
NO | YES |  |  |  | 142-08009 | 142-08009 | STERIS Corp | DJ040124331 |  |  | NE-ER | MHHS-Northeast |  | Warming Cabinet |  | 142-08009 | 142-08009 | Katy | MHHS-Northeast | NE-ER | Hall | 5/1/19 | 5/1/20 |  |  | WARMING UNITS, MULTIPURPOSE | Warming Cabinet | WARMINGCABINET-STERIS-DJ040124331 | WARMINGCABINET | DJ040124331 |  |  |  | STERIS Corp | Warming Cabinet |  | WARMINGCABINET-STERIS-DJ040124331 |  | 7/15/13 |  |  | Covered PM Repair - Biomedical | MHHS-Northeast | [7 empty] | Warming Cabinet | WARMINGCABINET | Warming Cabinet | STERIS Corp
NO | YES |  |  |  | 069-36290 | 069-36290 | STERIS Corp | DJ040124331 |  |  | TMC-Children's-L&D (5Hp) | MHHS-TMC |  | Warming Cabinet |  | 069-36290 | 069-36290 | TMC | MHHS-TMC | TMC-Children's-L&D (5Hp) |  | 7/16/19 |  |  |  | WARMING UNITS, MULTIPURPOSE | Warming Cabinet | WARMINGCABINET-STERIS-DJ040124331 | WARMINGCABINET | DJ040124331 |  |  |  | STERIS Corp | Warming Cabinet |  | WARMINGCABINET-STERIS-DJ040124331 |  | 7/15/13 | Verified 3/30/2020 4:07pm (Central) |  | Covered PM Repair - Biomedical | MHHS-TMC | [7 empty] | Warming Cabinet | WARMINGCABINET | Warming Cabinet | STERIS Corp
NO | YES |  |  |  | 041-19688 | 041-19688 | STERIS Corp | DJ06 |  |  | Memorial City Surgery Dept - Ortho | MHHS-Mem City |  |  |  | 041-19688 | 041-19688 | West | Memorial Hermann - Memorial City | Memorial City Surgery Dept - Ortho | MH11 508.1 Equipment Storage |  |  |  |  | WARMING UNITS, MULTIPURPOSE |  | WARMERBLANKET-Steris-DJ06012413112 |  |  |  |  | WARMERBLANKET-Steris-DJ06012413112 | STERIS Corp | [7 empty] | Covered PM Repair - Biomedical | MHHS-Mem City
NO | YES |  |  |  | 041-19696 | 041-19696 | STERIS Corp | DJ06 |  |  | MEMORIAL CITY - Orthopedics Surgery | MHHS-Mem City |  |  |  | 041-19696 | 041-19696 | West | Memorial City - Memorial Hermann Hospital | MEMORIAL CITY - Orthopedics Surgery | MH11 506.1 Equipment Storage |  |  |  |  | WARMING UNITS, MULTIPURPOSE |  | WARMERBLANKET-Steris-DJ06012413112 |  |  |  |  | WARMERBLANKET-Steris-DJ06012413112 | STERIS Corp | [7 empty] | Covered PM Repair - Biomedical | MHHS-Mem City
NO | YES |  |  |  | 041-19725 | 041-19725 | STERIS Corp | DJ06 |  |  | MEMORIAL CITY - MHT - JHC OR | MHHS-Mem City |  |  |  | 041-19725 | 041-19725 | West | West | MEMORIAL CITY - MHT - JHC OR | MH11:504.1 Equipment Storage |  |  |  |  | WARMING UNITS, MULTIPURPOSE |  | WARMERBLANKET-Steris-DJ06012413112 |  |  |  |  | WARMERBLANKET-Steris-DJ06012413112 | STERIS Corp | [7 empty] | Covered PM Repair - Biomedical | MHHS-Mem City
NO | YES |  |  |  | 041-19733 | 041-19733 | STERIS Corp | DJ06 |  |  | MEMORIAL CITY - MHT - JHC OR | MHHS-Mem City |  |  |  | 041-19733 | 041-19733 | West | Memorial Hermann Memorial City Medical Center | MEMORIAL CITY - MHT - JHC OR | MEMORIAL CITY - MHT - JHC OR |  |  |  |  | WARMING UNITS, MULTIPURPOSE |  | WARMERBLANKET-Steris-DJ06012413112 |  |  |  |  | WARMERBLANKET-Steris-DJ06012413112 | STERIS Corp | [7 empty] | Covered PM Repair - Biomedical | MHHS-Mem City
NO | YES |  |  |  | 041-19737 | 041-19737 | STERIS Corp | DJ06 |  |  | MEMORIAL CITY - MHT - JHC OR | MHHS-Mem City |  |  |  | 041-19737 | 041-19737 | West | Memorial Hermann Memorial City Medical Center | MEMORIAL CITY - MHT - JHC OR | MH11 500.1 |  |  |  |  | WARMING UNITS, MULTIPURPOSE |  | WARMERBLANKET-Steris-DJ06012413112 |  |  |  |  | WARMERBLANKET-Steris-DJ06012413112 | STERIS Corp | [7 empty] | Covered PM Repair - Biomedical | MHHS-Mem City
NO | YES |  |  |  | 041-19754 | 041-19754 | STERIS Corp | DJ06 |  |  | MEMORIAL CITY - MHT - JHC OR | MHHS-Mem City |  |  |  | 041-19754 | 041-19754 | West | Memorial Hermann - Memorial City | MEMORIAL CITY - MHT - JHC OR | MH11 Room 503.1 |  |  |  |  | WARMING UNITS, MULTIPURPOSE |  | WARMERBLANKET-Steris-DJ06012413112 |  |  |  |  | WARMERBLANKET-Steris-DJ06012413112 | STERIS Corp | [7 empty] | Covered PM Repair - Biomedical | MHHS-Mem City
NO | YES |  |  |  | 041-19701 | 041-19701 | STERIS Corp | DJ06 |  |  | MEMORIAL CITY - MHT- JHC PRE OP | MHHS-Mem City |  |  |  | 041-19701 | 041-19701 | West | West | MEMORIAL CITY - MHT- JHC PRE OP | PRE OP |  |  |  |  | WARMING UNITS, MULTIPURPOSE |  | WARMERBLANKET-Steris-DJ06012413112 |  |  |  |  | WARMERBLANKET-Steris-DJ06012413112 | STERIS Corp | [7 empty] | Covered PM Repair - Biomedical | MHHS-Mem City
NO | YES |  |  |  | 041-19682 | 041-19682 | STERIS Corp | DJ06 |  |  | MEMORIAL CITY | MHHS-Mem City |  |  |  | 041-19682 | 041-19682 | West | Memorial Hermann Memorial City Medical Center | MEMORIAL CITY | MEMORIAL CITY |  |  |  |  | WARMING UNITS, MULTIPURPOSE |  | WARMERBLANKET-Steris-DJ06012413112 |  |  |  |  | WARMERBLANKET-Steris-DJ06012413112 | STERIS Corp | [7 empty] | Covered PM Repair - Biomedical | MHHS-Mem City
NO | YES |  |  |  | 009-10076 | 009-10076 | STERIS Corp | DJ06 |  |  | IMAGING CENTER-CYPRESS - | MHHS-OPID |  |  |  | 009-10076 | 009-10076 | Northwest | Cypress- Memorial Hermann Cypress Hospital | IMAGING CENTER-CYPRESS - | CT control room |  |  |  |  | WARMING UNITS, MULTIPURPOSE |  | WARMERBLANKET-Steris-DJ06012413112 |  |  |  |  | WARMERBLANKET-Steris-DJ06012413112 | STERIS Corp | [7 empty] | Covered PM Repair - Biomedical | MHHS-OPID
NO | YES |  |  |  | 145-00371 | 145-00371 | STERIS Corp | DJ06 |  |  | Pearland-4N-Med/Surg | MHHS-Pearland Hospital |  |  |  | 145-00371 | 145-00371 | Pearland | MHHS-Pearland Hospital | Pearland-4N-Med/Surg | Equipment storage 146 | 7/1/19 | 2/1/20 |  |  | WARMING UNITS, MULTIPURPOSE | Warmer, Blanket | WARMERBLANKET-Steris-DJ06012413112 |  |  |  |  | WARMERBLANKET-Steris-DJ06012413112 | STERIS Corp | [7 empty] | Covered PM Repair - Biomedical | MHHS-Pearland Hospital | [8 empty] | WARMERBLANKET | Warmer, Blanket | STERIS Corp
NO | YES |  |  |  | 145-00377 | 145-00377 | STERIS Corp | DJ06 |  |  | Pearland-4N-Med/Surg | MHHS-Pearland Hospital |  |  |  | 145-00377 | 145-00377 | Pearland | MHHS-Pearland Hospital | Pearland-4N-Med/Surg | 4 north | 8/1/19 | 8/1/20 |  |  | WARMING UNITS, MULTIPURPOSE | Warmer, Blanket | WARMERBLANKET-Steris-DJ06012413112 |  |  |  |  | WARMERBLANKET-Steris-DJ06012413112 | STERIS Corp | [7 empty] | Covered PM Repair - Biomedical | MHHS-Pearland Hospital | [8 empty] | WARMERBLANKET | Warmer, Blanket | STERIS Corp
NO | YES |  |  |  | 145-00817 | 145-00817 | STERIS Corp | DJ06 |  |  | Pearland-Labor & Delivery | MHHS-Pearland Hospital |  |  |  | 145-00817 | 145-00817 | Pearland | MHHS-Pearland Hospital | Pearland-Labor & Delivery | Clean workroom 155 | 10/1/19 | 10/1/20 |  |  | WARMING UNITS, MULTIPURPOSE | Warmer, Blanket | WARMERBLANKET-Steris-DJ06012413112 |  |  |  |  | WARMERBLANKET-Steris-DJ06012413112 | STERIS Corp | [7 empty] | Covered PM Repair - Biomedical | MHHS-Pearland Hospital | [8 empty] | WARMERBLANKET | Warmer, Blanket | STERIS Corp
NO | YES |  |  |  | 029-09180 | 029-09180 | STERIS Corp | DJ06 |  |  | TIRR-Woodlands Inpatient | MHHS-TIRR |  |  |  | 029-09180 | 029-09180 | Woodlands | MHHS-Others | TIRR-Woodlands Inpatient | Storage | 3/1/19 |  | 3/1/20 |  | WARMING UNITS, MULTIPURPOSE | Warmer, Blanket | WARMERBLANKET-Steris-DJ06012413112 |  |  |  |  | WARMERBLANKET-Steris-DJ06012413112 | STERIS Corp |  |  |  |  | 7/15/13 |  |  | Covered PM Repair - Biomedical | MHHS-TIRR | [8 empty] | WARMERBLANKET | Warmer, Blanket | STERIS Corp
NO | YES |  |  |  | 069-39679 | 069-39679 | STERIS Corp | DJ06 |  |  | TMC-Hermann-COU (1R) | MHHS-TMC |  |  |  | 069-39679 | 069-39679 | TMC | MHHS-TMC | TMC-Hermann-COU (1R) | Clinical Obs Hall | 7/1/19 |  | 7/1/20 |  | WARMING UNITS, MULTIPURPOSE |  | WARMERBLANKET-Steris-DJ06012413112 |  |  |  |  | WARMERBLANKET-Steris-DJ06012413112 | STERIS Corp |  |  |  |  | 7/15/13 |  |  | Covered PM Repair - Biomedical | MHHS-TMC
NO | YES | [5 empty] | STERIS Corp | DJ06 |  |  | TMC-OR-Robertson (2R) | MHHS-TMC | [5 empty] | TMC | MHHS-TMC | TMC-OR-Robertson (2R) | Clean core | 7/1/19 |  | 7/1/20 |  | WARMING UNITS, MULTIPURPOSE |  | WARMERBLANKET-Steris-DJ06012413112 |  |  |  |  | WARMERBLANKET-Steris-DJ06012413112 | STERIS Corp |  |  |  |  | 7/15/13 |  |  | Covered PM Repair - Biomedical | MHHS-TMC
NO | YES |  |  |  | 069-42989 | 069-42989 | STERIS Corp | DJ06 |  |  | TMC-Radiology-IR/Angio | MHHS-TMC |  |  |  | 069-42989 | 069-42989 | TMC | MHHS-TMC | TMC-Radiology-IR/Angio | J2.313 | 7/1/19 |  | 7/1/20 |  | WARMING UNITS, MULTIPURPOSE |  | WARMERBLANKET-Steris-DJ06012413112 |  |  |  |  | WARMERBLANKET-Steris-DJ06012413112 | STERIS Corp |  |  |  |  | 7/15/13 |  |  | Covered PM Repair - Biomedical | MHHS-TMC
NO | YES |  |  |  | 029-07170 | 029-07170 | STERIS Corp | DJ06 |  |  | Woodlands-OR | MHHS-Woodlands |  |  |  | 029-07170 | 029-07170 | Woodlands | MHHS-Woodlands | Woodlands-OR | OR | 7/1/18 |  |  |  | WARMING UNITS, MULTIPURPOSE | Warmer, Blanket | WARMERBLANKET-Steris-DJ06012413112 |  |  |  |  | WARMERBLANKET-Steris-DJ06012413112 | STERIS Corp |  |  |  |  | 7/15/13 |  |  | Covered PM Repair - Biomedical | MHHS-Woodlands | [8 empty] | WARMERBLANKET | Warmer, Blanket | STERIS Corp
NO | YES |  |  |  | 029-08460 | 029-08460 | STERIS Corp | DJ06 |  |  | Woodlands-Preadmission | MHHS-Woodlands |  |  |  | 029-08460 | 029-08460 | Woodlands | MHHS-Woodlands | Woodlands-Preadmission | Storage room | 9/1/19 |  | 9/1/20 |  | WARMING UNITS, MULTIPURPOSE | Warmer, Blanket | WARMERBLANKET-Steris-DJ06012413112 |  |  |  |  | WARMERBLANKET-Steris-DJ06012413112 | STERIS Corp | [7 empty] | Covered PM Repair - Biomedical | MHHS-Woodlands | [8 empty] | WARMERBLANKET | Warmer, Blanket | STERIS Corp
NO | YES |  |  |  | 029-08661 | 029-08661 | STERIS Corp | DJ06 |  |  | Woodlands-OR | MHHS-Woodlands |  |  |  | 029-08661 | 029-08661 | Woodlands | MHHS-Woodlands | Woodlands-OR |  | 11/1/18 |  | 11/1/19 |  | WARMING UNITS, MULTIPURPOSE | Warmer, Blanket | WARMERBLANKET-Steris-DJ06012413112 |  |  |  |  | WARMERBLANKET-Steris-DJ06012413112 | STERIS Corp | [7 empty] | Covered PM Repair - Biomedical | MHHS-Woodlands | [8 empty] | WARMERBLANKET | Warmer, Blanket | STERIS Corp
NO | YES |  |  |  | 029-09179 | 029-09179 | STERIS Corp | DJ06 |  |  | TIRR-Woodlands Inpatient | MHHS-Woodlands |  |  |  | 029-09179 | 029-09179 | Woodlands | MHHS-Others | TIRR-Woodlands Inpatient | Joint Center | 12/1/19 |  | 12/1/20 |  | WARMING UNITS, MULTIPURPOSE | Warmer, Blanket | WARMERBLANKET-Steris-DJ06012413112 |  |  |  |  | WARMERBLANKET-Steris-DJ06012413112 | STERIS Corp | [7 empty] | Covered PM Repair - Biomedical | MHHS-Woodlands | [8 empty] | WARMERBLANKET | Warmer, Blanket | STERIS Corp
NO | YES |  |  |  | 029-07169 | 029-07169 | STERIS Corp | DJ06 |  |  | Woodlands-PACU | MHHS-Woodlands |  |  |  | 029-07169 | 029-07169 | Woodlands | MHHS-Woodlands | Woodlands-PACU |  | 9/1/19 |  | 9/1/20 |  | WARMING UNITS, MULTIPURPOSE | Warmer, Blanket | WARMERBLANKET-Steris-DJ06012413112 |  |  |  |  | WARMERBLANKET-Steris-DJ06012413112 | STERIS Corp | [7 empty] | Covered PM Repair - Biomedical | MHHS-Woodlands | [8 empty] | WARMERBLANKET | Warmer, Blanket | STERIS Corp
NO | NO |  |  |  | 041-19722 |  | STERIS Corp | DJ06 |  |  | MEMORIAL CITY - MHT - JHC OR | MHHS-Mem City |  |  |  | 041-19722 |  | West & Memorial City |  | MEMORIAL CITY - MHT - JHC OR | [5 empty] | WARMING UNITS, MULTIPURPOSE |  | WARMERBLANKET-Steris-DJ06012413112 |  |  |  |  | WARMERBLANKET-Steris-DJ06012413112 | STERIS Corp | [7 empty] | Covered PM Repair - Biomedical | MHHS-Mem City
NO | NO |  |  |  | 069-40292 |  | STERIS Corp | DJ06 |  |  | TMC - JONES - GAMMA KNIFE (JB) | MHHS-TMC |  |  |  | 069-40292 |  | TMC |  | TMC - JONES - GAMMA KNIFE (JB) | [5 empty] | WARMING UNITS, MULTIPURPOSE |  | WARMERBLANKET-Steris-DJ06012413112 |  |  |  |  | WARMERBLANKET-Steris-DJ06012413112 | STERIS Corp | [7 empty] | Covered PM Repair - Biomedical | MHHS-TMC
NO | NO |  |  |  | 069-37357 |  | STERIS Corp | DJ06 |  |  | TMC - JONES - NEURO IMU (3J) | MHHS-TMC |  |  |  | 069-37357 |  | TMC |  | TMC - JONES - NEURO IMU (3J) | [5 empty] | WARMING UNITS, MULTIPURPOSE |  | WARMERBLANKET-Steris-DJ06012413112 |  |  |  |  | WARMERBLANKET-Steris-DJ06012413112 | STERIS Corp | [7 empty] | Covered PM Repair - Biomedical | MHHS-TMC
NO | NO |  |  |  | 069-37358 |  | STERIS Corp | DJ06 |  |  | TMC - OR - HERMANN (2HP) | MHHS-TMC |  |  |  | 069-37358 |  | TMC |  | TMC - OR - HERMANN (2HP) | [5 empty] | WARMING UNITS, MULTIPURPOSE |  | WARMERBLANKET-Steris-DJ06012413112 |  |  |  |  | WARMERBLANKET-Steris-DJ06012413112 | STERIS Corp | [7 empty] | Covered PM Repair - Biomedical | MHHS-TMC
NO | NO |  |  |  | 069-42990 |  | STERIS Corp | DJ06 |  |  | TMC - RADIOLOGY - IR/ANGIO | MHHS-TMC |  |  |  | 069-42990 |  | TMC |  | TMC - RADIOLOGY - IR/ANGIO | [5 empty] | WARMING UNITS, MULTIPURPOSE |  | WARMERBLANKET-Steris-DJ06012413112 |  |  |  |  | WARMERBLANKET-Steris-DJ06012413112 | STERIS Corp | [7 empty] | Covered PM Repair - Biomedical | MHHS-TMC
NO | NO | [5 empty] | STERIS Corp | DJ06 |  |  | WOODLANDS - OR | MHHS-Woodlands | [5 empty] | Woodlands |  | WOODLANDS - OR | [5 empty] | WARMING UNITS, MULTIPURPOSE |  | WARMERBLANKET-Steris-DJ06012413112 |  |  |  |  | WARMERBLANKET-Steris-DJ06012413112 | STERIS Corp | [7 empty] | Covered PM Repair - Biomedical | MHHS-Woodlands
NO | YES |  |  |  | 133-10324 | 133-10324 | STERIS Corp | DJ060124131 BLANKET WARMER |  |  | Katy-Rapid Admit | MHHS-Katy |  |  |  | 133-10324 | 133-10324 | Katy | MHHS-Katy | Katy-Rapid Admit | 4th floor | 12/1/19 | 12/1/20 |  |  | WARMING UNITS, MULTIPURPOSE | Warmer, Blanket | WARMERBLANKET-Steris-DJ06012413112 |  |  |  |  | WARMERBLANKET-Steris-DJ06012413112 | STERIS Corp |  |  |  |  | 8/11/16 |  |  | Covered PM Repair - Biomedical | MHHS-Katy | [8 empty] | WARMERBLANKET | Warmer, Blanket | STERIS Corp
NO | YES |  |  |  | 129-07305 | 129-07305 | STERIS Corp | DJ060124131 BLANKET WARMER |  |  | SUGAR LAND - ICU | MHHS-Sugarland |  |  |  | 129-07305 | 129-07305 | Sugar Land | Memorial Hermann Sugar Land Hospital | SUGAR LAND - ICU | ICU | 10/1/19 |  | 9/1/20 |  | WARMING UNITS, MULTIPURPOSE | Warmer, Blanket | WARMERBLANKET-Steris-DJ06012413112 |  |  |  |  | WARMERBLANKET-Steris-DJ06012413112 | STERIS Corp |  |  |  |  | 8/11/16 |  |  | Covered PM Repair - Biomedical | MHHS-Sugarland | [8 empty] | WARMERBLANKET | Warmer, Blanket | STERIS Corp
NO | YES |  |  |  | 129-07175 | 129-07175 | STERIS Corp | DJ060124131 BLANKET WARMER |  |  | Sugar Land-IMU | MHHS-Sugarland |  |  |  | 129-07175 | 129-07175 | Sugar Land | MHHS-Sugarland | Sugar Land-IMU | IMU | 10/1/19 |  | 9/1/20 |  | WARMING UNITS, MULTIPURPOSE | Warmer, Blanket | WARMERBLANKET-Steris-DJ06012413112 |  |  |  |  | WARMERBLANKET-Steris-DJ06012413112 | STERIS Corp |  |  |  |  | 8/11/16 |  |  | Covered PM Repair - Biomedical | MHHS-Sugarland | [8 empty] | WARMERBLANKET | Warmer, Blanket | STERIS Corp
NO | YES |  |  |  | 129-07167 | 129-07167 | STERIS Corp | DJ060124131 BLANKET WARMER |  |  | Sugar Land-Med/Surg-East 4th | MHHS-Sugarland |  |  |  | 129-07167 | 129-07167 | Sugar Land | MHHS-Sugarland | Sugar Land-Med/Surg-East 4th | Nurses Station Clean Supply | 12/1/19 |  |  |  | WARMING UNITS, MULTIPURPOSE | Warmer, Blanket | WARMERBLANKET-Steris-DJ06012413112 |  |  |  |  | WARMERBLANKET-Steris-DJ06012413112 | STERIS Corp | [7 empty] | Covered PM Repair - Biomedical | MHHS-Sugarland | [8 empty] | WARMERBLANKET | Warmer, Blanket | STERIS Corp
NO | YES |  |  |  | 029-09262 | 029-09262 | STERIS Corp | DJ060124131 BLANKET WARMER |  |  | TIRR-Woodlands Inpatient | MHHS-TIRR |  |  |  | 029-09262 | 029-09262 | Woodlands | MHHS-Others | TIRR-Woodlands Inpatient | TIRR | 3/1/19 |  | 3/1/20 |  | WARMING UNITS, MULTIPURPOSE | Warmer, Blanket | WARMERBLANKET-Steris-DJ06012413112 |  |  |  |  | WARMERBLANKET-Steris-DJ06012413112 | STERIS Corp | [7 empty] | Covered PM Repair - Biomedical | MHHS-TIRR | [8 empty] | WARMERBLANKET | Warmer, Blanket | STERIS Corp
NO | YES |  |  |  | 029-11900 | 029-11900 | STERIS Corp | DJ060124131 BLANKET WARMER |  |  | TIRR-Woodlands Inpatient | MHHS-TIRR |  |  |  | 029-11900 | 029-11900 | Woodlands | MHHS-Others | TIRR-Woodlands Inpatient | Stirage room | 3/1/19 |  | 3/1/20 |  | WARMING UNITS, MULTIPURPOSE | Warmer, Blanket | WARMERBLANKET-Steris-DJ06012413112 |  |  |  |  | WARMERBLANKET-Steris-DJ06012413112 | STERIS Corp |  |  |  |  | 8/11/16 |  |  | Covered PM Repair - Biomedical | MHHS-TIRR | [8 empty] | WARMERBLANKET | Warmer, Blanket | STERIS Corp
NO | YES |  |  |  | 069-38832 | 069-38832 | STERIS Corp | DJ060124131 BLANKET WARMER |  |  | TMC-Jones-Neuro Elective (4J) | MHHS-TMC |  |  |  | 069-38832 | 069-38832 | TMC | MHHS-TMC | TMC-Jones-Neuro Elective (4J) | Nurses Station | 7/1/19 |  | 7/1/20 |  | WARMING UNITS, MULTIPURPOSE | Warmer, Blanket | WARMERBLANKET-Steris-DJ06012413112 |  |  |  |  | WARMERBLANKET-Steris-DJ06012413112 | STERIS Corp | [7 empty] | Covered PM Repair - Biomedical | MHHS-TMC | [8 empty] | WARMERBLANKET | Warmer, Blanket | STERIS Corp
NO | NO |  |  |  | 009-10653 |  | STERIS Corp | DJ060124131 BLANKET WARMER |  |  | OPID - (GH) - GREATER HEIGHTS CCC - 439 | MHHS-OPID |  |  |  | 009-10653 |  | Central & Greater Heights |  | OPID - (GH) - GREATER HEIGHTS CCC - 439 | [5 empty] | WARMING UNITS, MULTIPURPOSE |  | WARMERBLANKET-Steris-DJ06012413112 |  |  |  |  | WARMERBLANKET-Steris-DJ06012413112 | STERIS Corp | [7 empty] | Covered PM Repair - Biomedical | MHHS-OPID
NO | NO |  |  |  | 069-40971 |  | STERIS Corp | DJ060124131 BLANKET WARMER |  |  | TMC - PACU - ROBERTSON (2R) | MHHS-TMC |  |  |  | 069-40971 |  | TMC |  | TMC - PACU - ROBERTSON (2R) | [5 empty] | WARMING UNITS, MULTIPURPOSE |  | WARMERBLANKET-Steris-DJ06012413112 |  |  |  |  | WARMERBLANKET-Steris-DJ06012413112 | STERIS Corp | [7 empty] | Covered PM Repair - Biomedical | MHHS-TMC
NO | YES |  |  |  | 133-09679 | 133-09679 | STERIS Corp | DJ060124331 |  |  | Katy-ER | MHHS-Katy |  | Warming Cabinet |  | 133-09679 | 133-09679 | Katy | MHHS-Katy | Katy-ER | EC 11 | 7/1/19 | 7/1/20 |  |  | WARMING UNITS, MULTIPURPOSE | Warming Cabinet | WARMINGCABINET-Steris-DJ060124331 | WARMINGCABINET | DJ060124331 |  |  |  | STERIS Corp | Warming Cabinet |  | WARMINGCABINET-Steris-DJ060124331 |  | 7/15/13 |  |  | Covered PM Repair - Biomedical | MHHS-Katy | [7 empty] | Warming Cabinet | WARMINGCABINET | Warming Cabinet | STERIS Corp
NO | YES |  |  |  | 133-09631 | 133-09631 | STERIS Corp | DJ060124331 |  |  | Katy-IMU | MHHS-Katy |  | Warming Cabinet |  | 133-09631 | 133-09631 | Katy | MHHS-Katy | Katy-IMU | Hallway by the respriatory workroom E4:146 | 1/1/19 | 1/1/21 |  |  | WARMING UNITS, MULTIPURPOSE | Warming Cabinet | WARMINGCABINET-Steris-DJ060124331 | WARMINGCABINET | DJ060124331 |  |  |  | STERIS Corp | Warming Cabinet |  | WARMINGCABINET-Steris-DJ060124331 |  | 7/15/13 |  |  | Covered PM Repair - Biomedical | MHHS-Katy | [7 empty] | Warming Cabinet | WARMINGCABINET | Warming Cabinet | STERIS Corp
NO | YES |  |  |  | 133-09632 | 133-09632 | STERIS Corp | DJ060124331 |  |  | Katy-Ob Special Observation-3E | MHHS-Katy |  | Warming Cabinet |  | 133-09632 | 133-09632 | Katy | MHHS-Katy | Katy-Ob Special Observation-3E | Storage Equipment E3 247 | 1/1/20 | 1/1/21 |  |  | WARMING UNITS, MULTIPURPOSE | Warming Cabinet | WARMINGCABINET-Steris-DJ060124331 | WARMINGCABINET | DJ060124331 |  |  |  | STERIS Corp | Warming Cabinet |  | WARMINGCABINET-Steris-DJ060124331 |  | 7/15/13 |  |  | Covered PM Repair - Biomedical | MHHS-Katy | [7 empty] | Warming Cabinet | WARMINGCABINET | Warming Cabinet | STERIS Corp
NO | YES |  |  |  | 133-09179 | 133-09179 | STERIS Corp | DJ060124331 |  |  | Katy-OR | MHHS-Katy |  | Warming Cabinet |  | 133-09179 | 133-09179 | Katy | MHHS-Katy | Katy-OR | OR Storage W2 340.4 | 11/1/19 | 11/1/20 |  |  | WARMING UNITS, MULTIPURPOSE | Warming Cabinet | WARMINGCABINET-Steris-DJ060124331 | WARMINGCABINET | DJ060124331 |  |  |  | STERIS Corp | Warming Cabinet |  | WARMINGCABINET-Steris-DJ060124331 |  | 7/15/13 |  |  | Covered PM Repair - Biomedical | MHHS-Katy | [7 empty] | Warming Cabinet | WARMINGCABINET | Warming Cabinet | STERIS Corp
NO | YES |  |  |  | 133-09858 | 133-09858 | STERIS Corp | DJ060124331 |  |  | Katy-OR | MHHS-Katy |  | Warming Cabinet |  | 133-09858 | 133-09858 | Katy | MHHS-Katy | Katy-OR | OR 11 | 10/1/19 | 11/1/20 |  |  | WARMING UNITS, MULTIPURPOSE | Warming Cabinet | WARMINGCABINET-Steris-DJ060124331 | WARMINGCABINET | DJ060124331 |  |  |  | STERIS Corp | Warming Cabinet |  | WARMINGCABINET-Steris-DJ060124331 |  | 7/15/13 |  |  | Covered PM Repair - Biomedical | MHHS-Katy | [7 empty] | Warming Cabinet | WARMINGCABINET | Warming Cabinet | STERIS Corp
NO | YES |  |  |  | 133-08960 | 133-08960 | STERIS Corp | DJ060124331 |  |  | Katy-PACU | MHHS-Katy |  | Warming Cabinet |  | 133-08960 | 133-08960 | Katy | MHHS-Katy | Katy-PACU | Pacu | 6/1/19 | 6/1/20 |  |  | WARMING UNITS, MULTIPURPOSE | Warming Cabinet | WARMINGCABINET-Steris-DJ060124331 | WARMINGCABINET | DJ060124331 |  |  |  | STERIS Corp | Warming Cabinet |  | WARMINGCABINET-Steris-DJ060124331 |  | 7/15/13 |  |  | Covered PM Repair - Biomedical | MHHS-Katy | [7 empty] | Warming Cabinet | WARMINGCABINET | Warming Cabinet | STERIS Corp
NO | YES |  |  |  | 041-19745 | 041-19745 | STERIS Corp | DJ060124331 |  |  | MEMORIAL CITY - MHT - JHC Recovery | MHHS-Mem City |  | Warming Cabinet |  | 041-19745 | 041-19745 | West | Memorial Hermann Memorial City Medical Center | MEMORIAL CITY - MHT - JHC Recovery | MH11 Recovery Nurses Station |  |  |  |  | WARMING UNITS, MULTIPURPOSE |  | WARMINGCABINET-Steris-DJ060124331 | WARMINGCABINET | DJ060124331 |  |  |  | STERIS Corp | Warming Cabinet |  | WARMINGCABINET-Steris-DJ060124331 |  |  |  |  | Covered PM Repair - Biomedical | MHHS-Mem City
NO | YES |  |  |  | 041-19998 | 041-19998 | STERIS Corp | DJ060124331 |  |  | OPID - (CY) - CYPRESS - 427 (MP1) | MHHS-OPID |  | Warming Cabinet |  | 041-19998 | 041-19998 | Northwest | Cypress- Memorial Hermann Cypress Hospital | OPID - (CY) - CYPRESS - 427 (MP1) | Imaging Center |  |  |  |  | WARMING UNITS, MULTIPURPOSE |  | WARMINGCABINET-Steris-DJ060124331 | WARMINGCABINET | DJ060124331 |  |  |  | STERIS Corp | Warming Cabinet |  | WARMINGCABINET-Steris-DJ060124331 |  |  |  |  | Covered PM Repair - Biomedical | MHHS-OPID
NO | YES |  |  |  | 041-20030 | 041-20030 | STERIS Corp | DJ060124331 |  |  | OPID - (CY) - CYPRESS BREAST CARE [MP1-STE140] | MHHS-OPID |  | Warming Cabinet |  | 041-20030 | 041-20030 | Northwest | MHHS-Others | OPID - (CY) - CYPRESS BREAST CARE [MP1-STE140] | Dressing Room | 6/1/19 | 2/1/20 |  |  | WARMING UNITS, MULTIPURPOSE | Warming Cabinet | WARMINGCABINET-Steris-DJ060124331 | WARMINGCABINET | DJ060124331 |  |  |  | STERIS Corp | Warming Cabinet |  | WARMINGCABINET-Steris-DJ060124331 |  | 7/15/13 |  |  | Covered PM Repair - Biomedical | MHHS-OPID | [7 empty] | Warming Cabinet | WARMINGCABINET | Warming Cabinet | STERIS Corp
NO | YES |  |  |  | 009-10537 | 009-10537 | STERIS Corp | DJ060124331 |  |  | OPID-(GH)-Greater Heights CCC-439 | MHHS-OPID |  | Warming Cabinet |  | 009-10537 | 009-10537 | Central | MHHS-Others | OPID-(GH)-Greater Heights CCC-439 |  | 4/1/19 | 4/1/20 |  |  | WARMING UNITS, MULTIPURPOSE | Warming Cabinet | WARMINGCABINET-Steris-DJ060124331 | WARMINGCABINET | DJ060124331 |  |  |  | STERIS Corp | Warming Cabinet |  | WARMINGCABINET-Steris-DJ060124331 |  | 7/15/13 |  |  | Covered PM Repair - Biomedical | MHHS-OPID | [7 empty] | Warming Cabinet | WARMINGCABINET | Warming Cabinet | STERIS Corp
NO | YES |  |  |  | 000-04492 | 000-04492 | STERIS Corp | DJ060124331 |  |  | OPID - (NE) - KINGWOOD CCC | MHHS-OPID |  | Warming Cabinet |  | 000-04492 | 000-04492 | Kindwood | Kingwood Hermann | OPID - (NE) - KINGWOOD CCC | Womans Waiting |  |  |  |  | WARMING UNITS, MULTIPURPOSE |  | WARMINGCABINET-Steris-DJ060124331 | WARMINGCABINET | DJ060124331 |  |  |  | STERIS Corp | Warming Cabinet |  | WARMINGCABINET-Steris-DJ060124331 |  |  |  |  | Covered PM Repair - Biomedical | MHHS-OPID
NO | YES |  |  |  | 000-04493 | 000-04493 | STERIS Corp | DJ060124331 |  |  | OPID - (NE) - KINGWOOD CCC | MHHS-OPID |  | Warming Cabinet |  | 000-04493 | 000-04493 | Kindwood | Kingwood Hermann | OPID - (NE) - KINGWOOD CCC | Mens Waiting |  |  |  |  | WARMING UNITS, MULTIPURPOSE |  | WARMINGCABINET-Steris-DJ060124331 | WARMINGCABINET | DJ060124331 |  |  |  | STERIS Corp | Warming Cabinet |  | WARMINGCABINET-Steris-DJ060124331 |  |  |  |  | Covered PM Repair - Biomedical | MHHS-OPID
NO | YES |  |  |  | 000-04501 | 000-04501 | STERIS Corp | DJ060124331 |  |  | OPID-(NE)-Kingwood CCC | MHHS-OPID |  | Warming Cabinet |  | 000-04501 | 000-04501 | Katy | MHHS-Others | OPID-(NE)-Kingwood CCC | Ct control room | 10/1/19 | 10/1/20 |  |  | WARMING UNITS, MULTIPURPOSE | Warming Cabinet | WARMINGCABINET-Steris-DJ060124331 | WARMINGCABINET | DJ060124331 |  |  |  | STERIS Corp | Warming Cabinet |  | WARMINGCABINET-Steris-DJ060124331 |  | 7/15/13 |  |  | Covered PM Repair - Biomedical | MHHS-OPID | [7 empty] | Warming Cabinet | WARMINGCABINET | Warming Cabinet | STERIS Corp
NO | YES |  |  |  | 145-00733 | 145-00733 | STERIS Corp | DJ060124331 |  |  | Pearland-ICU/IMCU | MHHS-Pearland Hospital |  | Warming Cabinet |  | 145-00733 | 145-00733 | Pearland | MHHS-Pearland Hospital | Pearland-ICU/IMCU | Clean Storage | 3/1/19 | 3/1/20 |  |  | WARMING UNITS, MULTIPURPOSE | Warming Cabinet | WARMINGCABINET-Steris-DJ060124331 | WARMINGCABINET | DJ060124331 |  |  |  | STERIS Corp | Warming Cabinet |  | WARMINGCABINET-Steris-DJ060124331 |  | 7/15/13 |  |  | Covered PM Repair - Biomedical | MHHS-Pearland Hospital | [7 empty] | Warming Cabinet | WARMINGCABINET | Warming Cabinet | STERIS Corp
NO | YES |  |  |  | 145-00420 | 145-00420 | STERIS Corp | DJ060124331 |  |  | Pearland-OR-Preop/PACU | MHHS-Pearland Hospital |  | Warming Cabinet |  | 145-00420 | 145-00420 | Pearland | MHHS-Pearland Hospital | Pearland-OR-Preop/PACU | Pre-Op / PacU clean supply | 10/1/19 |  |  |  | WARMING UNITS, MULTIPURPOSE | Warming Cabinet | WARMINGCABINET-Steris-DJ060124331 | WARMINGCABINET | DJ060124331 |  |  |  | STERIS Corp | Warming Cabinet |  | WARMINGCABINET-Steris-DJ060124331 |  | 7/15/13 |  |  | Covered PM Repair - Biomedical | MHHS-Pearland Hospital | [7 empty] | Warming Cabinet | WARMINGCABINET | Warming Cabinet | STERIS Corp
NO | YES |  |  |  | 145-00445 | 145-00445 | STERIS Corp | DJ060124331 |  |  | Pearland-OR | MHHS-Pearland Hospital |  | Warming Cabinet |  | 145-00445 | 145-00445 | Pearland | MHHS-Pearland Hospital | Pearland-OR | Sterile Core | 9/1/19 | 9/1/20 |  |  | WARMING UNITS, MULTIPURPOSE | Warming Cabinet | WARMINGCABINET-Steris-DJ060124331 | WARMINGCABINET | DJ060124331 |  |  |  | STERIS Corp | Warming Cabinet |  | WARMINGCABINET-Steris-DJ060124331 |  | 7/15/13 |  |  | Covered PM Repair - Biomedical | MHHS-Pearland Hospital | [7 empty] | Warming Cabinet | WARMINGCABINET | Warming Cabinet | STERIS Corp
NO | YES |  |  |  | 145-00453 | 145-00453 | STERIS Corp | DJ060124331 |  |  | Pearland-OR | MHHS-Pearland Hospital |  | Warming Cabinet |  | 145-00453 | 145-00453 | Pearland | MHHS-Pearland Hospital | Pearland-OR | Sterile Core | 9/1/19 | 9/1/20 |  |  | WARMING UNITS, MULTIPURPOSE | Warming Cabinet | WARMINGCABINET-Steris-DJ060124331 | WARMINGCABINET | DJ060124331 |  |  |  | STERIS Corp | Warming Cabinet |  | WARMINGCABINET-Steris-DJ060124331 |  |  |  |  | Covered PM Repair - Biomedical | MHHS-Pearland Hospital | [7 empty] | Warming Cabinet | WARMINGCABINET | Warming Cabinet | STERIS Corp
NO | YES |  |  |  | 129-07039 | 129-07039 | STERIS Corp | DJ060124331 |  |  | Sugar Land-Endoscopy | MHHS-Sugarland |  | Warming Cabinet |  | 129-07039 | 129-07039 | Sugar Land | MHHS-Sugarland | Sugar Land-Endoscopy |  | 11/1/19 | 11/1/20 |  |  | WARMING UNITS, MULTIPURPOSE | Warming Cabinet | WARMINGCABINET-Steris-DJ060124331 | WARMINGCABINET | DJ060124331 |  |  |  | STERIS Corp | Warming Cabinet |  | WARMINGCABINET-Steris-DJ060124331 |  | 7/15/13 |  |  | Covered PM Repair - Biomedical | MHHS-Sugarland | [7 empty] | Warming Cabinet | WARMINGCABINET | Warming Cabinet | STERIS Corp
NO | YES |  |  |  | 129-07259 | 129-07259 | STERIS Corp | DJ060124331 |  |  | Sugar Land-Med/Surg-East 4th | MHHS-Sugarland |  | Warming Cabinet |  | 129-07259 | 129-07259 | Sugar Land | MHHS-Sugarland | Sugar Land-Med/Surg-East 4th | Clean Supply | 10/1/19 |  |  |  | WARMING UNITS, MULTIPURPOSE | Warming Cabinet | WARMINGCABINET-Steris-DJ060124331 | WARMINGCABINET | DJ060124331 |  |  |  | STERIS Corp | Warming Cabinet |  | WARMINGCABINET-Steris-DJ060124331 |  | 7/15/13 |  |  | Covered PM Repair - Biomedical | MHHS-Sugarland | [7 empty] | Warming Cabinet | WARMINGCABINET | Warming Cabinet | STERIS Corp
NO | YES |  |  |  | 129-31337 | 129-31337 | STERIS Corp | DJ060124331 |  |  | Sugar Land-Med/Surg-East 5th | MHHS-Sugarland |  | Warming Cabinet |  | 129-31337 | 129-31337 | Sugar Land | MHHS-Sugarland | Sugar Land-Med/Surg-East 5th | Clean Supply | 12/1/19 |  | 12/1/20 |  | WARMING UNITS, MULTIPURPOSE | Warming Cabinet | WARMINGCABINET-Steris-DJ060124331 | WARMINGCABINET | DJ060124331 |  |  |  | STERIS Corp | Warming Cabinet |  | WARMINGCABINET-Steris-DJ060124331 |  | 7/15/13 |  |  | Covered PM Repair - Biomedical | MHHS-Sugarland | [7 empty] | Warming Cabinet | WARMINGCABINET | Warming Cabinet | STERIS Corp
NO | YES |  |  |  | 129-31338 | 129-31338 | STERIS Corp | DJ060124331 |  |  | East 5 | MHHS-Sugarland |  | Warming Cabinet |  | 129-31338 | 129-31338 | Sugar Land | Memorial Hermann Sugar Land Hospital | East 5 | Nurses Station Storage |  |  |  |  | WARMING UNITS, MULTIPURPOSE | Warming Cabinet | WARMINGCABINET-Steris-DJ060124331 | WARMINGCABINET | DJ060124331 |  |  |  | STERIS Corp | Warming Cabinet |  | WARMINGCABINET-Steris-DJ060124331 |  | 7/15/13 |  |  | Covered PM Repair - Biomedical | MHHS-Sugarland | [7 empty] | Warming Cabinet | WARMINGCABINET | Warming Cabinet | STERIS Corp
NO | YES |  |  |  | 129-07875 | 129-07875 | STERIS Corp | DJ060124331 |  |  | SUGAR LAND - OBSERVATION UNIT | MHHS-Sugarland |  | Warming Cabinet |  | 129-07875 | 129-07875 | Sugar Land | Memorial Hermann Sugar Land Hospital | SUGAR LAND - OBSERVATION UNIT | Observation | 9/1/19 |  | 9/1/20 |  | WARMING UNITS, MULTIPURPOSE | Warming Cabinet | WARMINGCABINET-Steris-DJ060124331 | WARMINGCABINET | DJ060124331 |  |  |  | STERIS Corp | Warming Cabinet |  | WARMINGCABINET-Steris-DJ060124331 |  | 7/15/13 |  |  | Covered PM Repair - Biomedical | MHHS-Sugarland | [7 empty] | Warming Cabinet | WARMINGCABINET | Warming Cabinet | STERIS Corp
NO | YES |  |  |  | 069-36283 | 069-36283 | STERIS Corp | DJ060124331 |  |  | TMC-Children's-L&D (5Hp) | MHHS-TMC |  | Warming Cabinet |  | 069-36283 | 069-36283 | TMC | MHHS-TMC | TMC-Children's-L&D (5Hp) |  | 7/17/19 |  |  |  | WARMING UNITS, MULTIPURPOSE | Warming Cabinet | WARMINGCABINET-Steris-DJ060124331 | WARMINGCABINET | DJ060124331 |  |  |  | STERIS Corp | Warming Cabinet |  | WARMINGCABINET-Steris-DJ060124331 |  |  | Verified 3/30/2020 4:07pm (Central) |  | Covered PM Repair - Biomedical | MHHS-TMC | [7 empty] | Warming Cabinet | WARMINGCABINET | Warming Cabinet | STERIS Corp
YES | YES |  |  |  | 041-19996 | 041-19996 | STERIS Corp | DJ060124331 |  |  | CY - ER |  |  |  |  | 041-19996 | 041-19996 | Northwest | Memorial Hermann Cypress Hospital | CY - ER | South tower storage | 2/1/17 | 2/1/18 |  |  |  | Warming Cabinet | WARMINGCABINET-Steris-DJ060124331 | [22 empty] | Warming Cabinet | WARMINGCABINET | Warming Cabinet | STERIS Corp
NO | YES |  |  |  | 145-00063 | 145-00063 | STERIS Corp | DJ060124331 |  |  | Pearland-OR-Preop/PACU |  |  |  |  | 145-00063 | 145-00063 | Pearland | MHHS-Pearland Hospital | Pearland-OR-Preop/PACU | PacU clean supply | 1/1/20 | 1/1/21 |  |  |  | Warming Cabinet | WARMINGCABINET-Steris-DJ060124331 | [22 empty] | Warming Cabinet | WARMINGCABINET | Warming Cabinet | STERIS Corp
YES | YES |  |  |  | 000-04439 | 000-04439 | STERIS Corp | DJ060124331 |  |  | ER |  |  |  |  | 000-04439 | 000-04439 | Katy | Memorial Hermann Convenient Care Center in Kingwood (Kingwood CCC) | ER | Hall | 10/1/19 | 10/1/20 |  |  |  | Warming Cabinet | WARMINGCABINET-Steris-DJ060124331 | [22 empty] | Warming Cabinet | WARMINGCABINET | Warming Cabinet | STERIS Corp
NO | NO |  |  |  | 000-04973 |  | STERIS Corp | DJ060124331 |  |  | OPID - (NE) - SUMMER CREEK CCC - 444 | MHHS-OPID |  | Warming Cabinet |  | 000-04973 |  | Katy |  | OPID - (NE) - SUMMER CREEK CCC - 444 | [5 empty] | WARMING UNITS, MULTIPURPOSE |  | WARMINGCABINET-Steris-DJ060124331 | WARMINGCABINET | DJ060124331 |  |  |  | STERIS Corp | Warming Cabinet |  | WARMINGCABINET-Steris-DJ060124331 |  |  |  |  | Covered PM Repair - Biomedical | MHHS-OPID
NO | NO |  |  |  | 069-40970 |  | STERIS Corp | DJ060124331 |  |  | TMC - PACU - ROBERTSON (2R) | MHHS-TMC |  | Warming Cabinet |  | 069-40970 |  | TMC |  | TMC - PACU - ROBERTSON (2R) | [5 empty] | WARMING UNITS, MULTIPURPOSE |  | WARMINGCABINET-Steris-DJ060124331 | WARMINGCABINET | DJ060124331 |  |  |  | STERIS Corp | Warming Cabinet |  | WARMINGCABINET-Steris-DJ060124331 |  |  |  |  | Covered PM Repair - Biomedical | MHHS-TMC
NO | NO |  |  |  | 069-40972 |  | STERIS Corp | DJ060124331 |  |  | TMC - PACU - ROBERTSON (2R) | MHHS-TMC |  | Warming Cabinet |  | 069-40972 |  | TMC |  | TMC - PACU - ROBERTSON (2R) | [5 empty] | WARMING UNITS, MULTIPURPOSE |  | WARMINGCABINET-Steris-DJ060124331 | WARMINGCABINET | DJ060124331 |  |  |  | STERIS Corp | Warming Cabinet |  | WARMINGCABINET-Steris-DJ060124331 |  |  |  |  | Covered PM Repair - Biomedical | MHHS-TMC
NO | NO |  |  |  | 069-40180 |  | STERIS Corp | DJ060124331 |  |  | TMC - RADIOLOGY - MRI | MHHS-TMC |  | Warming Cabinet |  | 069-40180 |  | TMC |  | TMC - RADIOLOGY - MRI | [5 empty] | WARMING UNITS, MULTIPURPOSE |  | WARMINGCABINET-Steris-DJ060124331 | WARMINGCABINET | DJ060124331 |  |  |  | STERIS Corp | Warming Cabinet |  | WARMINGCABINET-Steris-DJ060124331 |  |  |  |  | Covered PM Repair - Biomedical | MHHS-TMC
NO | NO | [5 empty] | STERIS Corp | EAGLE 3021 |  | R812420604 | TMC - LABORATORY - MICROBIOLOGY (1R) | MHHS-TMC | [5 empty] | TMC |  | TMC - LABORATORY - MICROBIOLOGY (1R) | [5 empty] | STERILIZING UNITS |  | .needs class | [5 empty] | STERIS Corp | [7 empty] | Not Covered Vendor Only - Lab Ana/Anes | MHHS-TMC
NO | NO | [5 empty] | STERIS Corp | EXAM 10 |  |  | TMC - CHILDRENS - CSC (9HP) | MHHS-TMC | [5 empty] | TMC |  | TMC - CHILDRENS - CSC (9HP) | [5 empty] | LIGHTS, EXAMINATION |  | .needs class | [5 empty] | STERIS Corp | [7 empty] | Not Covered Vendor Only - Biomedical | MHHS-TMC
NO | YES |  |  |  | 133-03941 | 133-03941 | STERIS Corp | EXAMINER 10 |  |  | Katy-ER | MHHS-Katy |  |  |  | 133-03941 | 133-03941 | Katy | MHHS-Katy | Katy-ER | Katy - ER | 2/1/19 |  |  |  | LIGHTS, SURGICAL | Lamp, Exam | LAMPEXAM-Steris-Amsco Examiner 10 |  |  |  |  | LAMPEXAM-Steris-Amsco Examiner 10 | STERIS Corp |  |  |  |  | 2/17/26 |  |  | Not Covered Vendor Only - Biomedical | MHHS-Katy | [8 empty] | LAMPEXAM | Lamp, Exam | STERIS Corp
NO | YES |  |  |  | 133-03943 | 133-03943 | STERIS Corp | EXAMINER 10 |  |  | Katy-ER | MHHS-Katy |  |  |  | 133-03943 | 133-03943 | Katy | MHHS-Katy | Katy-ER | MSE 2 | 2/1/19 |  |  | One time safety | LIGHTS, SURGICAL | Lamp, Exam | LAMPEXAM-Steris-Amsco Examiner 10 |  |  |  |  | LAMPEXAM-Steris-Amsco Examiner 10 | STERIS Corp |  |  |  |  | 2/17/26 |  |  | Not Covered Vendor Only - Biomedical | MHHS-Katy | [8 empty] | LAMPEXAM | Lamp, Exam | STERIS Corp
NO | YES |  |  |  | 133-03980 | 133-03980 | STERIS Corp | EXAMINER 10 |  |  | Katy-ER | MHHS-Katy |  |  |  | 133-03980 | 133-03980 | Katy | MHHS-Katy | Katy-ER | EC 8 | 1/1/19 |  |  |  | LIGHTS, SURGICAL | Lamp, Exam | LAMPEXAM-Steris-Amsco Examiner 10 |  |  |  |  | LAMPEXAM-Steris-Amsco Examiner 10 | STERIS Corp |  |  |  |  | 2/17/26 |  |  | Not Covered Vendor Only - Biomedical | MHHS-Katy | [8 empty] | LAMPEXAM | Lamp, Exam | STERIS Corp
NO | YES |  |  |  | 069-15957 | 069-15957 | STERIS Corp | EXAMINER 10 |  |  | TMC-Children's-L&D (5Hp) | MHHS-TMC |  |  |  | 069-15957 | 069-15957 | TMC | MHHS-TMC | TMC-Children's-L&D (5Hp) |  | 7/13/18 |  |  |  | LIGHTS, SURGICAL |  | LAMPEXAM-Steris-Amsco Examiner 10 |  |  |  |  | LAMPEXAM-Steris-Amsco Examiner 10 | STERIS Corp |  |  |  |  | 2/22/26 |  |  | Not Covered Vendor Only - Biomedical | MHHS-TMC
NO | YES |  |  |  | 069-15961 | 069-15961 | STERIS Corp | EXAMINER 10 |  |  | TMC-Children's-L&D (5Hp) | MHHS-TMC |  |  |  | 069-15961 | 069-15961 | TMC | MHHS-TMC | TMC-Children's-L&D (5Hp) |  | 9/24/18 |  |  |  | LIGHTS, SURGICAL |  | LAMPEXAM-Steris-Amsco Examiner 10 |  |  |  |  | LAMPEXAM-Steris-Amsco Examiner 10 | STERIS Corp |  |  |  |  | 2/22/26 | Verified 3/30/2020 4:07pm (Central) |  | Not Covered Vendor Only - Biomedical | MHHS-TMC
NO | YES |  |  |  | 074-03029 | 074-03029 | STERIS Corp | EXAMINER 10 |  |  | TMC-Children's-L&D (5Hp) | MHHS-TMC |  |  |  | 074-03029 | 074-03029 | TMC | MHHS-TMC | TMC-Children's-L&D (5Hp) |  | 7/16/18 |  |  |  | LIGHTS, SURGICAL |  | LAMPEXAM-Steris-Amsco Examiner 10 |  |  |  |  | LAMPEXAM-Steris-Amsco Examiner 10 | STERIS Corp |  |  |  |  | 2/22/26 | Verified 3/30/2020 4:07pm (Central) |  | Not Covered Vendor Only - Biomedical | MHHS-TMC
NO | YES |  |  |  | 074-03030 | 074-03030 | STERIS Corp | EXAMINER 10 |  |  | TMC-Children's-L&D (5Hp) | MHHS-TMC |  |  |  | 074-03030 | 074-03030 | TMC | MHHS-TMC | TMC-Children's-L&D (5Hp) |  | 7/16/18 |  |  |  | LIGHTS, SURGICAL |  | LAMPEXAM-Steris-Amsco Examiner 10 |  |  |  |  | LAMPEXAM-Steris-Amsco Examiner 10 | STERIS Corp |  |  |  |  | 2/22/26 | Verified 3/30/2020 4:07pm (Central) |  | Not Covered Vendor Only - Biomedical | MHHS-TMC
NO | YES |  |  |  |  | 069-15962 | STERIS Corp | EXAMINER 10 |  |  | TMC-Children's-L&D (5Hp) | MHHS-TMC |  |  |  |  | 069-15962 | TMC | MHHS-TMC | TMC-Children's-L&D (5Hp) |  | 7/1/18 |  |  | PM Not Required | LIGHTS, SURGICAL |  | LAMPEXAM-Steris-Amsco Examiner 10 |  |  |  |  | LAMPEXAM-Steris-Amsco Examiner 10 | STERIS Corp |  |  |  |  | 2/22/26 |  |  | Not Covered Vendor Only - Biomedical | MHHS-TMC
NO | YES | [5 empty] | STERIS Corp | EXAMINER 10 |  |  | TMC-Children's-L&D (5Hp) | MHHS-TMC | [5 empty] | TMC | MHHS-TMC | TMC-Children's-L&D (5Hp) |  | 7/26/18 |  |  |  | LIGHTS, SURGICAL |  | LAMPEXAM-Steris-Amsco Examiner 10 |  |  |  |  | LAMPEXAM-Steris-Amsco Examiner 10 | STERIS Corp |  |  |  |  | 2/22/26 | Verified 3/30/2020 4:07pm (Central) |  | Not Covered Vendor Only - Biomedical | MHHS-TMC
NO | YES |  |  |  | 077-09204 | 077-09204 | STERIS Corp | EXAMINER 10 |  |  | TMC-Children's-NICU (7Hp) | MHHS-TMC |  |  |  | 077-09204 | 077-09204 | TMC | MHHS-TMC | TMC-Children's-NICU (7Hp) |  | 7/19/18 |  |  |  | LIGHTS, SURGICAL |  | LAMPEXAM-Steris-Amsco Examiner 10 |  |  |  |  | LAMPEXAM-Steris-Amsco Examiner 10 | STERIS Corp |  |  |  |  | 7/12/17 |  |  | Covered PM Repair - Biomedical | MHHS-TMC
NO | YES | [5 empty] | STERIS Corp | EXAMINER 10 |  |  | TMC-Children's-NICU (7Hp) | MHHS-TMC | [5 empty] | TMC | MHHS-TMC | TMC-Children's-NICU (7Hp) |  | 7/25/18 |  |  |  | LIGHTS, SURGICAL |  | LAMPEXAM-Steris-Amsco Examiner 10 |  |  |  |  | LAMPEXAM-Steris-Amsco Examiner 10 | STERIS Corp |  |  |  |  | 4/17/20 | Verified 3/30/2020 4:07pm (Central) |  | Not Covered Vendor Only - Biomedical | MHHS-TMC
NO | YES | [5 empty] | STERIS Corp | EXAMINER 10 |  |  | TMC-Children's-NICU (7Hp) | MHHS-TMC | [5 empty] | TMC | MHHS-TMC | TMC-Children's-NICU (7Hp) |  | 7/19/18 |  |  |  | LIGHTS, SURGICAL |  | LAMPEXAM-Steris-Amsco Examiner 10 |  |  |  |  | LAMPEXAM-Steris-Amsco Examiner 10 | STERIS Corp | [5 empty] | Verified 3/30/2020 4:07pm (Central) |  | Not Covered Vendor Only - Biomedical | MHHS-TMC
NO | YES | [5 empty] | STERIS Corp | EXAMINER 10 |  |  | TMC-Children's-NICU (7Hp) | MHHS-TMC | [5 empty] | TMC | MHHS-TMC | TMC-Children's-NICU (7Hp) |  | 7/26/18 |  |  |  | LIGHTS, SURGICAL |  | LAMPEXAM-Steris-Amsco Examiner 10 |  |  |  |  | LAMPEXAM-Steris-Amsco Examiner 10 | STERIS Corp | [5 empty] | Verified 3/30/2020 4:07pm (Central) |  | Covered PM Repair - Biomedical | MHHS-TMC
NO | YES |  |  |  | 077-05513 | 077-05513 | STERIS Corp | EXAMINER 10 |  |  | PICU storage | MHHS-TMC |  |  |  | 077-05513 | 077-05513 | TMC | TMC | PICU storage | Memorial Hermann- texas medical center | 7/1/18 |  |  | No PM Sticker | LIGHTS, SURGICAL |  | LAMPEXAM-Steris-Amsco Examiner 10 |  |  |  |  | LAMPEXAM-Steris-Amsco Examiner 10 | STERIS Corp | [7 empty] | Covered PM Repair - Biomedical | MHHS-TMC
NO | YES |  |  |  | 074-04910 | 074-04910 | STERIS Corp | EXAMINER 10 |  |  | TMC-HVI-CVICU (8Hvi) | MHHS-TMC |  |  |  | 074-04910 | 074-04910 | TMC | MHHS-TMC | TMC-HVI-CVICU (8Hvi) |  | 12/1/19 |  | 12/1/20 |  | LIGHTS, SURGICAL | Lamp, Exam | LAMPEXAM-Steris-Amsco Examiner 10 |  |  |  |  | LAMPEXAM-Steris-Amsco Examiner 10 | STERIS Corp |  |  |  |  | 3/27/16 |  |  | Covered PM Repair - Biomedical | MHHS-TMC | [8 empty] | LAMPEXAM | Lamp, Exam | STERIS Corp
NO | YES |  |  |  | 029-01052 | 029-01052 | STERIS Corp | EXAMINER 10 |  |  | Woodlands-Respiratory | MHHS-Woodlands |  |  |  | 029-01052 | 029-01052 | Woodlands | MHHS-Woodlands | Woodlands-Respiratory | NICU |  |  |  |  | LIGHTS, SURGICAL | Lamp, Exam | LAMPEXAM-Steris-Amsco Examiner 10 |  |  |  |  | LAMPEXAM-Steris-Amsco Examiner 10 | STERIS Corp |  |  |  |  | 2/17/26 |  |  | Not Covered Vendor Only - Biomedical | MHHS-Woodlands | [8 empty] | LAMPEXAM | Lamp, Exam | STERIS Corp
NO | YES |  |  |  | 029-05903 | 029-05903 | STERIS Corp | EXAMINER 10 |  |  | Woodlands-Terramont ER (Clinic) | MHHS-Woodlands |  |  |  | 029-05903 | 029-05903 | Woodlands | MHHS-Woodlands | Woodlands-Terramont ER (Clinic) | Triage 1 | 9/1/19 |  | 9/1/20 |  | LIGHTS, SURGICAL | Lamp, Exam | LAMPEXAM-Steris-Amsco Examiner 10 |  |  |  |  | LAMPEXAM-Steris-Amsco Examiner 10 | STERIS Corp |  |  |  |  | 2/17/26 |  |  | Not Covered Vendor Only - Biomedical | MHHS-Woodlands | [8 empty] | LAMPEXAM | Lamp, Exam | STERIS Corp
NO | YES |  |  |  | 029-05904 | 029-05904 | STERIS Corp | EXAMINER 10 |  |  | Woodlands-Terramont ER (Clinic) | MHHS-Woodlands |  |  |  | 029-05904 | 029-05904 | Woodlands | MHHS-Woodlands | Woodlands-Terramont ER (Clinic) | Treatment Room 2 | 11/1/18 |  | 11/1/19 |  | LIGHTS, SURGICAL | Lamp, Exam | LAMPEXAM-Steris-Amsco Examiner 10 |  |  |  |  | LAMPEXAM-Steris-Amsco Examiner 10 | STERIS Corp |  |  |  |  | 2/17/26 |  |  | Not Covered Vendor Only - Biomedical | MHHS-Woodlands | [8 empty] | LAMPEXAM | Lamp, Exam | STERIS Corp
NO | YES |  |  |  | 029-05905 | 029-05905 | STERIS Corp | EXAMINER 10 |  |  | Woodlands-Terramont ER (Clinic) | MHHS-Woodlands |  |  |  | 029-05905 | 029-05905 | Woodlands | MHHS-Woodlands | Woodlands-Terramont ER (Clinic) | Treatment 3 | 9/1/19 |  | 9/1/20 |  | LIGHTS, SURGICAL | Lamp, Exam | LAMPEXAM-Steris-Amsco Examiner 10 |  |  |  |  | LAMPEXAM-Steris-Amsco Examiner 10 | STERIS Corp |  |  |  |  | 2/17/26 |  |  | Not Covered Vendor Only - Biomedical | MHHS-Woodlands | [8 empty] | LAMPEXAM | Lamp, Exam | STERIS Corp
NO | YES |  |  |  | 029-05906 | 029-05906 | STERIS Corp | EXAMINER 10 |  |  | Woodlands-Terramont ER (Clinic) | MHHS-Woodlands |  |  |  | 029-05906 | 029-05906 | Woodlands | MHHS-Woodlands | Woodlands-Terramont ER (Clinic) | Treatment 4 | 9/1/19 |  | 9/1/20 |  | LIGHTS, SURGICAL | Lamp, Exam | LAMPEXAM-Steris-Amsco Examiner 10 |  |  |  |  | LAMPEXAM-Steris-Amsco Examiner 10 | STERIS Corp |  |  |  |  | 2/17/26 |  |  | Not Covered Vendor Only - Biomedical | MHHS-Woodlands | [8 empty] | LAMPEXAM | Lamp, Exam | STERIS Corp
NO | YES |  |  |  | 029-05907 | 029-05907 | STERIS Corp | EXAMINER 10 |  |  | Woodlands-Terramont ER (Clinic) | MHHS-Woodlands |  |  |  | 029-05907 | 029-05907 | Woodlands | MHHS-Woodlands | Woodlands-Terramont ER (Clinic) | Treatment Room 6 | 9/1/19 |  | 9/1/20 |  | LIGHTS, SURGICAL | Lamp, Exam | LAMPEXAM-Steris-Amsco Examiner 10 |  |  |  |  | LAMPEXAM-Steris-Amsco Examiner 10 | STERIS Corp |  |  |  |  | 2/17/26 |  |  | Not Covered Vendor Only - Biomedical | MHHS-Woodlands | [8 empty] | LAMPEXAM | Lamp, Exam | STERIS Corp
NO | YES |  |  |  | 029-05908 | 029-05908 | STERIS Corp | EXAMINER 10 |  |  | Woodlands-Terramont ER (Clinic) | MHHS-Woodlands |  |  |  | 029-05908 | 029-05908 | Woodlands | MHHS-Woodlands | Woodlands-Terramont ER (Clinic) | Treatment 6 | 9/1/19 |  | 9/1/20 |  | LIGHTS, SURGICAL | Lamp, Exam | LAMPEXAM-Steris-Amsco Examiner 10 |  |  |  |  | LAMPEXAM-Steris-Amsco Examiner 10 | STERIS Corp |  |  |  |  | 2/17/26 |  |  | Not Covered Vendor Only - Biomedical | MHHS-Woodlands | [8 empty] | LAMPEXAM | Lamp, Exam | STERIS Corp
NO | YES |  |  |  | 029-05909 | 029-05909 | STERIS Corp | EXAMINER 10 |  |  | Woodlands-Terramont ER (Clinic) | MHHS-Woodlands |  |  |  | 029-05909 | 029-05909 | Woodlands | MHHS-Woodlands | Woodlands-Terramont ER (Clinic) | ER Room 7 | 9/1/19 |  | 9/1/20 |  | LIGHTS, SURGICAL | Lamp, Exam | LAMPEXAM-Steris-Amsco Examiner 10 |  |  |  |  | LAMPEXAM-Steris-Amsco Examiner 10 | STERIS Corp |  |  |  |  | 2/17/26 |  |  | Not Covered Vendor Only - Biomedical | MHHS-Woodlands | [8 empty] | LAMPEXAM | Lamp, Exam | STERIS Corp
YES | YES | Serial Number Cnf |  |  | 133-00405 | 133-00405 | STERIS Corp | EXAMINER 10 |  | Cnf | KATY - ER |  |  |  |  | 133-00405 | 133-00405 | Katy | Memorial Hermann Katy Hospital | KATY - ER | ER room 14 |  |  |  | Could not read serial |  | Lamp, Exam | LAMPEXAM-Steris-Amsco Examiner 10 | [23 empty] | LAMPEXAM | Lamp, Exam | STERIS Corp
YES | YES |  |  |  | 133-00407 | 133-00407 | STERIS Corp | EXAMINER 10 |  |  | KATY - ER |  |  |  |  | 133-00407 | 133-00407 | Katy | Memorial Hermann Katy Hospital | KATY - ER | ER room 15 |  |  |  | One time safety |  | Lamp, Exam | LAMPEXAM-Steris-Amsco Examiner 10 | [23 empty] | LAMPEXAM | Lamp, Exam | STERIS Corp
YES | YES |  |  |  | 133-01436 | 133-01436 | STERIS Corp | EXAMINER 10 |  |  | KATY - ER |  |  |  |  | 133-01436 | 133-01436 | Katy | Memorial Hermann Katy Hospital | KATY - ER | ER room 12 | [5 empty] | Lamp, Exam | LAMPEXAM-Steris-Amsco Examiner 10 | [23 empty] | LAMPEXAM | Lamp, Exam | STERIS Corp
NO | NO |  |  |  | 009-03507 |  | STERIS Corp | EXAMINER 10 |  |  | GH - CATH LAB | MHHS-Greater Heights |  |  |  | 009-03507 |  | Central & Greater Heights |  | GH - CATH LAB | [5 empty] | LIGHTS, SURGICAL |  | LAMPEXAM-Steris-Amsco Examiner 10 |  |  |  |  | LAMPEXAM-Steris-Amsco Examiner 10 | STERIS Corp | [7 empty] | Covered PM Repair - Biomedical | MHHS-Greater Heights
NO | NO |  |  |  | 009-03508 |  | STERIS Corp | EXAMINER 10 |  |  | GH - CATH LAB | MHHS-Greater Heights |  |  |  | 009-03508 |  | Central & Greater Heights |  | GH - CATH LAB | [5 empty] | LIGHTS, SURGICAL |  | LAMPEXAM-Steris-Amsco Examiner 10 |  |  |  |  | LAMPEXAM-Steris-Amsco Examiner 10 | STERIS Corp | [7 empty] | Covered PM Repair - Biomedical | MHHS-Greater Heights
NO | NO | [5 empty] | STERIS Corp | EXAMINER 10 |  |  | TMC - CHILDRENS - CSC (9HP) | MHHS-TMC | [5 empty] | TMC |  | TMC - CHILDRENS - CSC (9HP) | [5 empty] | LIGHTS, SURGICAL |  | LAMPEXAM-Steris-Amsco Examiner 10 |  |  |  |  | LAMPEXAM-Steris-Amsco Examiner 10 | STERIS Corp | [7 empty] | Not Covered Vendor Only - Biomedical | MHHS-TMC
NO | NO | [5 empty] | STERIS Corp | EXAMINER 10 |  |  | TMC - CHILDRENS - L&D (5HP) | MHHS-TMC | [5 empty] | TMC |  | TMC - CHILDRENS - L&D (5HP) | [5 empty] | LIGHTS, SURGICAL |  | LAMPEXAM-Steris-Amsco Examiner 10 |  |  |  |  | LAMPEXAM-Steris-Amsco Examiner 10 | STERIS Corp | [7 empty] | Not Covered Vendor Only - Biomedical | MHHS-TMC
NO | NO | [5 empty] | STERIS Corp | EXAMINER 10 |  |  | TMC - CHILDRENS - L&D (5HP) | MHHS-TMC | [5 empty] | TMC |  | TMC - CHILDRENS - L&D (5HP) | [5 empty] | LIGHTS, SURGICAL |  | LAMPEXAM-Steris-Amsco Examiner 10 |  |  |  |  | LAMPEXAM-Steris-Amsco Examiner 10 | STERIS Corp | [7 empty] | Not Covered Vendor Only - Biomedical | MHHS-TMC
NO | NO | [5 empty] | STERIS Corp | EXAMINER 10 |  |  | TMC - CHILDRENS - NICU (7HP) | MHHS-TMC | [5 empty] | TMC |  | TMC - CHILDRENS - NICU (7HP) | [5 empty] | LIGHTS, SURGICAL |  | LAMPEXAM-Steris-Amsco Examiner 10 |  |  |  |  | LAMPEXAM-Steris-Amsco Examiner 10 | STERIS Corp | [7 empty] | Covered PM Repair - Biomedical | MHHS-TMC
NO | NO |  |  |  | 077-09490 |  | STERIS Corp | EXAMINER 10 |  |  | TMC - CHILDRENS - RCW (8HP) | MHHS-TMC |  |  |  | 077-09490 |  | TMC |  | TMC - CHILDRENS - RCW (8HP) | [5 empty] | LIGHTS, SURGICAL |  | LAMPEXAM-Steris-Amsco Examiner 10 |  |  |  |  | LAMPEXAM-Steris-Amsco Examiner 10 | STERIS Corp | [7 empty] | Covered PM Repair - Biomedical | MHHS-TMC
NO | NO |  |  |  | 069-01008 |  | STERIS Corp | EXAMINER 10 |  |  | TMC - HERMANN - ADULT ER (1HP) | MHHS-TMC |  |  |  | 069-01008 |  | TMC |  | TMC - HERMANN - ADULT ER (1HP) | [5 empty] | LIGHTS, SURGICAL |  | LAMPEXAM-Steris-Amsco Examiner 10 |  |  |  |  | LAMPEXAM-Steris-Amsco Examiner 10 | STERIS Corp | [7 empty] | Covered PM Repair - Biomedical | MHHS-TMC
NO | NO |  |  |  | 069-02213 |  | STERIS Corp | EXAMINER 10 |  | NONE | TMC - HERMANN - ADULT ER (1HP) | MHHS-TMC |  |  |  | 069-02213 |  | TMC |  | TMC - HERMANN - ADULT ER (1HP) | [5 empty] | LIGHTS, SURGICAL |  | LAMPEXAM-Steris-Amsco Examiner 10 |  |  |  |  | LAMPEXAM-Steris-Amsco Examiner 10 | STERIS Corp | [7 empty] | Covered PM Repair - Biomedical | MHHS-TMC
NO | NO |  |  |  | 069-02218 |  | STERIS Corp | EXAMINER 10 |  |  | TMC - HERMANN - ADULT ER (1HP) | MHHS-TMC |  |  |  | 069-02218 |  | TMC |  | TMC - HERMANN - ADULT ER (1HP) | [5 empty] | LIGHTS, SURGICAL |  | LAMPEXAM-Steris-Amsco Examiner 10 |  |  |  |  | LAMPEXAM-Steris-Amsco Examiner 10 | STERIS Corp | [7 empty] | Covered PM Repair - Biomedical | MHHS-TMC
NO | NO | [5 empty] | STERIS Corp | EXAMINER 10 |  |  | TMC - OR - ROBERTSON (2R) | MHHS-TMC | [5 empty] | TMC |  | TMC - OR - ROBERTSON (2R) | [5 empty] | LIGHTS, SURGICAL |  | LAMPEXAM-Steris-Amsco Examiner 10 |  |  |  |  | LAMPEXAM-Steris-Amsco Examiner 10 | STERIS Corp | [7 empty] | Covered PM Repair - Biomedical | MHHS-TMC
NO | NO | [5 empty] | STERIS Corp | EXAMINER 10 |  |  | WOODLANDS - BIRTH CENTER | MHHS-Woodlands | [5 empty] | Woodlands |  | WOODLANDS - BIRTH CENTER | [5 empty] | LIGHTS, SURGICAL |  | LAMPEXAM-Steris-Amsco Examiner 10 |  |  |  |  | LAMPEXAM-Steris-Amsco Examiner 10 | STERIS Corp | [7 empty] | Not Covered Vendor Only - Biomedical | MHHS-Woodlands
YES | YES |  |  |  | 099-03057 | 099-03057 | STERIS Corp | G5 lighthead |  |  | KATY - OR |  |  |  |  | 099-03057 | 099-03057 | Katy | Memorial Hermann Katy Hospital | KATY - OR | C SECTION OR1
YES | YES |  |  |  | 099-03747 | 099-03747 | STERIS Corp | G5 lighthead |  |  | KATY - OR |  |  |  |  | 099-03747 | 099-03747 | Katy | Memorial Hermann Katy Hospital | KATY - OR | C SECTION OR1
YES | YES |  |  |  | 099-03752 | 099-03752 | STERIS Corp | G5 lighthead |  |  | KATY - OR |  |  |  |  | 099-03752 | 099-03752 | Katy | Memorial Hermann Katy Hospital | KATY - OR | C SECTION OR
YES | YES |  |  |  | 099-03753 | 099-03753 | STERIS Corp | G5 lighthead |  |  | KATY - OR |  |  |  |  | 099-03753 | 099-03753 | Katy | Memorial Hermann Katy Hospital | KATY - OR | C SECTION OR 2
YES | YES |  |  |  | 009-34651 | 009-34651 | STERIS Corp | Getinge |  |  | GH-steril processing |  |  |  |  | 009-34651 | 009-34651 |  |  | GH-steril processing |  | 3/1/20
YES | YES |  |  |  | 005-05292 | 005-05292 | STERIS Corp | Getinge |  | 04F05134 | SE - OR |  |  |  |  | 005-05292 | 005-05292 | Southeast | Memorial Hermann Southeast Hospital | SE - OR | Storage | 10/1/19 |  | 1/1/20
YES | YES |  |  |  | 009-04984 | 009-04984 | STERIS Corp | Getinge castle |  | D2MO3497 | Sterile processing |  |  |  |  | 009-04984 | 009-04984 | Central | Memorial Hermann Greater Heights Hospital | Sterile processing | Sterile processing
NO | YES |  |  |  | 133-06090 | 133-06090 | STERIS Corp | HARMONY |  |  | Katy-OR | MHHS-Katy |  | Laser, Surgical |  | 133-06090 | 133-06090 | Katy | MHHS-Katy | Katy-OR | OR 4 |  |  |  | No pm required | LIGHTS, SURGICAL | Laser, Surgical | LASERSURGICAL-Alma Lasers Ltd-Harmony | LASERSURGICAL | Harmony |  |  |  | Alma Lasers | Laser, Surgical |  |  | LASERSURGICAL-Alma Lasers Ltd-Harmony |  |  | LAS-SA | Covered PM Repair - Biomedical | MHHS-Katy | [8 empty] | LASERSURGICAL | Laser, Surgical | Alma Lasers
NO | YES |  |  |  |  | 099-12729 | STERIS Corp | HARMONY |  |  |  | MHHS-TMC |  | Laser, Surgical |  |  | 099-12729 | TMC | Memorial Hermann Heart |  | Cath Lab 6 | 10/1/19 |  | 10/1/20 |  | LIGHTS, SURGICAL | Laser, Surgical | LASERSURGICAL-Alma Lasers Ltd-Harmony | LASERSURGICAL | Harmony |  |  |  | Alma Lasers | Laser, Surgical |  |  | LASERSURGICAL-Alma Lasers Ltd-Harmony |  |  | LAS-SA | Covered PM Repair - Biomedical | MHHS-TMC | [8 empty] | LASERSURGICAL | Laser, Surgical | Alma Lasers
NO | YES | [5 empty] | STERIS Corp | HARMONY |  |  |  | MHHS-TMC |  | Laser, Surgical |  |  |  | TMC | Memorial Hermann Heart |  | Cath Lab 6 | 7/1/19 |  | 7/1/20 |  | LIGHTS, SURGICAL | Laser, Surgical | LASERSURGICAL-Alma Lasers Ltd-Harmony | LASERSURGICAL | Harmony |  |  |  | Alma Lasers | Laser, Surgical |  |  | LASERSURGICAL-Alma Lasers Ltd-Harmony |  |  | LAS-SA | Covered PM Repair - Biomedical | MHHS-TMC | [8 empty] | LASERSURGICAL | Laser, Surgical | Alma Lasers
YES | YES |  |  |  | 029-13154 | 029-13154 | STERIS Corp | Harmony Air |  |  | WOODLANDS - OR |  |  |  |  | 029-13154 | 029-13154 | woodlands |  | WOODLANDS - OR | OR 4 | [5 empty] | Equipment Boom/ Column | EQUIPMENTBOOM-STERIS Corp-Harmony Air | [22 empty] | Equipment Boom/ Column | EQUIPMENTBOOM | Equipment Boom/ Column | STERIS Corp
YES | YES |  |  |  | 029-13589 | 029-13589 | STERIS Corp | Harmony air |  |  | WOODLANDS - OR |  |  |  |  | 029-13589 | 029-13589 |  |  | WOODLANDS - OR | Nicu OR 3 | [5 empty] | Equipment Boom/ Column | EQUIPMENTBOOM-STERIS Corp-Harmony Air | [22 empty] | Equipment Boom/ Column | EQUIPMENTBOOM | Equipment Boom/ Column | STERIS Corp
NO | YES |  |  |  | 029-10582 | 029-10582 | STERIS Corp | HARMONY AIR M-SERIES |  |  | Woodlands-OR | MHHS-Woodlands |  |  |  | 029-10582 | 029-10582 | Woodlands | MHHS-Woodlands | Woodlands-OR | OR | 10/1/19 |  | 10/1/20 |  | LIGHTS, SURGICAL |  | .needs class | [5 empty] | STERIS Corp | [7 empty] | Covered PM Repair - Biomedical | MHHS-Woodlands
NO | YES |  |  |  | 029-10583 | 029-10583 | STERIS Corp | HARMONY AIR M-SERIES |  |  | Woodlands-OR | MHHS-Woodlands |  |  |  | 029-10583 | 029-10583 | Woodlands | MHHS-Woodlands | Woodlands-OR | OR ROOM 1 | 10/1/19 |  | 10/1/20 |  | LIGHTS, SURGICAL |  | .needs class | [5 empty] | STERIS Corp | [7 empty] | Covered PM Repair - Biomedical | MHHS-Woodlands
NO | NO |  |  |  | 029-12475 |  | STERIS Corp | HARMONY AIR M-SERIES |  |  | WOODLANDS - BIRTH CENTER | MHHS-Woodlands |  |  |  | 029-12475 |  | Woodlands |  | WOODLANDS - BIRTH CENTER | [5 empty] | LIGHTS, SURGICAL |  | .needs class | [5 empty] | STERIS Corp | [7 empty] | Covered PM Repair - Biomedical | MHHS-Woodlands
YES | YES |  |  |  | 029-13170 | 029-13170 | STERIS Corp | Harmony EMS |  |  | WOODLANDS - OR |  |  |  |  | 029-13170 | 029-13170 | Woodlands | Memorial Hermann The Woodlands Medical Center | WOODLANDS - OR | Room 15 |  |  |  | New add - no visible SN
YES | YES |  |  |  | 029-13169 | 029-13169 | STERIS Corp | Harmony EMS DF100 |  |  | WOODLANDS - OR |  |  |  |  | 029-13169 | 029-13169 | Woodlands | Memorial Hermann The Woodlands Medical Center | WOODLANDS - OR | Room 15 |  |  |  | New Add |  | Equipment Boom/ Column | EQUIPMENTBOOM-STERIS-Harmony EMS DF100 | [22 empty] | Equipment Boom/ Column | EQUIPMENTBOOM | Equipment Boom/ Column | STERIS Corp
NO | YES |  |  |  | 029-08883 | 029-08883 | STERIS Corp | HARMONY IQ 2800 |  | RL0090FB32CE0C | Woodlands-OR | MHHS-Woodlands |  | Image Acquisition Unit |  | 029-08883 | 029-08883 | Woodlands | MHHS-Woodlands | Woodlands-OR |  | 10/1/19 |  |  | ?AuNo PM Required?Au Sticker | AUTOMATION SYSTEMS, OPERATING ROOM | Image Acquisition Unit | IMAGEACQ-Steris-Harmony iQ2800 | IMAGEACQ | Harmony iQ2800 |  |  |  | STERIS Corp | Image Acquisition Unit |  | IMAGEACQ-Steris-Harmony iQ2800 |  | 3/30/95 |  |  | Covered PM Repair - Biomedical | MHHS-Woodlands | [8 empty] | IMAGEACQ | Image Acquisition Unit | STERIS Corp
NO | YES |  |  |  | 029-08884 | 029-08884 | STERIS Corp | HARMONY IQ 2800 |  | RL0090FB32CE05 | Woodlands-OR | MHHS-Woodlands |  | Image Acquisition Unit |  | 029-08884 | 029-08884 | Woodlands | MHHS-Woodlands | Woodlands-OR |  | 10/1/19 |  |  | ?AuNo PM Required?Au Sticker | AUTOMATION SYSTEMS, OPERATING ROOM | Image Acquisition Unit | IMAGEACQ-Steris-Harmony iQ2800 | IMAGEACQ | Harmony iQ2800 |  |  |  | STERIS Corp | Image Acquisition Unit |  | IMAGEACQ-Steris-Harmony iQ2800 |  | 3/30/95 |  |  | Covered PM Repair - Biomedical | MHHS-Woodlands | [8 empty] | IMAGEACQ | Image Acquisition Unit | STERIS Corp
NO | YES |  |  |  | 029-08885 | 029-08885 | STERIS Corp | HARMONY IQ 2800 |  | RL0090FB32CD86 | Woodlands-OR | MHHS-Woodlands |  | Image Acquisition Unit |  | 029-08885 | 029-08885 | Woodlands | MHHS-Woodlands | Woodlands-OR |  | 10/1/19 |  |  | ?AuNo PM Required?Au Sticker | AUTOMATION SYSTEMS, OPERATING ROOM | Image Acquisition Unit | IMAGEACQ-Steris-Harmony iQ2800 | IMAGEACQ | Harmony iQ2800 |  |  |  | STERIS Corp | Image Acquisition Unit |  | IMAGEACQ-Steris-Harmony iQ2800 |  | 3/30/95 |  |  | Covered PM Repair - Biomedical | MHHS-Woodlands | [8 empty] | IMAGEACQ | Image Acquisition Unit | STERIS Corp
NO | YES |  |  |  | 029-08886 | 029-08886 | STERIS Corp | HARMONY IQ 2800 |  | RL0090FB3CD8DB | Woodlands-OR | MHHS-Woodlands |  | Image Acquisition Unit |  | 029-08886 | 029-08886 | Woodlands | MHHS-Woodlands | Woodlands-OR |  | 10/1/19 |  |  | ?AuNo PM Required?Au Sticker | AUTOMATION SYSTEMS, OPERATING ROOM | Image Acquisition Unit | IMAGEACQ-Steris-Harmony iQ2800 | IMAGEACQ | Harmony iQ2800 |  |  |  | STERIS Corp | Image Acquisition Unit |  | IMAGEACQ-Steris-Harmony iQ2800 |  | 3/30/95 |  |  | Covered PM Repair - Biomedical | MHHS-Woodlands | [8 empty] | IMAGEACQ | Image Acquisition Unit | STERIS Corp
NO | YES |  |  |  | 029-08887 | 029-08887 | STERIS Corp | HARMONY IQ 2800 |  | RL0090FB32CD8E | Woodlands-OR | MHHS-Woodlands |  | Image Acquisition Unit |  | 029-08887 | 029-08887 | Woodlands | MHHS-Woodlands | Woodlands-OR |  | 10/1/19 |  |  | ?AuNo PM Required?Au Sticker | AUTOMATION SYSTEMS, OPERATING ROOM | Image Acquisition Unit | IMAGEACQ-Steris-Harmony iQ2800 | IMAGEACQ | Harmony iQ2800 |  |  |  | STERIS Corp | Image Acquisition Unit |  | IMAGEACQ-Steris-Harmony iQ2800 |  |  |  |  | Covered PM Repair - Biomedical | MHHS-Woodlands | [8 empty] | IMAGEACQ | Image Acquisition Unit | STERIS Corp
NO | YES |  |  |  | 029-08888 | 029-08888 | STERIS Corp | HARMONY IQ 2800 |  | RL0090FB32CE08 | Woodlands-OR | MHHS-Woodlands |  | Image Acquisition Unit |  | 029-08888 | 029-08888 | Woodlands | MHHS-Woodlands | Woodlands-OR |  | 10/1/19 |  |  | ?AuNo PM Required?Au Sticker | AUTOMATION SYSTEMS, OPERATING ROOM | Image Acquisition Unit | IMAGEACQ-Steris-Harmony iQ2800 | IMAGEACQ | Harmony iQ2800 |  |  |  | STERIS Corp | Image Acquisition Unit |  | IMAGEACQ-Steris-Harmony iQ2800 |  | 7/8/10 |  |  | Covered PM Repair - Biomedical | MHHS-Woodlands | [8 empty] | IMAGEACQ | Image Acquisition Unit | STERIS Corp
NO | YES |  |  |  | 029-08889 | 029-08889 | STERIS Corp | HARMONY IQ 2800 |  | RL0090FB32CDCF | Woodlands-OR | MHHS-Woodlands |  | Image Acquisition Unit |  | 029-08889 | 029-08889 | Woodlands | MHHS-Woodlands | Woodlands-OR |  | 10/1/19 |  |  | ?AuNo PM Required?Au sticker | AUTOMATION SYSTEMS, OPERATING ROOM | Image Acquisition Unit | IMAGEACQ-Steris-Harmony iQ2800 | IMAGEACQ | Harmony iQ2800 |  |  |  | STERIS Corp | Image Acquisition Unit |  | IMAGEACQ-Steris-Harmony iQ2800 |  | 7/8/06 |  |  | Covered PM Repair - Biomedical | MHHS-Woodlands | [8 empty] | IMAGEACQ | Image Acquisition Unit | STERIS Corp
NO | YES |  |  |  | 029-08890 | 029-08890 | STERIS Corp | HARMONY IQ 2800 |  | RL0090FB2BC724 | Woodlands-OR | MHHS-Woodlands |  | Image Acquisition Unit |  | 029-08890 | 029-08890 | Woodlands | MHHS-Woodlands | Woodlands-OR |  | 10/1/19 |  |  | ?AuNo PM Required?Au sticker | AUTOMATION SYSTEMS, OPERATING ROOM | Image Acquisition Unit | IMAGEACQ-Steris-Harmony iQ2800 | IMAGEACQ | Harmony iQ2800 |  |  |  | STERIS Corp | Image Acquisition Unit |  | IMAGEACQ-Steris-Harmony iQ2800 |  | 7/6/05 |  |  | Covered PM Repair - Biomedical | MHHS-Woodlands | [8 empty] | IMAGEACQ | Image Acquisition Unit | STERIS Corp
NO | NO | [5 empty] | STERIS Corp | HARMONY LA |  |  | WOODLANDS - OR | MHHS-Woodlands |  | Lamp, Surgical, Ceiling |  |  |  | Woodlands |  | WOODLANDS - OR | [5 empty] | LIGHTS, SURGICAL |  | LAMPSURGCEILING-STERIS-Harmony LA | LAMPSURGCEILING | Harmony LA |  |  |  | STERIS Corp | Lamp, Surgical, Ceiling |  | LAMPSURGCEILING-STERIS-Harmony LA |  |  |  |  | Covered PM Repair - Biomedical | MHHS-Woodlands
NO | YES |  |  |  | 013-18310 | 013-18310 | STERIS Corp | HARMONY LA 300 |  |  | SW-OR | MHHS-Southwest |  | Lamp, Surgical, Ceiling |  | 013-18310 | 013-18310 | Southwest | MHHS-Southwest | SW-OR | HVI OR Suite | 7/1/19 |  | 7/1/20 |  | LIGHTS, SURGICAL | Lamp, Surgical, Ceiling | LAMPSURGCEILING-Steris-Harmony LA300 | LAMPSURGCEILING | Harmony LA300 |  |  |  | STERIS Corp | Lamp, Surgical, Ceiling |  | LAMPSURGCEILING-Steris-Harmony LA300 |  | 11/18/15 |  |  | Covered PM Repair - Biomedical | MHHS-Southwest | [8 empty] | LAMPSURGCEILING | Lamp, Surgical, Ceiling | STERIS Corp
NO | NO | [5 empty] | STERIS Corp | HARMONY LA 300 |  |  | NE - CATH LAB | MHHS-Northeast |  | Lamp, Surgical, Ceiling |  |  |  | Katy |  | NE - CATH LAB | [5 empty] | LIGHTS, SURGICAL |  | LAMPSURGCEILING-Steris-Harmony LA300 | LAMPSURGCEILING | Harmony LA300 |  |  |  | STERIS Corp | Lamp, Surgical, Ceiling |  | LAMPSURGCEILING-Steris-Harmony LA300 |  |  |  |  | Covered PM Repair - Biomedical | MHHS-Northeast
NO | NO |  |  |  | 013-18311 |  | STERIS Corp | HARMONY LA 300 |  |  | SW - CATH LAB | MHHS-Southwest |  | Lamp, Surgical, Ceiling |  | 013-18311 |  | Southwest |  | SW - CATH LAB | [5 empty] | LIGHTS, SURGICAL |  | LAMPSURGCEILING-Steris-Harmony LA300 | LAMPSURGCEILING | Harmony LA300 |  |  |  | STERIS Corp | Lamp, Surgical, Ceiling |  | LAMPSURGCEILING-Steris-Harmony LA300 |  |  |  |  | Covered PM Repair - Biomedical | MHHS-Southwest
NO | NO |  |  |  | 069-27873 |  | STERIS Corp | HARMONY LA 300 |  |  | TMC - JONES - NEURO ICU (7J) | MHHS-TMC |  | Lamp, Surgical, Ceiling |  | 069-27873 |  | TMC |  | TMC - JONES - NEURO ICU (7J) | [5 empty] | LIGHTS, SURGICAL |  | LAMPSURGCEILING-Steris-Harmony LA300 | LAMPSURGCEILING | Harmony LA300 |  |  |  | STERIS Corp | Lamp, Surgical, Ceiling |  | LAMPSURGCEILING-Steris-Harmony LA300 |  |  |  |  | Covered PM Repair - Biomedical | MHHS-TMC
NO | NO |  |  |  | 069-22598 |  | STERIS Corp | HARMONY LA 500 |  |  | TMC - OR - PEDI OR (2R) | MHHS-TMC |  | Lamp, Surgical, Ceiling |  | 069-22598 |  | TMC |  | TMC - OR - PEDI OR (2R) | [5 empty] | LIGHTS, SURGICAL |  | LAMPSURGCEILING-Steris-Harmony LA500 | LAMPSURGCEILING | Harmony LA500 |  |  |  | STERIS Corp | Lamp, Surgical, Ceiling |  | LAMPSURGCEILING-Steris-Harmony LA500 |  |  |  |  | Covered PM Repair - Biomedical | MHHS-TMC
NO | YES |  |  |  | 133-03982 | 133-03982 | STERIS Corp | HARMONY LC |  |  | Katy-ER | MHHS-Katy |  | Lamp, Surgical, Ceiling |  | 133-03982 | 133-03982 | Katy | MHHS-Katy | Katy-ER | EC 10 | 1/1/19 | 1/1/20 |  |  | LIGHTS, SURGICAL | Lamp, Surgical, Ceiling | LAMPSURGCEILING-Steris-HARMONY LC | LAMPSURGCEILING | HARMONY LC |  |  |  | STERIS Corp | Lamp, Surgical, Ceiling |  | LAMPSURGCEILING-Steris-HARMONY LC |  |  |  |  | Covered PM Repair - Biomedical | MHHS-Katy | [7 empty] | Lamp, Surgical, Ceiling | LAMPSURGCEILING | Lamp, Surgical, Ceiling | STERIS Corp
NO | YES |  |  |  | 133-03983 | 133-03983 | STERIS Corp | HARMONY LC |  |  | Katy-ER | MHHS-Katy |  | Lamp, Surgical, Ceiling |  | 133-03983 | 133-03983 | Katy | MHHS-Katy | Katy-ER | EC 11 | 1/1/19 |  |  |  | LIGHTS, SURGICAL | Lamp, Surgical, Ceiling | LAMPSURGCEILING-Steris-HARMONY LC | LAMPSURGCEILING | HARMONY LC |  |  |  | STERIS Corp | Lamp, Surgical, Ceiling |  | LAMPSURGCEILING-Steris-HARMONY LC |  |  |  |  | Covered PM Repair - Biomedical | MHHS-Katy | [7 empty] | Lamp, Surgical, Ceiling | LAMPSURGCEILING | Lamp, Surgical, Ceiling | STERIS Corp
NO | YES |  |  |  | 029-05910 | 029-05910 | STERIS Corp | HARMONY LC |  |  | Woodlands-Terramont ER (Clinic) | MHHS-Woodlands |  | Lamp, Surgical, Ceiling |  | 029-05910 | 029-05910 | Woodlands | MHHS-Woodlands | Woodlands-Terramont ER (Clinic) | ER | 11/1/18 |  | 11/1/19 |  | LIGHTS, SURGICAL | Lamp, Surgical, Ceiling | LAMPSURGCEILING-Steris-HARMONY LC | LAMPSURGCEILING | HARMONY LC |  |  |  | STERIS Corp | Lamp, Surgical, Ceiling |  | LAMPSURGCEILING-Steris-HARMONY LC |  |  |  |  | Covered PM Repair - Biomedical | MHHS-Woodlands | [7 empty] | Lamp, Surgical, Ceiling | LAMPSURGCEILING | Lamp, Surgical, Ceiling | STERIS Corp
YES | YES |  |  |  | 099-00457 | 099-00457 | STERIS Corp | HARMONY LC |  | 1102 076 06637 | Katy - ER |  |  |  |  | 099-00457 | 099-00457 | Katy | Memorial Hermann Katy Hospital | Katy - ER | Katy - ER | [5 empty] | Lamp, Surgical, Ceiling | LAMPSURGCEILING-Steris-HARMONY LC | [22 empty] | Lamp, Surgical, Ceiling | LAMPSURGCEILING | Lamp, Surgical, Ceiling | STERIS Corp
NO | NO |  |  |  | 133-04087 |  | STERIS Corp | HARMONY LC |  |  | KATY - ER | MHHS-Katy |  | Lamp, Surgical, Ceiling |  | 133-04087 |  | Katy |  | KATY - ER | [5 empty] | LIGHTS, SURGICAL |  | LAMPSURGCEILING-Steris-HARMONY LC | LAMPSURGCEILING | HARMONY LC |  |  |  | STERIS Corp | Lamp, Surgical, Ceiling |  | LAMPSURGCEILING-Steris-HARMONY LC |  |  |  |  | Covered PM Repair - Biomedical | MHHS-Katy
YES | YES |  |  |  |  | 099-03188 | STERIS Corp | HARMONY LED 585 |  |  | OR | [5 empty] | 099-03188 | Katy | Memorial Hermann Katy Hospital | OR | OR 4 |  |  |  | No pm |  | Lamp, Surgical, Ceiling | LAMPSURGCEILING-Steris-HARMONY LED 585 | [22 empty] | Lamp, Surgical, Ceiling | LAMPSURGCEILING | Lamp, Surgical, Ceiling | STERIS Corp
YES | YES |  |  |  | 099-03189 | 099-03189 | STERIS Corp | HARMONY LED 585 |  |  | OR |  |  |  |  | 099-03189 | 099-03189 | Katy | Memorial Hermann Katy Hospital | OR | OR 4 |  |  |  | No pm |  | Lamp, Surgical, Ceiling | LAMPSURGCEILING-Steris-HARMONY LED 585 | [22 empty] | Lamp, Surgical, Ceiling | LAMPSURGCEILING | Lamp, Surgical, Ceiling | STERIS Corp
YES | YES |  |  |  |  | 029-13304 | STERIS Corp | HARMONY LED 585 |  |  | Surgery OR | [5 empty] | 029-13304 | Woodlands | Memorial Hermann Hospital Woodlands | Surgery OR | OR Room 6 | [5 empty] | Lamp, Surgical, Ceiling | LAMPSURGCEILING-Steris-HARMONY LED 585 | [22 empty] | Lamp, Surgical, Ceiling | LAMPSURGCEILING | Lamp, Surgical, Ceiling | STERIS Corp
YES | YES |  |  |  |  | 029-13305 | STERIS Corp | HARMONY LED 585 |  |  | Surgery OR | [5 empty] | 029-13305 | Woodlands | Memorial Hermann Hospital Woodlands | Surgery OR | OR Room 6 | [5 empty] | Lamp, Surgical, Ceiling | LAMPSURGCEILING-Steris-HARMONY LED 585 | [22 empty] | Lamp, Surgical, Ceiling | LAMPSURGCEILING | Lamp, Surgical, Ceiling | STERIS Corp
YES | YES |  |  |  | 099-12717 | 099-12717 | STERIS Corp | HARMONY LED 585 |  |  | TWC |  |  |  |  | 099-12717 | 099-12717 | TMC | Memorial Hermann Heart | TWC | CVOR |  |  |  | NSN |  | Lamp, Surgical, Ceiling | LAMPSURGCEILING-Steris-HARMONY LED 585 | [22 empty] | Lamp, Surgical, Ceiling | LAMPSURGCEILING | Lamp, Surgical, Ceiling | STERIS Corp
YES | YES |  |  |  | 099-12731 | 099-12731 | STERIS Corp | HARMONY LED 585 |  |  | TWC |  |  |  |  | 099-12731 | 099-12731 | TMC | Memorial Hermann Heart | TWC | CVOR | [5 empty] | Lamp, Surgical, Ceiling | LAMPSURGCEILING-Steris-HARMONY LED 585 | [22 empty] | Lamp, Surgical, Ceiling | LAMPSURGCEILING | Lamp, Surgical, Ceiling | STERIS Corp
YES | YES |  |  |  | 099-12718 | 099-12718 | STERIS Corp | HARMONY LED 585 |  |  | TWC |  |  |  |  | 099-12718 | 099-12718 | TMC | Memorial Hermann Heart | TWC | CVOR | [5 empty] | Lamp, Surgical, Ceiling | LAMPSURGCEILING-Steris-HARMONY LED 585 | [22 empty] | Lamp, Surgical, Ceiling | LAMPSURGCEILING | Lamp, Surgical, Ceiling | STERIS Corp
NO | NO | [5 empty] | STERIS Corp | HARMONY LED 585 |  |  | TMC - OR - HERMANN (2HP) | MHHS-TMC |  | Lamp, Surgical, Ceiling |  |  |  | TMC |  | TMC - OR - HERMANN (2HP) | [5 empty] | LIGHTS, SURGICAL |  | LAMPSURGCEILING-Steris-HARMONY LED 585 | LAMPSURGCEILING | HARMONY LED 585 |  |  |  | STERIS Corp | Lamp, Surgical, Ceiling |  | LAMPSURGCEILING-Steris-HARMONY LED 585 |  |  |  |  | Covered PM Repair - Biomedical | MHHS-TMC
NO | YES |  |  |  | 029-08659 | 029-08659 | STERIS Corp | HARMONY LED 785 |  | 0431008020; 0407610036 | Woodlands-OR | MHHS-Woodlands |  |  |  | 029-08659 | 029-08659 | Woodlands | MHHS-Woodlands | Woodlands-OR | OR ROOM 1 | 10/1/19 |  | 10/1/20 |  | LIGHTS, SURGICAL |  | .needs class | [5 empty] | STERIS Corp | [7 empty] | Covered PM Repair - Biomedical | MHHS-Woodlands
NO | YES |  |  |  | 029-08660 | 029-08660 | STERIS Corp | HARMONY LED 785 |  | 0415909104; 0413640848 | Woodlands-OR | MHHS-Woodlands |  |  |  | 029-08660 | 029-08660 | Woodlands | MHHS-Woodlands | Woodlands-OR | OR | 10/1/19 |  | 10/1/20 |  | LIGHTS, SURGICAL |  | .needs class | [5 empty] | STERIS Corp |  |  |  |  | 9/30/16 |  |  | Covered PM Repair - Biomedical | MHHS-Woodlands
NO | YES |  |  |  | 029-08963 | 029-08963 | STERIS Corp | HARMONY LED 785 |  | 0419912064; 0420212039 | Woodlands-OR | MHHS-Woodlands |  |  |  | 029-08963 | 029-08963 | Woodlands | MHHS-Woodlands | Woodlands-OR | OR Room 6 | 10/1/19 |  | 10/1/20 |  | LIGHTS, SURGICAL |  | .needs class | [5 empty] | STERIS Corp |  |  |  |  | 9/30/16 |  |  | Covered PM Repair - Biomedical | MHHS-Woodlands
NO | YES |  |  |  | 029-08964 | 029-08964 | STERIS Corp | HARMONY LED 785 |  | 0420212038; 0419912058 | Woodlands-OR | MHHS-Woodlands |  |  |  | 029-08964 | 029-08964 | Woodlands | MHHS-Woodlands | Woodlands-OR | OR Room 7 | 10/1/19 |  | 10/1/20 |  | LIGHTS, SURGICAL |  | .needs class | [5 empty] | STERIS Corp | [7 empty] | Covered PM Repair - Biomedical | MHHS-Woodlands
NO | NO |  |  |  | 069-22540 |  | STERIS Corp | HARMONY LED CONTROL PANEL |  |  | TMC - OR - HERMANN (2HP) | MHHS-TMC |  |  |  | 069-22540 |  | TMC |  | TMC - OR - HERMANN (2HP) | [5 empty] | DISPLAY, REMOTE |  | .needs class | [5 empty] | STERIS Corp | [7 empty] | Covered PM Repair - Biomedical | MHHS-TMC
NO | NO |  |  |  | 069-22542 |  | STERIS Corp | HARMONY LED CONTROL PANEL |  |  | TMC - OR - HERMANN (2HP) | MHHS-TMC |  |  |  | 069-22542 |  | TMC |  | TMC - OR - HERMANN (2HP) | [5 empty] | DISPLAY, REMOTE |  | .needs class | [5 empty] | STERIS Corp | [7 empty] | Covered PM Repair - Biomedical | MHHS-TMC
NO | NO |  |  |  | 069-22627 |  | STERIS Corp | HARMONY LED CONTROL PANEL |  |  | TMC - OR - HERMANN (2HP) | MHHS-TMC |  |  |  | 069-22627 |  | TMC |  | TMC - OR - HERMANN (2HP) | [5 empty] | DISPLAY, REMOTE |  | .needs class | [5 empty] | STERIS Corp | [7 empty] | Covered PM Repair - Biomedical | MHHS-TMC
NO | NO |  |  |  | 069-22634 |  | STERIS Corp | HARMONY LED CONTROL PANEL |  |  | TMC - OR - HERMANN (2HP) | MHHS-TMC |  |  |  | 069-22634 |  | TMC |  | TMC - OR - HERMANN (2HP) | [5 empty] | DISPLAY, REMOTE |  | .needs class | [5 empty] | STERIS Corp | [7 empty] | Covered PM Repair - Biomedical | MHHS-TMC
NO | NO |  |  |  | 069-37482 |  | STERIS Corp | HARMONY LED CONTROL PANEL |  |  | TMC - OR - HERMANN (2HP) | MHHS-TMC |  |  |  | 069-37482 |  | TMC |  | TMC - OR - HERMANN (2HP) | [5 empty] | DISPLAY, REMOTE |  | .needs class | [5 empty] | STERIS Corp | [7 empty] | Covered PM Repair - Biomedical | MHHS-TMC
NO | YES |  |  |  | 129-06145 | 129-06145 | STERIS Corp | HARMONY LED385 |  | S03622 | SUGAR LAND - CATH LAB | MHHS-Sugarland |  | Lamp, Surgical, Ceiling |  | 129-06145 | 129-06145 | Sugar Land | Memorial Hermann Sugar Land Hospital | SUGAR LAND - CATH LAB | Cath Lab Storage | 8/1/15 |  |  |  | LIGHTS, EXAMINATION | Lamp, Surgical, Ceiling | LAMPSURGCEILING-Steris-HARMONY LED 385 | LAMPSURGCEILING | HARMONY LED 385 |  |  |  | STERIS Corp | Lamp, Surgical, Ceiling |  | LAMPSURGCEILING-Steris-HARMONY LED 385 |  |  |  |  | Covered PM Repair - Biomedical | MHHS-Sugarland | [8 empty] | LAMPSURGCEILING | Lamp, Surgical, Ceiling | STERIS Corp
YES | YES |  |  |  | 029-13468 | 029-13468 | STERIS Corp | HarmonyAir |  | NSN | L |  |  |  |  | 029-13468 | 029-13468 | Woodlands | Memorial Hermann Hospital Woodlands | L | L | [5 empty] | Lamp, Surgical, Ceiling | LAMPSURGCEILING-Steris-HarmonyAIR | [22 empty] | Lamp, Surgical, Ceiling | LAMPSURGCEILING | Lamp, Surgical, Ceiling | STERIS Corp
YES | YES |  |  |  | 029-13470 | 029-13470 | STERIS Corp | HarmonyAir |  |  | L |  |  |  |  | 029-13470 | 029-13470 | Woodlands | Memorial Hermann Hospital Woodlands | L | OR2 | [5 empty] | Lamp, Surgical, Ceiling | LAMPSURGCEILING-Steris-HarmonyAIR | [22 empty] | Lamp, Surgical, Ceiling | LAMPSURGCEILING | Lamp, Surgical, Ceiling | STERIS Corp
NO | YES |  |  |  | 133-10209 | 133-10209 | STERIS Corp | HARMONYAIR G-SERIES |  |  | Katy-Postpartum-2W | MHHS-Katy |  |  |  | 133-10209 | 133-10209 | Katy | MHHS-Katy | Katy-Postpartum-2W | C-Section 1 | 4/1/19 | 4/1/20 |  |  | LIGHTS, SURGICAL |  | .needs class | [5 empty] | STERIS Corp | [7 empty] | Covered PM Repair - Biomedical | MHHS-Katy
NO | YES |  |  |  | 133-10210 | 133-10210 | STERIS Corp | HARMONYAIR G-SERIES |  |  | Katy-Postpartum-2W | MHHS-Katy |  |  |  | 133-10210 | 133-10210 | Katy | MHHS-Katy | Katy-Postpartum-2W | C-Section 1 | 4/1/19 | 4/1/20 |  |  | LIGHTS, SURGICAL |  | .needs class | [5 empty] | STERIS Corp | [7 empty] | Covered PM Repair - Biomedical | MHHS-Katy
YES | YES |  |  |  | 151-03765 | 151-03765 | STERIS Corp | LCB030 |  | VS0431717210 | CY - STERILE PROCESSING |  |  |  |  | 151-03765 | 151-03765 | Northwest | Memorial Hermann Cypress Hospital | CY - STERILE PROCESSING | Spd | [5 empty] | Incubator, Biological | INCBIOLOGICAL-STERIS Corp-LCB030 | [22 empty] | Incubator, Biological | INCBIOLOGICAL | Incubator, Biological | STERIS Corp
NO | YES |  |  |  | 099-03258 | 099-03258 | STERIS Corp | LCB030 |  | VS0424317180 | KATY - SPD |  |  |  |  | 099-03258 | 099-03258 | Katy | Memorial Hermann Katy Hospital | KATY - SPD | SPD | [5 empty] | Incubator, Biological | INCBIOLOGICAL-STERIS Corp-LCB030 | [22 empty] | Incubator, Biological | INCBIOLOGICAL | Incubator, Biological | STERIS Corp
YES | YES |  |  |  | 099-00053 | 099-00053 | STERIS Corp | LCB030 |  | VS0424317061 | NE - OR |  |  |  |  | 099-00053 | 099-00053 | Katy | Memorial Hermann Northeast Hospital | NE - OR | SPD | 2/1/20 |  |  |  |  | Incubator, Biological | INCBIOLOGICAL-STERIS Corp-LCB030 | [22 empty] | Incubator, Biological | INCBIOLOGICAL | Incubator, Biological | STERIS Corp
YES | YES |  |  |  | 029-13209 | 029-13209 | STERIS Corp | LCB030 |  | VS0420817209 | Sterile processing |  |  |  |  | 029-13209 | 029-13209 | Woodlands | Memorial Hermann in the woodlands | Sterile processing | Sterile processing |  |  | 3/1/20 |  |  | Incubator, Biological | INCBIOLOGICAL-STERIS Corp-LCB030 | [22 empty] | Incubator, Biological | INCBIOLOGICAL | Incubator, Biological | STERIS Corp
YES | YES |  |  |  | 029-13210 | 029-13210 | STERIS Corp | LCB030 |  | VS0410918089 | Sterile processing |  |  |  |  | 029-13210 | 029-13210 | Woodlands | Memorial Hermann in the woodlands | Sterile processing | Sterile processing | [5 empty] | Incubator, Biological | INCBIOLOGICAL-STERIS Corp-LCB030 | [22 empty] | Incubator, Biological | INCBIOLOGICAL | Incubator, Biological | STERIS Corp
YES | YES |  |  |  | 009-34067 | 009-34067 | STERIS Corp | LCB030 |  | VS0431717217 | Sterile processing |  |  |  |  | 009-34067 | 009-34067 | Central | Memorial Hermann Greater Heights Hospital | Sterile processing | Sterile processing | [5 empty] | Incubator, Biological | INCBIOLOGICAL-STERIS Corp-LCB030 | [22 empty] | Incubator, Biological | INCBIOLOGICAL | Incubator, Biological | STERIS Corp
YES | YES |  |  |  | 099-08985 | 099-08985 | STERIS Corp | LCB030 |  | VS0428517102 | OR |  |  |  |  | 099-08985 | 099-08985 | Central | Joint Center - Orthopedic and Spine Hospital | OR | Decontamination clean side | [5 empty] | Incubator, Biological | INCBIOLOGICAL-STERIS Corp-LCB030 | [22 empty] | Incubator, Biological | INCBIOLOGICAL | Incubator, Biological | STERIS Corp
YES | YES |  |  |  | 099-10863 | 099-10863 | STERIS Corp | LCB030 |  |  | SW - CPD |  |  |  |  | 099-10863 | 099-10863 | Southwest | Memorial Hermann Southwest Hospital | SW - CPD | CPD |  |  |  | New Add |  | Incubator, Biological | INCBIOLOGICAL-STERIS Corp-LCB030 | [22 empty] | Incubator, Biological | INCBIOLOGICAL | Incubator, Biological | STERIS Corp
YES | YES |  |  |  | VS0419018010 | VS0419018010 | STERIS Corp | LCB030 |  | VS0419018010 | MEMORIAL CITY - Orthopedic Surgery |  |  |  |  | VS0419018010 | VS0419018010 | West | Memorial Hermann Memorial City Medical Center | MEMORIAL CITY - Orthopedic Surgery | Memorial City - Orthopedic Surgery room MH11 400 IUSS Room 1 |  |  |  | No pm sticker
YES | YES |  |  |  | 029-12758 | 029-12758 | STERIS Corp | M Series Remote Power Module |  |  | Labor / Delivery OR |  |  |  |  | 029-12758 | 029-12758 | Woodlands | Memorial Hermann Hospital Woodlands | Labor / Delivery OR | OR 1 |  |  |  | Surgical lighting system
YES | YES |  |  |  | 029-13632 | 029-13632 | STERIS Corp | M5 Lighthead |  |  | Labor / Delivery OR |  |  |  |  | 029-13632 | 029-13632 | Woodlands | Memorial Hermann Hospital Woodlands | Labor / Delivery OR | OR 1
YES | YES |  |  |  | 029-13633 | 029-13633 | STERIS Corp | M5 Lighthead |  |  | Labor / Delivery OR |  |  |  |  | 029-13633 | 029-13633 | Woodlands | Memorial Hermann Hospital Woodlands | Labor / Delivery OR | OR 1
NO | YES |  |  |  | 041-01314 | 041-01314 | STERIS Corp | M70 WC-EL |  | 02-28484-08 | MEMORIAL CITY - ER |  |  |  |  | 041-01314 | 041-01314 | West | Memorial Hermann Memorial City Medical Center Emergency Center | MEMORIAL CITY - ER | Emergency Room Nurses station
NO | YES |  |  |  | 069-14205 | 069-14205 | STERIS Corp | M70WCER |  | 02-11480-002 | TMC-OR-Robertson (2R) | MHHS-TMC |  |  |  | 069-14205 | 069-14205 | TMC | MHHS-TMC | TMC-OR-Robertson (2R) | Hall | 7/1/19 |  | 7/1/20 |  | WARMING UNITS, MULTIPURPOSE |  | .needs class | [5 empty] | STERIS Corp |  |  |  |  | 12/21/16 |  |  | Covered PM Repair - Biomedical | MHHS-TMC
YES | YES |  |  |  | 099-10659 | 099-10659 | STERIS Corp | MBC000ST |  |  | Breast Center |  |  |  |  | 099-10659 | 099-10659 | Southwest | Memorial Herman Southwest Hospital | Breast Center | Breast Center | [5 empty] | Chair, Exam, Mechanical | CHAIRMECHANICAL-Steris-MBC000ST | [22 empty] | Chair, Exam, Mechanical | CHAIRMECHANICAL | Chair, Exam, Mechanical | STERIS Corp
YES | YES | Serial Number Cnf |  |  | 041-09549 | 041-09549 | STERIS Corp | Model 433HC Vacuum Sterlizer |  | CNF | MEMORIAL CITY - OUTPATIENT SURGERY |  |  |  |  | 041-09549 | 041-09549 | West | Memorial Hermann Memorial City Medical Center | MEMORIAL CITY - OUTPATIENT SURGERY | Memorial City - Day Surgery out side in hall by room W1 300.83 work room |  |  |  | Sign on equipment says Please Do Not Use
NO | YES |  |  |  | 029-12734 | 029-12734 | STERIS Corp | N/A |  |  | Woodlands-Birth Center | MHHS-Woodlands |  |  |  | 029-12734 | 029-12734 | Woodlands | MHHS-Woodlands | Woodlands-Birth Center | OR 2 | 8/1/19 |  | 8/1/20 |  | LIGHTS, SURGICAL |  | .needs class | [5 empty] | STERIS Corp |  |  |  |  | 4/1/17 |  |  | Covered PM Repair - Biomedical | MHHS-Woodlands
NO | YES |  |  |  | 133-03935 | 133-03935 | STERIS Corp | ODJ04 |  |  | KATY - AMBULATORY CARE | MHHS-Katy |  | Warming Cabinet |  | 133-03935 | 133-03935 | Katy |  | KATY - AMBULATORY CARE | OUTSIDE ROOM 1 | 8/1/19 | 8/1/20 |  |  | WARMING UNITS, MULTIPURPOSE | Warming Cabinet | WARMINGCABINET-STERIS-ODJ04 | WARMINGCABINET | ODJ04 |  |  |  | STERIS Corp | Warming Cabinet |  | WARMINGCABINET-STERIS-ODJ04 |  | 1/1/14 |  |  | Not Covered Vendor Only - Biomedical | MHHS-Katy | [7 empty] | Warming Cabinet | WARMINGCABINET | Warming Cabinet | STERIS Corp
NO | YES | Asset Tag 074-02099 |  |  | 074-02099 | 074-02099 | STERIS Corp | ODJ04 |  |  | ICU |  |  |  |  | 074-02099 | 074-02099 | TMC | Memorial Hermann-Texas Medical Center | ICU | Equipment storage | 3/1/20 |  |  |  |  | Warming Cabinet | WARMINGCABINET-STERIS-ODJ04 | [22 empty] | Warming Cabinet | WARMINGCABINET | Warming Cabinet | STERIS Corp
NO | NO | [5 empty] | STERIS Corp | ODJ04 |  |  | TMC - OR - CVOR (7HVI) | MHHS-TMC |  | Warming Cabinet |  |  |  | TMC |  | TMC - OR - CVOR (7HVI) | [5 empty] | WARMING UNITS, MULTIPURPOSE |  | WARMINGCABINET-STERIS-ODJ04 | WARMINGCABINET | ODJ04 |  |  |  | STERIS Corp | Warming Cabinet |  | WARMINGCABINET-STERIS-ODJ04 |  |  |  |  | Not Covered Vendor Only - Biomedical | MHHS-TMC
NO | NO |  |  |  | 029-09178 |  | STERIS Corp | ODJ06 |  |  | WOODLANDS - ORTHO | MHHS-Woodlands |  |  |  | 029-09178 |  | Woodlands |  | WOODLANDS - ORTHO | [5 empty] | WARMING UNITS, MULTIPURPOSE |  | .needs class | [5 empty] | STERIS Corp | [7 empty] | Not Covered Vendor Only - Biomedical | MHHS-Woodlands
NO | YES |  |  |  |  | 041-17053 | STERIS Corp | ORTHOVISION |  |  | MEMORIAL CITY - Orthopedics Surgery | MHHS-Mem City |  | Table, Surgical, Electric |  |  | 041-17053 | West | Memorial City - Memorial Hermann Hospital | MEMORIAL CITY - Orthopedics Surgery | Hallway |  |  |  |  | TABLES, OPERATING |  | TABLESURGICALELECT-Steris-Ortho Vision | TABLESURGICALELECT | Ortho Vision |  |  |  | STERIS Corp | Table, Surgical, Electric |  | TABLESURGICALELECT-Steris-Ortho Vision |  |  |  |  | Covered PM Repair - Biomedical | MHHS-Mem City
NO | YES |  |  |  | 013-35927 | 013-35927 | STERIS Corp | ORTHOVISION |  |  | SW-OR | MHHS-Southwest |  | Table, Surgical, Electric |  | 013-35927 | 013-35927 | Southwest | MHHS-Southwest | SW-OR | OR Hallway | 3/1/20 |  | 9/1/20 |  | TABLES, OPERATING | Table, Surgical, Electric | TABLESURGICALELECT-Steris-Ortho Vision | TABLESURGICALELECT | Ortho Vision |  |  |  | STERIS Corp | Table, Surgical, Electric |  | TABLESURGICALELECT-Steris-Ortho Vision |  | 2/12/17 |  | TSE-A | Covered PM Repair - Biomedical | MHHS-Southwest | [8 empty] | TABLESURGICALELECT | Table, Surgical, Electric | STERIS Corp
NO | YES |  |  |  | 145-00429 | 145-00429 | STERIS Corp | OT 1200 |  |  | Pearland-OR | MHHS-Pearland Hospital |  | Table, Surgical, Electric |  | 145-00429 | 145-00429 | Pearland | MHHS-Pearland Hospital | Pearland-OR | OR1 | 10/1/19 | 4/1/20 |  |  | TABLES, OPERATING | Table, Surgical, Electric | TABLESURGICALELECT-STERIS Corp-OT 1200 | TABLESURGICALELECT | OT 1200 |  |  |  | STERIS Corp | Table, Surgical, Electric |  | TABLESURGICALELECT-STERIS Corp-OT 1200 |  | 8/26/17 |  | TSE-A | Covered PM Repair - Biomedical | MHHS-Pearland Hospital | [7 empty] | Table, Surgical, Electric | TABLESURGICALELECT | Table, Surgical, Electric | STERIS Corp
NO | YES |  |  |  | 005-11249 | 005-11249 | STERIS Corp | OT 1200 |  |  | Memorial Hermann- South East OR | MHHS-Southeast |  | Table, Surgical, Electric |  | 005-11249 | 005-11249 | Southeast & Bay Area | Memorial Hermann- South East | Memorial Hermann- South East OR | OR3 | 11/1/19 |  |  | No PM Sticker | TABLES, OPERATING | Table, Surgical, Electric | TABLESURGICALELECT-STERIS Corp-OT 1200 | TABLESURGICALELECT | OT 1200 |  |  |  | STERIS Corp | Table, Surgical, Electric |  | TABLESURGICALELECT-STERIS Corp-OT 1200 |  | 8/26/17 |  | TSE-A | Covered PM Repair - Biomedical | MHHS-Southeast | [7 empty] | Table, Surgical, Electric | TABLESURGICALELECT | Table, Surgical, Electric | STERIS Corp
YES | YES |  |  |  | 129-31340 | 129-31340 | STERIS Corp | P413720716 |  |  | Pediatric ER |  |  |  |  | 129-31340 | 129-31340 | Sugar Land | Memorial Hermann Sugar Land Hospital | Pediatric ER |  | 2/1/20 | 2/1/21
NO | NO |  |  |  | 069-02467 |  | STERIS Corp | POLARIS |  |  | TMC - HERMANN - ADULT ER (1HP) | MHHS-TMC |  | Lamp, Surgical, Ceiling |  | 069-02467 |  | TMC |  | TMC - HERMANN - ADULT ER (1HP) | [5 empty] | LIGHTS, SURGICAL |  | LAMPSURGCEILING-Steris-Polaris | LAMPSURGCEILING | Polaris |  |  |  | STERIS Corp | Lamp, Surgical, Ceiling |  | LAMPSURGCEILING-Steris-Polaris |  |  |  |  | No Coverage Specified | MHHS-TMC
NO | NO |  |  |  | 069-02561 |  | STERIS Corp | POLARIS |  |  | TMC - HERMANN - ADULT ER (1HP) | MHHS-TMC |  | Lamp, Surgical, Ceiling |  | 069-02561 |  | TMC |  | TMC - HERMANN - ADULT ER (1HP) | [5 empty] | LIGHTS, SURGICAL |  | LAMPSURGCEILING-Steris-Polaris | LAMPSURGCEILING | Polaris |  |  |  | STERIS Corp | Lamp, Surgical, Ceiling |  | LAMPSURGCEILING-Steris-Polaris |  |  |  |  | Covered PM Repair - Biomedical | MHHS-TMC
NO | NO |  |  |  | 069-02578 |  | STERIS Corp | POLARIS |  |  | TMC - HERMANN - ADULT ER (1HP) | MHHS-TMC |  | Lamp, Surgical, Ceiling |  | 069-02578 |  | TMC |  | TMC - HERMANN - ADULT ER (1HP) | [5 empty] | LIGHTS, SURGICAL |  | LAMPSURGCEILING-Steris-Polaris | LAMPSURGCEILING | Polaris |  |  |  | STERIS Corp | Lamp, Surgical, Ceiling |  | LAMPSURGCEILING-Steris-Polaris |  |  |  |  | Covered PM Repair - Biomedical | MHHS-TMC
NO | YES |  |  |  | 069-22650 | 069-22650 | STERIS Corp | QBJ04 |  |  | TMC-PACU-Pedi (2Hp) | MHHS-TMC |  |  |  | 069-22650 | 069-22650 | TMC | MHHS-TMC | TMC-PACU-Pedi (2Hp) | TMC PSCU PEDS (2HP | 7/1/19 |  | 7/1/20 |  | WARMING UNITS, MULTIPURPOSE |  | .needs class | [5 empty] | STERIS Corp | [7 empty] | Covered PM Repair - Biomedical | MHHS-TMC
NO | NO |  |  |  | 069-20578 |  | STERIS Corp | QDJ01 |  |  | TMC - RADIOLOGY - CHILDRENS HOSPITAL (OLD) | MHHS-TMC |  | Warming Cabinet |  | 069-20578 |  | TMC |  | TMC - RADIOLOGY - CHILDRENS HOSPITAL (OLD) | [5 empty] | WARMING UNITS, MULTIPURPOSE |  | WARMINGCABINET-Steris-QDJ01 | WARMINGCABINET | QDJ01 |  |  |  | STERIS Corp | Warming Cabinet |  | WARMINGCABINET-Steris-QDJ01 |  |  |  |  | Covered PM Repair - Biomedical | MHHS-TMC
NO | YES |  |  |  | 133-03819 | 133-03819 | STERIS Corp | QDJ02 |  |  | Katy-Postpartum-2W | MHHS-Katy |  | Warmer, Blanket |  | 133-03819 | 133-03819 | Katy | MHHS-Katy | Katy-Postpartum-2W | Hallway | 11/1/19 | 11/1/20 |  |  | WARMING UNITS, MULTIPURPOSE | Warmer, Blanket | WARMERBLANKET-Steris-QDJ02 | WARMERBLANKET | QDJ02 |  |  |  | STERIS Corp | Warmer, Blanket |  | WARMERBLANKET-Steris-QDJ02 |  |  |  |  | Clinical Miscellaneous | MHHS-Katy | [7 empty] | Warmer, Blanket | WARMERBLANKET | Warmer, Blanket | STERIS Corp
NO | YES |  |  |  | 069-02429 | 069-02429 | STERIS Corp | QDJ02 |  |  | TMC-Children's-L&D (5Hp) | MHHS-TMC |  | Warmer, Blanket |  | 069-02429 | 069-02429 | TMC | MHHS-TMC | TMC-Children's-L&D (5Hp) |  | 7/30/19 |  |  |  | WARMING UNITS, MULTIPURPOSE | Warmer, Blanket | WARMERBLANKET-Steris-QDJ02 | WARMERBLANKET | QDJ02 |  |  |  | STERIS Corp | Warmer, Blanket |  | WARMERBLANKET-Steris-QDJ02 |  |  | Verified 3/30/2020 4:07pm (Central) |  | Covered PM Repair - Biomedical | MHHS-TMC | [7 empty] | Warmer, Blanket | WARMERBLANKET | Warmer, Blanket | STERIS Corp
NO | YES |  |  |  | 069-22626 | 069-22626 | STERIS Corp | QDJ02 |  |  | TMC-OR-CVOR (7Hvi) | MHHS-TMC |  | Warmer, Blanket |  | 069-22626 | 069-22626 | TMC | MHHS-TMC | TMC-OR-CVOR (7Hvi) | CVOR (7HVI) | 7/1/19 |  | 7/1/20 |  | WARMING UNITS, MULTIPURPOSE | Warmer, Blanket | WARMERBLANKET-Steris-QDJ02 | WARMERBLANKET | QDJ02 |  |  |  | STERIS Corp | Warmer, Blanket |  | WARMERBLANKET-Steris-QDJ02 |  |  |  |  | Clinical Miscellaneous | MHHS-TMC | [7 empty] | Warmer, Blanket | WARMERBLANKET | Warmer, Blanket | STERIS Corp
NO | NO | [5 empty] | STERIS Corp | QDJ02 |  |  | TMC - HERMANN - STICU (3HP) | MHHS-TMC |  | Warmer, Blanket |  |  |  | TMC |  | TMC - HERMANN - STICU (3HP) | [5 empty] | WARMING UNITS, MULTIPURPOSE |  | WARMERBLANKET-Steris-QDJ02 | WARMERBLANKET | QDJ02 |  |  |  | STERIS Corp | Warmer, Blanket |  | WARMERBLANKET-Steris-QDJ02 |  |  |  |  | Covered PM Repair Labor Only - Biomedica | MHHS-TMC
NO | NO | [5 empty] | STERIS Corp | QDJ03 |  |  | TMC - OR - PEDI OR (2R) | MHHS-TMC |  | Warming Cabinet |  |  |  | TMC |  | TMC - OR - PEDI OR (2R) | [5 empty] | WARMING UNITS, MULTIPURPOSE |  | WARMINGCABINET-Steris-QDJ03 | WARMINGCABINET | QDJ03 |  |  |  | STERIS Corp | Warming Cabinet |  | WARMINGCABINET-Steris-QDJ03 |  |  |  |  | Clinical Miscellaneous | MHHS-TMC
NO | YES |  |  |  | 133-04527 | 133-04527 | STERIS Corp | QDJ04 |  |  | Katy-Cath Lab | MHHS-Katy |  | Warming Cabinet |  | 133-04527 | 133-04527 | Katy | MHHS-Katy | Katy-Cath Lab | Cathblab | 8/1/19 | 8/1/20 |  |  | WARMING UNITS, MULTIPURPOSE | Warming Cabinet | WARMINGCABINET-Steris-QDJ04 | WARMINGCABINET | QDJ04 |  |  |  | STERIS Corp | Warming Cabinet |  | WARMINGCABINET-Steris-QDJ04 |  |  |  |  | Covered PM Repair - Biomedical | MHHS-Katy | [7 empty] | Warming Cabinet | WARMINGCABINET | Warming Cabinet | STERIS Corp
NO | YES |  |  |  | 133-03838 | 133-03838 | STERIS Corp | QDJ04 |  |  | Katy-ER | MHHS-Katy |  | Warming Cabinet |  | 133-03838 | 133-03838 | Katy | MHHS-Katy | Katy-ER | Entrance | 12/1/19 | 12/1/20 |  |  | WARMING UNITS, MULTIPURPOSE | Warming Cabinet | WARMINGCABINET-Steris-QDJ04 | WARMINGCABINET | QDJ04 |  |  |  | STERIS Corp | Warming Cabinet |  | WARMINGCABINET-Steris-QDJ04 |  |  |  |  | Covered PM Repair - Biomedical | MHHS-Katy | [7 empty] | Warming Cabinet | WARMINGCABINET | Warming Cabinet | STERIS Corp
NO | YES |  |  |  | 133-03888 | 133-03888 | STERIS Corp | QDJ04 |  |  | Katy-Med/Surg 5th Floor | MHHS-Katy |  | Warming Cabinet |  | 133-03888 | 133-03888 | Katy | MHHS-Katy | Katy-Med/Surg 5th Floor | MEDSURG HALLWAY | 8/1/19 | 8/1/20 |  |  | WARMING UNITS, MULTIPURPOSE | Warming Cabinet | WARMINGCABINET-Steris-QDJ04 | WARMINGCABINET | QDJ04 |  |  |  | STERIS Corp | Warming Cabinet |  | WARMINGCABINET-Steris-QDJ04 |  |  |  |  | Covered PM Repair - Biomedical | MHHS-Katy | [7 empty] | Warming Cabinet | WARMINGCABINET | Warming Cabinet | STERIS Corp
NO | YES |  |  |  | 133-03889 | 133-03889 | STERIS Corp | QDJ04 |  |  | Katy-Med/Surg 5th Floor | MHHS-Katy |  | Warming Cabinet |  | 133-03889 | 133-03889 | Katy | MHHS-Katy | Katy-Med/Surg 5th Floor | MEDSURG HALLWAY | 6/1/19 | 6/1/20 |  |  | WARMING UNITS, MULTIPURPOSE | Warming Cabinet | WARMINGCABINET-Steris-QDJ04 | WARMINGCABINET | QDJ04 |  |  |  | STERIS Corp | Warming Cabinet |  | WARMINGCABINET-Steris-QDJ04 |  |  |  |  | Covered PM Repair - Biomedical | MHHS-Katy | [7 empty] | Warming Cabinet | WARMINGCABINET | Warming Cabinet | STERIS Corp
NO | YES |  |  |  | 133-03886 | 133-03886 | STERIS Corp | QDJ04 |  |  | Katy-Med/Surg 6th Floor | MHHS-Katy |  | Warming Cabinet |  | 133-03886 | 133-03886 | Katy | MHHS-Katy | Katy-Med/Surg 6th Floor | MEDSURG 6th FL HALLWAY | 8/1/19 | 8/1/20 |  |  | WARMING UNITS, MULTIPURPOSE | Warming Cabinet | WARMINGCABINET-Steris-QDJ04 | WARMINGCABINET | QDJ04 |  |  |  | STERIS Corp | Warming Cabinet |  | WARMINGCABINET-Steris-QDJ04 |  | 12/10/18 |  |  | Covered PM Repair - Biomedical | MHHS-Katy | [7 empty] | Warming Cabinet | WARMINGCABINET | Warming Cabinet | STERIS Corp
NO | YES |  |  |  | 133-03887 | 133-03887 | STERIS Corp | QDJ04 |  |  | Katy-Central Supply | MHHS-Katy |  | Warming Cabinet |  | 133-03887 | 133-03887 | Katy | MHHS-Katy | Katy-Central Supply | Six floor nurses station | 8/1/19 | 8/1/20 |  |  | WARMING UNITS, MULTIPURPOSE | Warming Cabinet | WARMINGCABINET-Steris-QDJ04 | WARMINGCABINET | QDJ04 |  |  |  | STERIS Corp | Warming Cabinet |  | WARMINGCABINET-Steris-QDJ04 |  | 12/4/18 |  |  | Covered PM Repair - Biomedical | MHHS-Katy | [7 empty] | Warming Cabinet | WARMINGCABINET | Warming Cabinet | STERIS Corp
NO | YES |  |  |  | 133-03884 | 133-03884 | STERIS Corp | QDJ04 |  |  | Katy-Med/Surg 7th Floor | MHHS-Katy |  | Warming Cabinet |  | 133-03884 | 133-03884 | Katy | MHHS-Katy | Katy-Med/Surg 7th Floor | MEDSURG 7th Floor Hallway | 8/1/19 | 8/1/20 |  |  | WARMING UNITS, MULTIPURPOSE | Warming Cabinet | WARMINGCABINET-Steris-QDJ04 | WARMINGCABINET | QDJ04 |  |  |  | STERIS Corp | Warming Cabinet |  | WARMINGCABINET-Steris-QDJ04 |  |  |  |  | Covered PM Repair - Biomedical | MHHS-Katy | [7 empty] | Warming Cabinet | WARMINGCABINET | Warming Cabinet | STERIS Corp
NO | YES |  |  |  | 133-03885 | 133-03885 | STERIS Corp | QDJ04 |  |  | Katy-Med/Surg 7th Floor | MHHS-Katy |  | Warming Cabinet |  | 133-03885 | 133-03885 | Katy | MHHS-Katy | Katy-Med/Surg 7th Floor | Hallway | 8/1/19 | 8/1/20 |  |  | WARMING UNITS, MULTIPURPOSE | Warming Cabinet | WARMINGCABINET-Steris-QDJ04 | WARMINGCABINET | QDJ04 |  |  |  | STERIS Corp | Warming Cabinet |  | WARMINGCABINET-Steris-QDJ04 |  |  |  |  | Covered PM Repair - Biomedical | MHHS-Katy | [7 empty] | Warming Cabinet | WARMINGCABINET | Warming Cabinet | STERIS Corp
NO | YES |  |  |  | 133-03949 | 133-03949 | STERIS Corp | QDJ04 |  |  | Katy-PACU | MHHS-Katy |  | Warming Cabinet |  | 133-03949 | 133-03949 | Katy | MHHS-Katy | Katy-PACU | OR Hallway | 9/1/19 | 9/1/20 |  |  | WARMING UNITS, MULTIPURPOSE | Warming Cabinet | WARMINGCABINET-Steris-QDJ04 | WARMINGCABINET | QDJ04 |  |  |  | STERIS Corp | Warming Cabinet |  | WARMINGCABINET-Steris-QDJ04 |  | 1/15/15 |  |  | Covered PM Repair - Biomedical | MHHS-Katy | [7 empty] | Warming Cabinet | WARMINGCABINET | Warming Cabinet | STERIS Corp
NO | YES |  |  |  | 133-03934 | 133-03934 | STERIS Corp | QDJ04 |  |  | Katy-PACU | MHHS-Katy |  | Warming Cabinet |  | 133-03934 | 133-03934 | Katy | MHHS-Katy | Katy-PACU | PACU | 7/1/19 | 7/1/20 |  |  | WARMING UNITS, MULTIPURPOSE | Warming Cabinet | WARMINGCABINET-Steris-QDJ04 | WARMINGCABINET | QDJ04 |  |  |  | STERIS Corp | Warming Cabinet |  | WARMINGCABINET-Steris-QDJ04 |  |  |  |  | Covered PM Repair - Biomedical | MHHS-Katy | [7 empty] | Warming Cabinet | WARMINGCABINET | Warming Cabinet | STERIS Corp
NO | YES | [5 empty] | STERIS Corp | QDJ04 |  |  | TMC-Children's-NICU/SCU (8Hp) | MHHS-TMC |  | Warming Cabinet |  |  |  | TMC | MHHS-TMC | TMC-Children's-NICU/SCU (8Hp) |  | 7/18/19 |  |  |  | WARMING UNITS, MULTIPURPOSE | Warming Cabinet | WARMINGCABINET-Steris-QDJ04 | WARMINGCABINET | QDJ04 |  |  |  | STERIS Corp | Warming Cabinet |  | WARMINGCABINET-Steris-QDJ04 |  |  | Verified 3/30/2020 4:07pm (Central) |  | Clinical Miscellaneous | MHHS-TMC | [7 empty] | Warming Cabinet | WARMINGCABINET | Warming Cabinet | STERIS Corp
NO | YES |  |  |  | 077-01873 | 077-01873 | STERIS Corp | QDJ04 |  |  | TMC-Children's-PICU (9Hp) | MHHS-TMC |  | Warming Cabinet |  | 077-01873 | 077-01873 | TMC | MHHS-TMC | TMC-Children's-PICU (9Hp) |  | 7/30/19 |  |  |  | WARMING UNITS, MULTIPURPOSE | Warming Cabinet | WARMINGCABINET-Steris-QDJ04 | WARMINGCABINET | QDJ04 |  |  |  | STERIS Corp | Warming Cabinet |  | WARMINGCABINET-Steris-QDJ04 |  |  | Verified 3/30/2020 4:07pm (Central) |  | Clinical Miscellaneous | MHHS-TMC | [7 empty] | Warming Cabinet | WARMINGCABINET | Warming Cabinet | STERIS Corp
NO | YES |  |  |  | 074-02100 | 074-02100 | STERIS Corp | QDJ04 |  |  | TMC-HVI-CCU (4Hvi) | MHHS-TMC |  | Warming Cabinet |  | 074-02100 | 074-02100 | TMC | MHHS-TMC | TMC-HVI-CCU (4Hvi) |  | 7/1/19 |  | 7/1/20 |  | WARMING UNITS, MULTIPURPOSE | Warming Cabinet | WARMINGCABINET-Steris-QDJ04 | WARMINGCABINET | QDJ04 |  |  |  | STERIS Corp | Warming Cabinet |  | WARMINGCABINET-Steris-QDJ04 |  |  |  |  | Clinical Miscellaneous | MHHS-TMC | [7 empty] | Warming Cabinet | WARMINGCABINET | Warming Cabinet | STERIS Corp
NO | YES |  |  |  | 074-00587 | 074-00587 | STERIS Corp | QDJ04 |  |  | TMC-HVI-CIMU (4Hvi) | MHHS-TMC |  | Warming Cabinet |  | 074-00587 | 074-00587 | TMC | MHHS-TMC | TMC-HVI-CIMU (4Hvi) | TMC - HVI - CIMU (4HVI) | 7/1/19 |  | 7/1/20 |  | WARMING UNITS, MULTIPURPOSE | Warming Cabinet | WARMINGCABINET-Steris-QDJ04 | WARMINGCABINET | QDJ04 |  |  |  | STERIS Corp | Warming Cabinet |  | WARMINGCABINET-Steris-QDJ04 |  |  |  |  | Clinical Miscellaneous | MHHS-TMC | [7 empty] | Warming Cabinet | WARMINGCABINET | Warming Cabinet | STERIS Corp
NO | YES |  |  |  | 074-00590 | 074-00590 | STERIS Corp | QDJ04 |  |  | TMC-HVI-CVICU (8Hvi) | MHHS-TMC |  | Warming Cabinet |  | 074-00590 | 074-00590 | TMC | MHHS-TMC | TMC-HVI-CVICU (8Hvi) |  | 7/1/19 |  | 7/1/20 |  | WARMING UNITS, MULTIPURPOSE | Warming Cabinet | WARMINGCABINET-Steris-QDJ04 | WARMINGCABINET | QDJ04 |  |  |  | STERIS Corp | Warming Cabinet |  | WARMINGCABINET-Steris-QDJ04 |  |  |  |  | Clinical Miscellaneous | MHHS-TMC | [7 empty] | Warming Cabinet | WARMINGCABINET | Warming Cabinet | STERIS Corp
NO | YES | Asset Tag 074-02099 |  |  | 074-02099 | 074-02099 | STERIS Corp | QDJ04 |  |  | TMC-HVI-Heart Failure ICU (5Hvi) | MHHS-TMC |  | Warming Cabinet |  | 074-02099 | 074-02099 | TMC | MHHS-TMC | TMC-HVI-Heart Failure ICU (5Hvi) |  | 7/18/19 |  |  |  | WARMING UNITS, MULTIPURPOSE | Warming Cabinet | WARMINGCABINET-Steris-QDJ04 | WARMINGCABINET | QDJ04 |  |  |  | STERIS Corp | Warming Cabinet |  | WARMINGCABINET-Steris-QDJ04 |  |  | Finished from Script 3/27/2020 12:11:52pm (Central) |  | Clinical Miscellaneous | MHHS-TMC | [7 empty] | Warming Cabinet | WARMINGCABINET | Warming Cabinet | STERIS Corp
NO | YES |  |  |  | 069-22671 | 069-22671 | STERIS Corp | QDJ04 |  |  | TMC-Jones-TSCU (9J) | MHHS-TMC |  | Warming Cabinet |  | 069-22671 | 069-22671 | TMC | MHHS-TMC | TMC-Jones-TSCU (9J) | TSICU Storage | 7/1/19 |  |  |  | WARMING UNITS, MULTIPURPOSE | Warming Cabinet | WARMINGCABINET-Steris-QDJ04 | WARMINGCABINET | QDJ04 |  |  |  | STERIS Corp | Warming Cabinet |  | WARMINGCABINET-Steris-QDJ04 |  |  |  |  | Covered PM Repair - Biomedical | MHHS-TMC | [7 empty] | Warming Cabinet | WARMINGCABINET | Warming Cabinet | STERIS Corp
NO | YES |  |  |  | 069-22653 |  | STERIS Corp | QDJ04 |  |  | Memorial Hermann- T exas Medical Center Childrens OR | MHHS-TMC |  | Warming Cabinet |  | 069-22653 |  | TMC | TCM | Memorial Hermann- T exas Medical Center Childrens OR | Nurse station | 7/1/19 |  | 7/1/20 |  | WARMING UNITS, MULTIPURPOSE | Warming Cabinet | WARMINGCABINET-Steris-QDJ04 | WARMINGCABINET | QDJ04 |  |  |  | STERIS Corp | Warming Cabinet |  | WARMINGCABINET-Steris-QDJ04 |  |  |  |  | Covered PM Repair - Biomedical | MHHS-TMC | [7 empty] | Warming Cabinet | WARMINGCABINET | Warming Cabinet | STERIS Corp
NO | YES |  |  |  | 069-29146 | 069-29146 | STERIS Corp | QDJ04 |  |  | TMC-OR-CVOR (7Hvi) | MHHS-TMC |  | Warming Cabinet |  | 069-29146 | 069-29146 | TMC | MHHS-TMC | TMC-OR-CVOR (7Hvi) | OR 3 | 10/1/19 |  | 10/1/20 |  | WARMING UNITS, MULTIPURPOSE | Warming Cabinet | WARMINGCABINET-Steris-QDJ04 | WARMINGCABINET | QDJ04 |  |  |  | STERIS Corp | Warming Cabinet |  | WARMINGCABINET-Steris-QDJ04 |  |  |  |  | Not Covered Vendor Only - Biomedical | MHHS-TMC | [7 empty] | Warming Cabinet | WARMINGCABINET | Warming Cabinet | STERIS Corp
NO | YES |  |  |  |  | 074-02096 | STERIS Corp | QDJ04 |  |  | TMC-OR-CVOR (7Hvi) | MHHS-TMC |  | Warming Cabinet |  |  | 074-02096 | TMC | MHHS-TMC | TMC-OR-CVOR (7Hvi) | CVOR (7HVI) | 7/1/19 |  | 7/1/20 |  | WARMING UNITS, MULTIPURPOSE | Warming Cabinet | WARMINGCABINET-Steris-QDJ04 | WARMINGCABINET | QDJ04 |  |  |  | STERIS Corp | Warming Cabinet |  | WARMINGCABINET-Steris-QDJ04 |  |  |  |  | Covered PM Repair - Biomedical | MHHS-TMC | [7 empty] | Warming Cabinet | WARMINGCABINET | Warming Cabinet | STERIS Corp
NO | YES |  |  |  | 069-43698 |  | STERIS Corp | QDJ04 |  |  | Memorial Hermann- Texas Medica Center Robertson Radiology | MHHS-TMC |  | Warming Cabinet |  | 069-43698 |  | TMC | TCM | Memorial Hermann- Texas Medica Center Robertson Radiology | Phase I Day Surgery | 7/1/19 |  | 7/1/20 |  | WARMING UNITS, MULTIPURPOSE | Warming Cabinet | WARMINGCABINET-Steris-QDJ04 | WARMINGCABINET | QDJ04 |  |  |  | STERIS Corp | Warming Cabinet |  | WARMINGCABINET-Steris-QDJ04 |  | 1/20/15 |  |  | Covered PM Repair - Biomedical | MHHS-TMC | [7 empty] | Warming Cabinet | WARMINGCABINET | Warming Cabinet | STERIS Corp
NO | YES |  |  |  |  | 069-28694 | STERIS Corp | QDJ04 |  |  | TMC-OR-Robertson (2R) | MHHS-TMC |  | Warming Cabinet |  |  | 069-28694 | TMC | MHHS-TMC | TMC-OR-Robertson (2R) | OR - ROBERTSON (2R) | 7/1/19 |  | 7/1/20 |  | WARMING UNITS, MULTIPURPOSE | Warming Cabinet | WARMINGCABINET-Steris-QDJ04 | WARMINGCABINET | QDJ04 |  |  |  | STERIS Corp | Warming Cabinet |  | WARMINGCABINET-Steris-QDJ04 |  |  |  |  | Covered PM Repair - Biomedical | MHHS-TMC | [7 empty] | Warming Cabinet | WARMINGCABINET | Warming Cabinet | STERIS Corp
NO | YES |  |  |  | 069-22651 | 069-22651 | STERIS Corp | QDJ04 |  |  | TMC-PACU-Adult (2Hp) | MHHS-TMC |  | Warming Cabinet |  | 069-22651 | 069-22651 | TMC | MHHS-TMC | TMC-PACU-Adult (2Hp) | Bay 11 | 7/1/19 |  | 7/1/20 |  | WARMING UNITS, MULTIPURPOSE | Warming Cabinet | WARMINGCABINET-Steris-QDJ04 | WARMINGCABINET | QDJ04 |  |  |  | STERIS Corp | Warming Cabinet |  | WARMINGCABINET-Steris-QDJ04 |  |  |  |  | Clinical Miscellaneous | MHHS-TMC | [7 empty] | Warming Cabinet | WARMINGCABINET | Warming Cabinet | STERIS Corp
NO | YES |  |  |  | 074-02094 |  | STERIS Corp | QDJ04 |  |  | TMC-OR-CVOR (7Hvi) | MHHS-TMC |  | Warming Cabinet |  | 074-02094 |  | TMC | MHHS-TMC | TMC-OR-CVOR (7Hvi) | Pre Op | 6/1/19 |  | 6/1/20 |  | WARMING UNITS, MULTIPURPOSE | Warming Cabinet | WARMINGCABINET-Steris-QDJ04 | WARMINGCABINET | QDJ04 |  |  |  | STERIS Corp | Warming Cabinet |  | WARMINGCABINET-Steris-QDJ04 |  | 12/4/18 |  |  | Covered PM Repair - Biomedical | MHHS-TMC | [7 empty] | Warming Cabinet | WARMINGCABINET | Warming Cabinet | STERIS Corp
YES | YES |  |  |  | 074-02097 | 074-02097 | STERIS Corp | QDJ04 |  |  | TMC-OR-CVOR (7Hvi) |  |  |  |  | 074-02097 | 074-02097 | TMC | MHHS-TMC | TMC-OR-CVOR (7Hvi) | Cv OR 1 | 7/1/19 |  | 7/1/20 |  |  | Warming Cabinet | WARMINGCABINET-Steris-QDJ04 | [22 empty] | Warming Cabinet | WARMINGCABINET | Warming Cabinet | STERIS Corp
NO | NO |  |  |  | 133-04007 |  | STERIS Corp | QDJ04 |  |  | KATY - ICU | MHHS-Katy |  | Warming Cabinet |  | 133-04007 |  | Katy |  | KATY - ICU | [5 empty] | WARMING UNITS, MULTIPURPOSE |  | WARMINGCABINET-Steris-QDJ04 | WARMINGCABINET | QDJ04 |  |  |  | STERIS Corp | Warming Cabinet |  | WARMINGCABINET-Steris-QDJ04 |  |  |  |  | Covered PM Repair - Biomedical | MHHS-Katy
NO | NO |  |  |  | 133-03972 |  | STERIS Corp | QDJ04 |  |  | KATY - POSTPARTUM - 2W | MHHS-Katy |  | Warming Cabinet |  | 133-03972 |  | Katy |  | KATY - POSTPARTUM - 2W | [5 empty] | WARMING UNITS, MULTIPURPOSE |  | WARMINGCABINET-Steris-QDJ04 | WARMINGCABINET | QDJ04 |  |  |  | STERIS Corp | Warming Cabinet |  | WARMINGCABINET-Steris-QDJ04 |  |  |  |  | Covered PM Repair - Biomedical | MHHS-Katy
NO | NO |  |  |  | 074-02102 |  | STERIS Corp | QDJ04 |  |  | TMC - CATH LAB - ADULT (2HVI) | MHHS-TMC |  | Warming Cabinet |  | 074-02102 |  | TMC |  | TMC - CATH LAB - ADULT (2HVI) | [5 empty] | WARMING UNITS, MULTIPURPOSE |  | WARMINGCABINET-Steris-QDJ04 | WARMINGCABINET | QDJ04 |  |  |  | STERIS Corp | Warming Cabinet |  | WARMINGCABINET-Steris-QDJ04 |  |  |  |  | Clinical Miscellaneous | MHHS-TMC
NO | NO | [5 empty] | STERIS Corp | QDJ04 |  |  | TMC - CENTRAL MONITORING - HVI (3HVI) | MHHS-TMC |  | Warming Cabinet |  |  |  | TMC |  | TMC - CENTRAL MONITORING - HVI (3HVI) | [5 empty] | WARMING UNITS, MULTIPURPOSE |  | WARMINGCABINET-Steris-QDJ04 | WARMINGCABINET | QDJ04 |  |  |  | STERIS Corp | Warming Cabinet |  | WARMINGCABINET-Steris-QDJ04 |  |  |  |  | Clinical Miscellaneous | MHHS-TMC
NO | NO | [5 empty] | STERIS Corp | QDJ04 |  |  | TMC - CHILDRENS - L&D (6HP) | MHHS-TMC |  | Warming Cabinet |  |  |  | TMC |  | TMC - CHILDRENS - L&D (6HP) | [5 empty] | WARMING UNITS, MULTIPURPOSE |  | WARMINGCABINET-Steris-QDJ04 | WARMINGCABINET | QDJ04 |  |  |  | STERIS Corp | Warming Cabinet |  | WARMINGCABINET-Steris-QDJ04 |  |  |  |  | Clinical Miscellaneous | MHHS-TMC
NO | NO | [5 empty] | STERIS Corp | QDJ04 |  |  | TMC - HERMANN - ADULT ER (1HP) | MHHS-TMC |  | Warming Cabinet |  |  |  | TMC |  | TMC - HERMANN - ADULT ER (1HP) | [5 empty] | WARMING UNITS, MULTIPURPOSE |  | WARMINGCABINET-Steris-QDJ04 | WARMINGCABINET | QDJ04 |  |  |  | STERIS Corp | Warming Cabinet |  | WARMINGCABINET-Steris-QDJ04 |  |  |  |  | Clinical Miscellaneous | MHHS-TMC
NO | NO |  |  |  | 069-02435 |  | STERIS Corp | QDJ04 |  |  | TMC - HERMANN - PEDI ER (1HP) | MHHS-TMC |  | Warming Cabinet |  | 069-02435 |  | TMC |  | TMC - HERMANN - PEDI ER (1HP) | [5 empty] | WARMING UNITS, MULTIPURPOSE |  | WARMINGCABINET-Steris-QDJ04 | WARMINGCABINET | QDJ04 |  |  |  | STERIS Corp | Warming Cabinet |  | WARMINGCABINET-Steris-QDJ04 |  |  |  |  | Clinical Miscellaneous | MHHS-TMC
NO | NO |  |  |  | 074-02093 |  | STERIS Corp | QDJ04 |  |  | TMC - HVI - CVICU (8HVI) | MHHS-TMC |  | Warming Cabinet |  | 074-02093 |  | TMC |  | TMC - HVI - CVICU (8HVI) | [5 empty] | WARMING UNITS, MULTIPURPOSE |  | WARMINGCABINET-Steris-QDJ04 | WARMINGCABINET | QDJ04 |  |  |  | STERIS Corp | Warming Cabinet |  | WARMINGCABINET-Steris-QDJ04 |  |  |  |  | Clinical Miscellaneous | MHHS-TMC
NO | NO |  |  |  | 069-22672 |  | STERIS Corp | QDJ04 |  |  | TMC - JONES - BURN UNIT (8J) | MHHS-TMC |  | Warming Cabinet |  | 069-22672 |  | TMC |  | TMC - JONES - BURN UNIT (8J) | [5 empty] | WARMING UNITS, MULTIPURPOSE |  | WARMINGCABINET-Steris-QDJ04 | WARMINGCABINET | QDJ04 |  |  |  | STERIS Corp | Warming Cabinet |  | WARMINGCABINET-Steris-QDJ04 |  |  |  |  | Covered PM Repair - Biomedical | MHHS-TMC
NO | NO |  |  |  | 069-22539 |  | STERIS Corp | QDJ04 |  |  | TMC - OR - HERMANN (2HP) | MHHS-TMC |  | Warming Cabinet |  | 069-22539 |  | TMC |  | TMC - OR - HERMANN (2HP) | [5 empty] | WARMING UNITS, MULTIPURPOSE |  | WARMINGCABINET-Steris-QDJ04 | WARMINGCABINET | QDJ04 |  |  |  | STERIS Corp | Warming Cabinet |  | WARMINGCABINET-Steris-QDJ04 |  |  |  |  | Covered PM Repair - Biomedical | MHHS-TMC
NO | NO |  |  |  | 069-22541 |  | STERIS Corp | QDJ04 |  |  | TMC - OR - HERMANN (2HP) | MHHS-TMC |  | Warming Cabinet |  | 069-22541 |  | TMC |  | TMC - OR - HERMANN (2HP) | [5 empty] | WARMING UNITS, MULTIPURPOSE |  | WARMINGCABINET-Steris-QDJ04 | WARMINGCABINET | QDJ04 |  |  |  | STERIS Corp | Warming Cabinet |  | WARMINGCABINET-Steris-QDJ04 |  |  |  |  | Covered PM Repair - Biomedical | MHHS-TMC
NO | NO |  |  |  | 069-22597 |  | STERIS Corp | QDJ04 |  |  | TMC - OR - HERMANN (2HP) | MHHS-TMC |  | Warming Cabinet |  | 069-22597 |  | TMC |  | TMC - OR - HERMANN (2HP) | [5 empty] | WARMING UNITS, MULTIPURPOSE |  | WARMINGCABINET-Steris-QDJ04 | WARMINGCABINET | QDJ04 |  |  |  | STERIS Corp | Warming Cabinet |  | WARMINGCABINET-Steris-QDJ04 |  |  |  |  | Covered PM Repair - Biomedical | MHHS-TMC
NO | NO |  |  |  | 069-22599 |  | STERIS Corp | QDJ04 |  |  | TMC - OR - HERMANN (2HP) | MHHS-TMC |  | Warming Cabinet |  | 069-22599 |  | TMC |  | TMC - OR - HERMANN (2HP) | [5 empty] | WARMING UNITS, MULTIPURPOSE |  | WARMINGCABINET-Steris-QDJ04 | WARMINGCABINET | QDJ04 |  |  |  | STERIS Corp | Warming Cabinet |  | WARMINGCABINET-Steris-QDJ04 |  |  |  |  | Covered PM Repair - Biomedical | MHHS-TMC
NO | NO |  |  |  | 069-22631 |  | STERIS Corp | QDJ04 |  |  | TMC - OR - HERMANN (2HP) | MHHS-TMC |  | Warming Cabinet |  | 069-22631 |  | TMC |  | TMC - OR - HERMANN (2HP) | [5 empty] | WARMING UNITS, MULTIPURPOSE |  | WARMINGCABINET-Steris-QDJ04 | WARMINGCABINET | QDJ04 |  |  |  | STERIS Corp | Warming Cabinet |  | WARMINGCABINET-Steris-QDJ04 |  |  |  |  | Covered PM Repair - Biomedical | MHHS-TMC
NO | NO |  |  |  | 069-37486 |  | STERIS Corp | QDJ04 |  |  | TMC - OR - HERMANN (2HP) | MHHS-TMC |  | Warming Cabinet |  | 069-37486 |  | TMC |  | TMC - OR - HERMANN (2HP) | [5 empty] | WARMING UNITS, MULTIPURPOSE |  | WARMINGCABINET-Steris-QDJ04 | WARMINGCABINET | QDJ04 |  |  |  | STERIS Corp | Warming Cabinet |  | WARMINGCABINET-Steris-QDJ04 |  |  |  |  | Covered PM Repair - Biomedical | MHHS-TMC
NO | YES |  |  |  |  | 133-05082 | STERIS Corp | QDJ06 |  |  | Katy-Radiology | MHHS-Katy |  | Warming Cabinet |  |  | 133-05082 | Katy | MHHS-Katy | Katy-Radiology | Radiology Hallway by Ultrasound 3 |  |  |  |  | WARMING UNITS, MULTIPURPOSE | Warming Cabinet | WARMINGCABINET-Steris-QDJ06 | WARMINGCABINET | QDJ06 |  |  |  | STERIS Corp | Warming Cabinet |  | WARMINGCABINET-Steris-QDJ06 |  |  |  |  | Covered PM Repair - Biomedical | MHHS-Katy | [7 empty] | Warming Cabinet | WARMINGCABINET | Warming Cabinet | STERIS Corp
NO | YES |  |  |  | 069-38568 | 069-38568 | STERIS Corp | QDJ06 |  |  | TMC-OR-CVOR (7Hvi) | MHHS-TMC |  | Warming Cabinet |  | 069-38568 | 069-38568 | TMC | MHHS-TMC | TMC-OR-CVOR (7Hvi) | TMC - OR - CVOR (7HVI) | 7/1/19 |  | 2/1/21 |  | WARMING UNITS, MULTIPURPOSE | Warming Cabinet | WARMINGCABINET-Steris-QDJ06 | WARMINGCABINET | QDJ06 |  |  |  | STERIS Corp | Warming Cabinet |  | WARMINGCABINET-Steris-QDJ06 |  |  |  |  | Covered PM Repair - Biomedical | MHHS-TMC | [7 empty] | Warming Cabinet | WARMINGCABINET | Warming Cabinet | STERIS Corp
NO | YES |  |  |  | 029-05622 | 029-05622 | STERIS Corp | QDJ06 |  |  | Woodlands-OR | MHHS-Woodlands |  | Warming Cabinet |  | 029-05622 | 029-05622 | Woodlands | MHHS-Woodlands | Woodlands-OR | Equipment supply storage | 12/1/19 |  | 12/1/20 |  | WARMING UNITS, MULTIPURPOSE | Warming Cabinet | WARMINGCABINET-Steris-QDJ06 | WARMINGCABINET | QDJ06 |  |  |  | STERIS Corp | Warming Cabinet |  | WARMINGCABINET-Steris-QDJ06 |  |  |  |  | Covered PM Repair - Biomedical | MHHS-Woodlands | [7 empty] | Warming Cabinet | WARMINGCABINET | Warming Cabinet | STERIS Corp
NO | NO | [5 empty] | STERIS Corp | QUANTUM 3080 (BE587283) |  | B410993046 | TMC - OR - PEDI OR (2R) | MHHS-TMC | [5 empty] | TMC |  | TMC - OR - PEDI OR (2R) | [5 empty] | TABLES, OPERATING |  | .needs class | [5 empty] | STERIS Corp | [7 empty] | Covered PM Repair - Biomedical | MHHS-TMC
NO | YES |  |  |  | 069-39844 | 069-39844 | STERIS Corp | QUANTUM 3080SP |  |  | TMC-OR-Robertson (2R) | MHHS-TMC |  |  |  | 069-39844 | 069-39844 | TMC | MHHS-TMC | TMC-OR-Robertson (2R) | Peds OR | 12/1/19 |  |  |  | TABLES, OPERATING |  | .needs class | [5 empty] | STERIS Corp | [7 empty] | Covered PM Repair - Biomedical | MHHS-TMC
YES | YES |  |  |  |  | 099-03265 | STERIS Corp | Reliance 444 |  |  | KATY - SPD | [5 empty] | 099-03265 | Katy | Memorial Hermann Katy Hospital | KATY - SPD | SPD DECON | [5 empty] | Washer, Disinfector | WASHERDISINFECTOR-Steris-Reliance 444 | [12 empty] | WD-A | [9 empty] | Washer, Disinfector | WASHERDISINFECTOR | Washer, Disinfector | STERIS Corp
YES | YES |  |  |  | 133-07103 | 133-07103 | STERIS Corp | Reliance Genfore |  |  | KATY - SPD |  |  |  |  | 133-07103 | 133-07103 | Katy | Memorial Hermann Katy Hospital | KATY - SPD | SPD DECON | [5 empty] | Washer, Disinfector | WASHERDISINFECTOR-Steris-Reliance Genfore | [12 empty] | WD-A | [9 empty] | Washer, Disinfector | WASHERDISINFECTOR | Washer, Disinfector | STERIS Corp
NO | NO |  |  |  | 069-45220 |  | STERIS Corp | RELIANCE GENFORE |  |  | TMC - OR - TRAINING LAB | MHHS-TMC |  | Washer, Disinfector |  | 069-45220 |  | TMC |  | TMC - OR - TRAINING LAB | [5 empty] | STERILIZING UNITS |  | WASHERDISINFECTOR-Steris-Reliance Genfore | WASHERDISINFECTOR | Reliance Genfore |  |  |  | STERIS Corp | Washer, Disinfector |  | WASHERDISINFECTOR-Steris-Reliance Genfore |  |  |  |  | Not Covered Vendor Only - Lab Ana/Anes | MHHS-TMC
YES | YES | [5 empty] | STERIS Corp | Reliance Synergy |  |  | Surgery | [6 empty] | Central | Joint Center - Orthopedic and Spine Hospital | Surgery | SPD
YES | YES |  |  |  | 929-00663 | 929-00663 | STERIS Corp | Reliance/Synergy |  |  | OR |  |  |  |  | 929-00663 | 929-00663 | Central | Joint Center - Orthopedic and Spine Hospital | OR | Decontamination clean side | [5 empty] | Washer, Disinfector | WASHERDISINFECTOR-Steris-Reliance Synergy | [12 empty] | WD-A | [9 empty] | Washer, Disinfector | WASHERDISINFECTOR | Washer, Disinfector | STERIS Corp
YES | YES |  |  |  | 929-00662 | 929-00662 | STERIS Corp | Reliance/Synergy |  |  | OR |  |  |  |  | 929-00662 | 929-00662 | Central | MHOSH | OR | MHOSH | 3/1/20 |  |  |  |  | Washer, Disinfector | WASHERDISINFECTOR-Steris-Reliance Synergy | [12 empty] | WD-A | [9 empty] | Washer, Disinfector | WASHERDISINFECTOR | Washer, Disinfector | STERIS Corp
NO | YES |  |  |  | 069-02547 | 069-02547 | STERIS Corp | SQ240 |  |  | TMC-OR-Pedi OR (2R) | MHHS-TMC |  | Lamp, Surgical, Ceiling |  | 069-02547 | 069-02547 | TMC | MHHS-TMC | TMC-OR-Pedi OR (2R) |  | 7/1/18 |  |  |  | LIGHTS, SURGICAL | Lamp, Surgical, Ceiling | LAMPSURGCEILING-STERIS-SQ240 | LAMPSURGCEILING | SQ240 |  |  |  | STERIS Corp | Lamp, Surgical, Ceiling |  | LAMPSURGCEILING-STERIS-SQ240 |  |  |  |  | Not Covered Vendor Only - Biomedical | MHHS-TMC | [7 empty] | Lamp, Surgical, Ceiling | LAMPSURGCEILING | Lamp, Surgical, Ceiling | STERIS Corp
NO | YES |  |  |  | 069-46347 | 069-46347 | STERIS Corp | SQ240 |  |  | TMC-OR-Hermann (2Hp) | MHHS-TMC |  | Lamp, Surgical, Ceiling |  | 069-46347 | 069-46347 | TMC | MHHS-TMC | TMC-OR-Hermann (2Hp) | OR 54 |  |  |  |  | LIGHTS, SURGICAL | Lamp, Surgical, Ceiling | LAMPSURGCEILING-STERIS-SQ240 | LAMPSURGCEILING | SQ240 |  |  |  | STERIS Corp | Lamp, Surgical, Ceiling |  | LAMPSURGCEILING-STERIS-SQ240 |  |  |  |  | Covered PM Repair - Biomedical | MHHS-TMC | [7 empty] | Lamp, Surgical, Ceiling | LAMPSURGCEILING | Lamp, Surgical, Ceiling | STERIS Corp
YES | YES |  |  |  | 099-07138 | 099-07138 | STERIS Corp | SQ240 |  | NA | TMC - OR - PEDI OR (2R) |  |  |  |  | 099-07138 | 099-07138 | TMC | Memorial Hermann-Texas Medical Center | TMC - OR - PEDI OR (2R) | [6 empty] | Lamp, Surgical, Ceiling | LAMPSURGCEILING-STERIS-SQ240 | [22 empty] | Lamp, Surgical, Ceiling | LAMPSURGCEILING | Lamp, Surgical, Ceiling | STERIS Corp
YES | YES |  |  |  | 099-07139 | 099-07139 | STERIS Corp | SQ240 |  | NA | TMC - OR - PEDI OR (2R) |  |  |  |  | 099-07139 | 099-07139 | TMC | Memorial Hermann-Texas Medical Center | TMC - OR - PEDI OR (2R) | [6 empty] | Lamp, Surgical, Ceiling | LAMPSURGCEILING-STERIS-SQ240 | [22 empty] | Lamp, Surgical, Ceiling | LAMPSURGCEILING | Lamp, Surgical, Ceiling | STERIS Corp
NO | NO |  |  |  | 069-02455 |  | STERIS Corp | SQ240 |  |  | TMC - HERMANN - ADULT ER (1HP) | MHHS-TMC |  | Lamp, Surgical, Ceiling |  | 069-02455 |  | TMC |  | TMC - HERMANN - ADULT ER (1HP) | [5 empty] | LIGHTS, SURGICAL |  | LAMPSURGCEILING-STERIS-SQ240 | LAMPSURGCEILING | SQ240 |  |  |  | STERIS Corp | Lamp, Surgical, Ceiling |  | LAMPSURGCEILING-STERIS-SQ240 |  |  |  |  | Covered PM Repair - Radiology, Low End | MHHS-TMC
NO | NO |  |  |  | 069-21902 |  | STERIS Corp | SQ240 |  |  | TMC - HERMANN - ADULT ER (1HP) | MHHS-TMC |  | Lamp, Surgical, Ceiling |  | 069-21902 |  | TMC |  | TMC - HERMANN - ADULT ER (1HP) | [5 empty] | LIGHTS, SURGICAL |  | LAMPSURGCEILING-STERIS-SQ240 | LAMPSURGCEILING | SQ240 |  |  |  | STERIS Corp | Lamp, Surgical, Ceiling |  | LAMPSURGCEILING-STERIS-SQ240 |  |  |  |  | Covered PM Repair - Radiology, Low End | MHHS-TMC
NO | NO |  |  |  | 069-39729 |  | STERIS Corp | SQ240 |  |  | TMC - HERMANN - ADULT ER (1HP) | MHHS-TMC |  | Lamp, Surgical, Ceiling |  | 069-39729 |  | TMC |  | TMC - HERMANN - ADULT ER (1HP) | [5 empty] | LIGHTS, SURGICAL |  | LAMPSURGCEILING-STERIS-SQ240 | LAMPSURGCEILING | SQ240 |  |  |  | STERIS Corp | Lamp, Surgical, Ceiling |  | LAMPSURGCEILING-STERIS-SQ240 |  |  |  |  | Covered PM Repair - Biomedical | MHHS-TMC
NO | NO |  |  |  | 069-39730 |  | STERIS Corp | SQ240 |  |  | TMC - HERMANN - ADULT ER (1HP) | MHHS-TMC |  | Lamp, Surgical, Ceiling |  | 069-39730 |  | TMC |  | TMC - HERMANN - ADULT ER (1HP) | [5 empty] | LIGHTS, SURGICAL |  | LAMPSURGCEILING-STERIS-SQ240 | LAMPSURGCEILING | SQ240 |  |  |  | STERIS Corp | Lamp, Surgical, Ceiling |  | LAMPSURGCEILING-STERIS-SQ240 |  |  |  |  | Covered PM Repair - Biomedical | MHHS-TMC
NO | NO | [5 empty] | STERIS Corp | SQ240 |  |  | TMC - HERMANN - ADULT ER (1HP) | MHHS-TMC |  | Lamp, Surgical, Ceiling |  |  |  | TMC |  | TMC - HERMANN - ADULT ER (1HP) | [5 empty] | LIGHTS, SURGICAL |  | LAMPSURGCEILING-STERIS-SQ240 | LAMPSURGCEILING | SQ240 |  |  |  | STERIS Corp | Lamp, Surgical, Ceiling |  | LAMPSURGCEILING-STERIS-SQ240 |  |  |  |  | Covered PM Repair - Biomedical | MHHS-TMC
YES | YES |  |  |  | 929-00667 | 929-00667 | STERIS Corp | Stage 3 |  | N/A | MHOSH - OR |  |  |  |  | 929-00667 | 929-00667 | Central | Memorial Hermann Greater Heights Hospital | MHOSH - OR | MHOSH - OR | 2/1/20 |  | 5/1/20
NO | YES |  |  |  | 041-20158 | 041-20158 | STERIS Corp | SURGIGRAPHIC 1027 |  |  | Memorial City-Outpatient Surgery | MHHS-Mem City |  | Table, Surgical, Electric |  | 041-20158 | 041-20158 | West | Memorial Hermann Memorial City Medical Center | Memorial City-Outpatient Surgery | W1 OPS OR 8 |  |  |  |  | TABLES, EXAMINATION/TREATMENT, ADJUSTABLE, ORTHOPE |  | TABLESURGICALELECT-STERIS-SurgiGraphic 1027 | TABLESURGICALELECT | SurgiGraphic 1027 |  |  |  | STERIS Corp | Table, Surgical, Electric |  | TABLESURGICALELECT-STERIS-SurgiGraphic 1027 |  |  |  |  | Covered PM Repair - Biomedical | MHHS-Mem City
NO | YES |  |  |  | 041-20159 | 041-20159 | STERIS Corp | SURGIGRAPHIC 1027 |  | 16-0482 | MEMORIAL CITY - Orthopedics Surgery | MHHS-Mem City |  | Table, Surgical, Electric |  | 041-20159 | 041-20159 | West | Memorial City - Memorial Hermann Hospital | MEMORIAL CITY - Orthopedics Surgery | Hallway |  |  |  |  | TABLES, EXAMINATION/TREATMENT, ADJUSTABLE, ORTHOPE |  | TABLESURGICALELECT-STERIS-SurgiGraphic 1027 | TABLESURGICALELECT | SurgiGraphic 1027 |  |  |  | STERIS Corp | Table, Surgical, Electric |  | TABLESURGICALELECT-STERIS-SurgiGraphic 1027 |  |  |  |  | Covered PM Repair - Biomedical | MHHS-Mem City
NO | YES |  |  |  | 029-07172 | 029-07172 | STERIS Corp | SYSTEM 1E |  |  | Sterile processing | MHHS-Woodlands |  | Washer, Endoscope |  | 029-07172 | 029-07172 | Woodlands | Memorial Hermann in the woodlands | Sterile processing | Sterile processing | 1/1/20 |  | 6/1/20 |  | STERILIZING UNITS | Washer, Endoscope | WASHERENDOSCOPE-Steris-System 1E | WASHERENDOSCOPE | System 1E |  |  |  | STERIS Corp | Washer, Endoscope |  | WASHERENDOSCOPE-Steris-System 1E |  | 6/1/18 |  | WE-A | Covered PM Repair - Biomedical | MHHS-Woodlands | [7 empty] | Washer, Endoscope | WASHERENDOSCOPE | Washer, Endoscope | STERIS Corp
YES | YES |  |  |  | 029-06564 | 029-06564 | STERIS Corp | System 1E |  |  | WOODLANDS - ENDOSCOPY |  |  |  |  | 029-06564 | 029-06564 |  |  | WOODLANDS - ENDOSCOPY | Desinfect room | [5 empty] | Washer, Endoscope | WASHERENDOSCOPE-Steris-System 1E | [12 empty] | WE-A | [9 empty] | Washer, Endoscope | WASHERENDOSCOPE | Washer, Endoscope | STERIS Corp
NO | NO |  |  |  | 10A1GX |  | STERIS Corp | UNIMATIC |  | 10A1GX | TMC - OR - HERMANN (2HP) | MHHS-TMC |  | Scrub Sink |  | 10A1GX |  | TMC |  | TMC - OR - HERMANN (2HP) | [5 empty] | SINKS, SURGICAL SCRUB |  | SCRUBSINK-STERIS-Uni-Matic | SCRUBSINK | Uni-Matic |  |  |  | STERIS Corp | Scrub Sink |  | SCRUBSINK-STERIS-Uni-Matic |  |  |  |  | Covered PM Repair - Biomedical | MHHS-TMC
NO | NO |  |  |  | 40009SINK1 |  | STERIS Corp | UNIMATIC |  | 40009SINK1 | TMC - OR - HERMANN (2HP) | MHHS-TMC |  | Scrub Sink |  | 40009SINK1 |  | TMC |  | TMC - OR - HERMANN (2HP) | [5 empty] | SINKS, SURGICAL SCRUB |  | SCRUBSINK-STERIS-Uni-Matic | SCRUBSINK | Uni-Matic |  |  |  | STERIS Corp | Scrub Sink |  | SCRUBSINK-STERIS-Uni-Matic |  |  |  |  | Covered PM Repair - Biomedical | MHHS-TMC
YES | YES |  |  |  | 029-05015 | 029-05015 | STERIS Corp | V-116 |  | 0131498-04 | WOODLANDS - STERILE PROCESSING |  |  |  |  | 029-05015 | 029-05015 | Woodlands |  | WOODLANDS - STERILE PROCESSING | Sterile processing |  |  | 7/1/20
YES | YES | [5 empty] | STERIS Corp | V-116 |  | 0332607-10 | TMC - OR - CVOR (7HVI) | [6 empty] | TMC | Memorial Hermann-Texas Medical Center | TMC - OR - CVOR (7HVI) | Cv OR 1 | 3/1/20 |  | 7/1/20
YES | YES |  |  |  | 099-12667 | 099-12667 | STERIS Corp | V-116 |  | Nsn | TMC - HVI - OR |  |  |  |  | 099-12667 | 099-12667 | TMC | Memorial Hermann- Texas Medical Center | TMC - HVI - OR | OR 4 | 9/1/19 |  | 3/1/20
YES | YES |  |  |  |  | 074-04219 | STERIS Corp | V-116 |  |  | TMC - OR - CVOR (7HVI) | [5 empty] | 074-04219 | TMC | Memorial Hermann-Texas Medical Center | TMC - OR - CVOR (7HVI) | CVOR (7HVI)
YES | YES |  |  |  | 069-01088 | 069-01088 | STERIS Corp | V-116 |  |  | Memorial Hermann- Texas Medical Center ChildrensOR |  |  |  |  | 069-01088 | 069-01088 |  | TPC | Memorial Hermann- Texas Medical Center ChildrensOR | OR hallway |  |  |  | No PM Sticker
YES | YES |  |  |  |  | 069-01059 | STERIS Corp | V-116 |  | 10A1G1 | TMC - OR - ROBERTSON (2R) | [5 empty] | 069-01059 | TMC | Memorial Hermann-Texas Medical Center | TMC - OR - ROBERTSON (2R) | OR - ROBERTSON (2R)
YES | YES | [5 empty] | STERIS Corp | V-116 |  | 0115798-01 | TMC - OR - ROBERTSON (2R) | [6 empty] | TMC | Memorial Hermann-Texas Medical Center | TMC - OR - ROBERTSON (2R) | Hall |  |  |  | No pm found
YES | YES |  |  |  |  | 069-14206 | STERIS Corp | V-116 |  |  | TMC - OR - ROBERTSON (2R) | [5 empty] | 069-14206 | TMC | Memorial Hermann-Texas Medical Center | TMC - OR - ROBERTSON (2R) | OR - ROBERTSON (2R)
YES | YES |  |  |  |  | 069-14203 | STERIS Corp | V-116 |  |  | TMC - OR - ROBERTSON (2R) | [5 empty] | 069-14203 | TMC | Memorial Hermann-Texas Medical Center | TMC - OR - ROBERTSON (2R) | OR - ROBERTSON (2R)
YES | YES |  |  |  |  | 069-14200 | STERIS Corp | V-116 |  |  | OR - ROBERTSON (2R) | [5 empty] | 069-14200 | TMC | Memorial Hermann-Texas Medical Center | OR - ROBERTSON (2R) | TMC - OR - ROBERTSON (2R)
YES | YES |  |  |  | 029-07173 | 029-07173 | STERIS Corp | V-120 |  | 0329211-11 | Sterile processing |  |  |  |  | 029-07173 | 029-07173 | Woodlands | Memorial Hermann in the woodlands | Sterile processing | Sterile processing | 1/1/20 |  | 5/1/20 |  |  | Sterilizer, Steam, Floor | STERILIZERSTEAMFLOOR-Steris-V-120 | [12 empty] | SSF-SA | [9 empty] | Sterilizer, Steam, Floor | STERILIZERSTEAMFLOOR | Sterilizer, Steam, Floor | STERIS Corp
YES | YES |  |  |  | 029-08481 | 029-08481 | STERIS Corp | V-120 |  | 0329411-06 | WOODLANDS - OR |  |  |  |  | 029-08481 | 029-08481 | Woodlands |  | WOODLANDS - OR |  |  |  | 7/1/20 |  |  | Sterilizer, Steam, Floor | STERILIZERSTEAMFLOOR-Steris-V-120 | [12 empty] | SSF-SA | [9 empty] | Sterilizer, Steam, Floor | STERILIZERSTEAMFLOOR | Sterilizer, Steam, Floor | STERIS Corp
YES | YES |  |  |  | 029-07211 | 029-07211 | STERIS Corp | V-160H |  | 0327311-01 | WOODLANDS |  |  |  |  | 029-07211 | 029-07211 | Woodlands |  | WOODLANDS |  |  |  | 3/1/20 |  |  | Sterilizer, Steam, Floor | STERILIZERSTEAMFLOOR-Steris-V-160H | [12 empty] | SSF-SA | [9 empty] | Sterilizer, Steam, Floor | STERILIZERSTEAMFLOOR | Sterilizer, Steam, Floor | STERIS Corp
YES | YES |  |  |  | 029-07212 | 029-07212 | STERIS Corp | V-160H |  |  | WOODLANDS |  |  |  |  | 029-07212 | 029-07212 | Woodlands |  | WOODLANDS |  |  |  | 7/1/20 |  |  | Sterilizer, Steam, Floor | STERILIZERSTEAMFLOOR-Steris-V-160H | [12 empty] | SSF-SA | [9 empty] | Sterilizer, Steam, Floor | STERILIZERSTEAMFLOOR | Sterilizer, Steam, Floor | STERIS Corp
YES | YES |  |  |  | 029-07213 | 029-07213 | STERIS Corp | V-160H |  |  | WOODLANDS |  |  |  |  | 029-07213 | 029-07213 | Woodlands |  | WOODLANDS |  |  |  | 5/1/20 |  |  | Sterilizer, Steam, Floor | STERILIZERSTEAMFLOOR-Steris-V-160H | [12 empty] | SSF-SA | [9 empty] | Sterilizer, Steam, Floor | STERILIZERSTEAMFLOOR | Sterilizer, Steam, Floor | STERIS Corp
YES | YES |  |  |  | 133-03948 | 133-03948 | STERIS Corp | V116 |  | 0113206-08 | KATY - OR |  |  |  |  | 133-03948 | 133-03948 | Katy | Memorial Hermann Katy Hospital | KATY - OR | Sterile Core | [5 empty] | Sterilizer, Steam, Floor | STERILIZERSTEAMFLOOR-Steris-V116 | [12 empty] | SSF-SA | [9 empty] | Sterilizer, Steam, Floor | STERILIZERSTEAMFLOOR | Sterilizer, Steam, Floor | STERIS Corp
YES | YES |  |  |  | 133-03947 | 133-03947 | STERIS Corp | V116 |  | 0113206-09 | KATY - OR |  |  |  |  | 133-03947 | 133-03947 | Katy | Memorial Hermann Katy Hospital | KATY - OR | Sterile Core | 11/1/19 | 2/1/19 |  |  |  | Sterilizer, Steam, Floor | STERILIZERSTEAMFLOOR-Steris-V116 | [12 empty] | SSF-SA | [9 empty] | Sterilizer, Steam, Floor | STERILIZERSTEAMFLOOR | Sterilizer, Steam, Floor | STERIS Corp
YES | YES |  |  |  | 099-07711 | 099-07711 | STERIS Corp | Verify |  | BS0410218028 | SE - OR |  |  |  |  | 099-07711 | 099-07711 | Southeast | Memorial Hermann Southeast Hospital | SE - OR | Storage |  |  |  | No pm found
YES | YES |  |  |  | 099-08662 | 099-08662 | STERIS Corp | Vision 1321 |  |  | Surgery |  |  |  |  | 099-08662 | 099-08662 | Central | Joint Center - Orthopedic and Spine Hospital | Surgery | SPD | [5 empty] | Washer, Disinfector | WASHERDISINFECTOR-Steris-Vision 1321 | [12 empty] | WD-A | [9 empty] | Washer, Disinfector | WASHERDISINFECTOR | Washer, Disinfector | STERIS Corp
YES | YES |  |  |  | 099-09984 | 099-09984 | STERIS Corp | Visum II LED |  |  | TMC - OR - SEROFIM 2 |  |  |  |  | 099-09984 | 099-09984 | TMC | Memorial Hermann-Texas Medical Center | TMC - OR - SEROFIM 2 | S2 OR 67 |  |  |  | No pm found
YES | YES |  |  |  | 099-09985 | 099-09985 | STERIS Corp | Visum II LED |  |  | TMC - OR - SEROFIM 2 |  |  |  |  | 099-09985 | 099-09985 | TMC | Memorial Hermann-Texas Medical Center | TMC - OR - SEROFIM 2 | S2 OR 67 |  |  |  | No pm founf
NO | YES |  |  |  | 029-07176 | 029-07176 | STERIS Corp | VTS-19-HD003 |  | RLM112790946 | Woodlands-OR | MHHS-Woodlands |  | Monitor, Video |  | 029-07176 | 029-07176 | Woodlands | MHHS-Woodlands | Woodlands-OR | OR | 2/1/19 |  | 3/1/21 |  | MONITORS, VIDEO | Monitor, Video | MONITORVIDEO-VTS Medical Systems-VTS-19-HD003 | MONITORVIDEO | VTS-19-HD003 |  |  |  | VTS Med Sys | Monitor, Video |  |  | MONITORVIDEO-VTS Medical Systems-VTS-19-HD003 | 12/22/18 |  |  | Covered PM Repair - Biomedical | MHHS-Woodlands | [8 empty] | MONITORVIDEO | Monitor, Video | VTS Med Sys
NO | YES |  |  |  | 029-10987 | 029-10987 | STERIS Corp | VTS-19-HD003 |  | ESTE-ML2-A00101 | Woodlands-OR | MHHS-Woodlands |  | Monitor, Video |  | 029-10987 | 029-10987 | Woodlands | MHHS-Woodlands | Woodlands-OR | OR | 10/1/19 |  | 10/1/20 |  | MONITORS, VIDEO | Monitor, Video | MONITORVIDEO-VTS Medical Systems-VTS-19-HD003 | MONITORVIDEO | VTS-19-HD003 |  |  |  | VTS Med Sys | Monitor, Video |  |  | MONITORVIDEO-VTS Medical Systems-VTS-19-HD003 |  |  |  | Not Covered Vendor Only - Biomedical | MHHS-Woodlands | [8 empty] | MONITORVIDEO | Monitor, Video | VTS Med Sys
NO | YES |  |  |  |  | 029-07174 | STERIS Corp | VTS-19-HD003 |  | RLM112790851 | Woodlands-OR | MHHS-Woodlands |  | Monitor, Video |  |  | 029-07174 | Woodlands | MHHS-Woodlands | Woodlands-OR | OR | 2/1/18 |  | 10/1/20 |  | MONITORS, VIDEO | Monitor, Video | MONITORVIDEO-VTS Medical Systems-VTS-19-HD003 | MONITORVIDEO | VTS-19-HD003 |  |  |  | VTS Med Sys | Monitor, Video |  |  | MONITORVIDEO-VTS Medical Systems-VTS-19-HD003 |  |  |  | Not Covered Vendor Only - Lab Ana/Anes | MHHS-Woodlands | [8 empty] | MONITORVIDEO | Monitor, Video | VTS Med Sys
NO | YES |  |  |  |  | 029-07175 | STERIS Corp | VTS-19-HD003 |  | RLM112770839 | Woodlands-OR | MHHS-Woodlands |  | Monitor, Video |  |  | 029-07175 | Woodlands | MHHS-Woodlands | Woodlands-OR |  | 10/1/19 |  | 10/1/20 |  | MONITORS, VIDEO | Monitor, Video | MONITORVIDEO-VTS Medical Systems-VTS-19-HD003 | MONITORVIDEO | VTS-19-HD003 |  |  |  | VTS Med Sys | Monitor, Video |  |  | MONITORVIDEO-VTS Medical Systems-VTS-19-HD003 |  |  |  | Not Covered Vendor Only - Lab Ana/Anes | MHHS-Woodlands | [8 empty] | MONITORVIDEO | Monitor, Video | VTS Med Sys
NO | YES |  |  |  |  | 029-07177 | STERIS Corp | VTS-19-HD003 |  | RLM112770841 | Woodlands-OR | MHHS-Woodlands |  | Monitor, Video |  |  | 029-07177 | Woodlands | MHHS-Woodlands | Woodlands-OR | OR | 2/1/19 |  | 3/1/21 |  | MONITORS, VIDEO | Monitor, Video | MONITORVIDEO-VTS Medical Systems-VTS-19-HD003 | MONITORVIDEO | VTS-19-HD003 |  |  |  | VTS Med Sys | Monitor, Video |  |  | MONITORVIDEO-VTS Medical Systems-VTS-19-HD003 | 2/21/17 |  |  | Covered PM Repair - Biomedical | MHHS-Woodlands | [8 empty] | MONITORVIDEO | Monitor, Video | VTS Med Sys
NO | YES | [5 empty] | STERIS Corp | VTS-19-HD003 |  | RLM112770840 | Woodlands-OR | MHHS-Woodlands |  | Monitor, Video |  |  |  | Woodlands | MHHS-Woodlands | Woodlands-OR | OR 11 | 10/1/19 |  | 10/1/20 |  | MONITORS, VIDEO | Monitor, Video | MONITORVIDEO-VTS Medical Systems-VTS-19-HD003 | MONITORVIDEO | VTS-19-HD003 |  |  |  | VTS Med Sys | Monitor, Video |  |  | MONITORVIDEO-VTS Medical Systems-VTS-19-HD003 |  |  |  | Not Covered Vendor Only - Lab Ana/Anes | MHHS-Woodlands | [8 empty] | MONITORVIDEO | Monitor, Video | VTS Med Sys
NO | YES |  |  |  |  | 029-07179 | STERIS Corp | VTS-19-HD003 |  | RLM112770842 | Woodlands-OR | MHHS-Woodlands |  | Monitor, Video |  |  | 029-07179 | Woodlands | MHHS-Woodlands | Woodlands-OR | OR 11 | 10/1/19 |  | 10/1/20 |  | MONITORS, VIDEO | Monitor, Video | MONITORVIDEO-VTS Medical Systems-VTS-19-HD003 | MONITORVIDEO | VTS-19-HD003 |  |  |  | VTS Med Sys | Monitor, Video |  |  | MONITORVIDEO-VTS Medical Systems-VTS-19-HD003 | 4/3/17 |  |  | Not Covered Vendor Only - Biomedical | MHHS-Woodlands | [8 empty] | MONITORVIDEO | Monitor, Video | VTS Med Sys
NO | YES |  |  |  |  | 029-07180 | STERIS Corp | VTS-19-HD003 |  | RLM112790847 | Woodlands-OR | MHHS-Woodlands |  | Monitor, Video |  |  | 029-07180 | Woodlands | MHHS-Woodlands | Woodlands-OR | OR Room 12 | 10/1/19 |  | 10/1/25 |  | MONITORS, VIDEO | Monitor, Video | MONITORVIDEO-VTS Medical Systems-VTS-19-HD003 | MONITORVIDEO | VTS-19-HD003 |  |  |  | VTS Med Sys | Monitor, Video |  |  | MONITORVIDEO-VTS Medical Systems-VTS-19-HD003 | 4/3/17 |  |  | Not Covered Vendor Only - Biomedical | MHHS-Woodlands | [8 empty] | MONITORVIDEO | Monitor, Video | VTS Med Sys
NO | YES |  |  |  |  | 029-07181 | STERIS Corp | VTS-19-HD003 |  | RLM112770843 | Woodlands-OR | MHHS-Woodlands |  | Monitor, Video |  |  | 029-07181 | Woodlands | MHHS-Woodlands | Woodlands-OR | OR Room 12 | 10/1/19 |  | 10/1/20 |  | MONITORS, VIDEO | Monitor, Video | MONITORVIDEO-VTS Medical Systems-VTS-19-HD003 | MONITORVIDEO | VTS-19-HD003 |  |  |  | VTS Med Sys | Monitor, Video |  |  | MONITORVIDEO-VTS Medical Systems-VTS-19-HD003 | 3/15/17 |  |  | Covered PM Repair - Biomedical | MHHS-Woodlands | [8 empty] | MONITORVIDEO | Monitor, Video | VTS Med Sys
NO | YES | Serial Number RLM112790844 |  |  |  |  | STERIS Corp | VTS-19-HD003 |  | RLM112790844 | Woodlands-OR | MHHS-Woodlands |  | Monitor, Video |  |  |  | Woodlands | MHHS-Woodlands | Woodlands-OR |  | 10/11/19 |  |  |  | MONITORS, VIDEO | Monitor, Video | MONITORVIDEO-VTS Medical Systems-VTS-19-HD003 | MONITORVIDEO | VTS-19-HD003 |  |  |  | VTS Med Sys | Monitor, Video |  |  | MONITORVIDEO-VTS Medical Systems-VTS-19-HD003 | 3/15/17 | Finished from Script 3/27/2020 12:11:52pm (Central) |  | Covered PM Repair - Biomedical | MHHS-Woodlands | [8 empty] | MONITORVIDEO | Monitor, Video | VTS Med Sys
NO | YES |  |  |  |  | 029-07185 | STERIS Corp | VTS-19-HD003 |  | RLM112790848 | Woodlands-OR | MHHS-Woodlands |  | Monitor, Video |  |  | 029-07185 | Woodlands | MHHS-Woodlands | Woodlands-OR | Room 15 | 3/1/20 |  | 3/1/21 |  | MONITORS, VIDEO | Monitor, Video | MONITORVIDEO-VTS Medical Systems-VTS-19-HD003 | MONITORVIDEO | VTS-19-HD003 |  |  |  | VTS Med Sys | Monitor, Video |  |  | MONITORVIDEO-VTS Medical Systems-VTS-19-HD003 |  |  |  | Covered PM Repair - Biomedical | MHHS-Woodlands | [8 empty] | MONITORVIDEO | Monitor, Video | VTS Med Sys
NO | YES | [5 empty] | STERIS Corp | VTS-19-HD003 |  | RLM112770837 | Woodlands-OR | MHHS-Woodlands |  | Monitor, Video |  |  |  | Woodlands | MHHS-Woodlands | Woodlands-OR | OR 16 | 10/1/19 |  |  |  | MONITORS, VIDEO | Monitor, Video | MONITORVIDEO-VTS Medical Systems-VTS-19-HD003 | MONITORVIDEO | VTS-19-HD003 |  |  |  | VTS Med Sys | Monitor, Video |  |  | MONITORVIDEO-VTS Medical Systems-VTS-19-HD003 | 3/15/17 |  |  | Covered PM Repair - Biomedical | MHHS-Woodlands | [8 empty] | MONITORVIDEO | Monitor, Video | VTS Med Sys
NO | YES | [5 empty] | STERIS Corp | VTS-19-HD003 |  | RLM112790845 | Woodlands-OR | MHHS-Woodlands |  | Monitor, Video |  |  |  | Woodlands | MHHS-Woodlands | Woodlands-OR | OR 16 | 10/1/19 |  | 10/1/20 |  | MONITORS, VIDEO | Monitor, Video | MONITORVIDEO-VTS Medical Systems-VTS-19-HD003 | MONITORVIDEO | VTS-19-HD003 |  |  |  | VTS Med Sys | Monitor, Video |  |  | MONITORVIDEO-VTS Medical Systems-VTS-19-HD003 |  |  |  | Covered PM Repair - Biomedical | MHHS-Woodlands | [8 empty] | MONITORVIDEO | Monitor, Video | VTS Med Sys
NO | YES | [5 empty] | STERIS Corp | VTS-19-HD003 |  | RLM112770836 | Woodlands-OR | MHHS-Woodlands |  | Monitor, Video |  |  |  | Woodlands | MHHS-Woodlands | Woodlands-OR | Or 17 | 1/1/19 |  | 1/1/20 |  | MONITORS, VIDEO | Monitor, Video | MONITORVIDEO-VTS Medical Systems-VTS-19-HD003 | MONITORVIDEO | VTS-19-HD003 |  |  |  | VTS Med Sys | Monitor, Video |  |  | MONITORVIDEO-VTS Medical Systems-VTS-19-HD003 | 3/15/17 |  |  | Covered PM Repair - Biomedical | MHHS-Woodlands | [8 empty] | MONITORVIDEO | Monitor, Video | VTS Med Sys
NO | YES | [5 empty] | STERIS Corp | VTS-19-HD003 |  | ESTE-KG3-S00045 | Woodlands-OR | MHHS-Woodlands |  | Monitor, Video |  |  |  | Woodlands | MHHS-Woodlands | Woodlands-OR | OR 17 | 1/1/19 |  |  |  | MONITORS, VIDEO | Monitor, Video | MONITORVIDEO-VTS Medical Systems-VTS-19-HD003 | MONITORVIDEO | VTS-19-HD003 |  |  |  | VTS Med Sys | Monitor, Video |  |  | MONITORVIDEO-VTS Medical Systems-VTS-19-HD003 |  |  |  | Not Covered Vendor Only - Lab Ana/Anes | MHHS-Woodlands | [8 empty] | MONITORVIDEO | Monitor, Video | VTS Med Sys
NO | YES |  |  |  |  | 029-07193 | STERIS Corp | VTS-19-HD003 |  | ESTE-KG3-S00057 | Woodlands-OR | MHHS-Woodlands |  | Monitor, Video |  |  | 029-07193 | Woodlands | MHHS-Woodlands | Woodlands-OR |  | 3/1/20 |  | 3/1/21 |  | MONITORS, VIDEO | Monitor, Video | MONITORVIDEO-VTS Medical Systems-VTS-19-HD003 | MONITORVIDEO | VTS-19-HD003 |  |  |  | VTS Med Sys | Monitor, Video |  |  | MONITORVIDEO-VTS Medical Systems-VTS-19-HD003 |  |  |  | Rounds - Fixed | MHHS-Woodlands | [8 empty] | MONITORVIDEO | Monitor, Video | VTS Med Sys
NO | YES | [5 empty] | STERIS Corp | VTS-19-HD003 |  | ESTE-KG3-S00038 | Woodlands-OR | MHHS-Woodlands |  | Monitor, Video |  |  |  | Woodlands | MHHS-Woodlands | Woodlands-OR | OR 14 | 10/1/19 |  | 10/1/20 |  | MONITORS, VIDEO | Monitor, Video | MONITORVIDEO-VTS Medical Systems-VTS-19-HD003 | MONITORVIDEO | VTS-19-HD003 |  |  |  | VTS Med Sys | Monitor, Video |  |  | MONITORVIDEO-VTS Medical Systems-VTS-19-HD003 | 4/3/17 |  |  | Covered PM Repair - Biomedical | MHHS-Woodlands | [8 empty] | MONITORVIDEO | Monitor, Video | VTS Med Sys
NO | YES |  |  |  |  | 029-07197 | STERIS Corp | VTS-19-HD003 |  | ESTE-KG3-S00039 | Woodlands-OR | MHHS-Woodlands |  | Monitor, Video |  |  | 029-07197 | Woodlands | MHHS-Woodlands | Woodlands-OR | OR | 11/1/17 |  | 3/1/21 |  | MONITORS, VIDEO | Monitor, Video | MONITORVIDEO-VTS Medical Systems-VTS-19-HD003 | MONITORVIDEO | VTS-19-HD003 |  |  |  | VTS Med Sys | Monitor, Video |  |  | MONITORVIDEO-VTS Medical Systems-VTS-19-HD003 | 4/3/17 |  |  | Covered PM Repair - Biomedical | MHHS-Woodlands | [8 empty] | MONITORVIDEO | Monitor, Video | VTS Med Sys
NO | YES |  |  |  |  | 029-07198 | STERIS Corp | VTS-19-HD003 |  | ESTE-KG3-S00037 | Woodlands-OR | MHHS-Woodlands |  | Monitor, Video |  |  | 029-07198 | Woodlands | MHHS-Woodlands | Woodlands-OR | OR | 10/1/19 |  | 10/1/20 |  | MONITORS, VIDEO | Monitor, Video | MONITORVIDEO-VTS Medical Systems-VTS-19-HD003 | MONITORVIDEO | VTS-19-HD003 |  |  |  | VTS Med Sys | Monitor, Video |  |  | MONITORVIDEO-VTS Medical Systems-VTS-19-HD003 | 2/14/19 |  |  | Covered PM Repair - Biomedical | MHHS-Woodlands | [8 empty] | MONITORVIDEO | Monitor, Video | VTS Med Sys
NO | NO | [5 empty] | STERIS Corp | VTS-19-HD003 |  | RLM112790849 | WOODLANDS - OR | MHHS-Woodlands |  | Monitor, Video |  |  |  | Woodlands |  | WOODLANDS - OR | [5 empty] | MONITORS, VIDEO |  | MONITORVIDEO-VTS Medical Systems-VTS-19-HD003 | MONITORVIDEO | VTS-19-HD003 |  |  |  | VTS Med Sys | Monitor, Video |  |  | MONITORVIDEO-VTS Medical Systems-VTS-19-HD003 |  |  |  | Not Covered Vendor Only - Lab Ana/Anes | MHHS-Woodlands
NO | NO | [5 empty] | STERIS Corp | VTS-19-HD003 |  | RLM112790853 | WOODLANDS - OR | MHHS-Woodlands |  | Monitor, Video |  |  |  | Woodlands |  | WOODLANDS - OR | [5 empty] | MONITORS, VIDEO |  | MONITORVIDEO-VTS Medical Systems-VTS-19-HD003 | MONITORVIDEO | VTS-19-HD003 |  |  |  | VTS Med Sys | Monitor, Video |  |  | MONITORVIDEO-VTS Medical Systems-VTS-19-HD003 |  |  |  | Not Covered Vendor Only - Lab Ana/Anes | MHHS-Woodlands
NO | NO | [5 empty] | STERIS Corp | VTS-19-HD003 |  | ESTE-KG3-S00056 | WOODLANDS - OR | MHHS-Woodlands |  | Monitor, Video |  |  |  | Woodlands |  | WOODLANDS - OR | [5 empty] | MONITORS, VIDEO |  | MONITORVIDEO-VTS Medical Systems-VTS-19-HD003 | MONITORVIDEO | VTS-19-HD003 |  |  |  | VTS Med Sys | Monitor, Video |  |  | MONITORVIDEO-VTS Medical Systems-VTS-19-HD003 |  |  |  | Not Covered Vendor Only - Lab Ana/Anes | MHHS-Woodlands
NO | NO | [5 empty] | STERIS Corp | VTS-19-HD003 |  | ESTE-KG3-S00052 | WOODLANDS - OR | MHHS-Woodlands |  | Monitor, Video |  |  |  | Woodlands |  | WOODLANDS - OR | [5 empty] | MONITORS, VIDEO |  | MONITORVIDEO-VTS Medical Systems-VTS-19-HD003 | MONITORVIDEO | VTS-19-HD003 |  |  |  | VTS Med Sys | Monitor, Video |  |  | MONITORVIDEO-VTS Medical Systems-VTS-19-HD003 |  |  |  | Covered PM Repair - Biomedical | MHHS-Woodlands
NO | YES |  |  |  | 133-06133 | 133-06133 | STERIS Corp | VTS-24-HD003 |  | 240-000174 | Katy-OR | MHHS-Katy |  | Monitor, Video |  | 133-06133 | 133-06133 | Katy | MHHS-Katy | Katy-OR | OR 4 |  |  |  | No pm required | MONITORS, VIDEO | Monitor, Video | MONITORVIDEO-VTS Medical Systems-VTS-24-HD003 | MONITORVIDEO | VTS-24-HD003 |  |  |  | VTS Med Sys | Monitor, Video |  |  | MONITORVIDEO-VTS Medical Systems-VTS-24-HD003 | 3/5/17 |  |  | Covered PM Repair - Biomedical | MHHS-Katy | [8 empty] | MONITORVIDEO | Monitor, Video | VTS Med Sys
NO | YES |  |  |  | 133-08062 | 133-08062 | STERIS Corp | VTS-24-HD003 |  | 240-000230 | Katy-OR | MHHS-Katy |  | Monitor, Video |  | 133-08062 | 133-08062 | Katy | MHHS-Katy | Katy-OR | OR 4 |  |  |  | No pm required | MONITORS, VIDEO | Monitor, Video | MONITORVIDEO-VTS Medical Systems-VTS-24-HD003 | MONITORVIDEO | VTS-24-HD003 |  |  |  | VTS Med Sys | Monitor, Video |  |  | MONITORVIDEO-VTS Medical Systems-VTS-24-HD003 | 3/5/17 |  |  | Covered PM Repair - Biomedical | MHHS-Katy | [8 empty] | MONITORVIDEO | Monitor, Video | VTS Med Sys
YES | YES |  |  |  | 029-07208 | 029-07208 | STERIS Corp | Washer |  |  | WOODLANDS - STERILE PROCESSING |  |  |  |  | 029-07208 | 029-07208 | Woodlands |  | WOODLANDS - STERILE PROCESSING |  |  |  | 1/1/20
YES | YES |  |  |  | 029-07209 | 029-07209 | STERIS Corp | Washer |  |  | WOODLANDS - STERILE PROCESSING |  |  |  |  | 029-07209 | 029-07209 | Woodlands |  | WOODLANDS - STERILE PROCESSING |  |  |  | 1/1/20
YES | YES |  |  |  | 029-07210 | 029-07210 | STERIS Corp | Washer |  |  | WOODLANDS - STERILE PROCESSING |  |  |  |  | 029-07210 | 029-07210 | Woodlands |  | WOODLANDS - STERILE PROCESSING |  |  |  | 1/1/20
YES | YES |  |  |  | 151-04614 | 151-04614 | SteriTec |  |  | ET18081321 | HM Med Group Multidisciplinary |  |  |  |  | 151-04614 | 151-04614 | Northwest | Memorial Hermann Medical Group Cypress Multi-Specialty (#600) | HM Med Group Multidisciplinary | HDL |  | 2/1/20 |  |  |  |  | .needs class
YES | YES |  |  |  | 142-09218 | 142-09218 | SteriTec |  |  | ET15111175 | MH MG - (WDLS) - OB/GYN (MP3) |  |  |  |  | 142-09218 | 142-09218 | Woodlands | Memorial Hermann Medical Group Specialists for Women (#350) | MH MG - (WDLS) - OB/GYN (MP3) | Lab Area |  |  |  | New Add |  |  | .needs class
YES | YES |  |  |  | 099-10479 | 099-10479 | Sterling | Impulse HVG |  |  | Sports Medicine |  |  |  |  | 099-10479 | 099-10479 | Southwest | Memorial Hermann Hospital - Sports Medicine | Sports Medicine | Suite 570
YES | YES |  |  |  | 099-10777 | 099-10777 | Sterling | Stim |  |  | SW - 8th Floor |  |  |  |  | 099-10777 | 099-10777 | Southwest | Memorial Hermann Southwest Hospital | SW - 8th Floor | Rehab |  |  |  | New Add
YES | YES |  |  |  | 099-00405 | 099-00405 | Sterling medical technologies | Impulse hvg |  |  | SMR - (TMC) - SHEPHERD SQUARE |  |  |  |  | 099-00405 | 099-00405 | Tmc |  | SMR - (TMC) - SHEPHERD SQUARE |  | 2/1/20
YES | YES |  |  |  | 151-01520 | 151-01520 | Sterrad | 100nx |  |  | Spd |  |  |  |  | 151-01520 | 151-01520 | Northwest | Memorial Hermann Cypress Hospital | Spd | Spd | 9/1/19 | 3/1/20
YES | YES |  |  |  | 029-11548 | 029-11548 | Sterrad | 100NX |  |  | Sterile processing |  |  |  |  | 029-11548 | 029-11548 | Woodlands | Memorial Hermann in the woodlands | Sterile processing | Sterile processing | 1/1/19 |  | 5/1/20
YES | YES |  |  |  | 029-11549 | 029-11549 | Sterrad | 100NX |  |  | Sterile processing |  |  |  |  | 029-11549 | 029-11549 | Woodlands | Memorial Hermann in the woodlands | Sterile processing | Sterile processing | 12/1/19 |  | 5/1/20
YES | YES |  |  |  | 005-11915 | 005-11915 | Sterrad | 100NX |  |  | SE - OR |  |  |  |  | 005-11915 | 005-11915 | Southeast | Southeast | SE - OR | W3 236
YES | YES |  |  |  | 099-10864 | 099-10864 | Sterrad | Velocity |  |  | SW - CPD |  |  |  |  | 099-10864 | 099-10864 | Southwest | Memorial Hermann Southwest Hospital | SW - CPD | CPD |  |  |  | New Add
YES | YES |  |  |  | 099-07798 | 099-07798 | Sterrad | Velocity reader |  |  | SE - OR |  |  |  |  | 099-07798 | 099-07798 | Southeast | Southeast | SE - OR | W3 236
NO | NO | [5 empty] | Stex | 8020E |  | 8ELOTZG 100 | PARC - GESSNER INPATIENT REHAB | MHHS-PARC | [5 empty] | Central & Greater Heights |  | PARC - GESSNER INPATIENT REHAB | [5 empty] | TREADMILLS |  | .needs class |  |  |  |  | .needs class | [8 empty] | Covered PM Repair - Lab Analyzers/Anesth | MHHS-PARC
NO | NO | [5 empty] | Stex | 8020E |  | 8ELSPZG 063 | PARC - GESSNER INPATIENT REHAB | MHHS-PARC | [5 empty] | Central & Greater Heights |  | PARC - GESSNER INPATIENT REHAB | [5 empty] | TREADMILLS |  | .needs class |  |  |  |  | .needs class | [8 empty] | Covered PM Repair - Biomedical | MHHS-PARC
NO | NO | [5 empty] | Stex | 8020E |  | 8ELOTZG 101 | PARC - GESSNER INPATIENT REHAB | MHHS-PARC | [5 empty] | Central & Greater Heights |  | PARC - GESSNER INPATIENT REHAB | [5 empty] | TREADMILLS |  | .needs class |  |  |  |  | .needs class | [8 empty] | Not Covered Vendor Only - Lab Ana/Anes | MHHS-PARC
NO | NO | [5 empty] | Stex | 8025T |  | 8DTOTZG 200 | PARC - GESSNER INPATIENT REHAB | MHHS-PARC | [5 empty] | Central & Greater Heights |  | PARC - GESSNER INPATIENT REHAB | [5 empty] | TREADMILLS |  | .needs class |  |  |  |  | .needs class | [8 empty] | Covered PM Repair - Lab Analyzers/Anesth | MHHS-PARC
NO | NO | [5 empty] | Stex | 8025T |  | 8DTSPZG 145 | PARC - GESSNER INPATIENT REHAB | MHHS-PARC | [5 empty] | Central & Greater Heights |  | PARC - GESSNER INPATIENT REHAB | [5 empty] | TREADMILLS |  | .needs class |  |  |  |  | .needs class | [8 empty] | Covered PM Repair - Lab Analyzers/Anesth | MHHS-PARC
NO | NO | [5 empty] | Stex | STEX 8020R |  | 8BROTZG 039 | PARC - GESSNER INPATIENT REHAB | MHHS-PARC | [5 empty] | Central & Greater Heights |  | PARC - GESSNER INPATIENT REHAB | [5 empty] | EXERCISERS |  | .needs class | [13 empty] | Covered PM Repair - Biomedical | MHHS-PARC
YES | YES |  |  |  | 099-02077 | 099-02077 | Stihler electronic | Astotherm plus |  | Dna5142 | KATY - MED/SURG 5TH FLOOR |  |  |  |  | 099-02077 | 099-02077 | Katy | Memorial Hermann Katy Hospital | KATY - MED/SURG 5TH FLOOR | Equipment storage | 4/1/18 | 4/1/19 |  | Model may be ap220na
NO | YES |  |  |  | 145-01317 | 145-01317 | Stihler Electronics | ASTOTHERM PLUS AP220NA |  | DNA2979Q | Pearland-Dialysis | MHHS-Pearland Hospital |  |  |  | 145-01317 | 145-01317 | Pearland | MHHS-Pearland Hospital | Pearland-Dialysis | Clean linen N3 142 | 6/1/18 | 6/1/19 |  |  | WARMING UNITS, BLOOD/INTRAVENOUS SOLUTION | Warmer, Blood/Fluid | WARMERBLOODFLUID-Gambro Renal-Astotherm Plus |  |  |  |  | WARMERBLOODFLUID-Gambro Renal-Astotherm Plus | [5 empty] | 1/1/20 |  | WBF-SA | Not Covered Vendor Only - Biomedical | MHHS-Pearland Hospital | [8 empty] | WARMERBLOODFLUID | Warmer, Blood/Fluid | GAMBRO
NO | YES |  |  |  | 005-33387 | 005-33387 | Stihler Electronics | ASTOTHERM PLUS AP220NA |  | DNA2809Q | SE-Dialysis | MHHS-Southeast |  |  |  | 005-33387 | 005-33387 | Southeast | MHHS-Southeast | SE-Dialysis | W3 209 |  |  |  |  | WARMING UNITS, BLOOD/INTRAVENOUS SOLUTION |  | WARMERBLOODFLUID-Gambro Renal-Astotherm Plus |  |  |  |  | WARMERBLOODFLUID-Gambro Renal-Astotherm Plus | [5 empty] | 1/1/20 |  |  | Not Covered Vendor Only - Biomedical | MHHS-Southeast
NO | NO |  |  |  | 069-21765 |  | Stihler Electronics | ASTOTHERM PLUS AP220NA |  | DNA1059 | TMC - JONES - APHERESIS (9J) | MHHS-TMC |  |  |  | 069-21765 |  | TMC |  | TMC - JONES - APHERESIS (9J) | [5 empty] | WARMING UNITS, BLOOD/INTRAVENOUS SOLUTION |  | WARMERBLOODFLUID-Gambro Renal-Astotherm Plus |  |  |  |  | WARMERBLOODFLUID-Gambro Renal-Astotherm Plus | [8 empty] | Not Covered Vendor Only - Biomedical | MHHS-TMC
NO | NO |  |  |  | 069-21766 |  | Stihler Electronics | ASTOTHERM PLUS AP220NA |  | DNA1060 | TMC - JONES - APHERESIS (9J) | MHHS-TMC |  |  |  | 069-21766 |  | TMC |  | TMC - JONES - APHERESIS (9J) | [5 empty] | WARMING UNITS, BLOOD/INTRAVENOUS SOLUTION |  | WARMERBLOODFLUID-Gambro Renal-Astotherm Plus |  |  |  |  | WARMERBLOODFLUID-Gambro Renal-Astotherm Plus | [8 empty] | Not Covered Vendor Only - Biomedical | MHHS-TMC
NO | YES |  |  |  | 005-08869 | 005-08869 | STILLE | IMAGI |  |  | SE-OR | MHHS-Southeast |  |  |  | 005-08869 | 005-08869 | Southeast | MHHS-Southeast | SE-OR | Hall | 10/1/19 |  | 4/1/20 |  | TABLES, OPERATING |  | .needs class | [5 empty] | Stille-Sonesta | [7 empty] | Covered PM Repair - Biomedical | MHHS-Southeast
NO | YES |  |  |  | 013-15726 | 013-15726 | STILLE | IMAGIQ 508-170-000UH |  |  | SW-HVI-OR | MHHS-Southwest |  |  |  | 013-15726 | 013-15726 | Southwest | MHHS-Southwest | SW-HVI-OR | CVOR4 | 3/1/20 |  | 9/1/20 |  | TABLES, IMAGING, RADIOGRAPHIC |  | .needs class | [5 empty] | Stille-Sonesta | [7 empty] | Covered PM Repair - Biomedical | MHHS-Southwest
NO | NO |  |  |  | 013-17167 |  | STILLE | IMAGIQ 508-170-000UH |  |  | SW - HVI - OR | MHHS-Southwest |  |  |  | 013-17167 |  | Southwest |  | SW - HVI - OR | [5 empty] | TABLES, IMAGING, RADIOGRAPHIC |  | .needs class | [5 empty] | Stille-Sonesta | [7 empty] | Covered PM Repair - Biomedical | MHHS-Southwest
NO | YES |  |  |  | 145-01212 | 145-01212 | STILLE | IMAGIQ2 |  |  | Pearland-OR | MHHS-Pearland Hospital |  |  |  | 145-01212 | 145-01212 | Pearland | MHHS-Pearland Hospital | Pearland-OR | Pearland OR4 | 10/1/19 | 10/1/20 |  |  | TABLES, IMAGING, RADIOGRAPHIC |  | .needs class | [5 empty] | Stille-Sonesta | [7 empty] | Covered PM Repair - Biomedical | MHHS-Pearland Hospital
NO | NO |  |  |  | 041-09115 |  | STILLE | SONESTA 6202 |  |  | MH MG - (MC) - UROLOGY MC (MP3) | MHHS-MG |  |  |  | 041-09115 |  | West & Memorial City |  | MH MG - (MC) - UROLOGY MC (MP3) | [5 empty] | TABLES, EXAMINATION/TREATMENT |  | .needs class | [5 empty] | Stille-Sonesta | [7 empty] | Covered PM Repair - Radiology, Low End | MHHS-MG
NO | NO |  |  |  | 241-00369 |  | STILLE | STA6210 |  | 12-70034 | TIRR - UROLOGY/SPEC PROC (17) | MHHS-TIRR |  |  |  | 241-00369 |  | TMC |  | TIRR - UROLOGY/SPEC PROC (17) | [5 empty] | TABLES, IMAGING, RADIOGRAPHIC |  | .needs class | [5 empty] | Stille-Sonesta | [7 empty] | Covered PM Repair - Biomedical | MHHS-TIRR
NO | NO |  |  |  | 241-01792 |  | STILLE | STA6210 |  |  | TIRR - UROLOGY/SPEC PROC (17) | MHHS-TIRR |  |  |  | 241-01792 |  | TMC |  | TIRR - UROLOGY/SPEC PROC (17) | [5 empty] | TABLES, IMAGING, RADIOGRAPHIC |  | .needs class | [5 empty] | Stille-Sonesta | [7 empty] | Covered PM Repair - Biomedical | MHHS-TIRR
NO | NO |  |  |  | 143-01681 |  | STIMSOURCE | COMFOR-TENS |  |  | SMR - (SE) - EAST HOUSTON | MHHS-SMR |  |  |  | 143-01681 |  | Southeast & Bay Area |  | SMR - (SE) - EAST HOUSTON | [5 empty] | STIMULATORS, ELECTRICAL, NEUROMUSCULAR |  | .needs class | [13 empty] | Covered PM Repair - Biomedical | MHHS-SMR
NO | NO |  |  |  | UT-1609-02220 |  | Stirling Ultracold | SHUTTLE ULT:25 |  | 1609-02220 | TMC - ROBERTSON - CLIN RESEARCH (3R) | MHHS-TMC |  |  |  | UT-1609-02220 |  | TMC |  | TMC - ROBERTSON - CLIN RESEARCH (3R) | [5 empty] | FREEZERS, LABORATORY, CRYOGENIC |  | .needs class | [5 empty] | STIRLINGULTRACOLD | [7 empty] | Covered PM Repair - Biomedical | MHHS-TMC
YES | YES | Serial Number 0 |  |  | 099-07618 | 099-07618 | Stockert | Evo |  |  | TMC - OR - PEDI OR (2R) |  |  |  |  | 099-07618 | 099-07618 | TMC | Memorial Hermann Texas Medical Center | TMC - OR - PEDI OR (2R) | OR 7
YES | YES | Serial Number 0 |  |  | 069-38275 | 069-38275 | Stockert | S5 Roller Pump 150 |  |  | TWC |  |  |  |  | 069-38275 | 069-38275 | TMC | Memorial Hermann Heart | TWC | CVOR 2 | [6 empty] | PUMPBLOODEXTRACORPCIRC-Sorin Group-S5RollerPump150
YES | YES | Serial Number 0 |  |  | 069-38274 | 069-38274 | Stockert | S5 Roller Pump 150 |  |  | TWC |  |  |  |  | 069-38274 | 069-38274 | TMC | Memorial Hermann Heart | TWC | CVOR 2 | [6 empty] | PUMPBLOODEXTRACORPCIRC-Sorin Group-S5RollerPump150
YES | YES | Serial Number 0 |  |  | 069-38273 | 069-38273 | Stockert | S5 Roller Pump 150 |  |  | TWC |  |  |  |  | 069-38273 | 069-38273 | TMC | Memorial Hermann Heart | TWC | CVOR 2 | [6 empty] | PUMPBLOODEXTRACORPCIRC-Sorin Group-S5RollerPump150
YES | YES | Serial Number 0 |  |  | 069-38272 | 069-38272 | Stockert | S5 Roller Pump 150 |  |  | TWC |  |  |  |  | 069-38272 | 069-38272 | TMC | Memorial Hermann Heart | TWC | CVOR 2 | [6 empty] | PUMPBLOODEXTRACORPCIRC-Sorin Group-S5RollerPump150
YES | YES | Serial Number 0 |  |  | 069-38271 | 069-38271 | Stockert | S5 Roller Pump 150 |  |  | TWC |  |  |  |  | 069-38271 | 069-38271 | TMC | Memorial Hermann Heart | TWC | CVOR 2 | [6 empty] | PUMPBLOODEXTRACORPCIRC-Sorin Group-S5RollerPump150
YES | YES | Asset Tag 029-10209 |  |  | 029-10209 | 029-10209 | STOCKERT GMBH |  |  |  | WOODLANDS - PCU5 |  |  |  |  | 029-10209 | 029-10209 | Woodlands | Herman woodland hospital | WOODLANDS - PCU5 | Cath lab 2
YES | YES |  |  |  | 041-19758 | 041-19758 | Stockert GmbH | Smart Ablate System Remote Control |  | G4RV-1302 | MEMORIAL CITY - CATH LAB |  |  |  |  | 041-19758 | 041-19758 | West | Heart | MEMORIAL CITY - CATH LAB | EP 215.1 Cath Lab 1 |  |  |  | No PM sticker and not a complete system.
YES | YES | Asset Tag 029-10209 |  |  | 029-10209 | 029-10209 | Stockert GmbH | SmartAblate |  | G4RC-1320 | Cath Lab |  |  |  |  | 029-10209 | 029-10209 | Woodlands | Memorial Hermann Hospital Woodlands | Cath Lab | Cath Lab 2
YES | YES |  |  |  | 099-14682 | 099-14682 | Stockert GmbH | Smartablate |  | 01042601663719181115061821G4RC0672 | TMC - CATH LAB - ADULT (2HVI) |  |  |  |  | 099-14682 | 099-14682 | TMC | Memorial Hermann-Texas Medical Center | TMC - CATH LAB - ADULT (2HVI) | OR6
YES | YES | Serial Number 0 |  |  | 069-26514 | 069-26514 | Stockert Shiley | 10-80-00 |  |  | TMC - OR - CVOR (7HVI) |  |  |  |  | 069-26514 | 069-26514 | TMC | Memorial Hermann-Texas Medical Center | TMC - OR - CVOR (7HVI) | OR 3
YES | YES | Serial Number 0 |  |  | 069-26516 | 069-26516 | Stockert Shiley | 10-80-00 |  |  | TMC - OR - CVOR (7HVI) |  |  |  |  | 069-26516 | 069-26516 | TMC | Memorial Hermann-Texas Medical Center | TMC - OR - CVOR (7HVI) | OR 3
YES | YES | Serial Number 0 |  |  | 069-26515 | 069-26515 | Stockert Shiley | 10-80100 |  |  | TMC - OR - CVOR (7HVI) |  |  |  |  | 069-26515 | 069-26515 | TMC | Memorial Hermann-Texas Medical Center | TMC - OR - CVOR (7HVI) | OR 3
YES | YES | Serial Number 0 |  |  | 069-26513 | 069-26513 | Stockert Shiley | 10-85-00 |  |  | TMC - OR - CVOR (7HVI) |  |  |  |  | 069-26513 | 069-26513 | TMC | Memorial Hermann-Texas Medical Center | TMC - OR - CVOR (7HVI) | OR 3
YES | YES |  |  |  | 029-13367 | 029-13367 | Stockert Shiley | 23-07-50 |  | 23S24069 | OR |  |  |  |  | 029-13367 | 029-13367 | Woodlands | Herman memorial hospital Woodlands | OR | Equipment Storage |  |  |  | Bubble Detector
YES | YES |  |  |  | 069-28711 | 069-28711 | Stockert Shiley | 25-40-45 |  | 25s04721 | TMC - OR - ANESTHESIA (CONTRACT EQUIP) |  |  |  |  | 069-28711 | 069-28711 | TMC | Memorial Hermann-Texas Medical Center | TMC - OR - ANESTHESIA (CONTRACT EQUIP) | OR 7
YES | YES | Serial Number 0 |  |  | 099-12630 | 099-12630 | Stockert Shiley | 5S Battery Discharger 28-98-90 |  |  | TMC - OR - CVOR (7HVI) |  |  |  |  | 099-12630 | 099-12630 | TMC | Memorial Hermann Heart | TMC - OR - CVOR (7HVI) | Sterile Core
YES | YES | Serial Number 0 |  |  | 099-12633 | 099-12633 | Stockert Shiley | 5S Battery Discharger 28-98-90 |  |  | TMC - OR - CVOR (7HVI) |  |  |  |  | 099-12633 | 099-12633 | TMC | Memorial Hermann Heart | TMC - OR - CVOR (7HVI) | Sterile Core
YES | YES |  |  |  | 099-12635 | 099-12635 | Stockert Shiley | 5S Battery Discharger 28-98-90 |  | 28S28630 | TMC - OR - CVOR (7HVI) |  |  |  |  | 099-12635 | 099-12635 | TMC | Memorial Hermann Heart | TMC - OR - CVOR (7HVI) | Sterile Core
YES | YES |  |  |  | 099-12636 | 099-12636 | Stockert Shiley | 5S Battery Discharger 28-98-90 |  | 28S28629 | TMC - OR - CVOR (7HVI) |  |  |  |  | 099-12636 | 099-12636 | TMC | Memorial Hermann Heart | TMC - OR - CVOR (7HVI) | Sterile Core
YES | YES | [5 empty] | Stockert Shiley | D-80939 |  | (01)04033817660419(21)28S1986 | TMC - SAROFIM 3 - OR | [6 empty] | TMC | Memorial Hermann-Texas Medical Center | TMC - SAROFIM 3 - OR | Storage S3 415 | 5/1/19 |  | 5/1/20
YES | YES | Serial Number 0 |  |  | 029-12974 | 029-12974 | Stockert Shiley | Display and Control |  |  | OR |  |  |  |  | 029-12974 | 029-12974 | Woodlands | Herman memorial hospital Woodlands | OR | Equipment Storage
YES | YES |  |  |  | 069-45382 | 069-45382 | Stockert Shiley | IPX1 |  | Nsn | Memorial Hermann- Texas Medical Center-OR-PACU nurse station |  |  |  |  | 069-45382 | 069-45382 |  | TMC | Memorial Hermann- Texas Medical Center-OR-PACU nurse station | OR09 | 1/1/18 |  | 1/1/19
YES | YES | Serial Number 0 |  |  | 099-10034 | 099-10034 | Stockert Shiley | Mast roller pump 150 |  |  | TMC - OR - PEDI OR (2R) |  |  |  |  | 099-10034 | 099-10034 | TMC | Memorial Hermann Texas Medical Center | TMC - OR - PEDI OR (2R) | OR 7
YES | YES | Serial Number 0 |  |  | 099-07616 | 099-07616 | Stockert Shiley | Mast roller pump 85 |  |  | TMC - OR - PEDI OR (2R) |  |  |  |  | 099-07616 | 099-07616 | TMC | Memorial Hermann Texas Medical Center | TMC - OR - PEDI OR (2R) | OR 7
YES | YES | Serial Number 0 |  |  | 099-07615 | 099-07615 | Stockert Shiley | Mast roller pump 85 |  |  | TMC - OR - PEDI OR (2R) |  |  |  |  | 099-07615 | 099-07615 | TMC | Memorial Hermann Texas Medical Center | TMC - OR - PEDI OR (2R) | OR 7
YES | YES | Serial Number 0 |  |  | 069-39593 | 069-39593 | Stockert Shiley | S5 |  |  | TMC - HVI - OR |  |  |  |  | 069-39593 | 069-39593 | TMC | Memorial Hermann- Texas Medical Center | TMC - HVI - OR | Cv OR 4 |  |  |  | No PM Sticker
YES | YES | Serial Number 0 |  |  | 069-39594 | 069-39594 | Stockert Shiley | S5 |  |  | TMC - HVI - OR |  |  |  |  | 069-39594 | 069-39594 | TMC | Memorial Hermann- Texas Medical Center | TMC - HVI - OR | Cv OR 4 |  |  |  | No PM Sticker
YES | YES | Serial Number 0 |  |  | 069-39595 | 069-39595 | Stockert Shiley | S5 |  |  | TMC - HVI - OR |  |  |  |  | 069-39595 | 069-39595 | TMC | Memorial Hermann- Texas Medical Center | TMC - HVI - OR | Cv OR 4 |  |  |  | No PM Sticker
YES | YES | Serial Number 0 |  |  | 069-39596 | 069-39596 | Stockert Shiley | S5 |  |  | TMC - HVI - OR |  |  |  |  | 069-39596 | 069-39596 | TMC | Memorial Hermann- Texas Medical Center | TMC - HVI - OR | Cv OR 4 |  |  |  | No PM Sticker
YES | YES | Serial Number 0 |  |  | 069-39597 | 069-39597 | Stockert Shiley | S5 |  |  | TMC - HVI - OR |  |  |  |  | 069-39597 | 069-39597 | TMC | Memorial Hermann- Texas Medical Center | TMC - HVI - OR | Cv OR 4 |  |  |  | No PM Sticker
YES | YES | Serial Number 0 |  |  | 069-29830 | 069-29830 | Stockert Shiley | S5 10-85-00 |  |  | Surgery |  |  |  |  | 069-29830 | 069-29830 | TMC | Memorial Hermann Heart | Surgery | OR 4
YES | YES | Serial Number 0 |  |  | 069-29829 | 069-29829 | Stockert Shiley | S5 10-85-00 |  |  | Surgery |  |  |  |  | 069-29829 | 069-29829 | TMC | Memorial Hermann Heart | Surgery | OR 4
YES | YES | Serial Number 0 |  |  | 069-29828 | 069-29828 | Stockert Shiley | S5 10-85-00 |  |  | Surgery |  |  |  |  | 069-29828 | 069-29828 | TMC | Memorial Hermann Heart | Surgery | OR 4
YES | YES | Serial Number 0 |  |  | 069-29827 | 069-29827 | Stockert Shiley | S5 10-85-00 |  |  | Surgery |  |  |  |  | 069-29827 | 069-29827 | TMC | Memorial Hermann Heart | Surgery | OR 4
YES | YES | Serial Number 0 |  |  | 029-13364 | 029-13364 | Stockert Shiley | S5 Double Roller Pump |  |  | OR |  |  |  |  | 029-13364 | 029-13364 | Woodlands | Herman memorial hospital Woodlands | OR | Equipment Storage
YES | YES | Serial Number 0 |  |  | 069-36168 | 069-36168 | Stockert Shiley | S5 double roller pump 85 |  |  | TMC - OR - ANESTHESIA (CONTRACT EQUIP) |  |  |  |  | 069-36168 | 069-36168 | TMC | Memorial Hermann-Texas Medical Center | TMC - OR - ANESTHESIA (CONTRACT EQUIP) | OR 7
YES | YES | Serial Number 0 |  |  | 099-07359 | 099-07359 | Stockert Shiley | S5 double roller pump 85 |  |  | TMC - OR - (2HP) |  |  |  |  | 099-07359 | 099-07359 | TMC | Memorial Hermann-Texas Medical Center | TMC - OR - (2HP) | Storage
YES | YES |  |  |  | 069-29045 | 069-29045 | Stockert Shiley | S5 double roller pump 85 |  | See notes | TMC - OR - (2HP) |  |  |  |  | 069-29045 | 069-29045 | TMC | Memorial Hermann-Texas Medical Center | TMC - OR - (2HP) | Storage |  |  |  | Serial captured in picture, tight spot
YES | YES | Serial Number 0 |  |  | 099-07725 | 099-07725 | Stockert Shiley | S5 DOUBLE ROLLER PUMP 85 |  |  | TMC - OR - ANESTHESIA (2HP) |  |  |  |  | 099-07725 | 099-07725 | TMC | Memorial Hermann-Texas Medical Center | TMC - OR - ANESTHESIA (2HP) | TMC - BIOMED SHOP |  |  |  | NEW
YES | YES | Serial Number 0 |  |  | 099-07363 | 099-07363 | Stockert Shiley | S5 mast roller pump |  |  | TMC - OR - (2HP) |  |  |  |  | 099-07363 | 099-07363 | TMC | Memorial Hermann-Texas Medical Center | TMC - OR - (2HP) | Storage
YES | YES | Serial Number 0 |  |  | 029-13363 | 029-13363 | Stockert Shiley | S5 Roller Pump 15 |  |  | OR |  |  |  |  | 029-13363 | 029-13363 | Woodlands | Herman memorial hospital Woodlands | OR | Equipment Storage
YES | YES | Serial Number 0 |  |  |  |  | Stockert Shiley | S5 roller pump 150 |  |  | TMC - OR - ANESTHESIA (CONTRACT EQUIP) | [6 empty] | TMC | Memorial Hermann-Texas Medical Center | TMC - OR - ANESTHESIA (CONTRACT EQUIP) | OR 7 | [6 empty] | PUMPBLOODEXTRACORPCIRC-Sorin Group-S5RollerPump150
YES | YES | Serial Number 0 |  |  | 069-29044 | 069-29044 | Stockert Shiley | S5 roller pump 150 |  |  | TMC - OR - ANESTHESIA (CONTRACT EQUIP) |  |  |  |  | 069-29044 | 069-29044 | TMC | Memorial Hermann-Texas Medical Center | TMC - OR - ANESTHESIA (CONTRACT EQUIP) | OR 7 | [6 empty] | PUMPBLOODEXTRACORPCIRC-Sorin Group-S5RollerPump150
YES | YES | Serial Number 0 |  |  | 099-07357 | 099-07357 | Stockert Shiley | S5 roller pump 150 |  |  | TMC - OR - (2HP) |  |  |  |  | 099-07357 | 099-07357 | TMC | Memorial Hermann-Texas Medical Center | TMC - OR - (2HP) | Storage | [6 empty] | PUMPBLOODEXTRACORPCIRC-Sorin Group-S5RollerPump150
YES | YES | Serial Number 0 |  |  | 099-07358 | 099-07358 | Stockert Shiley | S5 roller pump 150 |  |  | TMC - OR - (2HP) |  |  |  |  | 099-07358 | 099-07358 | TMC | Memorial Hermann-Texas Medical Center | TMC - OR - (2HP) | Storage | [6 empty] | PUMPBLOODEXTRACORPCIRC-Sorin Group-S5RollerPump150
YES | YES | Serial Number 0 |  |  | 099-07726 | 099-07726 | Stockert Shiley | S5 ROLLER PUMP 150 |  |  | TMC - OR - ANESTHESIA (2HP) |  |  |  |  | 099-07726 | 099-07726 | TMC | Memorial Hermann-Texas Medical Center | TMC - OR - ANESTHESIA (2HP) | TMC - BIOMED SHOP |  |  |  | NEW |  |  | PUMPBLOODEXTRACORPCIRC-Sorin Group-S5RollerPump150
YES | YES | Serial Number 0 |  |  | 099-07727 | 099-07727 | Stockert Shiley | S5 ROLLER PUMP 150 |  |  | TMC - OR - ANESTHESIA (2HP) |  |  |  |  | 099-07727 | 099-07727 | TMC | Memorial Hermann-Texas Medical Center | TMC - OR - ANESTHESIA (2HP) | TMC - BIOMED SHOP | 4/1/20 |  |  | NEW |  |  | PUMPBLOODEXTRACORPCIRC-Sorin Group-S5RollerPump150
YES | YES | Serial Number 0 |  |  | 099-07728 | 099-07728 | Stockert Shiley | S5 ROLLER PUMP 150 |  |  | TMC - OR - ANESTHESIA (2HP) |  |  |  |  | 099-07728 | 099-07728 | TMC | Memorial Hermann-Texas Medical Center | TMC - OR - ANESTHESIA (2HP) | TMC - BIOMED SHOP | 4/1/20 |  |  | NEW |  |  | PUMPBLOODEXTRACORPCIRC-Sorin Group-S5RollerPump150
YES | YES | Serial Number 0 |  |  | 099-07729 | 099-07729 | Stockert Shiley | S5 ROLLER PUMP 150 |  |  | TMC - OR - ANESTHESIA (2HP) |  |  |  |  | 099-07729 | 099-07729 | TMC | Memorial Hermann-Texas Medical Center | TMC - OR - ANESTHESIA (2HP) | TMC - BIOMED SHOP | 4/1/20 |  |  | NEW |  |  | PUMPBLOODEXTRACORPCIRC-Sorin Group-S5RollerPump150
YES | YES | Serial Number Cnf |  |  |  |  | Stockert Shiley | SCP |  | Cnf | Surgery | [6 empty] | TMC | Memorial Hermann Heart | Surgery | OR 4
YES | YES |  |  |  | 069-19609 | 069-19609 | Stockert Shiley | SIII |  |  | TMC - SAROFIM 3 - OR |  |  |  |  | 069-19609 | 069-19609 | TMC | Memorial Hermann-Texas Medical Center | TMC - SAROFIM 3 - OR | Storage S3 415 |  |  |  | No pm found
YES | YES |  |  |  | 069-19613 | 069-19613 | Stockert Shiley | SIII |  |  | TMC - SAROFIM 3 - OR |  |  |  |  | 069-19613 | 069-19613 | TMC | Memorial Hermann-Texas Medical Center | TMC - SAROFIM 3 - OR | Storage S3 415 |  |  |  | No pm found
YES | YES |  |  |  | 069-19614 | 069-19614 | Stockert Shiley | SIII |  |  | TMC - SAROFIM 3 - OR |  |  |  |  | 069-19614 | 069-19614 | TMC | Memorial Hermann-Texas Medical Center | TMC - SAROFIM 3 - OR | Storage S3 415 |  |  |  | No pm found
YES | YES |  |  |  | 099-07039 | 099-07039 | Stockert Shiley | SIII |  |  | TMC - SAROFIM 3 - OR |  |  |  |  | 099-07039 | 099-07039 | TMC | Memorial Hermann-Texas Medical Center | TMC - SAROFIM 3 - OR | Storage S3 415
YES | YES |  |  |  | 099-08786 | 099-08786 | Stockert Shiley | SmartAblate HF Generator |  | G4C-2626 | SW - CATH LAB |  |  |  |  | 099-08786 | 099-08786 | Southwest | Memorial Hermann Heart | SW - CATH LAB | HVI EP4 |  |  |  | No PM Sticker
YES | YES |  |  |  | 099-00212 | 099-00212 | Stockert Shiley | SmartAblate System Remote Control |  | G4CP-2063 | Biomed shop |  |  |  |  | 099-00212 | 099-00212 | Katy | Memorial Hermann Katy Hospital | Biomed shop | Biomed shop
YES | YES | Serial Number 0 |  |  | 099-07783 | 099-07783 | Stockert Shiley | Socket EVO |  |  | OR |  |  |  |  | 099-07783 | 099-07783 | TMC | Memorial Hermann-Texas Medical Center | OR | Storage
YES | YES | Serial Number 0 |  |  | 099-07782 | 099-07782 | Stockert Shiley | Socket S5 |  |  | OR |  |  |  |  | 099-07782 | 099-07782 | TMC | Memorial Hermann-Texas Medical Center | OR | Storage
YES | YES | Serial Number 0 |  |  | 069-29046 | 069-29046 | Stockert Shiley | Socket S5 |  |  | OR |  |  |  |  | 069-29046 | 069-29046 | TMC | Memorial Hermann-Texas Medical Center | OR | Storage
YES | YES |  |  |  | 009-06636 | 009-06636 | Stockert Shiley | Stockert 70 |  |  | Cathlab |  |  |  |  | 009-06636 | 009-06636 | Central | Memorial Hermann Cancer Center - Greater Heights (#150) | Cathlab | Cathlab | 4/1/19 |  | 4/1/20 | Removed from service
NO | NO | [5 empty] | STOCKERT-SHILEY | CAPS |  | 10S7663 | GH - OR CV PERFUSION | MHHS-Greater Heights | [5 empty] | Central & Greater Heights |  | GH - OR CV PERFUSION | [5 empty] | HEART-LUNG BYPASS UNITS |  | .needs class | [5 empty] | Stockert | [7 empty] | Not Covered Vendor Only - Biomedical | MHHS-Greater Heights
NO | NO |  |  |  | 069-26517 |  | STOCKERT-SHILEY | S5 |  |  | TMC - HVI - PERFUSION (7HVI) | MHHS-TMC |  | Ultrasound, Diagnostic |  | 069-26517 |  | TMC |  | TMC - HVI - PERFUSION (7HVI) | [5 empty] | HEART-LUNG BYPASS UNITS |  | ULTRASOUNDDIAGNOSTIC-Volcano-S5 | ULTRASOUNDDIAGNOSTIC | S5 |  |  |  | Volcano | Ultrasound, Diagnostic |  |  | ULTRASOUNDDIAGNOSTIC-Volcano-S5 |  |  |  | Covered PM Repair - Biomedical | MHHS-TMC
YES | YES |  |  |  |  | 041-03164 | Storz | 264320 20 |  | KK 1678 | Biomed | [5 empty] | 041-03164 | West | Memorial City- Memorial Hermann Hospital | Biomed | Biomed Shop |  |  |  | PM past due
NO | YES |  |  |  | 069-42636 | 069-42636 | STORZ | C-MAC |  | ST 9160 | TMC-Jones-ENT Clinic (Jb) | MHHS-TMC |  | Laryngoscopes |  | 069-42636 | 069-42636 | TMC | MHHS-TMC | TMC-Jones-ENT Clinic (Jb) | Audiology | 11/1/19 |  | 11/1/20 |  | LARYNGOSCOPES, FLEXIBLE, INTUBATION, VIDEO |  | LARYNGOSCOPES-KarlStorz-C-MAC | LARYNGOSCOPES | C-MAC |  |  |  | KarlStorz | Laryngoscopes |  |  | LARYNGOSCOPES-KarlStorz-C-MAC | 4/11/00 |  |  | Covered PM Repair - Biomedical | MHHS-TMC
NO | NO | [5 empty] | STORZ | C-MAC 8401ZX |  | YZ 2697 | SW - ICU | MHHS-Southwest |  | Monitor, Video |  |  |  | Southwest |  | SW - ICU | [5 empty] | LARYNGOSCOPES, FLEXIBLE, INTUBATION |  | MONITORVIDEO-KarlStorz-C-MAC 8401 ZX | MONITORVIDEO | C-MAC 8401 ZX |  |  |  | KarlStorz | Monitor, Video |  |  | MONITORVIDEO-KarlStorz-C-MAC 8401 ZX |  |  |  | Covered PM Repair - Biomedical | MHHS-Southwest
YES | YES |  |  |  | 074-02149 | 074-02149 | Storz Instrument Company |  |  | Nsn | TMC - OR - CVOR (7HVI) |  |  |  |  | 074-02149 | 074-02149 | TMC | Memorial Hermann-Texas Medical Center | TMC - OR - CVOR (7HVI) | Equipment room 7 |  |  |  | No PM Sticker
YES | YES |  |  |  | 069-03321 | 069-03321 | Storz Instrument Company |  |  | A05346 | TMC - JONES - ENT CLINIC (JB) |  |  |  |  | 069-03321 | 069-03321 |  | Memorial Hermann-tmc | TMC - JONES - ENT CLINIC (JB) | Jb100.11 | 7/1/19 |  | 7/1/20
YES | YES |  |  |  | OU6875 | OU6875 | Storz Instrument Company | Scb power led 175 |  | OU6875 | MEMORIAL CITY - OPERATING ROOM |  |  |  |  | OU6875 | OU6875 | West | West memorial hospital - memorial herman hospital | MEMORIAL CITY - OPERATING ROOM | Surgery room 7 |  |  |  | No pm needed
NO | NO | [5 empty] | STRECK LABORATORIES INC. | VC100 |  |  | SW - LABORATORY - FLOW CYTOMETRY | MHHS-Southwest |  | Calibrators, Pipette |  |  |  | Southwest |  | SW - LABORATORY - FLOW CYTOMETRY | [5 empty] | PIPETTES |  | TESTEQUIP-Streck Labs-VC-100 | TESTEQUIP | VC-100 |  |  |  | Streck Labs | Calibrators, Pipette |  |  | TESTEQUIP-Streck Labs-VC-100 |  |  |  | Covered PM Repair - Biomedical | MHHS-Southwest
YES | YES |  |  |  | 583-01664 | 583-01664 | Streck Laboratories, INC. | 71-100 |  |  | MEMORIAL CITY - LABORATORY |  |  |  |  | 583-01664 | 583-01664 | West | Memorial City - Memorial Hermann Hospital | MEMORIAL CITY - LABORATORY | Lab |  |  |  |  | Pipettor Calibration System
YES | YES |  |  |  | 029-07596 | 029-07596 | Streck Labs | VC-100 |  |  | WOODLANDS - LABORATORY - BLOOD BANK |  |  |  |  | 029-07596 | 029-07596 | Woodlands | Memorial Hermann The Woodlands Medical Center | WOODLANDS - LABORATORY - BLOOD BANK | Lab | 12/1/16 | 3/1/20 | 3/1/17 |  |  | Calibrators, Pipette | Pipette cal system | [12 empty] | TEST-A | [9 empty] | Test Equipment | TESTEQUIP | Calibrators, Pipette | Streck Labs
NO | YES |  |  |  | ZSJ1317 |  | STRYKER |  |  |  | Rental Equipment | MHHS-Greater Heights |  |  |  | ZSJ1317 |  | Central & Greater Heights |  | Rental Equipment | [7 empty] | .Needs Class |  | SCALE FOR BARI 10-A BARIATRIC BED |  |  | .Needs Class | [6 empty] | Verified as Rental |  |  | MHHS-Greater Heights
NO | YES |  |  |  | ZSJ1321 |  | STRYKER |  |  |  | Rental Equipment | MHHS-Greater Heights |  |  |  | ZSJ1321 |  | Central & Greater Heights |  | Rental Equipment | [7 empty] | .Needs Class |  | SCALE FOR BARI 10-A BARIATRIC BED |  |  | .Needs Class | [6 empty] | Verified as Rental |  |  | MHHS-Greater Heights
NO | YES |  |  |  | ZSJ1316 |  | STRYKER |  |  |  | Rental | MHHS-Katy Rehab |  |  |  | ZSJ1316 |  | Katy |  | Rental | [7 empty] | .Needs Class |  | SCALE FOR BARI 10-A BARIATRIC BED |  |  | .Needs Class | [6 empty] | Verified as Rental |  |  | MHHS-Katy Rehab
NO | YES |  |  |  | ZSJ230 |  | STRYKER |  |  | ZSJ0230 | Rental | MHHS-Mem City |  |  |  | ZSJ230 |  | West & Memorial City |  | Rental | [7 empty] | .Needs Class |  | SCALE FOR BARI 10-A BARIATRIC BED |  |  | .Needs Class | [6 empty] | Verified as Rental |  |  | MHHS-Mem City
NO | YES |  |  |  | ZSJ1315 |  | STRYKER |  |  |  | Rental | MHHS-Mem City |  |  |  | ZSJ1315 |  | West & Memorial City |  | Rental | [7 empty] | .Needs Class |  | SCALE FOR BARI 10-A BARIATRIC BED |  |  | .Needs Class | [6 empty] | Verified as Rental |  |  | MHHS-Mem City
NO | YES |  |  |  | ZSJ1570 |  | STRYKER |  |  | ZSJ1570 | Rental | MHHS-Mem City |  |  |  | ZSJ1570 |  | West & Memorial City |  | Rental | [7 empty] | .Needs Class |  | SCALE FOR BARI 10-A BARIATRIC BED |  |  | .Needs Class | [6 empty] | Verified as Rental |  |  | MHHS-Mem City
NO | YES |  |  |  | ZSJ513 |  | STRYKER |  |  | 2146-1243 | Rental | MHHS-Pearland Hospital |  |  |  | ZSJ513 |  | Pearland |  | Rental | [7 empty] | .Needs Class |  | SCALE FOR BARI 10-A BARIATRIC BED |  |  | .Needs Class | [6 empty] | Verified as Rental |  |  | MHHS-Pearland Hospital
NO | YES |  |  |  | ZSJ1313 |  | STRYKER |  |  |  | Rental | MHHS-TIRR |  |  |  | ZSJ1313 |  | TMC |  | Rental | [7 empty] | .Needs Class |  | SCALE FOR BARI 10-A BARIATRIC BED |  |  | .Needs Class | [6 empty] | Verified as Rental |  |  | MHHS-TIRR
NO | YES |  |  |  | ZSJ1309 |  | STRYKER |  |  |  | Rental | MHHS-Southwest |  |  |  | ZSJ1309 |  | Southwest |  | Rental | [7 empty] | .Needs Class |  | SCALE FOR BARI 10-A BARIATRIC BED |  |  | .Needs Class | [6 empty] | Verified as Rental |  |  | MHHS-Southwest
NO | YES |  |  |  | ZSJ1040 |  | STRYKER |  |  |  | Rental | MHHS-TMC |  |  |  | ZSJ1040 |  | TMC |  | Rental | [7 empty] | .Needs Class |  | SCALE FOR BARI 10-A BARIATRIC BED |  |  | .Needs Class | [6 empty] | Verified as Rental |  |  | MHHS-TMC
NO | YES |  |  |  | ZSJ1311 |  | STRYKER |  |  |  | Rental | MHHS-TMC |  |  |  | ZSJ1311 |  | TMC |  | Rental | [7 empty] | .Needs Class |  | SCALE FOR BARI 10-A BARIATRIC BED |  |  | .Needs Class | [6 empty] | Verified as Rental |  |  | MHHS-TMC
NO | YES |  |  |  | ZSJ1323 |  | STRYKER |  |  |  | Rental | MHHS-TMC |  |  |  | ZSJ1323 |  | TMC |  | Rental | [7 empty] | .Needs Class |  | SCALE FOR BARI 10-A BARIATRIC BED |  |  | .Needs Class | [6 empty] | Verified as Rental |  |  | MHHS-TMC
NO | YES |  |  |  | ZSJ168 |  | STRYKER |  |  | O. | Rental | MHHS-Woodlands |  |  |  | ZSJ168 |  | Woodlands |  | Rental | [7 empty] | .Needs Class |  | SCALE FOR BARI 10-A BARIATRIC BED |  |  | .Needs Class | [6 empty] | Verified as Rental |  |  | MHHS-Woodlands
NO | YES |  |  |  | ZSJ204 |  | STRYKER |  |  | 12841243C | Rental | MHHS-Woodlands |  |  |  | ZSJ204 |  | Woodlands |  | Rental | [7 empty] | .Needs Class |  | SCALE FOR BARI 10-A BARIATRIC BED |  |  | .Needs Class | [6 empty] | Verified as Rental |  |  | MHHS-Woodlands
NO | YES |  |  |  | ZSJ661 |  | STRYKER |  |  | 2000000361-01 | Rental | MHHS-Woodlands |  |  |  | ZSJ661 |  | Woodlands |  | Rental | [7 empty] | .Needs Class |  | SCALE FOR BARI 10-A BARIATRIC BED |  |  | .Needs Class | [6 empty] | Verified as Rental |  |  | MHHS-Woodlands
NO | YES |  |  |  | ZSJ1162 |  | STRYKER |  |  |  | Rental | MHHS-Woodlands |  |  |  | ZSJ1162 |  | Woodlands |  | Rental | [7 empty] | .Needs Class |  | SCALE FOR BARI 10-A BARIATRIC BED |  |  | .Needs Class | [6 empty] | Verified as Rental |  |  | MHHS-Woodlands
NO | YES |  |  |  | ZSJ1275 |  | STRYKER |  |  | ZSJ1275 | Rental | MHHS-Woodlands |  |  |  | ZSJ1275 |  | Woodlands |  | Rental | [7 empty] | .Needs Class |  | SCALE FOR BARI 10-A BARIATRIC BED |  |  | .Needs Class | [6 empty] | Verified as Rental |  |  | MHHS-Woodlands
NO | YES |  |  |  | ZSJ1308 |  | STRYKER |  |  |  | Rental | MHHS-Woodlands |  |  |  | ZSJ1308 |  | Woodlands |  | Rental | [7 empty] | .Needs Class |  | SCALE FOR BARI 10-A BARIATRIC BED |  |  | .Needs Class | [6 empty] | Verified as Rental |  |  | MHHS-Woodlands
NO | YES |  |  |  | ZSJ1310 |  | STRYKER |  |  |  | Rental | MHHS-Woodlands |  |  |  | ZSJ1310 |  | Woodlands |  | Rental | [7 empty] | .Needs Class |  | SCALE FOR BARI 10-A BARIATRIC BED |  |  | .Needs Class | [6 empty] | Verified as Rental |  |  | MHHS-Woodlands
NO | YES |  |  |  | ZSJ1314 |  | STRYKER |  |  |  | Rental | MHHS-Woodlands |  |  |  | ZSJ1314 |  | Woodlands |  | Rental | [7 empty] | .Needs Class |  | SCALE FOR BARI 10-A BARIATRIC BED |  |  | .Needs Class | [6 empty] | Verified as Rental |  |  | MHHS-Woodlands
NO | YES |  |  |  | ZSJ1319 |  | STRYKER |  |  |  | Rental | MHHS-Woodlands |  |  |  | ZSJ1319 |  | Woodlands |  | Rental | [7 empty] | .Needs Class |  | SCALE FOR BARI 10-A BARIATRIC BED |  |  | .Needs Class | [6 empty] | Verified as Rental |  |  | MHHS-Woodlands
NO | YES |  |  |  | ZRP199 |  | STRYKER |  |  | F04674 | Rental | MHHS-Sugarland |  |  |  | ZRP199 |  | Sugar Land |  | Rental | [7 empty] | BEDPEDSCRIB-STRYKER-CUB |  | CUB PEDIATRIC CRIB,29.5X57,400LB W/SCALE |  |  | BEDPEDSCRIB-STRYKER-CUB | [6 empty] | Verified as Rental |  |  | MHHS-Sugarland
NO | YES |  |  |  | ZRP354 |  | STRYKER |  |  | F53771 | Rental | MHHS-Sugarland |  |  |  | ZRP354 |  | Sugar Land |  | Rental | [7 empty] | BEDPEDSCRIB-STRYKER-CUB |  | CUB PEDIATRIC CRIB,29.5X57,400LB W/SCALE |  |  | BEDPEDSCRIB-STRYKER-CUB | [6 empty] | Verified as Rental |  |  | MHHS-Sugarland
NO | YES |  |  |  | ZRP111 |  | STRYKER |  |  | F04588 | Rental | MHHS-TMC |  |  |  | ZRP111 |  | TMC |  | Rental | [7 empty] | BEDPEDSCRIB-STRYKER-CUB |  | CUB PEDIATRIC CRIB,29.5X57,400LB W/SCALE |  |  | BEDPEDSCRIB-STRYKER-CUB | [6 empty] | Verified as Rental |  |  | MHHS-TMC
NO | YES |  |  |  | ZRP172 |  | STRYKER |  |  | F04666 | Rental | MHHS-TMC |  |  |  | ZRP172 |  | TMC |  | Rental | [7 empty] | BEDPEDSCRIB-STRYKER-CUB |  | CUB PEDIATRIC CRIB,29.5X57,400LB W/SCALE |  |  | BEDPEDSCRIB-STRYKER-CUB | [6 empty] | Verified as Rental |  |  | MHHS-TMC
NO | YES |  |  |  | ZRP226 |  | STRYKER |  |  | F04706 | Rental | MHHS-TMC |  |  |  | ZRP226 |  | TMC |  | Rental | [7 empty] | BEDPEDSCRIB-STRYKER-CUB |  | CUB PEDIATRIC CRIB,29.5X57,400LB W/SCALE |  |  | BEDPEDSCRIB-STRYKER-CUB | [6 empty] | Verified as Rental |  |  | MHHS-TMC
NO | YES |  |  |  | ZRP243 |  | STRYKER |  |  | F04704 | Rental | MHHS-TMC |  |  |  | ZRP243 |  | TMC |  | Rental | [7 empty] | BEDPEDSCRIB-STRYKER-CUB |  | CUB PEDIATRIC CRIB,29.5X57,400LB W/SCALE |  |  | BEDPEDSCRIB-STRYKER-CUB | [6 empty] | Verified as Rental |  |  | MHHS-TMC
NO | YES |  |  |  | ZRP320 |  | STRYKER |  |  | F08685 | Rental | MHHS-TMC |  |  |  | ZRP320 |  | TMC |  | Rental | [7 empty] | BEDPEDSCRIB-STRYKER-CUB |  | CUB PEDIATRIC CRIB,29.5X57,400LB W/SCALE |  |  | BEDPEDSCRIB-STRYKER-CUB | [6 empty] | Verified as Rental |  |  | MHHS-TMC
NO | YES |  |  |  | ZRP339 |  | STRYKER |  |  | F08846 | Rental | MHHS-TMC |  |  |  | ZRP339 |  | TMC |  | Rental | [7 empty] | BEDPEDSCRIB-STRYKER-CUB |  | CUB PEDIATRIC CRIB,29.5X57,400LB W/SCALE |  |  | BEDPEDSCRIB-STRYKER-CUB | [6 empty] | Verified as Rental |  |  | MHHS-TMC
NO | YES |  |  |  | ZSM556 |  | STRYKER |  |  | CU400-6334 | Rental Equipment | MHHS-Cypress |  |  |  | ZSM556 |  | Northwest & Cypress |  | Rental Equipment | [7 empty] | .needs class |  | BARIATRIC AP/LAL CONTROLLER |  |  | .needs class | [6 empty] | Verified as Rental |  |  | MHHS-Cypress
NO | YES |  |  |  | ZSM991 |  | STRYKER |  |  | CU40065727 | Rental Equipment | MHHS-Cypress |  |  |  | ZSM991 |  | Northwest & Cypress |  | Rental Equipment | [7 empty] | .needs class |  | BARIATRIC AP/LAL CONTROLLER |  |  | .needs class | [6 empty] | Verified as Rental |  |  | MHHS-Cypress
NO | YES |  |  |  | ZSM1065 |  | STRYKER |  |  | CU400-70463 | Rental Equipment | MHHS-Cypress |  |  |  | ZSM1065 |  | Northwest & Cypress |  | Rental Equipment | [7 empty] | .needs class |  | BARIATRIC AP/LAL CONTROLLER |  |  | .needs class | [6 empty] | Verified as Rental |  |  | MHHS-Cypress
NO | YES |  |  |  | ZSM1274 |  | STRYKER |  |  |  | Rental Equipment | MHHS-Cypress |  |  |  | ZSM1274 |  | Northwest & Cypress |  | Rental Equipment | [7 empty] | .needs class |  | BARIATRIC AP/LAL CONTROLLER |  |  | .needs class | [6 empty] | Verified as Rental |  |  | MHHS-Cypress
NO | YES |  |  |  | ZSM437 |  | STRYKER |  |  | 296-0409 | Rental Equipment | MHHS-Greater Heights |  |  |  | ZSM437 |  | Central & Greater Heights |  | Rental Equipment | [7 empty] | .needs class |  | BARIATRIC AP/LAL CONTROLLER |  |  | .needs class | [6 empty] | Verified as Rental |  |  | MHHS-Greater Heights
NO | YES |  |  |  | ZSM1000 |  | STRYKER |  |  | CU40065714 | Rental Equipment | MHHS-Greater Heights |  |  |  | ZSM1000 |  | Central & Greater Heights |  | Rental Equipment | [7 empty] | .needs class |  | BARIATRIC AP/LAL CONTROLLER |  |  | .needs class | [6 empty] | Verified as Rental |  |  | MHHS-Greater Heights
NO | YES |  |  |  | ZSM1008 |  | STRYKER |  |  | CU40065715 | Rental Equipment | MHHS-Greater Heights |  |  |  | ZSM1008 |  | Central & Greater Heights |  | Rental Equipment | [7 empty] | .needs class |  | BARIATRIC AP/LAL CONTROLLER |  |  | .needs class | [6 empty] | Verified as Rental |  |  | MHHS-Greater Heights
NO | YES |  |  |  | ZSM1009 |  | STRYKER |  |  | CU40065707 | Rental Equipment | MHHS-Greater Heights |  |  |  | ZSM1009 |  | Central & Greater Heights |  | Rental Equipment | [7 empty] | .needs class |  | BARIATRIC AP/LAL CONTROLLER |  |  | .needs class | [6 empty] | Verified as Rental |  |  | MHHS-Greater Heights
NO | YES |  |  |  | ZSM1066 |  | STRYKER |  |  | CU400-70471 | Rental Equipment | MHHS-Greater Heights |  |  |  | ZSM1066 |  | Central & Greater Heights |  | Rental Equipment | [7 empty] | .needs class |  | BARIATRIC AP/LAL CONTROLLER |  |  | .needs class | [6 empty] | Verified as Rental |  |  | MHHS-Greater Heights
NO | YES |  |  |  | ZSM1102 |  | STRYKER |  |  |  | Rental Equipment | MHHS-Greater Heights |  |  |  | ZSM1102 |  | Central & Greater Heights |  | Rental Equipment | [7 empty] | .needs class |  | BARIATRIC AP/LAL CONTROLLER |  |  | .needs class | [6 empty] | Verified as Rental |  |  | MHHS-Greater Heights
NO | YES |  |  |  | ZSM1104 |  | STRYKER |  |  |  | Rental Equipment | MHHS-Greater Heights |  |  |  | ZSM1104 |  | Central & Greater Heights |  | Rental Equipment | [7 empty] | .needs class |  | BARIATRIC AP/LAL CONTROLLER |  |  | .needs class | [6 empty] | Verified as Rental |  |  | MHHS-Greater Heights
NO | YES |  |  |  | ZSM161 |  | STRYKER |  |  | 296-0201 | Rental | MHHS-Katy |  |  |  | ZSM161 |  | Katy |  | Rental | [7 empty] | .needs class |  | BARIATRIC AP/LAL CONTROLLER |  |  | .needs class | [6 empty] | Verified as Rental |  |  | MHHS-Katy
NO | YES |  |  |  | ZSM345 |  | STRYKER |  |  | CU400-3241 | Rental | MHHS-Katy |  |  |  | ZSM345 |  | Katy |  | Rental | [7 empty] | .needs class |  | BARIATRIC AP/LAL CONTROLLER |  |  | .needs class | [6 empty] | Verified as Rental |  |  | MHHS-Katy
NO | YES |  |  |  | ZSM996 |  | STRYKER |  |  | CU40065729 | Rental | MHHS-Katy |  |  |  | ZSM996 |  | Katy |  | Rental | [7 empty] | .needs class |  | BARIATRIC AP/LAL CONTROLLER |  |  | .needs class | [6 empty] | Verified as Rental |  |  | MHHS-Katy
NO | YES |  |  |  | ZSM1346 |  | STRYKER |  |  |  | Rental | MHHS-Katy |  |  |  | ZSM1346 |  | Katy |  | Rental | [7 empty] | .needs class |  | BARIATRIC AP/LAL CONTROLLER |  |  | .needs class | [6 empty] | Verified as Rental |  |  | MHHS-Katy
NO | YES |  |  |  | ZSM896 |  | STRYKER |  |  | CU400-60370 | Rental | MHHS-Katy Rehab |  |  |  | ZSM896 |  | Katy |  | Rental | [7 empty] | .needs class |  | BARIATRIC AP/LAL CONTROLLER |  |  | .needs class | [6 empty] | Verified as Rental |  |  | MHHS-Katy Rehab
NO | YES |  |  |  | ZSM248 |  | STRYKER |  |  | CU400-2161 | Rental | MHHS-Mem City |  |  |  | ZSM248 |  | West & Memorial City |  | Rental | [7 empty] | .needs class |  | BARIATRIC AP/LAL CONTROLLER |  |  | .needs class | [6 empty] | Verified as Rental |  |  | MHHS-Mem City
NO | YES |  |  |  | ZSM474 |  | STRYKER |  |  | CU400-4512 | Rental | MHHS-Mem City |  |  |  | ZSM474 |  | West & Memorial City |  | Rental | [7 empty] | .needs class |  | BARIATRIC AP/LAL CONTROLLER |  |  | .needs class | [6 empty] | Verified as Rental |  |  | MHHS-Mem City
NO | YES |  |  |  | ZSM813 |  | STRYKER |  |  |  | Rental | MHHS-Mem City |  |  |  | ZSM813 |  | West & Memorial City |  | Rental | [7 empty] | .needs class |  | BARIATRIC AP/LAL CONTROLLER |  |  | .needs class | [6 empty] | Verified as Rental |  |  | MHHS-Mem City
NO | YES |  |  |  | ZSM1011 |  | STRYKER |  |  | CU40065705 | Rental | MHHS-Mem City |  |  |  | ZSM1011 |  | West & Memorial City |  | Rental | [7 empty] | .needs class |  | BARIATRIC AP/LAL CONTROLLER |  |  | .needs class | [6 empty] | Verified as Rental |  |  | MHHS-Mem City
NO | YES |  |  |  | ZSM1013 |  | STRYKER |  |  | CU40065700 | Rental | MHHS-Mem City |  |  |  | ZSM1013 |  | West & Memorial City |  | Rental | [7 empty] | .needs class |  | BARIATRIC AP/LAL CONTROLLER |  |  | .needs class | [6 empty] | Verified as Rental |  |  | MHHS-Mem City
NO | YES |  |  |  | ZSM1067 |  | STRYKER |  |  | CU400-70465 | Rental | MHHS-Mem City |  |  |  | ZSM1067 |  | West & Memorial City |  | Rental | [7 empty] | .needs class |  | BARIATRIC AP/LAL CONTROLLER |  |  | .needs class | [6 empty] | Verified as Rental |  |  | MHHS-Mem City
NO | YES |  |  |  | ZSM672 |  | STRYKER |  |  | CU400-8939 | Rental | MHHS-Northeast |  |  |  | ZSM672 |  | Katy |  | Rental | [7 empty] | .needs class |  | BARIATRIC AP/LAL CONTROLLER |  |  | .needs class | [6 empty] | Verified as Rental |  |  | MHHS-Northeast
NO | YES |  |  |  | ZSM688 |  | STRYKER |  |  | CU400-12218 | Rental | MHHS-Northeast |  |  |  | ZSM688 |  | Katy |  | Rental | [7 empty] | .needs class |  | BARIATRIC AP/LAL CONTROLLER |  |  | .needs class | [6 empty] | Verified as Rental |  |  | MHHS-Northeast
NO | YES |  |  |  | ZSM998 |  | STRYKER |  |  | CU40065718 | Rental | MHHS-Northeast |  |  |  | ZSM998 |  | Katy |  | Rental | [7 empty] | .needs class |  | BARIATRIC AP/LAL CONTROLLER |  |  | .needs class | [6 empty] | Verified as Rental |  |  | MHHS-Northeast
NO | YES |  |  |  | ZSM1001 |  | STRYKER |  |  | CU40065721 | Rental | MHHS-Northeast |  |  |  | ZSM1001 |  | Katy |  | Rental | [7 empty] | .needs class |  | BARIATRIC AP/LAL CONTROLLER |  |  | .needs class | [6 empty] | Verified as Rental |  |  | MHHS-Northeast
NO | YES |  |  |  | ZSM1007 |  | STRYKER |  |  | CU40065709 | Rental | MHHS-Northeast |  |  |  | ZSM1007 |  | Katy |  | Rental | [7 empty] | .needs class |  | BARIATRIC AP/LAL CONTROLLER |  |  | .needs class | [6 empty] | Verified as Rental |  |  | MHHS-Northeast
NO | YES |  |  |  | ZSM1105 |  | STRYKER |  |  |  | Rental | MHHS-Northeast |  |  |  | ZSM1105 |  | Katy |  | Rental | [7 empty] | .needs class |  | BARIATRIC AP/LAL CONTROLLER |  |  | .needs class | [6 empty] | Verified as Rental |  |  | MHHS-Northeast
NO | YES |  |  |  | ZSM1374 |  | STRYKER |  |  |  | Rental | MHHS-Northeast |  |  |  | ZSM1374 |  | Katy |  | Rental | [7 empty] | .needs class |  | BARIATRIC AP/LAL CONTROLLER |  |  | .needs class | [6 empty] | Verified as Rental |  |  | MHHS-Northeast
NO | YES |  |  |  | ZSM500 |  | STRYKER |  |  | CU400-4984 | Rental | MHHS-Pearland Hospital |  |  |  | ZSM500 |  | Pearland |  | Rental | [7 empty] | .needs class |  | BARIATRIC AP/LAL CONTROLLER |  |  | .needs class | [6 empty] | Verified as Rental |  |  | MHHS-Pearland Hospital
NO | YES |  |  |  | ZSM726 |  | STRYKER |  |  | CU400-12431 | Rental | MHHS-Pearland Hospital |  |  |  | ZSM726 |  | Pearland |  | Rental | [7 empty] | .needs class |  | BARIATRIC AP/LAL CONTROLLER |  |  | .needs class | [6 empty] | Verified as Rental |  |  | MHHS-Pearland Hospital
NO | YES |  |  |  | ZSM898 |  | STRYKER |  |  | CU400-60375 | Rental | MHHS-Pearland Hospital |  |  |  | ZSM898 |  | Pearland |  | Rental | [7 empty] | .needs class |  | BARIATRIC AP/LAL CONTROLLER |  |  | .needs class | [6 empty] | Verified as Rental |  |  | MHHS-Pearland Hospital
NO | YES |  |  |  | ZSM685 |  | STRYKER |  |  | CU400-12216 | Rental | MHHS-TIRR |  |  |  | ZSM685 |  | TMC |  | Rental | [7 empty] | .needs class |  | BARIATRIC AP/LAL CONTROLLER |  |  | .needs class | [6 empty] | Verified as Rental |  |  | MHHS-TIRR
NO | YES |  |  |  | ZSM1019 |  | STRYKER |  |  | CU400-66758 | Rental | MHHS-TIRR |  |  |  | ZSM1019 |  | TMC |  | Rental | [7 empty] | .needs class |  | BARIATRIC AP/LAL CONTROLLER |  |  | .needs class | [6 empty] | Verified as Rental |  |  | MHHS-TIRR
NO | YES |  |  |  | ZSM1341 |  | STRYKER |  |  |  | Rental | MHHS-TIRR |  |  |  | ZSM1341 |  | TMC |  | Rental | [7 empty] | .needs class |  | BARIATRIC AP/LAL CONTROLLER |  |  | .needs class | [6 empty] | Verified as Rental |  |  | MHHS-TIRR
NO | YES |  |  |  | ZSM875 |  | STRYKER |  |  | CU400-21599 | Rental | MHHS-Southeast |  |  |  | ZSM875 |  | Southeast & Bay Area |  | Rental | [7 empty] | .needs class |  | BARIATRIC AP/LAL CONTROLLER |  |  | .needs class | [6 empty] | Verified as Rental |  |  | MHHS-Southeast
NO | YES |  |  |  | ZSM1059 |  | STRYKER |  |  | CU400-70468 | Rental | MHHS-Southeast |  |  |  | ZSM1059 |  | Southeast & Bay Area |  | Rental | [7 empty] | .needs class |  | BARIATRIC AP/LAL CONTROLLER |  |  | .needs class | [6 empty] | Verified as Rental |  |  | MHHS-Southeast
NO | YES |  |  |  | ZSM260 |  | STRYKER |  |  |  | Rental | MHHS-Southwest |  |  |  | ZSM260 |  | Southwest |  | Rental | [7 empty] | .needs class |  | BARIATRIC AP/LAL CONTROLLER |  |  | .needs class | [6 empty] | Verified as Rental |  |  | MHHS-Southwest
NO | YES |  |  |  | ZSM334 |  | STRYKER |  |  | 296-0496 | Rental | MHHS-Southwest |  |  |  | ZSM334 |  | Southwest |  | Rental | [7 empty] | .needs class |  | BARIATRIC AP/LAL CONTROLLER |  |  | .needs class | [6 empty] | Verified as Rental |  |  | MHHS-Southwest
NO | YES |  |  |  | ZSM422 |  | STRYKER |  |  | CU400-3872 | Rental | MHHS-Southwest |  |  |  | ZSM422 |  | Southwest |  | Rental | [7 empty] | .needs class |  | BARIATRIC AP/LAL CONTROLLER |  |  | .needs class | [6 empty] | Verified as Rental |  |  | MHHS-Southwest
NO | YES |  |  |  | ZSM454 |  | STRYKER |  |  | CU400-3874 | Rental | MHHS-Southwest |  |  |  | ZSM454 |  | Southwest |  | Rental | [7 empty] | .needs class |  | BARIATRIC AP/LAL CONTROLLER |  |  | .needs class | [6 empty] | Verified as Rental |  |  | MHHS-Southwest
NO | YES |  |  |  | ZSM705 |  | STRYKER |  |  | CU400-12640 | Rental | MHHS-Southwest |  |  |  | ZSM705 |  | Southwest |  | Rental | [7 empty] | .needs class |  | BARIATRIC AP/LAL CONTROLLER |  |  | .needs class | [6 empty] | Verified as Rental |  |  | MHHS-Southwest
NO | YES |  |  |  | ZSM741 |  | STRYKER |  |  | CU400-12437 | Rental | MHHS-Southwest |  |  |  | ZSM741 |  | Southwest |  | Rental | [7 empty] | .needs class |  | BARIATRIC AP/LAL CONTROLLER |  |  | .needs class | [6 empty] | Verified as Rental |  |  | MHHS-Southwest
NO | YES |  |  |  | ZSM797 |  | STRYKER |  |  | CU4004515 | Rental | MHHS-Southwest |  |  |  | ZSM797 |  | Southwest |  | Rental | [7 empty] | .needs class |  | BARIATRIC AP/LAL CONTROLLER |  |  | .needs class | [6 empty] | Verified as Rental |  |  | MHHS-Southwest
NO | YES |  |  |  | ZSM838 |  | STRYKER |  |  | CU400-17081 | Rental | MHHS-Southwest |  |  |  | ZSM838 |  | Southwest |  | Rental | [7 empty] | .needs class |  | BARIATRIC AP/LAL CONTROLLER |  |  | .needs class | [6 empty] | Verified as Rental |  |  | MHHS-Southwest
NO | YES |  |  |  | ZSM1010 |  | STRYKER |  |  | CU40065701 | Rental | MHHS-Southwest |  |  |  | ZSM1010 |  | Southwest |  | Rental | [7 empty] | .needs class |  | BARIATRIC AP/LAL CONTROLLER |  |  | .needs class | [6 empty] | Verified as Rental |  |  | MHHS-Southwest
NO | YES |  |  |  | ZSM1017 |  | STRYKER |  |  | CU40065702 | Rental | MHHS-Southwest |  |  |  | ZSM1017 |  | Southwest |  | Rental | [7 empty] | .needs class |  | BARIATRIC AP/LAL CONTROLLER |  |  | .needs class | [6 empty] | Verified as Rental |  |  | MHHS-Southwest
NO | YES |  |  |  | ZSM1018 |  | STRYKER |  |  | CU400-66760 | Rental | MHHS-Southwest |  |  |  | ZSM1018 |  | Southwest |  | Rental | [7 empty] | .needs class |  | BARIATRIC AP/LAL CONTROLLER |  |  | .needs class | [6 empty] | Verified as Rental |  |  | MHHS-Southwest
NO | YES |  |  |  | ZSM1060 |  | STRYKER |  |  | CU400-70472 | Rental | MHHS-Southwest |  |  |  | ZSM1060 |  | Southwest |  | Rental | [7 empty] | .needs class |  | BARIATRIC AP/LAL CONTROLLER |  |  | .needs class | [6 empty] | Verified as Rental |  |  | MHHS-Southwest
NO | YES |  |  |  | ZSM1063 |  | STRYKER |  |  | CU400-70470 | Rental | MHHS-Southwest |  |  |  | ZSM1063 |  | Southwest |  | Rental | [7 empty] | .needs class |  | BARIATRIC AP/LAL CONTROLLER |  |  | .needs class | [6 empty] | Verified as Rental |  |  | MHHS-Southwest
NO | YES |  |  |  | ZSM1275 |  | STRYKER |  |  |  | Rental | MHHS-Southwest |  |  |  | ZSM1275 |  | Southwest |  | Rental | [7 empty] | .needs class |  | BARIATRIC AP/LAL CONTROLLER |  |  | .needs class | [6 empty] | Verified as Rental |  |  | MHHS-Southwest
NO | YES |  |  |  | ZSM1343 |  | STRYKER |  |  |  | Rental | MHHS-Southwest |  |  |  | ZSM1343 |  | Southwest |  | Rental | [7 empty] | .needs class |  | BARIATRIC AP/LAL CONTROLLER |  |  | .needs class | [6 empty] | Verified as Rental |  |  | MHHS-Southwest
NO | YES |  |  |  | ZSM1345 |  | STRYKER |  |  |  | Rental | MHHS-Southwest |  |  |  | ZSM1345 |  | Southwest |  | Rental | [7 empty] | .needs class |  | BARIATRIC AP/LAL CONTROLLER |  |  | .needs class | [6 empty] | Verified as Rental |  |  | MHHS-Southwest
NO | YES |  |  |  | ZSM401 |  | STRYKER |  |  | CU400-2162 | Rental | MHHS-Sugarland |  |  |  | ZSM401 |  | Sugar Land |  | Rental | [7 empty] | .needs class |  | BARIATRIC AP/LAL CONTROLLER |  |  | .needs class | [6 empty] | Verified as Rental |  |  | MHHS-Sugarland
NO | YES |  |  |  | ZSM719 |  | STRYKER |  |  | CU400-12655 | Rental | MHHS-Sugarland |  |  |  | ZSM719 |  | Sugar Land |  | Rental | [7 empty] | .needs class |  | BARIATRIC AP/LAL CONTROLLER |  |  | .needs class | [6 empty] | Verified as Rental |  |  | MHHS-Sugarland
NO | YES |  |  |  | ZSM1015 |  | STRYKER |  |  | CU40065704 | Rental | MHHS-Sugarland |  |  |  | ZSM1015 |  | Sugar Land |  | Rental | [7 empty] | .needs class |  | BARIATRIC AP/LAL CONTROLLER |  |  | .needs class | [6 empty] | Verified as Rental |  |  | MHHS-Sugarland
NO | YES |  |  |  | ZSM1052 |  | STRYKER |  |  | CU400-68881 | Rental | MHHS-Sugarland |  |  |  | ZSM1052 |  | Sugar Land |  | Rental | [7 empty] | .needs class |  | BARIATRIC AP/LAL CONTROLLER |  |  | .needs class | [6 empty] | Verified as Rental |  |  | MHHS-Sugarland
NO | YES |  |  |  | ZSM1339 |  | STRYKER |  |  |  | Rental | MHHS-Sugarland |  |  |  | ZSM1339 |  | Sugar Land |  | Rental | [7 empty] | .needs class |  | BARIATRIC AP/LAL CONTROLLER |  |  | .needs class | [6 empty] | Verified as Rental |  |  | MHHS-Sugarland
NO | YES |  |  |  | ZSM286 |  | STRYKER |  |  | 296-0449 | Rental | MHHS-TMC |  |  |  | ZSM286 |  | TMC |  | Rental | [7 empty] | .needs class |  | BARIATRIC AP/LAL CONTROLLER |  |  | .needs class | [6 empty] | Verified as Rental |  |  | MHHS-TMC
NO | YES |  |  |  | ZSM651 |  | STRYKER |  |  | CU400-8999 | Rental | MHHS-TMC |  |  |  | ZSM651 |  | TMC |  | Rental | [7 empty] | .needs class |  | BARIATRIC AP/LAL CONTROLLER |  |  | .needs class | [6 empty] | Verified as Rental |  |  | MHHS-TMC
NO | YES |  |  |  | ZSM756 |  | STRYKER |  |  | CU400-13246 | Rental | MHHS-TMC |  |  |  | ZSM756 |  | TMC |  | Rental | [7 empty] | .needs class |  | BARIATRIC AP/LAL CONTROLLER |  |  | .needs class | [6 empty] | Verified as Rental |  |  | MHHS-TMC
NO | YES |  |  |  | ZSM1002 |  | STRYKER |  |  | CU40065713 | Rental | MHHS-TMC |  |  |  | ZSM1002 |  | TMC |  | Rental | [7 empty] | .needs class |  | BARIATRIC AP/LAL CONTROLLER |  |  | .needs class | [6 empty] | Verified as Rental |  |  | MHHS-TMC
NO | YES |  |  |  | ZSM1016 |  | STRYKER |  |  | CU40065699 | Rental | MHHS-TMC |  |  |  | ZSM1016 |  | TMC |  | Rental | [7 empty] | .needs class |  | BARIATRIC AP/LAL CONTROLLER |  |  | .needs class | [6 empty] | Verified as Rental |  |  | MHHS-TMC
NO | YES |  |  |  | ZSM1020 |  | STRYKER |  |  | CU400-66751 | Rental | MHHS-TMC |  |  |  | ZSM1020 |  | TMC |  | Rental | [7 empty] | .needs class |  | BARIATRIC AP/LAL CONTROLLER |  |  | .needs class | [6 empty] | Verified as Rental |  |  | MHHS-TMC
NO | YES |  |  |  | ZSM1342 |  | STRYKER |  |  |  | Rental | MHHS-TMC |  |  |  | ZSM1342 |  | TMC |  | Rental | [7 empty] | .needs class |  | BARIATRIC AP/LAL CONTROLLER |  |  | .needs class | [6 empty] | Verified as Rental |  |  | MHHS-TMC
NO | YES |  |  |  | ZSM310 |  | STRYKER |  |  | 296-0497 | Rental | MHHS-Woodlands |  |  |  | ZSM310 |  | Woodlands |  | Rental | [7 empty] | .needs class |  | BARIATRIC AP/LAL CONTROLLER |  |  | .needs class | [6 empty] | Verified as Rental |  |  | MHHS-Woodlands
NO | YES |  |  |  | ZSM994 |  | STRYKER |  |  | CU40065717 | Rental | MHHS-Woodlands |  |  |  | ZSM994 |  | Woodlands |  | Rental | [7 empty] | .needs class |  | BARIATRIC AP/LAL CONTROLLER |  |  | .needs class | [6 empty] | Verified as Rental |  |  | MHHS-Woodlands
NO | YES |  |  |  | ZSM999 |  | STRYKER |  |  | CU40065716 | Rental | MHHS-Woodlands |  |  |  | ZSM999 |  | Woodlands |  | Rental | [7 empty] | .needs class |  | BARIATRIC AP/LAL CONTROLLER |  |  | .needs class | [6 empty] | Verified as Rental |  |  | MHHS-Woodlands
NO | YES |  |  |  | ZSM1004 |  | STRYKER |  |  | CU40065710 | Rental | MHHS-Woodlands |  |  |  | ZSM1004 |  | Woodlands |  | Rental | [7 empty] | .needs class |  | BARIATRIC AP/LAL CONTROLLER |  |  | .needs class | [6 empty] | Verified as Rental |  |  | MHHS-Woodlands
NO | YES |  |  |  | ZSM1014 |  | STRYKER |  |  | CU40065703 | Rental | MHHS-Woodlands |  |  |  | ZSM1014 |  | Woodlands |  | Rental | [7 empty] | .needs class |  | BARIATRIC AP/LAL CONTROLLER |  |  | .needs class | [6 empty] | Verified as Rental |  |  | MHHS-Woodlands
NO | YES |  |  |  | ZSM1048 |  | STRYKER |  |  | CU400-68886 | Rental | MHHS-Woodlands |  |  |  | ZSM1048 |  | Woodlands |  | Rental | [7 empty] | .needs class |  | BARIATRIC AP/LAL CONTROLLER |  |  | .needs class | [6 empty] | Verified as Rental |  |  | MHHS-Woodlands
NO | YES |  |  |  | ZSM1180 |  | STRYKER |  |  |  | Rental | MHHS-Woodlands |  |  |  | ZSM1180 |  | Woodlands |  | Rental | [7 empty] | .needs class |  | BARIATRIC AP/LAL CONTROLLER |  |  | .needs class | [6 empty] | Verified as Rental |  |  | MHHS-Woodlands
NO | YES |  |  |  | ZSM1276 |  | STRYKER |  |  |  | Rental | MHHS-Woodlands |  |  |  | ZSM1276 |  | Woodlands |  | Rental | [7 empty] | .needs class |  | BARIATRIC AP/LAL CONTROLLER |  |  | .needs class | [6 empty] | Verified as Rental |  |  | MHHS-Woodlands
NO | YES |  |  |  | ZSM1299 |  | STRYKER |  |  |  | Rental | MHHS-Woodlands |  |  |  | ZSM1299 |  | Woodlands |  | Rental | [7 empty] | .needs class |  | BARIATRIC AP/LAL CONTROLLER |  |  | .needs class | [6 empty] | Verified as Rental |  |  | MHHS-Woodlands
NO | YES |  |  |  | ZSK858 |  | STRYKER |  |  |  | Rental Equipment | MHHS-Cypress |  |  |  | ZSK858 |  | Northwest & Cypress |  | Rental Equipment | [7 empty] | BEDPATIENTELECTRIC-Stryker-MPS1000 |  | BARIMATT 1000 PLUS MATTRESS |  |  | BEDPATIENTELECTRIC-Stryker-MPS1000 | [6 empty] | Verified as Rental |  |  | MHHS-Cypress
NO | YES |  |  |  | ZSK856 |  | STRYKER |  |  |  | Rental | MHHS-Mem City |  |  |  | ZSK856 |  | West & Memorial City |  | Rental | [7 empty] | BEDPATIENTELECTRIC-Stryker-MPS1000 |  | BARIMATT 1000 PLUS MATTRESS |  |  | BEDPATIENTELECTRIC-Stryker-MPS1000 | [6 empty] | Verified as Rental |  |  | MHHS-Mem City
NO | YES |  |  |  | ZSK875 |  | STRYKER |  |  |  | Rental | MHHS-Mem City |  |  |  | ZSK875 |  | West & Memorial City |  | Rental | [7 empty] | BEDPATIENTELECTRIC-Stryker-MPS1000 |  | BARIMATT 1000 PLUS MATTRESS |  |  | BEDPATIENTELECTRIC-Stryker-MPS1000 | [6 empty] | Verified as Rental |  |  | MHHS-Mem City
NO | YES |  |  |  | ZSK1003 |  | STRYKER |  |  |  | Rental | MHHS-Mem City |  |  |  | ZSK1003 |  | West & Memorial City |  | Rental | [7 empty] | BEDPATIENTELECTRIC-Stryker-MPS1000 |  | BARIMATT 1000 PLUS MATTRESS |  |  | BEDPATIENTELECTRIC-Stryker-MPS1000 | [6 empty] | Verified as Rental |  |  | MHHS-Mem City
NO | YES |  |  |  | ZSK569 |  | STRYKER |  |  |  | Rental | MHHS-Northeast |  |  |  | ZSK569 |  | Katy |  | Rental | [7 empty] | BEDPATIENTELECTRIC-Stryker-MPS1000 |  | BARIMATT 1000 PLUS MATTRESS |  |  | BEDPATIENTELECTRIC-Stryker-MPS1000 | [6 empty] | Verified as Rental |  |  | MHHS-Northeast
NO | YES |  |  |  | ZSK780 |  | STRYKER |  |  |  | Rental | MHHS-Northeast |  |  |  | ZSK780 |  | Katy |  | Rental | [7 empty] | BEDPATIENTELECTRIC-Stryker-MPS1000 |  | BARIMATT 1000 PLUS MATTRESS |  |  | BEDPATIENTELECTRIC-Stryker-MPS1000 | [6 empty] | Verified as Rental |  |  | MHHS-Northeast
NO | YES |  |  |  | ZSK934 |  | STRYKER |  |  |  | Rental | MHHS-Northeast |  |  |  | ZSK934 |  | Katy |  | Rental | [7 empty] | BEDPATIENTELECTRIC-Stryker-MPS1000 |  | BARIMATT 1000 PLUS MATTRESS |  |  | BEDPATIENTELECTRIC-Stryker-MPS1000 | [6 empty] | Verified as Rental |  |  | MHHS-Northeast
NO | YES |  |  |  | ZSK647 |  | STRYKER |  |  |  | Rental | MHHS-Pearland Hospital |  |  |  | ZSK647 |  | Pearland |  | Rental | [7 empty] | BEDPATIENTELECTRIC-Stryker-MPS1000 |  | BARIMATT 1000 PLUS MATTRESS |  |  | BEDPATIENTELECTRIC-Stryker-MPS1000 | [6 empty] | Verified as Rental |  |  | MHHS-Pearland Hospital
NO | YES |  |  |  | ZSK240 |  | STRYKER |  |  |  | Rental | MHHS-Southeast |  |  |  | ZSK240 |  | Southeast & Bay Area |  | Rental | [7 empty] | BEDPATIENTELECTRIC-Stryker-MPS1000 |  | BARIMATT 1000 PLUS MATTRESS |  |  | BEDPATIENTELECTRIC-Stryker-MPS1000 | [6 empty] | Verified as Rental |  |  | MHHS-Southeast
NO | YES |  |  |  | ZSK425 |  | STRYKER |  |  |  | Rental | MHHS-Southeast |  |  |  | ZSK425 |  | Southeast & Bay Area |  | Rental | [7 empty] | BEDPATIENTELECTRIC-Stryker-MPS1000 |  | BARIMATT 1000 PLUS MATTRESS |  |  | BEDPATIENTELECTRIC-Stryker-MPS1000 | [6 empty] | Verified as Rental |  |  | MHHS-Southeast
NO | YES |  |  |  | ZSK1008 |  | STRYKER |  |  |  | Rental | MHHS-Southeast |  |  |  | ZSK1008 |  | Southeast & Bay Area |  | Rental | [7 empty] | BEDPATIENTELECTRIC-Stryker-MPS1000 |  | BARIMATT 1000 PLUS MATTRESS |  |  | BEDPATIENTELECTRIC-Stryker-MPS1000 | [6 empty] | Verified as Rental |  |  | MHHS-Southeast
NO | YES |  |  |  | ZSK208 |  | STRYKER |  |  |  | Rental | MHHS-TMC |  |  |  | ZSK208 |  | TMC |  | Rental | [7 empty] | BEDPATIENTELECTRIC-Stryker-MPS1000 |  | BARIMATT 1000 PLUS MATTRESS |  |  | BEDPATIENTELECTRIC-Stryker-MPS1000 | [6 empty] | Verified as Rental |  |  | MHHS-TMC
NO | YES |  |  |  | ZSK503 |  | STRYKER |  |  |  | Rental | MHHS-TMC |  |  |  | ZSK503 |  | TMC |  | Rental | [7 empty] | BEDPATIENTELECTRIC-Stryker-MPS1000 |  | BARIMATT 1000 PLUS MATTRESS |  |  | BEDPATIENTELECTRIC-Stryker-MPS1000 | [6 empty] | Verified as Rental |  |  | MHHS-TMC
NO | YES |  |  |  | ZSK576 |  | STRYKER |  |  |  | Rental | MHHS-TMC |  |  |  | ZSK576 |  | TMC |  | Rental | [7 empty] | BEDPATIENTELECTRIC-Stryker-MPS1000 |  | BARIMATT 1000 PLUS MATTRESS |  |  | BEDPATIENTELECTRIC-Stryker-MPS1000 | [6 empty] | Verified as Rental |  |  | MHHS-TMC
NO | YES |  |  |  | ZSK758 |  | STRYKER |  |  |  | Rental | MHHS-TMC |  |  |  | ZSK758 |  | TMC |  | Rental | [7 empty] | BEDPATIENTELECTRIC-Stryker-MPS1000 |  | BARIMATT 1000 PLUS MATTRESS |  |  | BEDPATIENTELECTRIC-Stryker-MPS1000 | [6 empty] | Verified as Rental |  |  | MHHS-TMC
NO | YES |  |  |  | ZSK1002 |  | STRYKER |  |  |  | Rental | MHHS-TMC |  |  |  | ZSK1002 |  | TMC |  | Rental | [7 empty] | BEDPATIENTELECTRIC-Stryker-MPS1000 |  | BARIMATT 1000 PLUS MATTRESS |  |  | BEDPATIENTELECTRIC-Stryker-MPS1000 | [6 empty] | Verified as Rental |  |  | MHHS-TMC
NO | YES |  |  |  | ZSK1622 |  | STRYKER |  |  |  | Rental | MHHS-TMC |  |  |  | ZSK1622 |  | TMC |  | Rental | [7 empty] | BEDPATIENTELECTRIC-Stryker-MPS1000 |  | BARIMATT 1000 PLUS MATTRESS |  |  | BEDPATIENTELECTRIC-Stryker-MPS1000 | [6 empty] | Verified as Rental |  |  | MHHS-TMC
NO | YES |  |  |  | ZSK1623 |  | STRYKER |  |  |  | Rental | MHHS-TMC |  |  |  | ZSK1623 |  | TMC |  | Rental | [7 empty] | BEDPATIENTELECTRIC-Stryker-MPS1000 |  | BARIMATT 1000 PLUS MATTRESS |  |  | BEDPATIENTELECTRIC-Stryker-MPS1000 | [6 empty] | Verified as Rental |  |  | MHHS-TMC
NO | YES |  |  |  | ZSK473 |  | STRYKER |  |  |  | Rental | MHHS-Woodlands |  |  |  | ZSK473 |  | Woodlands |  | Rental | [7 empty] | BEDPATIENTELECTRIC-Stryker-MPS1000 |  | BARIMATT 1000 PLUS MATTRESS |  |  | BEDPATIENTELECTRIC-Stryker-MPS1000 | [6 empty] | Verified as Rental |  |  | MHHS-Woodlands
NO | YES |  |  |  | ZSK483 |  | STRYKER |  |  |  | Rental | MHHS-Woodlands |  |  |  | ZSK483 |  | Woodlands |  | Rental | [7 empty] | BEDPATIENTELECTRIC-Stryker-MPS1000 |  | BARIMATT 1000 PLUS MATTRESS |  |  | BEDPATIENTELECTRIC-Stryker-MPS1000 | [6 empty] | Verified as Rental |  |  | MHHS-Woodlands
NO | YES |  |  |  | ZSK552 |  | STRYKER |  |  |  | Rental | MHHS-Woodlands |  |  |  | ZSK552 |  | Woodlands |  | Rental | [7 empty] | BEDPATIENTELECTRIC-Stryker-MPS1000 |  | BARIMATT 1000 PLUS MATTRESS |  |  | BEDPATIENTELECTRIC-Stryker-MPS1000 | [6 empty] | Verified as Rental |  |  | MHHS-Woodlands
NO | YES |  |  |  | ZSK567 |  | STRYKER |  |  |  | Rental | MHHS-Woodlands |  |  |  | ZSK567 |  | Woodlands |  | Rental | [7 empty] | BEDPATIENTELECTRIC-Stryker-MPS1000 |  | BARIMATT 1000 PLUS MATTRESS |  |  | BEDPATIENTELECTRIC-Stryker-MPS1000 | [6 empty] | Verified as Rental |  |  | MHHS-Woodlands
NO | YES |  |  |  | ZSK658 |  | STRYKER |  |  |  | Rental | MHHS-Woodlands |  |  |  | ZSK658 |  | Woodlands |  | Rental | [7 empty] | BEDPATIENTELECTRIC-Stryker-MPS1000 |  | BARIMATT 1000 PLUS MATTRESS |  |  | BEDPATIENTELECTRIC-Stryker-MPS1000 | [6 empty] | Verified as Rental |  |  | MHHS-Woodlands
NO | YES |  |  |  | ZSK679 |  | STRYKER |  |  |  | Rental | MHHS-Woodlands |  |  |  | ZSK679 |  | Woodlands |  | Rental | [7 empty] | BEDPATIENTELECTRIC-Stryker-MPS1000 |  | BARIMATT 1000 PLUS MATTRESS |  |  | BEDPATIENTELECTRIC-Stryker-MPS1000 | [6 empty] | Verified as Rental |  |  | MHHS-Woodlands
NO | YES |  |  |  | ZSK751 |  | STRYKER |  |  |  | Rental | MHHS-Woodlands |  |  |  | ZSK751 |  | Woodlands |  | Rental | [7 empty] | BEDPATIENTELECTRIC-Stryker-MPS1000 |  | BARIMATT 1000 PLUS MATTRESS |  |  | BEDPATIENTELECTRIC-Stryker-MPS1000 | [6 empty] | Verified as Rental |  |  | MHHS-Woodlands
NO | YES |  |  |  | ZSK943 |  | STRYKER |  |  |  | Rental | MHHS-Woodlands |  |  |  | ZSK943 |  | Woodlands |  | Rental | [7 empty] | BEDPATIENTELECTRIC-Stryker-MPS1000 |  | BARIMATT 1000 PLUS MATTRESS |  |  | BEDPATIENTELECTRIC-Stryker-MPS1000 | [6 empty] | Verified as Rental |  |  | MHHS-Woodlands
NO | YES |  |  |  | ZSK959 |  | STRYKER |  |  |  | Rental | MHHS-Woodlands |  |  |  | ZSK959 |  | Woodlands |  | Rental | [7 empty] | BEDPATIENTELECTRIC-Stryker-MPS1000 |  | BARIMATT 1000 PLUS MATTRESS |  |  | BEDPATIENTELECTRIC-Stryker-MPS1000 | [6 empty] | Verified as Rental |  |  | MHHS-Woodlands
NO | YES |  |  |  | ZSK976 |  | STRYKER |  |  |  | Rental | MHHS-Woodlands |  |  |  | ZSK976 |  | Woodlands |  | Rental | [7 empty] | BEDPATIENTELECTRIC-Stryker-MPS1000 |  | BARIMATT 1000 PLUS MATTRESS |  |  | BEDPATIENTELECTRIC-Stryker-MPS1000 | [6 empty] | Verified as Rental |  |  | MHHS-Woodlands
NO | YES |  |  |  | ZSK1005 |  | STRYKER |  |  |  | Rental | MHHS-Woodlands |  |  |  | ZSK1005 |  | Woodlands |  | Rental | [7 empty] | BEDPATIENTELECTRIC-Stryker-MPS1000 |  | BARIMATT 1000 PLUS MATTRESS |  |  | BEDPATIENTELECTRIC-Stryker-MPS1000 | [6 empty] | Verified as Rental |  |  | MHHS-Woodlands
NO | YES |  |  |  | ZSK1006 |  | STRYKER |  |  |  | Rental | MHHS-Woodlands |  |  |  | ZSK1006 |  | Woodlands |  | Rental | [7 empty] | BEDPATIENTELECTRIC-Stryker-MPS1000 |  | BARIMATT 1000 PLUS MATTRESS |  |  | BEDPATIENTELECTRIC-Stryker-MPS1000 | [6 empty] | Verified as Rental |  |  | MHHS-Woodlands
NO | YES |  |  |  | ZTG855 |  | STRYKER | 2236-000-001 |  | B1G63 | Rental Equipment | MHHS-Cypress |  |  |  | ZTG855 |  | Northwest & Cypress |  | Rental Equipment | [7 empty] | PTMASSAG-Joerns HC-Arise 1000 |  | ARISE 1000EX LAL/PULSE MATT W/CARERAIL |  |  | PTMASSAG-Joerns HC-Arise 1000 | [6 empty] | Verified as Rental |  |  | MHHS-Cypress
NO | YES |  |  |  | ZTG965 |  | STRYKER | 2236-000-001 |  | MX110333 | Rental Equipment | MHHS-Cypress |  |  |  | ZTG965 |  | Northwest & Cypress |  | Rental Equipment | [7 empty] | PTMASSAG-Joerns HC-Arise 1000 |  | ARISE 1000EX LAL/PULSE MATT W/CARERAIL |  |  | PTMASSAG-Joerns HC-Arise 1000 | [6 empty] | Verified as Rental |  |  | MHHS-Cypress
NO | YES |  |  |  | ZTG481 |  | STRYKER | 2236-000-001 |  |  | Rental Equipment | MHHS-Greater Heights |  |  |  | ZTG481 |  | Central & Greater Heights |  | Rental Equipment | [7 empty] | PTMASSAG-Joerns HC-Arise 1000 |  | ARISE 1000EX LAL/PULSE MATT W/CARERAIL |  |  | PTMASSAG-Joerns HC-Arise 1000 | [6 empty] | Verified as Rental |  |  | MHHS-Greater Heights
NO | YES |  |  |  | ZTG506 |  | STRYKER | 2236-000-001 |  |  | Rental Equipment | MHHS-Greater Heights |  |  |  | ZTG506 |  | Central & Greater Heights |  | Rental Equipment | [7 empty] | PTMASSAG-Joerns HC-Arise 1000 |  | ARISE 1000EX LAL/PULSE MATT W/CARERAIL |  |  | PTMASSAG-Joerns HC-Arise 1000 | [6 empty] | Verified as Rental |  |  | MHHS-Greater Heights
NO | YES |  |  |  | ZTG588 |  | STRYKER | 2236-000-001 |  |  | Rental Equipment | MHHS-Greater Heights |  |  |  | ZTG588 |  | Central & Greater Heights |  | Rental Equipment | [7 empty] | PTMASSAG-Joerns HC-Arise 1000 |  | ARISE 1000EX LAL/PULSE MATT W/CARERAIL |  |  | PTMASSAG-Joerns HC-Arise 1000 | [6 empty] | Verified as Rental |  |  | MHHS-Greater Heights
NO | YES |  |  |  | ZTG1227 |  | STRYKER | 2236-000-001 |  |  | Rental Equipment | MHHS-Greater Heights |  |  |  | ZTG1227 |  | Central & Greater Heights |  | Rental Equipment | [7 empty] | PTMASSAG-Joerns HC-Arise 1000 |  | ARISE 1000EX LAL/PULSE MATT W/CARERAIL |  |  | PTMASSAG-Joerns HC-Arise 1000 | [6 empty] | Verified as Rental |  |  | MHHS-Greater Heights
NO | YES |  |  |  | ZTG531 |  | STRYKER | 2236-000-001 |  |  | Rental | MHHS-Katy |  |  |  | ZTG531 |  | Katy |  | Rental | [7 empty] | PTMASSAG-Joerns HC-Arise 1000 |  | ARISE 1000EX LAL/PULSE MATT W/CARERAIL |  |  | PTMASSAG-Joerns HC-Arise 1000 | [6 empty] | Verified as Rental |  |  | MHHS-Katy
NO | YES |  |  |  | ZTG951 |  | STRYKER | 2236-000-001 |  | MX110309 | Rental | MHHS-Katy |  |  |  | ZTG951 |  | Katy |  | Rental | [7 empty] | PTMASSAG-Joerns HC-Arise 1000 |  | ARISE 1000EX LAL/PULSE MATT W/CARERAIL |  |  | PTMASSAG-Joerns HC-Arise 1000 | [6 empty] | Verified as Rental |  |  | MHHS-Katy
NO | YES |  |  |  | ZTG1012 |  | STRYKER | 2236-000-001 |  | MX114906 | Rental | MHHS-Katy |  |  |  | ZTG1012 |  | Katy |  | Rental | [7 empty] | PTMASSAG-Joerns HC-Arise 1000 |  | ARISE 1000EX LAL/PULSE MATT W/CARERAIL |  |  | PTMASSAG-Joerns HC-Arise 1000 | [6 empty] | Verified as Rental |  |  | MHHS-Katy
NO | YES |  |  |  | ZTG1015 |  | STRYKER | 2236-000-001 |  | MX114948 | Rental | MHHS-Katy |  |  |  | ZTG1015 |  | Katy |  | Rental | [7 empty] | PTMASSAG-Joerns HC-Arise 1000 |  | ARISE 1000EX LAL/PULSE MATT W/CARERAIL |  |  | PTMASSAG-Joerns HC-Arise 1000 | [6 empty] | Verified as Rental |  |  | MHHS-Katy
NO | YES |  |  |  | ZTG1003 |  | STRYKER | 2236-000-001 |  | MX113601 | Rental | MHHS-Katy Rehab |  |  |  | ZTG1003 |  | Katy |  | Rental | [7 empty] | PTMASSAG-Joerns HC-Arise 1000 |  | ARISE 1000EX LAL/PULSE MATT W/CARERAIL |  |  | PTMASSAG-Joerns HC-Arise 1000 | [6 empty] | Verified as Rental |  |  | MHHS-Katy Rehab
NO | YES |  |  |  | ZTG956 |  | STRYKER | 2236-000-001 |  | MX110433 | Rental | MHHS-Mem City |  |  |  | ZTG956 |  | West & Memorial City |  | Rental | [7 empty] | PTMASSAG-Joerns HC-Arise 1000 |  | ARISE 1000EX LAL/PULSE MATT W/CARERAIL |  |  | PTMASSAG-Joerns HC-Arise 1000 | [6 empty] | Verified as Rental |  |  | MHHS-Mem City
NO | YES |  |  |  | ZTG961 |  | STRYKER | 2236-000-001 |  | MX110328 | Rental | MHHS-Mem City |  |  |  | ZTG961 |  | West & Memorial City |  | Rental | [7 empty] | PTMASSAG-Joerns HC-Arise 1000 |  | ARISE 1000EX LAL/PULSE MATT W/CARERAIL |  |  | PTMASSAG-Joerns HC-Arise 1000 | [6 empty] | Verified as Rental |  |  | MHHS-Mem City
NO | YES |  |  |  | ZTG969 |  | STRYKER | 2236-000-001 |  | MX110300 | Rental | MHHS-Mem City |  |  |  | ZTG969 |  | West & Memorial City |  | Rental | [7 empty] | PTMASSAG-Joerns HC-Arise 1000 |  | ARISE 1000EX LAL/PULSE MATT W/CARERAIL |  |  | PTMASSAG-Joerns HC-Arise 1000 | [6 empty] | Verified as Rental |  |  | MHHS-Mem City
NO | YES |  |  |  | ZTG1011 |  | STRYKER | 2236-000-001 |  | MX114946 | Rental | MHHS-Mem City |  |  |  | ZTG1011 |  | West & Memorial City |  | Rental | [7 empty] | PTMASSAG-Joerns HC-Arise 1000 |  | ARISE 1000EX LAL/PULSE MATT W/CARERAIL |  |  | PTMASSAG-Joerns HC-Arise 1000 | [6 empty] | Verified as Rental |  |  | MHHS-Mem City
NO | YES |  |  |  | ZTG1129 |  | STRYKER | 2236-000-001 |  |  | Rental | MHHS-Mem City |  |  |  | ZTG1129 |  | West & Memorial City |  | Rental | [7 empty] | PTMASSAG-Joerns HC-Arise 1000 |  | ARISE 1000EX LAL/PULSE MATT W/CARERAIL |  |  | PTMASSAG-Joerns HC-Arise 1000 | [6 empty] | Verified as Rental |  |  | MHHS-Mem City
NO | YES |  |  |  | ZTG373 |  | STRYKER | 2236-000-001 |  | MEI32102 | Rental | MHHS-Northeast |  |  |  | ZTG373 |  | Katy |  | Rental | [7 empty] | PTMASSAG-Joerns HC-Arise 1000 |  | ARISE 1000EX LAL/PULSE MATT W/CARERAIL |  |  | PTMASSAG-Joerns HC-Arise 1000 | [6 empty] | Verified as Rental |  |  | MHHS-Northeast
NO | YES |  |  |  | ZTG405 |  | STRYKER | 2236-000-001 |  |  | Rental | MHHS-Northeast |  |  |  | ZTG405 |  | Katy |  | Rental | [7 empty] | PTMASSAG-Joerns HC-Arise 1000 |  | ARISE 1000EX LAL/PULSE MATT W/CARERAIL |  |  | PTMASSAG-Joerns HC-Arise 1000 | [6 empty] | Verified as Rental |  |  | MHHS-Northeast
NO | YES |  |  |  | ZTG762 |  | STRYKER | 2236-000-001 |  | ARISE 22 | Rental | MHHS-Northeast |  |  |  | ZTG762 |  | Katy |  | Rental | [7 empty] | PTMASSAG-Joerns HC-Arise 1000 |  | ARISE 1000EX LAL/PULSE MATT W/CARERAIL |  |  | PTMASSAG-Joerns HC-Arise 1000 | [6 empty] | Verified as Rental |  |  | MHHS-Northeast
NO | YES |  |  |  | ZTG775 |  | STRYKER | 2236-000-001 |  |  | Rental | MHHS-Northeast |  |  |  | ZTG775 |  | Katy |  | Rental | [7 empty] | PTMASSAG-Joerns HC-Arise 1000 |  | ARISE 1000EX LAL/PULSE MATT W/CARERAIL |  |  | PTMASSAG-Joerns HC-Arise 1000 | [6 empty] | Verified as Rental |  |  | MHHS-Northeast
NO | YES |  |  |  | ZTG966 |  | STRYKER | 2236-000-001 |  | MX110432 | Rental | MHHS-Northeast |  |  |  | ZTG966 |  | Katy |  | Rental | [7 empty] | PTMASSAG-Joerns HC-Arise 1000 |  | ARISE 1000EX LAL/PULSE MATT W/CARERAIL |  |  | PTMASSAG-Joerns HC-Arise 1000 | [6 empty] | Verified as Rental |  |  | MHHS-Northeast
NO | YES |  |  |  | ZTG1002 |  | STRYKER | 2236-000-001 |  | MX113608 | Rental | MHHS-Northeast |  |  |  | ZTG1002 |  | Katy |  | Rental | [7 empty] | PTMASSAG-Joerns HC-Arise 1000 |  | ARISE 1000EX LAL/PULSE MATT W/CARERAIL |  |  | PTMASSAG-Joerns HC-Arise 1000 | [6 empty] | Verified as Rental |  |  | MHHS-Northeast
NO | YES |  |  |  | ZTG1018 |  | STRYKER | 2236-000-001 |  | MX114895 | Rental | MHHS-Northeast |  |  |  | ZTG1018 |  | Katy |  | Rental | [7 empty] | PTMASSAG-Joerns HC-Arise 1000 |  | ARISE 1000EX LAL/PULSE MATT W/CARERAIL |  |  | PTMASSAG-Joerns HC-Arise 1000 | [6 empty] | Verified as Rental |  |  | MHHS-Northeast
NO | YES |  |  |  | ZTG1131 |  | STRYKER | 2236-000-001 |  |  | Rental | MHHS-Northeast |  |  |  | ZTG1131 |  | Katy |  | Rental | [7 empty] | PTMASSAG-Joerns HC-Arise 1000 |  | ARISE 1000EX LAL/PULSE MATT W/CARERAIL |  |  | PTMASSAG-Joerns HC-Arise 1000 | [6 empty] | Verified as Rental |  |  | MHHS-Northeast
NO | YES |  |  |  | ZTG1297 |  | STRYKER | 2236-000-001 |  |  | Rental | MHHS-Northeast |  |  |  | ZTG1297 |  | Katy |  | Rental | [7 empty] | PTMASSAG-Joerns HC-Arise 1000 |  | ARISE 1000EX LAL/PULSE MATT W/CARERAIL |  |  | PTMASSAG-Joerns HC-Arise 1000 | [6 empty] | Verified as Rental |  |  | MHHS-Northeast
NO | YES |  |  |  | ZTG1013 |  | STRYKER | 2236-000-001 |  | MX114945 | Rental | MHHS-Pearland Hospital |  |  |  | ZTG1013 |  | Pearland |  | Rental | [7 empty] | PTMASSAG-Joerns HC-Arise 1000 |  | ARISE 1000EX LAL/PULSE MATT W/CARERAIL |  |  | PTMASSAG-Joerns HC-Arise 1000 | [6 empty] | Verified as Rental |  |  | MHHS-Pearland Hospital
NO | YES |  |  |  | ZTG1006 |  | STRYKER | 2236-000-001 |  | MX113598 | Rental | MHHS-TIRR |  |  |  | ZTG1006 |  | TMC |  | Rental | [7 empty] | PTMASSAG-Joerns HC-Arise 1000 |  | ARISE 1000EX LAL/PULSE MATT W/CARERAIL |  |  | PTMASSAG-Joerns HC-Arise 1000 | [6 empty] | Verified as Rental |  |  | MHHS-TIRR
NO | YES |  |  |  | ZTG1229 |  | STRYKER | 2236-000-001 |  |  | Rental | MHHS-TIRR |  |  |  | ZTG1229 |  | TMC |  | Rental | [7 empty] | PTMASSAG-Joerns HC-Arise 1000 |  | ARISE 1000EX LAL/PULSE MATT W/CARERAIL |  |  | PTMASSAG-Joerns HC-Arise 1000 | [6 empty] | Verified as Rental |  |  | MHHS-TIRR
NO | YES |  |  |  | ZTG256 |  | STRYKER | 2236-000-001 |  | M314-0283 | Rental | MHHS-Southeast |  |  |  | ZTG256 |  | Southeast & Bay Area |  | Rental | [7 empty] | PTMASSAG-Joerns HC-Arise 1000 |  | ARISE 1000EX LAL/PULSE MATT W/CARERAIL |  |  | PTMASSAG-Joerns HC-Arise 1000 | [6 empty] | Verified as Rental |  |  | MHHS-Southeast
NO | YES |  |  |  | ZTG285 |  | STRYKER | 2236-000-001 |  |  | Rental | MHHS-Southeast |  |  |  | ZTG285 |  | Southeast & Bay Area |  | Rental | [7 empty] | PTMASSAG-Joerns HC-Arise 1000 |  | ARISE 1000EX LAL/PULSE MATT W/CARERAIL |  |  | PTMASSAG-Joerns HC-Arise 1000 | [6 empty] | Verified as Rental |  |  | MHHS-Southeast
NO | YES |  |  |  | ZTG479 |  | STRYKER | 2236-000-001 |  |  | Rental | MHHS-Southwest |  |  |  | ZTG479 |  | Southwest |  | Rental | [7 empty] | PTMASSAG-Joerns HC-Arise 1000 |  | ARISE 1000EX LAL/PULSE MATT W/CARERAIL |  |  | PTMASSAG-Joerns HC-Arise 1000 | [6 empty] | Verified as Rental |  |  | MHHS-Southwest
NO | YES |  |  |  | ZTG642 |  | STRYKER | 2236-000-001 |  |  | Rental | MHHS-Southwest |  |  |  | ZTG642 |  | Southwest |  | Rental | [7 empty] | PTMASSAG-Joerns HC-Arise 1000 |  | ARISE 1000EX LAL/PULSE MATT W/CARERAIL |  |  | PTMASSAG-Joerns HC-Arise 1000 | [6 empty] | Verified as Rental |  |  | MHHS-Southwest
NO | YES |  |  |  | ZTG946 |  | STRYKER | 2236-000-001 |  | MX110419 | Rental | MHHS-Southwest |  |  |  | ZTG946 |  | Southwest |  | Rental | [7 empty] | PTMASSAG-Joerns HC-Arise 1000 |  | ARISE 1000EX LAL/PULSE MATT W/CARERAIL |  |  | PTMASSAG-Joerns HC-Arise 1000 | [6 empty] | Verified as Rental |  |  | MHHS-Southwest
NO | YES |  |  |  | ZTG959 |  | STRYKER | 2236-000-001 |  | MX110644 | Rental | MHHS-Southwest |  |  |  | ZTG959 |  | Southwest |  | Rental | [7 empty] | PTMASSAG-Joerns HC-Arise 1000 |  | ARISE 1000EX LAL/PULSE MATT W/CARERAIL |  |  | PTMASSAG-Joerns HC-Arise 1000 | [6 empty] | Verified as Rental |  |  | MHHS-Southwest
NO | YES |  |  |  | ZTG973 |  | STRYKER | 2236-000-001 |  | MX112229 | Rental | MHHS-Southwest |  |  |  | ZTG973 |  | Southwest |  | Rental | [7 empty] | PTMASSAG-Joerns HC-Arise 1000 |  | ARISE 1000EX LAL/PULSE MATT W/CARERAIL |  |  | PTMASSAG-Joerns HC-Arise 1000 | [6 empty] | Verified as Rental |  |  | MHHS-Southwest
NO | YES |  |  |  | ZTG974 |  | STRYKER | 2236-000-001 |  | MX112221 | Rental | MHHS-Southwest |  |  |  | ZTG974 |  | Southwest |  | Rental | [7 empty] | PTMASSAG-Joerns HC-Arise 1000 |  | ARISE 1000EX LAL/PULSE MATT W/CARERAIL |  |  | PTMASSAG-Joerns HC-Arise 1000 | [6 empty] | Verified as Rental |  |  | MHHS-Southwest
NO | YES |  |  |  | ZTG975 |  | STRYKER | 2236-000-001 |  | MX112223 | Rental | MHHS-Southwest |  |  |  | ZTG975 |  | Southwest |  | Rental | [7 empty] | PTMASSAG-Joerns HC-Arise 1000 |  | ARISE 1000EX LAL/PULSE MATT W/CARERAIL |  |  | PTMASSAG-Joerns HC-Arise 1000 | [6 empty] | Verified as Rental |  |  | MHHS-Southwest
NO | YES |  |  |  | ZTG1296 |  | STRYKER | 2236-000-001 |  |  | Rental | MHHS-Southwest |  |  |  | ZTG1296 |  | Southwest |  | Rental | [7 empty] | PTMASSAG-Joerns HC-Arise 1000 |  | ARISE 1000EX LAL/PULSE MATT W/CARERAIL |  |  | PTMASSAG-Joerns HC-Arise 1000 | [6 empty] | Verified as Rental |  |  | MHHS-Southwest
NO | YES |  |  |  | ZTG1328 |  | STRYKER | 2236-000-001 |  |  | Rental | MHHS-Southwest |  |  |  | ZTG1328 |  | Southwest |  | Rental | [7 empty] | PTMASSAG-Joerns HC-Arise 1000 |  | ARISE 1000EX LAL/PULSE MATT W/CARERAIL |  |  | PTMASSAG-Joerns HC-Arise 1000 | [6 empty] | Verified as Rental |  |  | MHHS-Southwest
NO | YES |  |  |  | ZTG201 |  | STRYKER | 2236-000-001 |  | M314-0259 | Rental | MHHS-Sugarland |  |  |  | ZTG201 |  | Sugar Land |  | Rental | [7 empty] | PTMASSAG-Joerns HC-Arise 1000 |  | ARISE 1000EX LAL/PULSE MATT W/CARERAIL |  |  | PTMASSAG-Joerns HC-Arise 1000 | [6 empty] | Verified as Rental |  |  | MHHS-Sugarland
NO | YES |  |  |  | ZTG576 |  | STRYKER | 2236-000-001 |  |  | Rental | MHHS-Sugarland |  |  |  | ZTG576 |  | Sugar Land |  | Rental | [7 empty] | PTMASSAG-Joerns HC-Arise 1000 |  | ARISE 1000EX LAL/PULSE MATT W/CARERAIL |  |  | PTMASSAG-Joerns HC-Arise 1000 | [6 empty] | Verified as Rental |  |  | MHHS-Sugarland
NO | YES |  |  |  | ZTG753 |  | STRYKER | 2236-000-001 |  |  | Rental | MHHS-Sugarland |  |  |  | ZTG753 |  | Sugar Land |  | Rental | [7 empty] | PTMASSAG-Joerns HC-Arise 1000 |  | ARISE 1000EX LAL/PULSE MATT W/CARERAIL |  |  | PTMASSAG-Joerns HC-Arise 1000 | [6 empty] | Verified as Rental |  |  | MHHS-Sugarland
NO | YES |  |  |  | ZTG214 |  | STRYKER | 2236-000-001 |  | M314-0251 | Rental | MHHS-TMC |  |  |  | ZTG214 |  | TMC |  | Rental | [7 empty] | PTMASSAG-Joerns HC-Arise 1000 |  | ARISE 1000EX LAL/PULSE MATT W/CARERAIL |  |  | PTMASSAG-Joerns HC-Arise 1000 | [6 empty] | Verified as Rental |  |  | MHHS-TMC
NO | YES |  |  |  | ZTG223 |  | STRYKER | 2236-000-001 |  | M3140216 | Rental | MHHS-TMC |  |  |  | ZTG223 |  | TMC |  | Rental | [7 empty] | PTMASSAG-Joerns HC-Arise 1000 |  | ARISE 1000EX LAL/PULSE MATT W/CARERAIL |  |  | PTMASSAG-Joerns HC-Arise 1000 | [6 empty] | Verified as Rental |  |  | MHHS-TMC
NO | YES |  |  |  | ZTG485 |  | STRYKER | 2236-000-001 |  |  | Rental | MHHS-TMC |  |  |  | ZTG485 |  | TMC |  | Rental | [7 empty] | PTMASSAG-Joerns HC-Arise 1000 |  | ARISE 1000EX LAL/PULSE MATT W/CARERAIL |  |  | PTMASSAG-Joerns HC-Arise 1000 | [6 empty] | Verified as Rental |  |  | MHHS-TMC
NO | YES |  |  |  | ZTG560 |  | STRYKER | 2236-000-001 |  |  | Rental | MHHS-TMC |  |  |  | ZTG560 |  | TMC |  | Rental | [7 empty] | PTMASSAG-Joerns HC-Arise 1000 |  | ARISE 1000EX LAL/PULSE MATT W/CARERAIL |  |  | PTMASSAG-Joerns HC-Arise 1000 | [6 empty] | Verified as Rental |  |  | MHHS-TMC
NO | YES |  |  |  | ZTG727 |  | STRYKER | 2236-000-001 |  |  | Rental | MHHS-TMC |  |  |  | ZTG727 |  | TMC |  | Rental | [7 empty] | PTMASSAG-Joerns HC-Arise 1000 |  | ARISE 1000EX LAL/PULSE MATT W/CARERAIL |  |  | PTMASSAG-Joerns HC-Arise 1000 | [6 empty] | Verified as Rental |  |  | MHHS-TMC
NO | YES |  |  |  | ZTG952 |  | STRYKER | 2236-000-001 |  | MX110307 | Rental | MHHS-TMC |  |  |  | ZTG952 |  | TMC |  | Rental | [7 empty] | PTMASSAG-Joerns HC-Arise 1000 |  | ARISE 1000EX LAL/PULSE MATT W/CARERAIL |  |  | PTMASSAG-Joerns HC-Arise 1000 | [6 empty] | Verified as Rental |  |  | MHHS-TMC
NO | YES |  |  |  | ZTG960 |  | STRYKER | 2236-000-001 |  | MX110296 | Rental | MHHS-TMC |  |  |  | ZTG960 |  | TMC |  | Rental | [7 empty] | PTMASSAG-Joerns HC-Arise 1000 |  | ARISE 1000EX LAL/PULSE MATT W/CARERAIL |  |  | PTMASSAG-Joerns HC-Arise 1000 | [6 empty] | Verified as Rental |  |  | MHHS-TMC
NO | YES |  |  |  | ZTG964 |  | STRYKER | 2236-000-001 |  | MX10422 | Rental | MHHS-TMC |  |  |  | ZTG964 |  | TMC |  | Rental | [7 empty] | PTMASSAG-Joerns HC-Arise 1000 |  | ARISE 1000EX LAL/PULSE MATT W/CARERAIL |  |  | PTMASSAG-Joerns HC-Arise 1000 | [6 empty] | Verified as Rental |  |  | MHHS-TMC
NO | YES |  |  |  | ZTG1130 |  | STRYKER | 2236-000-001 |  |  | Rental | MHHS-TMC |  |  |  | ZTG1130 |  | TMC |  | Rental | [7 empty] | PTMASSAG-Joerns HC-Arise 1000 |  | ARISE 1000EX LAL/PULSE MATT W/CARERAIL |  |  | PTMASSAG-Joerns HC-Arise 1000 | [6 empty] | Verified as Rental |  |  | MHHS-TMC
NO | YES |  |  |  | ZTG418 |  | STRYKER | 2236-000-001 |  |  | Rental | MHHS-Woodlands |  |  |  | ZTG418 |  | Woodlands |  | Rental | [7 empty] | PTMASSAG-Joerns HC-Arise 1000 |  | ARISE 1000EX LAL/PULSE MATT W/CARERAIL |  |  | PTMASSAG-Joerns HC-Arise 1000 | [6 empty] | Verified as Rental |  |  | MHHS-Woodlands
NO | YES |  |  |  | ZTG957 |  | STRYKER | 2236-000-001 |  | MX110649 | Rental | MHHS-Woodlands |  |  |  | ZTG957 |  | Woodlands |  | Rental | [7 empty] | PTMASSAG-Joerns HC-Arise 1000 |  | ARISE 1000EX LAL/PULSE MATT W/CARERAIL |  |  | PTMASSAG-Joerns HC-Arise 1000 | [6 empty] | Verified as Rental |  |  | MHHS-Woodlands
NO | YES |  |  |  | ZTG971 |  | STRYKER | 2236-000-001 |  | MX110295 | Rental | MHHS-Woodlands |  |  |  | ZTG971 |  | Woodlands |  | Rental | [7 empty] | PTMASSAG-Joerns HC-Arise 1000 |  | ARISE 1000EX LAL/PULSE MATT W/CARERAIL |  |  | PTMASSAG-Joerns HC-Arise 1000 | [6 empty] | Verified as Rental |  |  | MHHS-Woodlands
NO | YES |  |  |  | ZTG972 |  | STRYKER | 2236-000-001 |  | MX10297 | Rental | MHHS-Woodlands |  |  |  | ZTG972 |  | Woodlands |  | Rental | [7 empty] | PTMASSAG-Joerns HC-Arise 1000 |  | ARISE 1000EX LAL/PULSE MATT W/CARERAIL |  |  | PTMASSAG-Joerns HC-Arise 1000 | [6 empty] | Verified as Rental |  |  | MHHS-Woodlands
NO | YES |  |  |  | ZTG1001 |  | STRYKER | 2236-000-001 |  | MX113313 | Rental | MHHS-Woodlands |  |  |  | ZTG1001 |  | Woodlands |  | Rental | [7 empty] | PTMASSAG-Joerns HC-Arise 1000 |  | ARISE 1000EX LAL/PULSE MATT W/CARERAIL |  |  | PTMASSAG-Joerns HC-Arise 1000 | [6 empty] | Verified as Rental |  |  | MHHS-Woodlands
NO | YES |  |  |  | ZTG1009 |  | STRYKER | 2236-000-001 |  | MX114947 | Rental | MHHS-Woodlands |  |  |  | ZTG1009 |  | Woodlands |  | Rental | [7 empty] | PTMASSAG-Joerns HC-Arise 1000 |  | ARISE 1000EX LAL/PULSE MATT W/CARERAIL |  |  | PTMASSAG-Joerns HC-Arise 1000 | [6 empty] | Verified as Rental |  |  | MHHS-Woodlands
NO | YES |  |  |  | ZTG1052 |  | STRYKER | 2236-000-001 |  |  | Rental | MHHS-Woodlands |  |  |  | ZTG1052 |  | Woodlands |  | Rental | [7 empty] | PTMASSAG-Joerns HC-Arise 1000 |  | ARISE 1000EX LAL/PULSE MATT W/CARERAIL |  |  | PTMASSAG-Joerns HC-Arise 1000 | [6 empty] | Verified as Rental |  |  | MHHS-Woodlands
NO | YES |  |  |  | ZTG1056 |  | STRYKER | 2236-000-001 |  |  | Rental | MHHS-Woodlands |  |  |  | ZTG1056 |  | Woodlands |  | Rental | [7 empty] | PTMASSAG-Joerns HC-Arise 1000 |  | ARISE 1000EX LAL/PULSE MATT W/CARERAIL |  |  | PTMASSAG-Joerns HC-Arise 1000 | [6 empty] | Verified as Rental |  |  | MHHS-Woodlands
NO | YES |  |  |  | ZTG1291 |  | STRYKER | 2236-000-001 |  |  | Rental | MHHS-Woodlands |  |  |  | ZTG1291 |  | Woodlands |  | Rental | [7 empty] | PTMASSAG-Joerns HC-Arise 1000 |  | ARISE 1000EX LAL/PULSE MATT W/CARERAIL |  |  | PTMASSAG-Joerns HC-Arise 1000 | [6 empty] | Verified as Rental |  |  | MHHS-Woodlands
NO | YES |  |  |  | ZTG1294 |  | STRYKER | 2236-000-001 |  |  | Rental | MHHS-Woodlands |  |  |  | ZTG1294 |  | Woodlands |  | Rental | [7 empty] | PTMASSAG-Joerns HC-Arise 1000 |  | ARISE 1000EX LAL/PULSE MATT W/CARERAIL |  |  | PTMASSAG-Joerns HC-Arise 1000 | [6 empty] | Verified as Rental |  |  | MHHS-Woodlands
NO | YES |  |  |  | ZTG1295 |  | STRYKER | 2236-000-001 |  |  | Rental | MHHS-Woodlands |  |  |  | ZTG1295 |  | Woodlands |  | Rental | [7 empty] | PTMASSAG-Joerns HC-Arise 1000 |  | ARISE 1000EX LAL/PULSE MATT W/CARERAIL |  |  | PTMASSAG-Joerns HC-Arise 1000 | [6 empty] | Verified as Rental |  |  | MHHS-Woodlands
NO | YES |  |  |  | ZTG1329 |  | STRYKER | 2236-000-001 |  |  | Rental | MHHS-Woodlands |  |  |  | ZTG1329 |  | Woodlands |  | Rental | [7 empty] | PTMASSAG-Joerns HC-Arise 1000 |  | ARISE 1000EX LAL/PULSE MATT W/CARERAIL |  |  | PTMASSAG-Joerns HC-Arise 1000 | [6 empty] | Verified as Rental |  |  | MHHS-Woodlands
NO | YES |  |  |  | ZRK731 |  | STRYKER |  |  |  | Rental | MHHS-Katy Rehab |  |  |  | ZRK731 |  | Katy |  | Rental | [7 empty] | .needs class |  | REM MATTRESS-STRYKER BED FRAMES |  |  | .needs class | [6 empty] | Verified as Rental |  |  | MHHS-Katy Rehab
NO | YES |  |  |  | ZRI241 |  | STRYKER | 3002-EX |  |  | Rental Equipment | MHHS-Greater Heights |  |  |  | ZRI241 |  | Central & Greater Heights |  | Rental Equipment | [7 empty] | BEDPATIENTELECTRIC-Stryker-Secure II 3002 |  | SECURE II BED-35X84,500LB,HGT=16L-30H |  |  | BEDPATIENTELECTRIC-Stryker-Secure II 3002 | [6 empty] | Verified as Rental |  |  | MHHS-Greater Heights
NO | YES |  |  |  | ZRI939 |  | STRYKER | 3002-EX |  |  | Rental Equipment | MHHS-Greater Heights |  |  |  | ZRI939 |  | Central & Greater Heights |  | Rental Equipment | [7 empty] | BEDPATIENTELECTRIC-Stryker-Secure II 3002 |  | SECURE II BED-35X84,500LB,HGT=16L-30H |  |  | BEDPATIENTELECTRIC-Stryker-Secure II 3002 | [6 empty] | Verified as Rental |  |  | MHHS-Greater Heights
NO | YES |  |  |  | ZRI1017 |  | STRYKER | 3002-EX |  |  | Rental Equipment | MHHS-Greater Heights |  |  |  | ZRI1017 |  | Central & Greater Heights |  | Rental Equipment | [7 empty] | BEDPATIENTELECTRIC-Stryker-Secure II 3002 |  | SECURE II BED-35X84,500LB,HGT=16L-30H |  |  | BEDPATIENTELECTRIC-Stryker-Secure II 3002 | [6 empty] | Verified as Rental |  |  | MHHS-Greater Heights
NO | YES |  |  |  | ZRI187 |  | STRYKER | 3002-EX |  |  | Rental | MHHS-Katy |  |  |  | ZRI187 |  | Katy |  | Rental | [7 empty] | BEDPATIENTELECTRIC-Stryker-Secure II 3002 |  | SECURE II BED-35X84,500LB,HGT=16L-30H |  |  | BEDPATIENTELECTRIC-Stryker-Secure II 3002 | [6 empty] | Verified as Rental |  |  | MHHS-Katy
NO | YES |  |  |  | ZRI219 |  | STRYKER | 3002-EX |  |  | Rental | MHHS-Katy |  |  |  | ZRI219 |  | Katy |  | Rental | [7 empty] | BEDPATIENTELECTRIC-Stryker-Secure II 3002 |  | SECURE II BED-35X84,500LB,HGT=16L-30H |  |  | BEDPATIENTELECTRIC-Stryker-Secure II 3002 | [6 empty] | Verified as Rental |  |  | MHHS-Katy
NO | YES |  |  |  | ZRI311 |  | STRYKER | 3002-EX |  |  | Rental | MHHS-Katy |  |  |  | ZRI311 |  | Katy |  | Rental | [7 empty] | BEDPATIENTELECTRIC-Stryker-Secure II 3002 |  | SECURE II BED-35X84,500LB,HGT=16L-30H |  |  | BEDPATIENTELECTRIC-Stryker-Secure II 3002 | [6 empty] | Verified as Rental |  |  | MHHS-Katy
NO | YES |  |  |  | ZRI321 |  | STRYKER | 3002-EX |  |  | Rental | MHHS-Katy |  |  |  | ZRI321 |  | Katy |  | Rental | [7 empty] | BEDPATIENTELECTRIC-Stryker-Secure II 3002 |  | SECURE II BED-35X84,500LB,HGT=16L-30H |  |  | BEDPATIENTELECTRIC-Stryker-Secure II 3002 | [6 empty] | Verified as Rental |  |  | MHHS-Katy
NO | YES |  |  |  | ZRI351 |  | STRYKER | 3002-EX |  |  | Rental | MHHS-Katy |  |  |  | ZRI351 |  | Katy |  | Rental | [7 empty] | BEDPATIENTELECTRIC-Stryker-Secure II 3002 |  | SECURE II BED-35X84,500LB,HGT=16L-30H |  |  | BEDPATIENTELECTRIC-Stryker-Secure II 3002 | [6 empty] | Verified as Rental |  |  | MHHS-Katy
NO | YES |  |  |  | ZRI487 |  | STRYKER | 3002-EX |  |  | Rental | MHHS-Katy |  |  |  | ZRI487 |  | Katy |  | Rental | [7 empty] | BEDPATIENTELECTRIC-Stryker-Secure II 3002 |  | SECURE II BED-35X84,500LB,HGT=16L-30H |  |  | BEDPATIENTELECTRIC-Stryker-Secure II 3002 | [6 empty] | Verified as Rental |  |  | MHHS-Katy
NO | YES |  |  |  | ZRI557 |  | STRYKER | 3002-EX |  |  | Rental | MHHS-Katy |  |  |  | ZRI557 |  | Katy |  | Rental | [7 empty] | BEDPATIENTELECTRIC-Stryker-Secure II 3002 |  | SECURE II BED-35X84,500LB,HGT=16L-30H |  |  | BEDPATIENTELECTRIC-Stryker-Secure II 3002 | [6 empty] | Verified as Rental |  |  | MHHS-Katy
NO | YES |  |  |  | ZRI825 |  | STRYKER | 3002-EX |  |  | Rental | MHHS-Katy |  |  |  | ZRI825 |  | Katy |  | Rental | [7 empty] | BEDPATIENTELECTRIC-Stryker-Secure II 3002 |  | SECURE II BED-35X84,500LB,HGT=16L-30H |  |  | BEDPATIENTELECTRIC-Stryker-Secure II 3002 | [6 empty] | Verified as Rental |  |  | MHHS-Katy
NO | YES |  |  |  | ZRI920 |  | STRYKER | 3002-EX |  |  | Rental | MHHS-Katy |  |  |  | ZRI920 |  | Katy |  | Rental | [7 empty] | BEDPATIENTELECTRIC-Stryker-Secure II 3002 |  | SECURE II BED-35X84,500LB,HGT=16L-30H |  |  | BEDPATIENTELECTRIC-Stryker-Secure II 3002 | [6 empty] | Verified as Rental |  |  | MHHS-Katy
NO | YES |  |  |  | ZRI357 |  | STRYKER | 3002-EX |  |  | Rental | MHHS-Katy Rehab |  |  |  | ZRI357 |  | Katy |  | Rental | [7 empty] | BEDPATIENTELECTRIC-Stryker-Secure II 3002 |  | SECURE II BED-35X84,500LB,HGT=16L-30H |  |  | BEDPATIENTELECTRIC-Stryker-Secure II 3002 | [6 empty] | Verified as Rental |  |  | MHHS-Katy Rehab
NO | YES |  |  |  | ZRI483 |  | STRYKER | 3002-EX |  |  | Rental | MHHS-Katy Rehab |  |  |  | ZRI483 |  | Katy |  | Rental | [7 empty] | BEDPATIENTELECTRIC-Stryker-Secure II 3002 |  | SECURE II BED-35X84,500LB,HGT=16L-30H |  |  | BEDPATIENTELECTRIC-Stryker-Secure II 3002 | [6 empty] | Verified as Rental |  |  | MHHS-Katy Rehab
NO | YES |  |  |  | ZRI594 |  | STRYKER | 3002-EX |  |  | Rental | MHHS-Katy Rehab |  |  |  | ZRI594 |  | Katy |  | Rental | [7 empty] | BEDPATIENTELECTRIC-Stryker-Secure II 3002 |  | SECURE II BED-35X84,500LB,HGT=16L-30H |  |  | BEDPATIENTELECTRIC-Stryker-Secure II 3002 | [6 empty] | Verified as Rental |  |  | MHHS-Katy Rehab
NO | YES |  |  |  | ZRI878 |  | STRYKER | 3002-EX |  |  | Rental | MHHS-Katy Rehab |  |  |  | ZRI878 |  | Katy |  | Rental | [7 empty] | BEDPATIENTELECTRIC-Stryker-Secure II 3002 |  | SECURE II BED-35X84,500LB,HGT=16L-30H |  |  | BEDPATIENTELECTRIC-Stryker-Secure II 3002 | [6 empty] | Verified as Rental |  |  | MHHS-Katy Rehab
NO | YES |  |  |  | ZRI173 |  | STRYKER | 3002-EX |  |  | Rental | MHHS-Mem City |  |  |  | ZRI173 |  | West & Memorial City |  | Rental | [7 empty] | BEDPATIENTELECTRIC-Stryker-Secure II 3002 |  | SECURE II BED-35X84,500LB,HGT=16L-30H |  |  | BEDPATIENTELECTRIC-Stryker-Secure II 3002 | [6 empty] | Verified as Rental |  |  | MHHS-Mem City
NO | YES |  |  |  | ZRI294 |  | STRYKER | 3002-EX |  |  | Rental | MHHS-Mem City |  |  |  | ZRI294 |  | West & Memorial City |  | Rental | [7 empty] | BEDPATIENTELECTRIC-Stryker-Secure II 3002 |  | SECURE II BED-35X84,500LB,HGT=16L-30H |  |  | BEDPATIENTELECTRIC-Stryker-Secure II 3002 | [6 empty] | Verified as Rental |  |  | MHHS-Mem City
NO | YES |  |  |  | ZRI592 |  | STRYKER | 3002-EX |  |  | Rental | MHHS-Mem City |  |  |  | ZRI592 |  | West & Memorial City |  | Rental | [7 empty] | BEDPATIENTELECTRIC-Stryker-Secure II 3002 |  | SECURE II BED-35X84,500LB,HGT=16L-30H |  |  | BEDPATIENTELECTRIC-Stryker-Secure II 3002 | [6 empty] | Verified as Rental |  |  | MHHS-Mem City
NO | YES |  |  |  | ZRI690 |  | STRYKER | 3002-EX |  |  | Rental | MHHS-Mem City |  |  |  | ZRI690 |  | West & Memorial City |  | Rental | [7 empty] | BEDPATIENTELECTRIC-Stryker-Secure II 3002 |  | SECURE II BED-35X84,500LB,HGT=16L-30H |  |  | BEDPATIENTELECTRIC-Stryker-Secure II 3002 | [6 empty] | Verified as Rental |  |  | MHHS-Mem City
NO | YES |  |  |  | ZRI132 |  | STRYKER | 3002-EX |  |  | Rental | MHHS-Pearland Hospital |  |  |  | ZRI132 |  | Pearland |  | Rental | [7 empty] | BEDPATIENTELECTRIC-Stryker-Secure II 3002 |  | SECURE II BED-35X84,500LB,HGT=16L-30H |  |  | BEDPATIENTELECTRIC-Stryker-Secure II 3002 | [6 empty] | Verified as Rental |  |  | MHHS-Pearland Hospital
NO | YES |  |  |  | ZRI210 |  | STRYKER | 3002-EX |  |  | Rental | MHHS-Pearland Hospital |  |  |  | ZRI210 |  | Pearland |  | Rental | [7 empty] | BEDPATIENTELECTRIC-Stryker-Secure II 3002 |  | SECURE II BED-35X84,500LB,HGT=16L-30H |  |  | BEDPATIENTELECTRIC-Stryker-Secure II 3002 | [6 empty] | Verified as Rental |  |  | MHHS-Pearland Hospital
NO | YES |  |  |  | ZRI247 |  | STRYKER | 3002-EX |  |  | Rental | MHHS-Pearland Hospital |  |  |  | ZRI247 |  | Pearland |  | Rental | [7 empty] | BEDPATIENTELECTRIC-Stryker-Secure II 3002 |  | SECURE II BED-35X84,500LB,HGT=16L-30H |  |  | BEDPATIENTELECTRIC-Stryker-Secure II 3002 | [6 empty] | Verified as Rental |  |  | MHHS-Pearland Hospital
NO | YES |  |  |  | ZRI297 |  | STRYKER | 3002-EX |  |  | Rental | MHHS-Pearland Hospital |  |  |  | ZRI297 |  | Pearland |  | Rental | [7 empty] | BEDPATIENTELECTRIC-Stryker-Secure II 3002 |  | SECURE II BED-35X84,500LB,HGT=16L-30H |  |  | BEDPATIENTELECTRIC-Stryker-Secure II 3002 | [6 empty] | Verified as Rental |  |  | MHHS-Pearland Hospital
NO | YES |  |  |  | ZRI421 |  | STRYKER | 3002-EX |  |  | Rental | MHHS-Pearland Hospital |  |  |  | ZRI421 |  | Pearland |  | Rental | [7 empty] | BEDPATIENTELECTRIC-Stryker-Secure II 3002 |  | SECURE II BED-35X84,500LB,HGT=16L-30H |  |  | BEDPATIENTELECTRIC-Stryker-Secure II 3002 | [6 empty] | Verified as Rental |  |  | MHHS-Pearland Hospital
NO | YES |  |  |  | ZRI431 |  | STRYKER | 3002-EX |  |  | Rental | MHHS-Pearland Hospital |  |  |  | ZRI431 |  | Pearland |  | Rental | [7 empty] | BEDPATIENTELECTRIC-Stryker-Secure II 3002 |  | SECURE II BED-35X84,500LB,HGT=16L-30H |  |  | BEDPATIENTELECTRIC-Stryker-Secure II 3002 | [6 empty] | Verified as Rental |  |  | MHHS-Pearland Hospital
NO | YES |  |  |  | ZRI469 |  | STRYKER | 3002-EX |  |  | Rental | MHHS-Pearland Hospital |  |  |  | ZRI469 |  | Pearland |  | Rental | [7 empty] | BEDPATIENTELECTRIC-Stryker-Secure II 3002 |  | SECURE II BED-35X84,500LB,HGT=16L-30H |  |  | BEDPATIENTELECTRIC-Stryker-Secure II 3002 | [6 empty] | Verified as Rental |  |  | MHHS-Pearland Hospital
NO | YES |  |  |  | ZRI746 |  | STRYKER | 3002-EX |  |  | Rental | MHHS-Pearland Hospital |  |  |  | ZRI746 |  | Pearland |  | Rental | [7 empty] | BEDPATIENTELECTRIC-Stryker-Secure II 3002 |  | SECURE II BED-35X84,500LB,HGT=16L-30H |  |  | BEDPATIENTELECTRIC-Stryker-Secure II 3002 | [6 empty] | Verified as Rental |  |  | MHHS-Pearland Hospital
NO | YES |  |  |  | ZRI750 |  | STRYKER | 3002-EX |  |  | Rental | MHHS-Pearland Hospital |  |  |  | ZRI750 |  | Pearland |  | Rental | [7 empty] | BEDPATIENTELECTRIC-Stryker-Secure II 3002 |  | SECURE II BED-35X84,500LB,HGT=16L-30H |  |  | BEDPATIENTELECTRIC-Stryker-Secure II 3002 | [6 empty] | Verified as Rental |  |  | MHHS-Pearland Hospital
NO | YES |  |  |  | ZRI964 |  | STRYKER | 3002-EX |  |  | Rental | MHHS-Pearland Hospital |  |  |  | ZRI964 |  | Pearland |  | Rental | [7 empty] | BEDPATIENTELECTRIC-Stryker-Secure II 3002 |  | SECURE II BED-35X84,500LB,HGT=16L-30H |  |  | BEDPATIENTELECTRIC-Stryker-Secure II 3002 | [6 empty] | Verified as Rental |  |  | MHHS-Pearland Hospital
NO | YES |  |  |  | ZRI467 |  | STRYKER | 3002-EX |  |  | Rental | MHHS-TIRR |  |  |  | ZRI467 |  | TMC |  | Rental | [7 empty] | BEDPATIENTELECTRIC-Stryker-Secure II 3002 |  | SECURE II BED-35X84,500LB,HGT=16L-30H |  |  | BEDPATIENTELECTRIC-Stryker-Secure II 3002 | [6 empty] | Verified as Rental |  |  | MHHS-TIRR
NO | YES |  |  |  | ZRI521 |  | STRYKER | 3002-EX |  |  | Rental | MHHS-TIRR |  |  |  | ZRI521 |  | TMC |  | Rental | [7 empty] | BEDPATIENTELECTRIC-Stryker-Secure II 3002 |  | SECURE II BED-35X84,500LB,HGT=16L-30H |  |  | BEDPATIENTELECTRIC-Stryker-Secure II 3002 | [6 empty] | Verified as Rental |  |  | MHHS-TIRR
NO | YES |  |  |  | ZRI525 |  | STRYKER | 3002-EX |  |  | Rental | MHHS-TIRR |  |  |  | ZRI525 |  | TMC |  | Rental | [7 empty] | BEDPATIENTELECTRIC-Stryker-Secure II 3002 |  | SECURE II BED-35X84,500LB,HGT=16L-30H |  |  | BEDPATIENTELECTRIC-Stryker-Secure II 3002 | [6 empty] | Verified as Rental |  |  | MHHS-TIRR
NO | YES |  |  |  | ZRI174 |  | STRYKER | 3002-EX |  |  | Rental | MHHS-Southeast |  |  |  | ZRI174 |  | Southeast & Bay Area |  | Rental | [7 empty] | BEDPATIENTELECTRIC-Stryker-Secure II 3002 |  | SECURE II BED-35X84,500LB,HGT=16L-30H |  |  | BEDPATIENTELECTRIC-Stryker-Secure II 3002 | [6 empty] | Verified as Rental |  |  | MHHS-Southeast
NO | YES |  |  |  | ZRI204 |  | STRYKER | 3002-EX |  |  | Rental | MHHS-Southeast |  |  |  | ZRI204 |  | Southeast & Bay Area |  | Rental | [7 empty] | BEDPATIENTELECTRIC-Stryker-Secure II 3002 |  | SECURE II BED-35X84,500LB,HGT=16L-30H |  |  | BEDPATIENTELECTRIC-Stryker-Secure II 3002 | [6 empty] | Verified as Rental |  |  | MHHS-Southeast
NO | YES |  |  |  | ZRI372 |  | STRYKER | 3002-EX |  |  | Rental | MHHS-Southeast |  |  |  | ZRI372 |  | Southeast & Bay Area |  | Rental | [7 empty] | BEDPATIENTELECTRIC-Stryker-Secure II 3002 |  | SECURE II BED-35X84,500LB,HGT=16L-30H |  |  | BEDPATIENTELECTRIC-Stryker-Secure II 3002 | [6 empty] | Verified as Rental |  |  | MHHS-Southeast
NO | YES |  |  |  | ZRI419 |  | STRYKER | 3002-EX |  |  | Rental | MHHS-Southeast |  |  |  | ZRI419 |  | Southeast & Bay Area |  | Rental | [7 empty] | BEDPATIENTELECTRIC-Stryker-Secure II 3002 |  | SECURE II BED-35X84,500LB,HGT=16L-30H |  |  | BEDPATIENTELECTRIC-Stryker-Secure II 3002 | [6 empty] | Verified as Rental |  |  | MHHS-Southeast
NO | YES |  |  |  | ZRI442 |  | STRYKER | 3002-EX |  |  | Rental | MHHS-Southeast |  |  |  | ZRI442 |  | Southeast & Bay Area |  | Rental | [7 empty] | BEDPATIENTELECTRIC-Stryker-Secure II 3002 |  | SECURE II BED-35X84,500LB,HGT=16L-30H |  |  | BEDPATIENTELECTRIC-Stryker-Secure II 3002 | [6 empty] | Verified as Rental |  |  | MHHS-Southeast
NO | YES |  |  |  | ZRI519 |  | STRYKER | 3002-EX |  |  | Rental | MHHS-Southeast |  |  |  | ZRI519 |  | Southeast & Bay Area |  | Rental | [7 empty] | BEDPATIENTELECTRIC-Stryker-Secure II 3002 |  | SECURE II BED-35X84,500LB,HGT=16L-30H |  |  | BEDPATIENTELECTRIC-Stryker-Secure II 3002 | [6 empty] | Verified as Rental |  |  | MHHS-Southeast
NO | YES |  |  |  | ZRI665 |  | STRYKER | 3002-EX |  |  | Rental | MHHS-Southeast |  |  |  | ZRI665 |  | Southeast & Bay Area |  | Rental | [7 empty] | BEDPATIENTELECTRIC-Stryker-Secure II 3002 |  | SECURE II BED-35X84,500LB,HGT=16L-30H |  |  | BEDPATIENTELECTRIC-Stryker-Secure II 3002 | [6 empty] | Verified as Rental |  |  | MHHS-Southeast
NO | YES |  |  |  | ZRI785 |  | STRYKER | 3002-EX |  |  | Rental | MHHS-Southeast |  |  |  | ZRI785 |  | Southeast & Bay Area |  | Rental | [7 empty] | BEDPATIENTELECTRIC-Stryker-Secure II 3002 |  | SECURE II BED-35X84,500LB,HGT=16L-30H |  |  | BEDPATIENTELECTRIC-Stryker-Secure II 3002 | [6 empty] | Verified as Rental |  |  | MHHS-Southeast
NO | YES |  |  |  | ZRI887 |  | STRYKER | 3002-EX |  |  | Rental | MHHS-Southeast |  |  |  | ZRI887 |  | Southeast & Bay Area |  | Rental | [7 empty] | BEDPATIENTELECTRIC-Stryker-Secure II 3002 |  | SECURE II BED-35X84,500LB,HGT=16L-30H |  |  | BEDPATIENTELECTRIC-Stryker-Secure II 3002 | [6 empty] | Verified as Rental |  |  | MHHS-Southeast
NO | YES |  |  |  | ZRI980 |  | STRYKER | 3002-EX |  |  | Rental | MHHS-Southeast |  |  |  | ZRI980 |  | Southeast & Bay Area |  | Rental | [7 empty] | BEDPATIENTELECTRIC-Stryker-Secure II 3002 |  | SECURE II BED-35X84,500LB,HGT=16L-30H |  |  | BEDPATIENTELECTRIC-Stryker-Secure II 3002 | [6 empty] | Verified as Rental |  |  | MHHS-Southeast
NO | YES |  |  |  | ZRI1071 |  | STRYKER | 3002-EX |  |  | Rental | MHHS-Southeast |  |  |  | ZRI1071 |  | Southeast & Bay Area |  | Rental | [7 empty] | BEDPATIENTELECTRIC-Stryker-Secure II 3002 |  | SECURE II BED-35X84,500LB,HGT=16L-30H |  |  | BEDPATIENTELECTRIC-Stryker-Secure II 3002 | [6 empty] | Verified as Rental |  |  | MHHS-Southeast
NO | YES |  |  |  | ZRI1104 |  | STRYKER | 3002-EX |  |  | Rental | MHHS-Southeast |  |  |  | ZRI1104 |  | Southeast & Bay Area |  | Rental | [7 empty] | BEDPATIENTELECTRIC-Stryker-Secure II 3002 |  | SECURE II BED-35X84,500LB,HGT=16L-30H |  |  | BEDPATIENTELECTRIC-Stryker-Secure II 3002 | [6 empty] | Verified as Rental |  |  | MHHS-Southeast
NO | YES |  |  |  | ZRI348 |  | STRYKER | 3002-EX |  |  | Rental | MHHS-Southwest |  |  |  | ZRI348 |  | Southwest |  | Rental | [7 empty] | BEDPATIENTELECTRIC-Stryker-Secure II 3002 |  | SECURE II BED-35X84,500LB,HGT=16L-30H |  |  | BEDPATIENTELECTRIC-Stryker-Secure II 3002 | [6 empty] | Verified as Rental |  |  | MHHS-Southwest
NO | YES |  |  |  | ZRI486 |  | STRYKER | 3002-EX |  |  | Rental | MHHS-Southwest |  |  |  | ZRI486 |  | Southwest |  | Rental | [7 empty] | BEDPATIENTELECTRIC-Stryker-Secure II 3002 |  | SECURE II BED-35X84,500LB,HGT=16L-30H |  |  | BEDPATIENTELECTRIC-Stryker-Secure II 3002 | [6 empty] | Verified as Rental |  |  | MHHS-Southwest
NO | YES |  |  |  | ZRI560 |  | STRYKER | 3002-EX |  |  | Rental | MHHS-Southwest |  |  |  | ZRI560 |  | Southwest |  | Rental | [7 empty] | BEDPATIENTELECTRIC-Stryker-Secure II 3002 |  | SECURE II BED-35X84,500LB,HGT=16L-30H |  |  | BEDPATIENTELECTRIC-Stryker-Secure II 3002 | [6 empty] | Verified as Rental |  |  | MHHS-Southwest
NO | YES |  |  |  | ZRI965 |  | STRYKER | 3002-EX |  |  | Rental | MHHS-Southwest |  |  |  | ZRI965 |  | Southwest |  | Rental | [7 empty] | BEDPATIENTELECTRIC-Stryker-Secure II 3002 |  | SECURE II BED-35X84,500LB,HGT=16L-30H |  |  | BEDPATIENTELECTRIC-Stryker-Secure II 3002 | [6 empty] | Verified as Rental |  |  | MHHS-Southwest
NO | YES |  |  |  | ZRI1089 |  | STRYKER | 3002-EX |  |  | Rental | MHHS-Southwest |  |  |  | ZRI1089 |  | Southwest |  | Rental | [7 empty] | BEDPATIENTELECTRIC-Stryker-Secure II 3002 |  | SECURE II BED-35X84,500LB,HGT=16L-30H |  |  | BEDPATIENTELECTRIC-Stryker-Secure II 3002 | [6 empty] | Verified as Rental |  |  | MHHS-Southwest
NO | YES |  |  |  | ZRI298 |  | STRYKER | 3002-EX |  |  | Rental | MHHS-TMC |  |  |  | ZRI298 |  | TMC |  | Rental | [7 empty] | BEDPATIENTELECTRIC-Stryker-Secure II 3002 |  | SECURE II BED-35X84,500LB,HGT=16L-30H |  |  | BEDPATIENTELECTRIC-Stryker-Secure II 3002 | [6 empty] | Verified as Rental |  |  | MHHS-TMC
NO | YES |  |  |  | ZRI345 |  | STRYKER | 3002-EX |  |  | Rental | MHHS-TMC |  |  |  | ZRI345 |  | TMC |  | Rental | [7 empty] | BEDPATIENTELECTRIC-Stryker-Secure II 3002 |  | SECURE II BED-35X84,500LB,HGT=16L-30H |  |  | BEDPATIENTELECTRIC-Stryker-Secure II 3002 | [6 empty] | Verified as Rental |  |  | MHHS-TMC
NO | YES |  |  |  | ZRI524 |  | STRYKER | 3002-EX |  |  | Rental | MHHS-TMC |  |  |  | ZRI524 |  | TMC |  | Rental | [7 empty] | BEDPATIENTELECTRIC-Stryker-Secure II 3002 |  | SECURE II BED-35X84,500LB,HGT=16L-30H |  |  | BEDPATIENTELECTRIC-Stryker-Secure II 3002 | [6 empty] | Verified as Rental |  |  | MHHS-TMC
NO | YES |  |  |  | ZRI584 |  | STRYKER | 3002-EX |  |  | Rental | MHHS-TMC |  |  |  | ZRI584 |  | TMC |  | Rental | [7 empty] | BEDPATIENTELECTRIC-Stryker-Secure II 3002 |  | SECURE II BED-35X84,500LB,HGT=16L-30H |  |  | BEDPATIENTELECTRIC-Stryker-Secure II 3002 | [6 empty] | Verified as Rental |  |  | MHHS-TMC
NO | YES |  |  |  | ZRI792 |  | STRYKER | 3002-EX |  |  | Rental | MHHS-TMC |  |  |  | ZRI792 |  | TMC |  | Rental | [7 empty] | BEDPATIENTELECTRIC-Stryker-Secure II 3002 |  | SECURE II BED-35X84,500LB,HGT=16L-30H |  |  | BEDPATIENTELECTRIC-Stryker-Secure II 3002 | [6 empty] | Verified as Rental |  |  | MHHS-TMC
NO | YES |  |  |  | ZRI963 |  | STRYKER | 3002-EX |  |  | Rental | MHHS-TMC |  |  |  | ZRI963 |  | TMC |  | Rental | [7 empty] | BEDPATIENTELECTRIC-Stryker-Secure II 3002 |  | SECURE II BED-35X84,500LB,HGT=16L-30H |  |  | BEDPATIENTELECTRIC-Stryker-Secure II 3002 | [6 empty] | Verified as Rental |  |  | MHHS-TMC
NO | YES |  |  |  | ZRI100 |  | STRYKER | 3002-EX |  |  | Rental | MHHS-Woodlands |  |  |  | ZRI100 |  | Woodlands |  | Rental | [7 empty] | BEDPATIENTELECTRIC-Stryker-Secure II 3002 |  | SECURE II BED-35X84,500LB,HGT=16L-30H |  |  | BEDPATIENTELECTRIC-Stryker-Secure II 3002 | [6 empty] | Verified as Rental |  |  | MHHS-Woodlands
NO | YES |  |  |  | ZRI105 |  | STRYKER | 3002-EX |  |  | Rental | MHHS-Woodlands |  |  |  | ZRI105 |  | Woodlands |  | Rental | [7 empty] | BEDPATIENTELECTRIC-Stryker-Secure II 3002 |  | SECURE II BED-35X84,500LB,HGT=16L-30H |  |  | BEDPATIENTELECTRIC-Stryker-Secure II 3002 | [6 empty] | Verified as Rental |  |  | MHHS-Woodlands
NO | YES |  |  |  | ZRI137 |  | STRYKER | 3002-EX |  |  | Rental | MHHS-Woodlands |  |  |  | ZRI137 |  | Woodlands |  | Rental | [7 empty] | BEDPATIENTELECTRIC-Stryker-Secure II 3002 |  | SECURE II BED-35X84,500LB,HGT=16L-30H |  |  | BEDPATIENTELECTRIC-Stryker-Secure II 3002 | [6 empty] | Verified as Rental |  |  | MHHS-Woodlands
NO | YES |  |  |  | ZRI153 |  | STRYKER | 3002-EX |  |  | Rental | MHHS-Woodlands |  |  |  | ZRI153 |  | Woodlands |  | Rental | [7 empty] | BEDPATIENTELECTRIC-Stryker-Secure II 3002 |  | SECURE II BED-35X84,500LB,HGT=16L-30H |  |  | BEDPATIENTELECTRIC-Stryker-Secure II 3002 | [6 empty] | Verified as Rental |  |  | MHHS-Woodlands
NO | YES |  |  |  | ZRI195 |  | STRYKER | 3002-EX |  |  | Rental | MHHS-Woodlands |  |  |  | ZRI195 |  | Woodlands |  | Rental | [7 empty] | BEDPATIENTELECTRIC-Stryker-Secure II 3002 |  | SECURE II BED-35X84,500LB,HGT=16L-30H |  |  | BEDPATIENTELECTRIC-Stryker-Secure II 3002 | [6 empty] | Verified as Rental |  |  | MHHS-Woodlands
NO | YES |  |  |  | ZRI432 |  | STRYKER | 3002-EX |  |  | Rental | MHHS-Woodlands |  |  |  | ZRI432 |  | Woodlands |  | Rental | [7 empty] | BEDPATIENTELECTRIC-Stryker-Secure II 3002 |  | SECURE II BED-35X84,500LB,HGT=16L-30H |  |  | BEDPATIENTELECTRIC-Stryker-Secure II 3002 | [6 empty] | Verified as Rental |  |  | MHHS-Woodlands
NO | YES |  |  |  | ZRI455 |  | STRYKER | 3002-EX |  |  | Rental | MHHS-Woodlands |  |  |  | ZRI455 |  | Woodlands |  | Rental | [7 empty] | BEDPATIENTELECTRIC-Stryker-Secure II 3002 |  | SECURE II BED-35X84,500LB,HGT=16L-30H |  |  | BEDPATIENTELECTRIC-Stryker-Secure II 3002 | [6 empty] | Verified as Rental |  |  | MHHS-Woodlands
NO | YES |  |  |  | ZRI457 |  | STRYKER | 3002-EX |  |  | Rental | MHHS-Woodlands |  |  |  | ZRI457 |  | Woodlands |  | Rental | [7 empty] | BEDPATIENTELECTRIC-Stryker-Secure II 3002 |  | SECURE II BED-35X84,500LB,HGT=16L-30H |  |  | BEDPATIENTELECTRIC-Stryker-Secure II 3002 | [6 empty] | Verified as Rental |  |  | MHHS-Woodlands
NO | YES |  |  |  | ZRI461 |  | STRYKER | 3002-EX |  |  | Rental | MHHS-Woodlands |  |  |  | ZRI461 |  | Woodlands |  | Rental | [7 empty] | BEDPATIENTELECTRIC-Stryker-Secure II 3002 |  | SECURE II BED-35X84,500LB,HGT=16L-30H |  |  | BEDPATIENTELECTRIC-Stryker-Secure II 3002 | [6 empty] | Verified as Rental |  |  | MHHS-Woodlands
NO | YES |  |  |  | ZRI485 |  | STRYKER | 3002-EX |  |  | Rental | MHHS-Woodlands |  |  |  | ZRI485 |  | Woodlands |  | Rental | [7 empty] | BEDPATIENTELECTRIC-Stryker-Secure II 3002 |  | SECURE II BED-35X84,500LB,HGT=16L-30H |  |  | BEDPATIENTELECTRIC-Stryker-Secure II 3002 | [6 empty] | Verified as Rental |  |  | MHHS-Woodlands
NO | YES |  |  |  | ZRI547 |  | STRYKER | 3002-EX |  |  | Rental | MHHS-Woodlands |  |  |  | ZRI547 |  | Woodlands |  | Rental | [7 empty] | BEDPATIENTELECTRIC-Stryker-Secure II 3002 |  | SECURE II BED-35X84,500LB,HGT=16L-30H |  |  | BEDPATIENTELECTRIC-Stryker-Secure II 3002 | [6 empty] | Verified as Rental |  |  | MHHS-Woodlands
NO | YES |  |  |  | ZRI570 |  | STRYKER | 3002-EX |  |  | Rental | MHHS-Woodlands |  |  |  | ZRI570 |  | Woodlands |  | Rental | [7 empty] | BEDPATIENTELECTRIC-Stryker-Secure II 3002 |  | SECURE II BED-35X84,500LB,HGT=16L-30H |  |  | BEDPATIENTELECTRIC-Stryker-Secure II 3002 | [6 empty] | Verified as Rental |  |  | MHHS-Woodlands
NO | YES |  |  |  | ZRI772 |  | STRYKER | 3002-EX |  |  | Rental | MHHS-Woodlands |  |  |  | ZRI772 |  | Woodlands |  | Rental | [7 empty] | BEDPATIENTELECTRIC-Stryker-Secure II 3002 |  | SECURE II BED-35X84,500LB,HGT=16L-30H |  |  | BEDPATIENTELECTRIC-Stryker-Secure II 3002 | [6 empty] | Verified as Rental |  |  | MHHS-Woodlands
NO | YES |  |  |  | ZRI1050 |  | STRYKER | 3002-EX |  |  | Rental | MHHS-Woodlands |  |  |  | ZRI1050 |  | Woodlands |  | Rental | [7 empty] | BEDPATIENTELECTRIC-Stryker-Secure II 3002 |  | SECURE II BED-35X84,500LB,HGT=16L-30H |  |  | BEDPATIENTELECTRIC-Stryker-Secure II 3002 | [6 empty] | Verified as Rental |  |  | MHHS-Woodlands
YES | YES |  |  |  | 041-21018 | 041-21018 | Stryker | 32?Au 4K Surgical Display |  | SV7327C0147 | MEMORIAL CITY - MOR |  |  |  |  | 041-21018 | 041-21018 | West | Memorial City - Memorial Hermann Hospital | MEMORIAL CITY - MOR | Hallway
YES | YES |  |  |  | 041-34188 | 041-34188 | Stryker | 32?Au 4K Surgical Display |  | SV7329C0411 | MEMORIAL CITY - OUTPATIENT SURGERY |  |  |  |  | 041-34188 | 041-34188 | West | Memorial City - Memorial Hermann Hospital West Tower | MEMORIAL CITY - OUTPATIENT SURGERY | W1 300.94 OR 7 |  |  |  | One time inspection sticker
YES | YES |  |  |  | 041-34187 | 041-34187 | Stryker | 32?Au 4K Surgical Display |  | SV7329C0386 | MEMORIAL CITY - OUTPATIENT SURGERY |  |  |  |  | 041-34187 | 041-34187 | West | Memorial City - Memorial Hermann Hospital West Tower | MEMORIAL CITY - OUTPATIENT SURGERY | W1 300.94 OR 7 |  |  |  | One time inspection
YES | YES |  |  |  | 041-34189 | 041-34189 | Stryker | 32?Au 4K Surgical Display |  | SV7329C0374 | MEMORIAL CITY - Day Surgery |  |  |  |  | 041-34189 | 041-34189 | West | Memorial City - Memorial Hermann Hospital | MEMORIAL CITY - Day Surgery | W1 300.94 OR 7 |  |  |  | ?AuNO PM REQUIRED?Au sticker on unit and a one time inspection sticker
NO | YES |  |  |  | ZSX1688 |  | STRYKER | AIR I/II PUMP |  | CU400-2805 | Rental Equipment | MHHS-Cypress |  |  |  | ZSX1688 |  | Northwest & Cypress |  | Rental Equipment | [7 empty] | PUMPAIRMATTRESS-Stryker-AirPlus 2863 |  | AIR I/II LAL/PULSATE PUMP |  |  | PUMPAIRMATTRESS-Stryker-AirPlus 2863 | [6 empty] | Verified as Rental |  |  | MHHS-Cypress
NO | YES |  |  |  | ZSX2298 |  | STRYKER | AIR I/II PUMP |  | CU400-2991 | Rental Equipment | MHHS-Cypress |  |  |  | ZSX2298 |  | Northwest & Cypress |  | Rental Equipment | [7 empty] | PUMPAIRMATTRESS-Stryker-AirPlus 2863 |  | AIR I/II LAL/PULSATE PUMP |  |  | PUMPAIRMATTRESS-Stryker-AirPlus 2863 | [6 empty] | Verified as Rental |  |  | MHHS-Cypress
NO | YES |  |  |  | ZSX2427 |  | STRYKER | AIR I/II PUMP |  | CU400-3627 | Rental Equipment | MHHS-Cypress |  |  |  | ZSX2427 |  | Northwest & Cypress |  | Rental Equipment | [7 empty] | PUMPAIRMATTRESS-Stryker-AirPlus 2863 |  | AIR I/II LAL/PULSATE PUMP |  |  | PUMPAIRMATTRESS-Stryker-AirPlus 2863 | [6 empty] | Verified as Rental |  |  | MHHS-Cypress
NO | YES |  |  |  | ZSX2440 |  | STRYKER | AIR I/II PUMP |  | CU400-3635 | Rental Equipment | MHHS-Cypress |  |  |  | ZSX2440 |  | Northwest & Cypress |  | Rental Equipment | [7 empty] | PUMPAIRMATTRESS-Stryker-AirPlus 2863 |  | AIR I/II LAL/PULSATE PUMP |  |  | PUMPAIRMATTRESS-Stryker-AirPlus 2863 | [6 empty] | Verified as Rental |  |  | MHHS-Cypress
NO | YES |  |  |  | ZSX3071 |  | STRYKER | AIR I/II PUMP |  | CU400-7653 | Rental Equipment | MHHS-Cypress |  |  |  | ZSX3071 |  | Northwest & Cypress |  | Rental Equipment | [7 empty] | PUMPAIRMATTRESS-Stryker-AirPlus 2863 |  | AIR I/II LAL/PULSATE PUMP |  |  | PUMPAIRMATTRESS-Stryker-AirPlus 2863 | [6 empty] | Verified as Rental |  |  | MHHS-Cypress
NO | YES |  |  |  | ZSX268 |  | STRYKER | AIR I/II PUMP |  | 313-0332 | Rental Equipment | MHHS-Greater Heights |  |  |  | ZSX268 |  | Central & Greater Heights |  | Rental Equipment | [7 empty] | PUMPAIRMATTRESS-Stryker-AirPlus 2863 |  | AIR I/II LAL/PULSATE PUMP |  |  | PUMPAIRMATTRESS-Stryker-AirPlus 2863 | [6 empty] | Verified as Rental |  |  | MHHS-Greater Heights
NO | YES |  |  |  | ZSX873 |  | STRYKER | AIR I/II PUMP |  | 313-0943 | Rental Equipment | MHHS-Greater Heights |  |  |  | ZSX873 |  | Central & Greater Heights |  | Rental Equipment | [7 empty] | PUMPAIRMATTRESS-Stryker-AirPlus 2863 |  | AIR I/II LAL/PULSATE PUMP |  |  | PUMPAIRMATTRESS-Stryker-AirPlus 2863 | [6 empty] | Verified as Rental |  |  | MHHS-Greater Heights
NO | YES |  |  |  | ZSX1760 |  | STRYKER | AIR I/II PUMP |  | CU400-2895 | Rental Equipment | MHHS-Greater Heights |  |  |  | ZSX1760 |  | Central & Greater Heights |  | Rental Equipment | [7 empty] | PUMPAIRMATTRESS-Stryker-AirPlus 2863 |  | AIR I/II LAL/PULSATE PUMP |  |  | PUMPAIRMATTRESS-Stryker-AirPlus 2863 | [6 empty] | Verified as Rental |  |  | MHHS-Greater Heights
NO | YES |  |  |  | ZSX2887 |  | STRYKER | AIR I/II PUMP |  | CU400-5683 | Rental Equipment | MHHS-Greater Heights |  |  |  | ZSX2887 |  | Central & Greater Heights |  | Rental Equipment | [7 empty] | PUMPAIRMATTRESS-Stryker-AirPlus 2863 |  | AIR I/II LAL/PULSATE PUMP |  |  | PUMPAIRMATTRESS-Stryker-AirPlus 2863 | [6 empty] | Verified as Rental |  |  | MHHS-Greater Heights
NO | YES |  |  |  | ZSX2972 |  | STRYKER | AIR I/II PUMP |  | CU400-6902 | Rental Equipment | MHHS-Greater Heights |  |  |  | ZSX2972 |  | Central & Greater Heights |  | Rental Equipment | [7 empty] | PUMPAIRMATTRESS-Stryker-AirPlus 2863 |  | AIR I/II LAL/PULSATE PUMP |  |  | PUMPAIRMATTRESS-Stryker-AirPlus 2863 | [6 empty] | Verified as Rental |  |  | MHHS-Greater Heights
NO | YES |  |  |  | ZSX3038 |  | STRYKER | AIR I/II PUMP |  | CU400-7508 | Rental Equipment | MHHS-Greater Heights |  |  |  | ZSX3038 |  | Central & Greater Heights |  | Rental Equipment | [7 empty] | PUMPAIRMATTRESS-Stryker-AirPlus 2863 |  | AIR I/II LAL/PULSATE PUMP |  |  | PUMPAIRMATTRESS-Stryker-AirPlus 2863 | [6 empty] | Verified as Rental |  |  | MHHS-Greater Heights
NO | YES |  |  |  | ZSX3288 |  | STRYKER | AIR I/II PUMP |  | CU400-9008 | Rental Equipment | MHHS-Greater Heights |  |  |  | ZSX3288 |  | Central & Greater Heights |  | Rental Equipment | [7 empty] | PUMPAIRMATTRESS-Stryker-AirPlus 2863 |  | AIR I/II LAL/PULSATE PUMP |  |  | PUMPAIRMATTRESS-Stryker-AirPlus 2863 | [6 empty] | Verified as Rental |  |  | MHHS-Greater Heights
NO | YES |  |  |  | ZSX3468 |  | STRYKER | AIR I/II PUMP |  | CU400-9504 | Rental Equipment | MHHS-Greater Heights |  |  |  | ZSX3468 |  | Central & Greater Heights |  | Rental Equipment | [7 empty] | PUMPAIRMATTRESS-Stryker-AirPlus 2863 |  | AIR I/II LAL/PULSATE PUMP |  |  | PUMPAIRMATTRESS-Stryker-AirPlus 2863 | [6 empty] | Verified as Rental |  |  | MHHS-Greater Heights
NO | YES |  |  |  | ZSX3656 |  | STRYKER | AIR I/II PUMP |  | CU400-12195 | Rental Equipment | MHHS-Greater Heights |  |  |  | ZSX3656 |  | Central & Greater Heights |  | Rental Equipment | [7 empty] | PUMPAIRMATTRESS-Stryker-AirPlus 2863 |  | AIR I/II LAL/PULSATE PUMP |  |  | PUMPAIRMATTRESS-Stryker-AirPlus 2863 | [6 empty] | Verified as Rental |  |  | MHHS-Greater Heights
NO | YES |  |  |  | ZSX2920 |  | STRYKER | AIR I/II PUMP |  | CU400-6495 | Rental | MHHS-Katy |  |  |  | ZSX2920 |  | Katy |  | Rental | [7 empty] | PUMPAIRMATTRESS-Stryker-AirPlus 2863 |  | AIR I/II LAL/PULSATE PUMP |  |  | PUMPAIRMATTRESS-Stryker-AirPlus 2863 | [6 empty] | Verified as Rental |  |  | MHHS-Katy
NO | YES |  |  |  | ZSX3461 |  | STRYKER | AIR I/II PUMP |  | CU400-9491 | Rental | MHHS-Katy |  |  |  | ZSX3461 |  | Katy |  | Rental | [7 empty] | PUMPAIRMATTRESS-Stryker-AirPlus 2863 |  | AIR I/II LAL/PULSATE PUMP |  |  | PUMPAIRMATTRESS-Stryker-AirPlus 2863 | [6 empty] | Verified as Rental |  |  | MHHS-Katy
NO | YES |  |  |  | ZSX112 |  | STRYKER | AIR I/II PUMP |  | 313-0149 | Rental | MHHS-Mem City |  |  |  | ZSX112 |  | West & Memorial City |  | Rental | [7 empty] | PUMPAIRMATTRESS-Stryker-AirPlus 2863 |  | AIR I/II LAL/PULSATE PUMP |  |  | PUMPAIRMATTRESS-Stryker-AirPlus 2863 | [6 empty] | Verified as Rental |  |  | MHHS-Mem City
NO | YES |  |  |  | ZSX913 |  | STRYKER | AIR I/II PUMP |  | 313-0802 | Rental | MHHS-Mem City |  |  |  | ZSX913 |  | West & Memorial City |  | Rental | [7 empty] | PUMPAIRMATTRESS-Stryker-AirPlus 2863 |  | AIR I/II LAL/PULSATE PUMP |  |  | PUMPAIRMATTRESS-Stryker-AirPlus 2863 | [6 empty] | Verified as Rental |  |  | MHHS-Mem City
NO | YES |  |  |  | ZSX1063 |  | STRYKER | AIR I/II PUMP |  | 313-1235 | Rental | MHHS-Mem City |  |  |  | ZSX1063 |  | West & Memorial City |  | Rental | [7 empty] | PUMPAIRMATTRESS-Stryker-AirPlus 2863 |  | AIR I/II LAL/PULSATE PUMP |  |  | PUMPAIRMATTRESS-Stryker-AirPlus 2863 | [6 empty] | Verified as Rental |  |  | MHHS-Mem City
NO | YES |  |  |  | ZSX1510 |  | STRYKER | AIR I/II PUMP |  | CU400-1431 | Rental | MHHS-Mem City |  |  |  | ZSX1510 |  | West & Memorial City |  | Rental | [7 empty] | PUMPAIRMATTRESS-Stryker-AirPlus 2863 |  | AIR I/II LAL/PULSATE PUMP |  |  | PUMPAIRMATTRESS-Stryker-AirPlus 2863 | [6 empty] | Verified as Rental |  |  | MHHS-Mem City
NO | YES |  |  |  | ZSX2951 |  | STRYKER | AIR I/II PUMP |  | CU400-6583 | Rental | MHHS-Mem City |  |  |  | ZSX2951 |  | West & Memorial City |  | Rental | [7 empty] | PUMPAIRMATTRESS-Stryker-AirPlus 2863 |  | AIR I/II LAL/PULSATE PUMP |  |  | PUMPAIRMATTRESS-Stryker-AirPlus 2863 | [6 empty] | Verified as Rental |  |  | MHHS-Mem City
NO | YES |  |  |  | ZSX314 |  | STRYKER | AIR I/II PUMP |  | 313-0308 | Rental | MHHS-Northeast |  |  |  | ZSX314 |  | Katy |  | Rental | [7 empty] | PUMPAIRMATTRESS-Stryker-AirPlus 2863 |  | AIR I/II LAL/PULSATE PUMP |  |  | PUMPAIRMATTRESS-Stryker-AirPlus 2863 | [6 empty] | Verified as Rental |  |  | MHHS-Northeast
NO | YES |  |  |  | ZSX418 |  | STRYKER | AIR I/II PUMP |  | 313-0353 | Rental | MHHS-Northeast |  |  |  | ZSX418 |  | Katy |  | Rental | [7 empty] | PUMPAIRMATTRESS-Stryker-AirPlus 2863 |  | AIR I/II LAL/PULSATE PUMP |  |  | PUMPAIRMATTRESS-Stryker-AirPlus 2863 | [6 empty] | Verified as Rental |  |  | MHHS-Northeast
NO | YES |  |  |  | ZSX468 |  | STRYKER | AIR I/II PUMP |  | 313-0399 | Rental | MHHS-Northeast |  |  |  | ZSX468 |  | Katy |  | Rental | [7 empty] | PUMPAIRMATTRESS-Stryker-AirPlus 2863 |  | AIR I/II LAL/PULSATE PUMP |  |  | PUMPAIRMATTRESS-Stryker-AirPlus 2863 | [6 empty] | Verified as Rental |  |  | MHHS-Northeast
NO | YES |  |  |  | ZSX1469 |  | STRYKER | AIR I/II PUMP |  | CU400-0879 | Rental | MHHS-Northeast |  |  |  | ZSX1469 |  | Katy |  | Rental | [7 empty] | PUMPAIRMATTRESS-Stryker-AirPlus 2863 |  | AIR I/II LAL/PULSATE PUMP |  |  | PUMPAIRMATTRESS-Stryker-AirPlus 2863 | [6 empty] | Verified as Rental |  |  | MHHS-Northeast
NO | YES |  |  |  | ZSX1829 |  | STRYKER | AIR I/II PUMP |  | CU400-2281 | Rental | MHHS-Northeast |  |  |  | ZSX1829 |  | Katy |  | Rental | [7 empty] | PUMPAIRMATTRESS-Stryker-AirPlus 2863 |  | AIR I/II LAL/PULSATE PUMP |  |  | PUMPAIRMATTRESS-Stryker-AirPlus 2863 | [6 empty] | Verified as Rental |  |  | MHHS-Northeast
NO | YES |  |  |  | ZSX2204 |  | STRYKER | AIR I/II PUMP |  | CU400-3681 | Rental | MHHS-Northeast |  |  |  | ZSX2204 |  | Katy |  | Rental | [7 empty] | PUMPAIRMATTRESS-Stryker-AirPlus 2863 |  | AIR I/II LAL/PULSATE PUMP |  |  | PUMPAIRMATTRESS-Stryker-AirPlus 2863 | [6 empty] | Verified as Rental |  |  | MHHS-Northeast
NO | YES |  |  |  | ZSX2966 |  | STRYKER | AIR I/II PUMP |  | CU400-6664 | Rental | MHHS-Northeast |  |  |  | ZSX2966 |  | Katy |  | Rental | [7 empty] | PUMPAIRMATTRESS-Stryker-AirPlus 2863 |  | AIR I/II LAL/PULSATE PUMP |  |  | PUMPAIRMATTRESS-Stryker-AirPlus 2863 | [6 empty] | Verified as Rental |  |  | MHHS-Northeast
NO | YES |  |  |  | ZSX3317 |  | STRYKER | AIR I/II PUMP |  | CU400-9255 | Rental | MHHS-Northeast |  |  |  | ZSX3317 |  | Katy |  | Rental | [7 empty] | PUMPAIRMATTRESS-Stryker-AirPlus 2863 |  | AIR I/II LAL/PULSATE PUMP |  |  | PUMPAIRMATTRESS-Stryker-AirPlus 2863 | [6 empty] | Verified as Rental |  |  | MHHS-Northeast
NO | YES |  |  |  | ZSX3390 |  | STRYKER | AIR I/II PUMP |  | CU400-9235 | Rental | MHHS-Northeast |  |  |  | ZSX3390 |  | Katy |  | Rental | [7 empty] | PUMPAIRMATTRESS-Stryker-AirPlus 2863 |  | AIR I/II LAL/PULSATE PUMP |  |  | PUMPAIRMATTRESS-Stryker-AirPlus 2863 | [6 empty] | Verified as Rental |  |  | MHHS-Northeast
NO | YES |  |  |  | ZSX3467 |  | STRYKER | AIR I/II PUMP |  | CU400-9507 | Rental | MHHS-Northeast |  |  |  | ZSX3467 |  | Katy |  | Rental | [7 empty] | PUMPAIRMATTRESS-Stryker-AirPlus 2863 |  | AIR I/II LAL/PULSATE PUMP |  |  | PUMPAIRMATTRESS-Stryker-AirPlus 2863 | [6 empty] | Verified as Rental |  |  | MHHS-Northeast
NO | YES |  |  |  | ZSX478 |  | STRYKER | AIR I/II PUMP |  | 313-0383 | Rental | MHHS-TIRR |  |  |  | ZSX478 |  | TMC |  | Rental | [7 empty] | PUMPAIRMATTRESS-Stryker-AirPlus 2863 |  | AIR I/II LAL/PULSATE PUMP |  |  | PUMPAIRMATTRESS-Stryker-AirPlus 2863 | [6 empty] | Verified as Rental |  |  | MHHS-TIRR
NO | YES |  |  |  | ZSX1019 |  | STRYKER | AIR I/II PUMP |  | CV400-0779 | Rental | MHHS-TIRR |  |  |  | ZSX1019 |  | TMC |  | Rental | [7 empty] | PUMPAIRMATTRESS-Stryker-AirPlus 2863 |  | AIR I/II LAL/PULSATE PUMP |  |  | PUMPAIRMATTRESS-Stryker-AirPlus 2863 | [6 empty] | Verified as Rental |  |  | MHHS-TIRR
NO | YES |  |  |  | ZSX1273 |  | STRYKER | AIR I/II PUMP |  | 313-0860 | Rental | MHHS-TIRR |  |  |  | ZSX1273 |  | TMC |  | Rental | [7 empty] | PUMPAIRMATTRESS-Stryker-AirPlus 2863 |  | AIR I/II LAL/PULSATE PUMP |  |  | PUMPAIRMATTRESS-Stryker-AirPlus 2863 | [6 empty] | Verified as Rental |  |  | MHHS-TIRR
NO | YES |  |  |  | ZSX1648 |  | STRYKER | AIR I/II PUMP |  | CU4002680 | Rental | MHHS-TIRR |  |  |  | ZSX1648 |  | TMC |  | Rental | [7 empty] | PUMPAIRMATTRESS-Stryker-AirPlus 2863 |  | AIR I/II LAL/PULSATE PUMP |  |  | PUMPAIRMATTRESS-Stryker-AirPlus 2863 | [6 empty] | Verified as Rental |  |  | MHHS-TIRR
NO | YES |  |  |  | ZSX1693 |  | STRYKER | AIR I/II PUMP |  | CU400-2598 | Rental | MHHS-TIRR |  |  |  | ZSX1693 |  | TMC |  | Rental | [7 empty] | PUMPAIRMATTRESS-Stryker-AirPlus 2863 |  | AIR I/II LAL/PULSATE PUMP |  |  | PUMPAIRMATTRESS-Stryker-AirPlus 2863 | [6 empty] | Verified as Rental |  |  | MHHS-TIRR
NO | YES |  |  |  | ZSX1854 |  | STRYKER | AIR I/II PUMP |  | CU400-2636 | Rental | MHHS-TIRR |  |  |  | ZSX1854 |  | TMC |  | Rental | [7 empty] | PUMPAIRMATTRESS-Stryker-AirPlus 2863 |  | AIR I/II LAL/PULSATE PUMP |  |  | PUMPAIRMATTRESS-Stryker-AirPlus 2863 | [6 empty] | Verified as Rental |  |  | MHHS-TIRR
NO | YES |  |  |  | ZSX2104 |  | STRYKER | AIR I/II PUMP |  | CU400-3049 | Rental | MHHS-TIRR |  |  |  | ZSX2104 |  | TMC |  | Rental | [7 empty] | PUMPAIRMATTRESS-Stryker-AirPlus 2863 |  | AIR I/II LAL/PULSATE PUMP |  |  | PUMPAIRMATTRESS-Stryker-AirPlus 2863 | [6 empty] | Verified as Rental |  |  | MHHS-TIRR
NO | YES |  |  |  | ZSX2789 |  | STRYKER | AIR I/II PUMP |  | CU400-3567 | Rental | MHHS-TIRR |  |  |  | ZSX2789 |  | TMC |  | Rental | [7 empty] | PUMPAIRMATTRESS-Stryker-AirPlus 2863 |  | AIR I/II LAL/PULSATE PUMP |  |  | PUMPAIRMATTRESS-Stryker-AirPlus 2863 | [6 empty] | Verified as Rental |  |  | MHHS-TIRR
NO | YES |  |  |  | ZSX120 |  | STRYKER | AIR I/II PUMP |  | 313-0142 | Rental | MHHS-Southwest |  |  |  | ZSX120 |  | Southwest |  | Rental | [7 empty] | PUMPAIRMATTRESS-Stryker-AirPlus 2863 |  | AIR I/II LAL/PULSATE PUMP |  |  | PUMPAIRMATTRESS-Stryker-AirPlus 2863 | [6 empty] | Verified as Rental |  |  | MHHS-Southwest
NO | YES |  |  |  | ZSX348 |  | STRYKER | AIR I/II PUMP |  | 313-0215 | Rental | MHHS-Southwest |  |  |  | ZSX348 |  | Southwest |  | Rental | [7 empty] | PUMPAIRMATTRESS-Stryker-AirPlus 2863 |  | AIR I/II LAL/PULSATE PUMP |  |  | PUMPAIRMATTRESS-Stryker-AirPlus 2863 | [6 empty] | Verified as Rental |  |  | MHHS-Southwest
NO | YES |  |  |  | ZSX380 |  | STRYKER | AIR I/II PUMP |  | 313-0254 | Rental | MHHS-Southwest |  |  |  | ZSX380 |  | Southwest |  | Rental | [7 empty] | PUMPAIRMATTRESS-Stryker-AirPlus 2863 |  | AIR I/II LAL/PULSATE PUMP |  |  | PUMPAIRMATTRESS-Stryker-AirPlus 2863 | [6 empty] | Verified as Rental |  |  | MHHS-Southwest
NO | YES |  |  |  | ZSX538 |  | STRYKER | AIR I/II PUMP |  | 313-0463 | Rental | MHHS-Southwest |  |  |  | ZSX538 |  | Southwest |  | Rental | [7 empty] | PUMPAIRMATTRESS-Stryker-AirPlus 2863 |  | AIR I/II LAL/PULSATE PUMP |  |  | PUMPAIRMATTRESS-Stryker-AirPlus 2863 | [6 empty] | Verified as Rental |  |  | MHHS-Southwest
NO | YES |  |  |  | ZSX565 |  | STRYKER | AIR I/II PUMP |  | 313-0574 | Rental | MHHS-Southwest |  |  |  | ZSX565 |  | Southwest |  | Rental | [7 empty] | PUMPAIRMATTRESS-Stryker-AirPlus 2863 |  | AIR I/II LAL/PULSATE PUMP |  |  | PUMPAIRMATTRESS-Stryker-AirPlus 2863 | [6 empty] | Verified as Rental |  |  | MHHS-Southwest
NO | YES |  |  |  | ZSX574 |  | STRYKER | AIR I/II PUMP |  | 313-0564 | Rental | MHHS-Southwest |  |  |  | ZSX574 |  | Southwest |  | Rental | [7 empty] | PUMPAIRMATTRESS-Stryker-AirPlus 2863 |  | AIR I/II LAL/PULSATE PUMP |  |  | PUMPAIRMATTRESS-Stryker-AirPlus 2863 | [6 empty] | Verified as Rental |  |  | MHHS-Southwest
NO | YES |  |  |  | ZSX689 |  | STRYKER | AIR I/II PUMP |  | 313-0624 | Rental | MHHS-Southwest |  |  |  | ZSX689 |  | Southwest |  | Rental | [7 empty] | PUMPAIRMATTRESS-Stryker-AirPlus 2863 |  | AIR I/II LAL/PULSATE PUMP |  |  | PUMPAIRMATTRESS-Stryker-AirPlus 2863 | [6 empty] | Verified as Rental |  |  | MHHS-Southwest
NO | YES |  |  |  | ZSX822 |  | STRYKER | AIR I/II PUMP |  | 313-0710 | Rental | MHHS-Southwest |  |  |  | ZSX822 |  | Southwest |  | Rental | [7 empty] | PUMPAIRMATTRESS-Stryker-AirPlus 2863 |  | AIR I/II LAL/PULSATE PUMP |  |  | PUMPAIRMATTRESS-Stryker-AirPlus 2863 | [6 empty] | Verified as Rental |  |  | MHHS-Southwest
NO | YES |  |  |  | ZSX826 |  | STRYKER | AIR I/II PUMP |  | 313-0888 | Rental | MHHS-Southwest |  |  |  | ZSX826 |  | Southwest |  | Rental | [7 empty] | PUMPAIRMATTRESS-Stryker-AirPlus 2863 |  | AIR I/II LAL/PULSATE PUMP |  |  | PUMPAIRMATTRESS-Stryker-AirPlus 2863 | [6 empty] | Verified as Rental |  |  | MHHS-Southwest
NO | YES |  |  |  | ZSX827 |  | STRYKER | AIR I/II PUMP |  | 313-0887 | Rental | MHHS-Southwest |  |  |  | ZSX827 |  | Southwest |  | Rental | [7 empty] | PUMPAIRMATTRESS-Stryker-AirPlus 2863 |  | AIR I/II LAL/PULSATE PUMP |  |  | PUMPAIRMATTRESS-Stryker-AirPlus 2863 | [6 empty] | Verified as Rental |  |  | MHHS-Southwest
NO | YES |  |  |  | ZSX870 |  | STRYKER | AIR I/II PUMP |  | 313-0955 | Rental | MHHS-Southwest |  |  |  | ZSX870 |  | Southwest |  | Rental | [7 empty] | PUMPAIRMATTRESS-Stryker-AirPlus 2863 |  | AIR I/II LAL/PULSATE PUMP |  |  | PUMPAIRMATTRESS-Stryker-AirPlus 2863 | [6 empty] | Verified as Rental |  |  | MHHS-Southwest
NO | YES |  |  |  | ZSX967 |  | STRYKER | AIR I/II PUMP |  | 313-0905 | Rental | MHHS-Southwest |  |  |  | ZSX967 |  | Southwest |  | Rental | [7 empty] | PUMPAIRMATTRESS-Stryker-AirPlus 2863 |  | AIR I/II LAL/PULSATE PUMP |  |  | PUMPAIRMATTRESS-Stryker-AirPlus 2863 | [6 empty] | Verified as Rental |  |  | MHHS-Southwest
NO | YES |  |  |  | ZSX998 |  | STRYKER | AIR I/II PUMP |  | 313-1072 | Rental | MHHS-Southwest |  |  |  | ZSX998 |  | Southwest |  | Rental | [7 empty] | PUMPAIRMATTRESS-Stryker-AirPlus 2863 |  | AIR I/II LAL/PULSATE PUMP |  |  | PUMPAIRMATTRESS-Stryker-AirPlus 2863 | [6 empty] | Verified as Rental |  |  | MHHS-Southwest
NO | YES |  |  |  | ZSX1013 |  | STRYKER | AIR I/II PUMP |  | 313-0781 | Rental | MHHS-Southwest |  |  |  | ZSX1013 |  | Southwest |  | Rental | [7 empty] | PUMPAIRMATTRESS-Stryker-AirPlus 2863 |  | AIR I/II LAL/PULSATE PUMP |  |  | PUMPAIRMATTRESS-Stryker-AirPlus 2863 | [6 empty] | Verified as Rental |  |  | MHHS-Southwest
NO | YES |  |  |  | ZSX1072 |  | STRYKER | AIR I/II PUMP |  | 313-1113 | Rental | MHHS-Southwest |  |  |  | ZSX1072 |  | Southwest |  | Rental | [7 empty] | PUMPAIRMATTRESS-Stryker-AirPlus 2863 |  | AIR I/II LAL/PULSATE PUMP |  |  | PUMPAIRMATTRESS-Stryker-AirPlus 2863 | [6 empty] | Verified as Rental |  |  | MHHS-Southwest
NO | YES |  |  |  | ZSX1136 |  | STRYKER | AIR I/II PUMP |  | SA313-1102 | Rental | MHHS-Southwest |  |  |  | ZSX1136 |  | Southwest |  | Rental | [7 empty] | PUMPAIRMATTRESS-Stryker-AirPlus 2863 |  | AIR I/II LAL/PULSATE PUMP |  |  | PUMPAIRMATTRESS-Stryker-AirPlus 2863 | [6 empty] | Verified as Rental |  |  | MHHS-Southwest
NO | YES |  |  |  | ZSX1439 |  | STRYKER | AIR I/II PUMP |  | 313-1170 | Rental | MHHS-Southwest |  |  |  | ZSX1439 |  | Southwest |  | Rental | [7 empty] | PUMPAIRMATTRESS-Stryker-AirPlus 2863 |  | AIR I/II LAL/PULSATE PUMP |  |  | PUMPAIRMATTRESS-Stryker-AirPlus 2863 | [6 empty] | Verified as Rental |  |  | MHHS-Southwest
NO | YES |  |  |  | ZSX1580 |  | STRYKER | AIR I/II PUMP |  | 313-1168 | Rental | MHHS-Southwest |  |  |  | ZSX1580 |  | Southwest |  | Rental | [7 empty] | PUMPAIRMATTRESS-Stryker-AirPlus 2863 |  | AIR I/II LAL/PULSATE PUMP |  |  | PUMPAIRMATTRESS-Stryker-AirPlus 2863 | [6 empty] | Verified as Rental |  |  | MHHS-Southwest
NO | YES |  |  |  | ZSX1611 |  | STRYKER | AIR I/II PUMP |  | CU400-2260 | Rental | MHHS-Southwest |  |  |  | ZSX1611 |  | Southwest |  | Rental | [7 empty] | PUMPAIRMATTRESS-Stryker-AirPlus 2863 |  | AIR I/II LAL/PULSATE PUMP |  |  | PUMPAIRMATTRESS-Stryker-AirPlus 2863 | [6 empty] | Verified as Rental |  |  | MHHS-Southwest
NO | YES |  |  |  | ZSX1739 |  | STRYKER | AIR I/II PUMP |  | CU400-2875 | Rental | MHHS-Southwest |  |  |  | ZSX1739 |  | Southwest |  | Rental | [7 empty] | PUMPAIRMATTRESS-Stryker-AirPlus 2863 |  | AIR I/II LAL/PULSATE PUMP |  |  | PUMPAIRMATTRESS-Stryker-AirPlus 2863 | [6 empty] | Verified as Rental |  |  | MHHS-Southwest
NO | YES |  |  |  | ZSX1943 |  | STRYKER | AIR I/II PUMP |  | CU400-2784 | Rental | MHHS-Southwest |  |  |  | ZSX1943 |  | Southwest |  | Rental | [7 empty] | PUMPAIRMATTRESS-Stryker-AirPlus 2863 |  | AIR I/II LAL/PULSATE PUMP |  |  | PUMPAIRMATTRESS-Stryker-AirPlus 2863 | [6 empty] | Verified as Rental |  |  | MHHS-Southwest
NO | YES |  |  |  | ZSX1989 |  | STRYKER | AIR I/II PUMP |  | CU400-3327 | Rental | MHHS-Southwest |  |  |  | ZSX1989 |  | Southwest |  | Rental | [7 empty] | PUMPAIRMATTRESS-Stryker-AirPlus 2863 |  | AIR I/II LAL/PULSATE PUMP |  |  | PUMPAIRMATTRESS-Stryker-AirPlus 2863 | [6 empty] | Verified as Rental |  |  | MHHS-Southwest
NO | YES |  |  |  | ZSX2135 |  | STRYKER | AIR I/II PUMP |  | CU400-2965 | Rental | MHHS-Southwest |  |  |  | ZSX2135 |  | Southwest |  | Rental | [7 empty] | PUMPAIRMATTRESS-Stryker-AirPlus 2863 |  | AIR I/II LAL/PULSATE PUMP |  |  | PUMPAIRMATTRESS-Stryker-AirPlus 2863 | [6 empty] | Verified as Rental |  |  | MHHS-Southwest
NO | YES |  |  |  | ZSX2266 |  | STRYKER | AIR I/II PUMP |  | CU400-3673 | Rental | MHHS-Southwest |  |  |  | ZSX2266 |  | Southwest |  | Rental | [7 empty] | PUMPAIRMATTRESS-Stryker-AirPlus 2863 |  | AIR I/II LAL/PULSATE PUMP |  |  | PUMPAIRMATTRESS-Stryker-AirPlus 2863 | [6 empty] | Verified as Rental |  |  | MHHS-Southwest
NO | YES |  |  |  | ZSX2352 |  | STRYKER | AIR I/II PUMP |  | CU400-2317 | Rental | MHHS-Southwest |  |  |  | ZSX2352 |  | Southwest |  | Rental | [7 empty] | PUMPAIRMATTRESS-Stryker-AirPlus 2863 |  | AIR I/II LAL/PULSATE PUMP |  |  | PUMPAIRMATTRESS-Stryker-AirPlus 2863 | [6 empty] | Verified as Rental |  |  | MHHS-Southwest
NO | YES |  |  |  | ZSX2394 |  | STRYKER | AIR I/II PUMP |  | CU400-3643 | Rental | MHHS-Southwest |  |  |  | ZSX2394 |  | Southwest |  | Rental | [7 empty] | PUMPAIRMATTRESS-Stryker-AirPlus 2863 |  | AIR I/II LAL/PULSATE PUMP |  |  | PUMPAIRMATTRESS-Stryker-AirPlus 2863 | [6 empty] | Verified as Rental |  |  | MHHS-Southwest
NO | YES |  |  |  | ZSX2431 |  | STRYKER | AIR I/II PUMP |  | CU400-3633 | Rental | MHHS-Southwest |  |  |  | ZSX2431 |  | Southwest |  | Rental | [7 empty] | PUMPAIRMATTRESS-Stryker-AirPlus 2863 |  | AIR I/II LAL/PULSATE PUMP |  |  | PUMPAIRMATTRESS-Stryker-AirPlus 2863 | [6 empty] | Verified as Rental |  |  | MHHS-Southwest
NO | YES |  |  |  | ZSX2477 |  | STRYKER | AIR I/II PUMP |  | CU400-3963 | Rental | MHHS-Southwest |  |  |  | ZSX2477 |  | Southwest |  | Rental | [7 empty] | PUMPAIRMATTRESS-Stryker-AirPlus 2863 |  | AIR I/II LAL/PULSATE PUMP |  |  | PUMPAIRMATTRESS-Stryker-AirPlus 2863 | [6 empty] | Verified as Rental |  |  | MHHS-Southwest
NO | YES |  |  |  | ZSX2543 |  | STRYKER | AIR I/II PUMP |  | CU400-3756 | Rental | MHHS-Southwest |  |  |  | ZSX2543 |  | Southwest |  | Rental | [7 empty] | PUMPAIRMATTRESS-Stryker-AirPlus 2863 |  | AIR I/II LAL/PULSATE PUMP |  |  | PUMPAIRMATTRESS-Stryker-AirPlus 2863 | [6 empty] | Verified as Rental |  |  | MHHS-Southwest
NO | YES |  |  |  | ZSX2685 |  | STRYKER | AIR I/II PUMP |  | CU313-0858 | Rental | MHHS-Southwest |  |  |  | ZSX2685 |  | Southwest |  | Rental | [7 empty] | PUMPAIRMATTRESS-Stryker-AirPlus 2863 |  | AIR I/II LAL/PULSATE PUMP |  |  | PUMPAIRMATTRESS-Stryker-AirPlus 2863 | [6 empty] | Verified as Rental |  |  | MHHS-Southwest
NO | YES |  |  |  | ZSX2737 |  | STRYKER | AIR I/II PUMP |  | CU400-3840 | Rental | MHHS-Southwest |  |  |  | ZSX2737 |  | Southwest |  | Rental | [7 empty] | PUMPAIRMATTRESS-Stryker-AirPlus 2863 |  | AIR I/II LAL/PULSATE PUMP |  |  | PUMPAIRMATTRESS-Stryker-AirPlus 2863 | [6 empty] | Verified as Rental |  |  | MHHS-Southwest
NO | YES |  |  |  | ZSX2901 |  | STRYKER | AIR I/II PUMP |  | CU400-6537 | Rental | MHHS-Southwest |  |  |  | ZSX2901 |  | Southwest |  | Rental | [7 empty] | PUMPAIRMATTRESS-Stryker-AirPlus 2863 |  | AIR I/II LAL/PULSATE PUMP |  |  | PUMPAIRMATTRESS-Stryker-AirPlus 2863 | [6 empty] | Verified as Rental |  |  | MHHS-Southwest
NO | YES |  |  |  | ZSX2925 |  | STRYKER | AIR I/II PUMP |  | CU400-6491 | Rental | MHHS-Southwest |  |  |  | ZSX2925 |  | Southwest |  | Rental | [7 empty] | PUMPAIRMATTRESS-Stryker-AirPlus 2863 |  | AIR I/II LAL/PULSATE PUMP |  |  | PUMPAIRMATTRESS-Stryker-AirPlus 2863 | [6 empty] | Verified as Rental |  |  | MHHS-Southwest
NO | YES |  |  |  | ZSX2937 |  | STRYKER | AIR I/II PUMP |  | CU400-6608 | Rental | MHHS-Southwest |  |  |  | ZSX2937 |  | Southwest |  | Rental | [7 empty] | PUMPAIRMATTRESS-Stryker-AirPlus 2863 |  | AIR I/II LAL/PULSATE PUMP |  |  | PUMPAIRMATTRESS-Stryker-AirPlus 2863 | [6 empty] | Verified as Rental |  |  | MHHS-Southwest
NO | YES |  |  |  | ZSX2938 |  | STRYKER | AIR I/II PUMP |  | CU400-6561 | Rental | MHHS-Southwest |  |  |  | ZSX2938 |  | Southwest |  | Rental | [7 empty] | PUMPAIRMATTRESS-Stryker-AirPlus 2863 |  | AIR I/II LAL/PULSATE PUMP |  |  | PUMPAIRMATTRESS-Stryker-AirPlus 2863 | [6 empty] | Verified as Rental |  |  | MHHS-Southwest
NO | YES |  |  |  | ZSX2940 |  | STRYKER | AIR I/II PUMP |  | CU400-6559 | Rental | MHHS-Southwest |  |  |  | ZSX2940 |  | Southwest |  | Rental | [7 empty] | PUMPAIRMATTRESS-Stryker-AirPlus 2863 |  | AIR I/II LAL/PULSATE PUMP |  |  | PUMPAIRMATTRESS-Stryker-AirPlus 2863 | [6 empty] | Verified as Rental |  |  | MHHS-Southwest
NO | YES |  |  |  | ZSX3066 |  | STRYKER | AIR I/II PUMP |  | CU400-7523 | Rental | MHHS-Southwest |  |  |  | ZSX3066 |  | Southwest |  | Rental | [7 empty] | PUMPAIRMATTRESS-Stryker-AirPlus 2863 |  | AIR I/II LAL/PULSATE PUMP |  |  | PUMPAIRMATTRESS-Stryker-AirPlus 2863 | [6 empty] | Verified as Rental |  |  | MHHS-Southwest
NO | YES |  |  |  | ZSX3153 |  | STRYKER | AIR I/II PUMP |  | CU400-8467 | Rental | MHHS-Southwest |  |  |  | ZSX3153 |  | Southwest |  | Rental | [7 empty] | PUMPAIRMATTRESS-Stryker-AirPlus 2863 |  | AIR I/II LAL/PULSATE PUMP |  |  | PUMPAIRMATTRESS-Stryker-AirPlus 2863 | [6 empty] | Verified as Rental |  |  | MHHS-Southwest
NO | YES |  |  |  | ZSX3284 |  | STRYKER | AIR I/II PUMP |  | CU400-8987 | Rental | MHHS-Southwest |  |  |  | ZSX3284 |  | Southwest |  | Rental | [7 empty] | PUMPAIRMATTRESS-Stryker-AirPlus 2863 |  | AIR I/II LAL/PULSATE PUMP |  |  | PUMPAIRMATTRESS-Stryker-AirPlus 2863 | [6 empty] | Verified as Rental |  |  | MHHS-Southwest
NO | YES |  |  |  | ZSX3315 |  | STRYKER | AIR I/II PUMP |  | CU400-9244 | Rental | MHHS-Southwest |  |  |  | ZSX3315 |  | Southwest |  | Rental | [7 empty] | PUMPAIRMATTRESS-Stryker-AirPlus 2863 |  | AIR I/II LAL/PULSATE PUMP |  |  | PUMPAIRMATTRESS-Stryker-AirPlus 2863 | [6 empty] | Verified as Rental |  |  | MHHS-Southwest
NO | YES |  |  |  | ZSX3348 |  | STRYKER | AIR I/II PUMP |  | CU400-9310 | Rental | MHHS-Southwest |  |  |  | ZSX3348 |  | Southwest |  | Rental | [7 empty] | PUMPAIRMATTRESS-Stryker-AirPlus 2863 |  | AIR I/II LAL/PULSATE PUMP |  |  | PUMPAIRMATTRESS-Stryker-AirPlus 2863 | [6 empty] | Verified as Rental |  |  | MHHS-Southwest
NO | YES |  |  |  | ZSX3425 |  | STRYKER | AIR I/II PUMP |  | CU400-9220 | Rental | MHHS-Southwest |  |  |  | ZSX3425 |  | Southwest |  | Rental | [7 empty] | PUMPAIRMATTRESS-Stryker-AirPlus 2863 |  | AIR I/II LAL/PULSATE PUMP |  |  | PUMPAIRMATTRESS-Stryker-AirPlus 2863 | [6 empty] | Verified as Rental |  |  | MHHS-Southwest
NO | YES |  |  |  | ZSX3647 |  | STRYKER | AIR I/II PUMP |  | CU400-12199 | Rental | MHHS-Southwest |  |  |  | ZSX3647 |  | Southwest |  | Rental | [7 empty] | PUMPAIRMATTRESS-Stryker-AirPlus 2863 |  | AIR I/II LAL/PULSATE PUMP |  |  | PUMPAIRMATTRESS-Stryker-AirPlus 2863 | [6 empty] | Verified as Rental |  |  | MHHS-Southwest
NO | YES |  |  |  | ZSX3681 |  | STRYKER | AIR I/II PUMP |  | CU400-12109 | Rental | MHHS-Southwest |  |  |  | ZSX3681 |  | Southwest |  | Rental | [7 empty] | PUMPAIRMATTRESS-Stryker-AirPlus 2863 |  | AIR I/II LAL/PULSATE PUMP |  |  | PUMPAIRMATTRESS-Stryker-AirPlus 2863 | [6 empty] | Verified as Rental |  |  | MHHS-Southwest
NO | YES |  |  |  | ZSX3715 |  | STRYKER | AIR I/II PUMP |  | CU400-13510 | Rental | MHHS-Southwest |  |  |  | ZSX3715 |  | Southwest |  | Rental | [7 empty] | PUMPAIRMATTRESS-Stryker-AirPlus 2863 |  | AIR I/II LAL/PULSATE PUMP |  |  | PUMPAIRMATTRESS-Stryker-AirPlus 2863 | [6 empty] | Verified as Rental |  |  | MHHS-Southwest
NO | YES |  |  |  | ZSX3730 |  | STRYKER | AIR I/II PUMP |  | CU400-12502 | Rental | MHHS-Southwest |  |  |  | ZSX3730 |  | Southwest |  | Rental | [7 empty] | PUMPAIRMATTRESS-Stryker-AirPlus 2863 |  | AIR I/II LAL/PULSATE PUMP |  |  | PUMPAIRMATTRESS-Stryker-AirPlus 2863 | [6 empty] | Verified as Rental |  |  | MHHS-Southwest
NO | YES |  |  |  | ZSX252 |  | STRYKER | AIR I/II PUMP |  | 313-0270 | Rental | MHHS-Sugarland |  |  |  | ZSX252 |  | Sugar Land |  | Rental | [7 empty] | PUMPAIRMATTRESS-Stryker-AirPlus 2863 |  | AIR I/II LAL/PULSATE PUMP |  |  | PUMPAIRMATTRESS-Stryker-AirPlus 2863 | [6 empty] | Verified as Rental |  |  | MHHS-Sugarland
NO | YES |  |  |  | ZSX256 |  | STRYKER | AIR I/II PUMP |  | 313-0271 | Rental | MHHS-Sugarland |  |  |  | ZSX256 |  | Sugar Land |  | Rental | [7 empty] | PUMPAIRMATTRESS-Stryker-AirPlus 2863 |  | AIR I/II LAL/PULSATE PUMP |  |  | PUMPAIRMATTRESS-Stryker-AirPlus 2863 | [6 empty] | Verified as Rental |  |  | MHHS-Sugarland
NO | YES |  |  |  | ZSX1154 |  | STRYKER | AIR I/II PUMP |  | 313-0964 | Rental | MHHS-Sugarland |  |  |  | ZSX1154 |  | Sugar Land |  | Rental | [7 empty] | PUMPAIRMATTRESS-Stryker-AirPlus 2863 |  | AIR I/II LAL/PULSATE PUMP |  |  | PUMPAIRMATTRESS-Stryker-AirPlus 2863 | [6 empty] | Verified as Rental |  |  | MHHS-Sugarland
NO | YES |  |  |  | ZSX1636 |  | STRYKER | AIR I/II PUMP |  | CU400-1433 | Rental | MHHS-Sugarland |  |  |  | ZSX1636 |  | Sugar Land |  | Rental | [7 empty] | PUMPAIRMATTRESS-Stryker-AirPlus 2863 |  | AIR I/II LAL/PULSATE PUMP |  |  | PUMPAIRMATTRESS-Stryker-AirPlus 2863 | [6 empty] | Verified as Rental |  |  | MHHS-Sugarland
NO | YES |  |  |  | ZSX1964 |  | STRYKER | AIR I/II PUMP |  | CU400-0861 | Rental | MHHS-Sugarland |  |  |  | ZSX1964 |  | Sugar Land |  | Rental | [7 empty] | PUMPAIRMATTRESS-Stryker-AirPlus 2863 |  | AIR I/II LAL/PULSATE PUMP |  |  | PUMPAIRMATTRESS-Stryker-AirPlus 2863 | [6 empty] | Verified as Rental |  |  | MHHS-Sugarland
NO | YES |  |  |  | ZSX2969 |  | STRYKER | AIR I/II PUMP |  | CU400-6665 | Rental | MHHS-Sugarland |  |  |  | ZSX2969 |  | Sugar Land |  | Rental | [7 empty] | PUMPAIRMATTRESS-Stryker-AirPlus 2863 |  | AIR I/II LAL/PULSATE PUMP |  |  | PUMPAIRMATTRESS-Stryker-AirPlus 2863 | [6 empty] | Verified as Rental |  |  | MHHS-Sugarland
NO | YES |  |  |  | ZSX3883 |  | STRYKER | AIR I/II PUMP |  | CU400-18368 | Rental | MHHS-Sugarland |  |  |  | ZSX3883 |  | Sugar Land |  | Rental | [7 empty] | PUMPAIRMATTRESS-Stryker-AirPlus 2863 |  | AIR I/II LAL/PULSATE PUMP |  |  | PUMPAIRMATTRESS-Stryker-AirPlus 2863 | [6 empty] | Verified as Rental |  |  | MHHS-Sugarland
NO | YES |  |  |  | ZSX473 |  | STRYKER | AIR I/II PUMP |  | 313-0419 | Rental | MHHS-TMC |  |  |  | ZSX473 |  | TMC |  | Rental | [7 empty] | PUMPAIRMATTRESS-Stryker-AirPlus 2863 |  | AIR I/II LAL/PULSATE PUMP |  |  | PUMPAIRMATTRESS-Stryker-AirPlus 2863 | [6 empty] | Verified as Rental |  |  | MHHS-TMC
NO | YES |  |  |  | ZSX499 |  | STRYKER | AIR I/II PUMP |  | 313-0468 | Rental | MHHS-TMC |  |  |  | ZSX499 |  | TMC |  | Rental | [7 empty] | PUMPAIRMATTRESS-Stryker-AirPlus 2863 |  | AIR I/II LAL/PULSATE PUMP |  |  | PUMPAIRMATTRESS-Stryker-AirPlus 2863 | [6 empty] | Verified as Rental |  |  | MHHS-TMC
NO | YES |  |  |  | ZSX563 |  | STRYKER | AIR I/II PUMP |  | 313-0570 | Rental | MHHS-TMC |  |  |  | ZSX563 |  | TMC |  | Rental | [7 empty] | PUMPAIRMATTRESS-Stryker-AirPlus 2863 |  | AIR I/II LAL/PULSATE PUMP |  |  | PUMPAIRMATTRESS-Stryker-AirPlus 2863 | [6 empty] | Verified as Rental |  |  | MHHS-TMC
NO | YES |  |  |  | ZSX641 |  | STRYKER | AIR I/II PUMP |  | 313-0598 | Rental | MHHS-TMC |  |  |  | ZSX641 |  | TMC |  | Rental | [7 empty] | PUMPAIRMATTRESS-Stryker-AirPlus 2863 |  | AIR I/II LAL/PULSATE PUMP |  |  | PUMPAIRMATTRESS-Stryker-AirPlus 2863 | [6 empty] | Verified as Rental |  |  | MHHS-TMC
NO | YES |  |  |  | ZSX647 |  | STRYKER | AIR I/II PUMP |  | 313-0638 | Rental | MHHS-TMC |  |  |  | ZSX647 |  | TMC |  | Rental | [7 empty] | PUMPAIRMATTRESS-Stryker-AirPlus 2863 |  | AIR I/II LAL/PULSATE PUMP |  |  | PUMPAIRMATTRESS-Stryker-AirPlus 2863 | [6 empty] | Verified as Rental |  |  | MHHS-TMC
NO | YES |  |  |  | ZSX980 |  | STRYKER | AIR I/II PUMP |  | 313-0978 | Rental | MHHS-TMC |  |  |  | ZSX980 |  | TMC |  | Rental | [7 empty] | PUMPAIRMATTRESS-Stryker-AirPlus 2863 |  | AIR I/II LAL/PULSATE PUMP |  |  | PUMPAIRMATTRESS-Stryker-AirPlus 2863 | [6 empty] | Verified as Rental |  |  | MHHS-TMC
NO | YES |  |  |  | ZSX1564 |  | STRYKER | AIR I/II PUMP |  | CU400-2582 | Rental | MHHS-TMC |  |  |  | ZSX1564 |  | TMC |  | Rental | [7 empty] | PUMPAIRMATTRESS-Stryker-AirPlus 2863 |  | AIR I/II LAL/PULSATE PUMP |  |  | PUMPAIRMATTRESS-Stryker-AirPlus 2863 | [6 empty] | Verified as Rental |  |  | MHHS-TMC
NO | YES |  |  |  | ZSX1963 |  | STRYKER | AIR I/II PUMP |  | CU400-1184 | Rental | MHHS-TMC |  |  |  | ZSX1963 |  | TMC |  | Rental | [7 empty] | PUMPAIRMATTRESS-Stryker-AirPlus 2863 |  | AIR I/II LAL/PULSATE PUMP |  |  | PUMPAIRMATTRESS-Stryker-AirPlus 2863 | [6 empty] | Verified as Rental |  |  | MHHS-TMC
NO | YES |  |  |  | ZSX2280 |  | STRYKER | AIR I/II PUMP |  | CU400-3468 | Rental | MHHS-TMC |  |  |  | ZSX2280 |  | TMC |  | Rental | [7 empty] | PUMPAIRMATTRESS-Stryker-AirPlus 2863 |  | AIR I/II LAL/PULSATE PUMP |  |  | PUMPAIRMATTRESS-Stryker-AirPlus 2863 | [6 empty] | Verified as Rental |  |  | MHHS-TMC
NO | YES |  |  |  | ZSX2338 |  | STRYKER | AIR I/II PUMP |  | CU400-3801 | Rental | MHHS-TMC |  |  |  | ZSX2338 |  | TMC |  | Rental | [7 empty] | PUMPAIRMATTRESS-Stryker-AirPlus 2863 |  | AIR I/II LAL/PULSATE PUMP |  |  | PUMPAIRMATTRESS-Stryker-AirPlus 2863 | [6 empty] | Verified as Rental |  |  | MHHS-TMC
NO | YES |  |  |  | ZSX2340 |  | STRYKER | AIR I/II PUMP |  | CU400-3803 | Rental | MHHS-TMC |  |  |  | ZSX2340 |  | TMC |  | Rental | [7 empty] | PUMPAIRMATTRESS-Stryker-AirPlus 2863 |  | AIR I/II LAL/PULSATE PUMP |  |  | PUMPAIRMATTRESS-Stryker-AirPlus 2863 | [6 empty] | Verified as Rental |  |  | MHHS-TMC
NO | YES |  |  |  | ZSX2405 |  | STRYKER | AIR I/II PUMP |  | CU400-3584 | Rental | MHHS-TMC |  |  |  | ZSX2405 |  | TMC |  | Rental | [7 empty] | PUMPAIRMATTRESS-Stryker-AirPlus 2863 |  | AIR I/II LAL/PULSATE PUMP |  |  | PUMPAIRMATTRESS-Stryker-AirPlus 2863 | [6 empty] | Verified as Rental |  |  | MHHS-TMC
NO | YES |  |  |  | ZSX2421 |  | STRYKER | AIR I/II PUMP |  | CU400-3624 | Rental | MHHS-TMC |  |  |  | ZSX2421 |  | TMC |  | Rental | [7 empty] | PUMPAIRMATTRESS-Stryker-AirPlus 2863 |  | AIR I/II LAL/PULSATE PUMP |  |  | PUMPAIRMATTRESS-Stryker-AirPlus 2863 | [6 empty] | Verified as Rental |  |  | MHHS-TMC
NO | YES |  |  |  | ZSX2899 |  | STRYKER | AIR I/II PUMP |  | CU400-5675 | Rental | MHHS-TMC |  |  |  | ZSX2899 |  | TMC |  | Rental | [7 empty] | PUMPAIRMATTRESS-Stryker-AirPlus 2863 |  | AIR I/II LAL/PULSATE PUMP |  |  | PUMPAIRMATTRESS-Stryker-AirPlus 2863 | [6 empty] | Verified as Rental |  |  | MHHS-TMC
NO | YES |  |  |  | ZSX2915 |  | STRYKER | AIR I/II PUMP |  | CU400-6515 | Rental | MHHS-TMC |  |  |  | ZSX2915 |  | TMC |  | Rental | [7 empty] | PUMPAIRMATTRESS-Stryker-AirPlus 2863 |  | AIR I/II LAL/PULSATE PUMP |  |  | PUMPAIRMATTRESS-Stryker-AirPlus 2863 | [6 empty] | Verified as Rental |  |  | MHHS-TMC
NO | YES |  |  |  | ZSX2959 |  | STRYKER | AIR I/II PUMP |  | CU400-6571 | Rental | MHHS-TMC |  |  |  | ZSX2959 |  | TMC |  | Rental | [7 empty] | PUMPAIRMATTRESS-Stryker-AirPlus 2863 |  | AIR I/II LAL/PULSATE PUMP |  |  | PUMPAIRMATTRESS-Stryker-AirPlus 2863 | [6 empty] | Verified as Rental |  |  | MHHS-TMC
NO | YES |  |  |  | ZSX3356 |  | STRYKER | AIR I/II PUMP |  | CU400-9437 | Rental | MHHS-TMC |  |  |  | ZSX3356 |  | TMC |  | Rental | [7 empty] | PUMPAIRMATTRESS-Stryker-AirPlus 2863 |  | AIR I/II LAL/PULSATE PUMP |  |  | PUMPAIRMATTRESS-Stryker-AirPlus 2863 | [6 empty] | Verified as Rental |  |  | MHHS-TMC
NO | YES |  |  |  | ZSX3462 |  | STRYKER | AIR I/II PUMP |  | CU400-9490 | Rental | MHHS-TMC |  |  |  | ZSX3462 |  | TMC |  | Rental | [7 empty] | PUMPAIRMATTRESS-Stryker-AirPlus 2863 |  | AIR I/II LAL/PULSATE PUMP |  |  | PUMPAIRMATTRESS-Stryker-AirPlus 2863 | [6 empty] | Verified as Rental |  |  | MHHS-TMC
NO | YES |  |  |  | ZSX3549 |  | STRYKER | AIR I/II PUMP |  | CU400-11801 | Rental | MHHS-TMC |  |  |  | ZSX3549 |  | TMC |  | Rental | [7 empty] | PUMPAIRMATTRESS-Stryker-AirPlus 2863 |  | AIR I/II LAL/PULSATE PUMP |  |  | PUMPAIRMATTRESS-Stryker-AirPlus 2863 | [6 empty] | Verified as Rental |  |  | MHHS-TMC
NO | YES |  |  |  | ZSX3682 |  | STRYKER | AIR I/II PUMP |  | CU400-12110 | Rental | MHHS-TMC |  |  |  | ZSX3682 |  | TMC |  | Rental | [7 empty] | PUMPAIRMATTRESS-Stryker-AirPlus 2863 |  | AIR I/II LAL/PULSATE PUMP |  |  | PUMPAIRMATTRESS-Stryker-AirPlus 2863 | [6 empty] | Verified as Rental |  |  | MHHS-TMC
NO | YES |  |  |  | ZSX3720 |  | STRYKER | AIR I/II PUMP |  | CU400-13520 | Rental | MHHS-TMC |  |  |  | ZSX3720 |  | TMC |  | Rental | [7 empty] | PUMPAIRMATTRESS-Stryker-AirPlus 2863 |  | AIR I/II LAL/PULSATE PUMP |  |  | PUMPAIRMATTRESS-Stryker-AirPlus 2863 | [6 empty] | Verified as Rental |  |  | MHHS-TMC
NO | YES |  |  |  | ZSX3798 |  | STRYKER | AIR I/II PUMP |  | CU400-13624 | Rental | MHHS-TMC |  |  |  | ZSX3798 |  | TMC |  | Rental | [7 empty] | PUMPAIRMATTRESS-Stryker-AirPlus 2863 |  | AIR I/II LAL/PULSATE PUMP |  |  | PUMPAIRMATTRESS-Stryker-AirPlus 2863 | [6 empty] | Verified as Rental |  |  | MHHS-TMC
NO | YES |  |  |  | ZSX116 |  | STRYKER | AIR I/II PUMP |  | 313-0141 | Rental | MHHS-Woodlands |  |  |  | ZSX116 |  | Woodlands |  | Rental | [7 empty] | PUMPAIRMATTRESS-Stryker-AirPlus 2863 |  | AIR I/II LAL/PULSATE PUMP |  |  | PUMPAIRMATTRESS-Stryker-AirPlus 2863 | [6 empty] | Verified as Rental |  |  | MHHS-Woodlands
NO | YES |  |  |  | ZSX152 |  | STRYKER | AIR I/II PUMP |  | 313-0193 | Rental | MHHS-Woodlands |  |  |  | ZSX152 |  | Woodlands |  | Rental | [7 empty] | PUMPAIRMATTRESS-Stryker-AirPlus 2863 |  | AIR I/II LAL/PULSATE PUMP |  |  | PUMPAIRMATTRESS-Stryker-AirPlus 2863 | [6 empty] | Verified as Rental |  |  | MHHS-Woodlands
NO | YES |  |  |  | ZSX206 |  | STRYKER | AIR I/II PUMP |  | 313-0052 | Rental | MHHS-Woodlands |  |  |  | ZSX206 |  | Woodlands |  | Rental | [7 empty] | PUMPAIRMATTRESS-Stryker-AirPlus 2863 |  | AIR I/II LAL/PULSATE PUMP |  |  | PUMPAIRMATTRESS-Stryker-AirPlus 2863 | [6 empty] | Verified as Rental |  |  | MHHS-Woodlands
NO | YES |  |  |  | ZSX474 |  | STRYKER | AIR I/II PUMP |  | 313-0450 | Rental | MHHS-Woodlands |  |  |  | ZSX474 |  | Woodlands |  | Rental | [7 empty] | PUMPAIRMATTRESS-Stryker-AirPlus 2863 |  | AIR I/II LAL/PULSATE PUMP |  |  | PUMPAIRMATTRESS-Stryker-AirPlus 2863 | [6 empty] | Verified as Rental |  |  | MHHS-Woodlands
NO | YES |  |  |  | ZSX526 |  | STRYKER | AIR I/II PUMP |  | 313-0491 | Rental | MHHS-Woodlands |  |  |  | ZSX526 |  | Woodlands |  | Rental | [7 empty] | PUMPAIRMATTRESS-Stryker-AirPlus 2863 |  | AIR I/II LAL/PULSATE PUMP |  |  | PUMPAIRMATTRESS-Stryker-AirPlus 2863 | [6 empty] | Verified as Rental |  |  | MHHS-Woodlands
NO | YES |  |  |  | ZSX646 |  | STRYKER | AIR I/II PUMP |  | 313-0637 | Rental | MHHS-Woodlands |  |  |  | ZSX646 |  | Woodlands |  | Rental | [7 empty] | PUMPAIRMATTRESS-Stryker-AirPlus 2863 |  | AIR I/II LAL/PULSATE PUMP |  |  | PUMPAIRMATTRESS-Stryker-AirPlus 2863 | [6 empty] | Verified as Rental |  |  | MHHS-Woodlands
NO | YES |  |  |  | ZSX791 |  | STRYKER | AIR I/II PUMP |  | 313-09131 | Rental | MHHS-Woodlands |  |  |  | ZSX791 |  | Woodlands |  | Rental | [7 empty] | PUMPAIRMATTRESS-Stryker-AirPlus 2863 |  | AIR I/II LAL/PULSATE PUMP |  |  | PUMPAIRMATTRESS-Stryker-AirPlus 2863 | [6 empty] | Verified as Rental |  |  | MHHS-Woodlands
NO | YES |  |  |  | ZSX816 |  | STRYKER | AIR I/II PUMP |  | 313-0947 | Rental | MHHS-Woodlands |  |  |  | ZSX816 |  | Woodlands |  | Rental | [7 empty] | PUMPAIRMATTRESS-Stryker-AirPlus 2863 |  | AIR I/II LAL/PULSATE PUMP |  |  | PUMPAIRMATTRESS-Stryker-AirPlus 2863 | [6 empty] | Verified as Rental |  |  | MHHS-Woodlands
NO | YES |  |  |  | ZSX941 |  | STRYKER | AIR I/II PUMP |  | 313-0795 | Rental | MHHS-Woodlands |  |  |  | ZSX941 |  | Woodlands |  | Rental | [7 empty] | PUMPAIRMATTRESS-Stryker-AirPlus 2863 |  | AIR I/II LAL/PULSATE PUMP |  |  | PUMPAIRMATTRESS-Stryker-AirPlus 2863 | [6 empty] | Verified as Rental |  |  | MHHS-Woodlands
NO | YES |  |  |  | ZSX963 |  | STRYKER | AIR I/II PUMP |  | 313-1007 | Rental | MHHS-Woodlands |  |  |  | ZSX963 |  | Woodlands |  | Rental | [7 empty] | PUMPAIRMATTRESS-Stryker-AirPlus 2863 |  | AIR I/II LAL/PULSATE PUMP |  |  | PUMPAIRMATTRESS-Stryker-AirPlus 2863 | [6 empty] | Verified as Rental |  |  | MHHS-Woodlands
NO | YES |  |  |  | ZSX999 |  | STRYKER | AIR I/II PUMP |  | 313-0985 | Rental | MHHS-Woodlands |  |  |  | ZSX999 |  | Woodlands |  | Rental | [7 empty] | PUMPAIRMATTRESS-Stryker-AirPlus 2863 |  | AIR I/II LAL/PULSATE PUMP |  |  | PUMPAIRMATTRESS-Stryker-AirPlus 2863 | [6 empty] | Verified as Rental |  |  | MHHS-Woodlands
NO | YES |  |  |  | ZSX1198 |  | STRYKER | AIR I/II PUMP |  | 313-0834 | Rental | MHHS-Woodlands |  |  |  | ZSX1198 |  | Woodlands |  | Rental | [7 empty] | PUMPAIRMATTRESS-Stryker-AirPlus 2863 |  | AIR I/II LAL/PULSATE PUMP |  |  | PUMPAIRMATTRESS-Stryker-AirPlus 2863 | [6 empty] | Verified as Rental |  |  | MHHS-Woodlands
NO | YES |  |  |  | ZSX1258 |  | STRYKER | AIR I/II PUMP |  | 313-1055 | Rental | MHHS-Woodlands |  |  |  | ZSX1258 |  | Woodlands |  | Rental | [7 empty] | PUMPAIRMATTRESS-Stryker-AirPlus 2863 |  | AIR I/II LAL/PULSATE PUMP |  |  | PUMPAIRMATTRESS-Stryker-AirPlus 2863 | [6 empty] | Verified as Rental |  |  | MHHS-Woodlands
NO | YES |  |  |  | ZSX1272 |  | STRYKER | AIR I/II PUMP |  | 313-0824 | Rental | MHHS-Woodlands |  |  |  | ZSX1272 |  | Woodlands |  | Rental | [7 empty] | PUMPAIRMATTRESS-Stryker-AirPlus 2863 |  | AIR I/II LAL/PULSATE PUMP |  |  | PUMPAIRMATTRESS-Stryker-AirPlus 2863 | [6 empty] | Verified as Rental |  |  | MHHS-Woodlands
NO | YES |  |  |  | ZSX1281 |  | STRYKER | AIR I/II PUMP |  | CU400-0806 | Rental | MHHS-Woodlands |  |  |  | ZSX1281 |  | Woodlands |  | Rental | [7 empty] | PUMPAIRMATTRESS-Stryker-AirPlus 2863 |  | AIR I/II LAL/PULSATE PUMP |  |  | PUMPAIRMATTRESS-Stryker-AirPlus 2863 | [6 empty] | Verified as Rental |  |  | MHHS-Woodlands
NO | YES |  |  |  | ZSX1604 |  | STRYKER | AIR I/II PUMP |  | CU400-2401 | Rental | MHHS-Woodlands |  |  |  | ZSX1604 |  | Woodlands |  | Rental | [7 empty] | PUMPAIRMATTRESS-Stryker-AirPlus 2863 |  | AIR I/II LAL/PULSATE PUMP |  |  | PUMPAIRMATTRESS-Stryker-AirPlus 2863 | [6 empty] | Verified as Rental |  |  | MHHS-Woodlands
NO | YES |  |  |  | ZSX1749 |  | STRYKER | AIR I/II PUMP |  | CU400-2741 | Rental | MHHS-Woodlands |  |  |  | ZSX1749 |  | Woodlands |  | Rental | [7 empty] | PUMPAIRMATTRESS-Stryker-AirPlus 2863 |  | AIR I/II LAL/PULSATE PUMP |  |  | PUMPAIRMATTRESS-Stryker-AirPlus 2863 | [6 empty] | Verified as Rental |  |  | MHHS-Woodlands
NO | YES |  |  |  | ZSX2240 |  | STRYKER | AIR I/II PUMP |  | CU400-3296 | Rental | MHHS-Woodlands |  |  |  | ZSX2240 |  | Woodlands |  | Rental | [7 empty] | PUMPAIRMATTRESS-Stryker-AirPlus 2863 |  | AIR I/II LAL/PULSATE PUMP |  |  | PUMPAIRMATTRESS-Stryker-AirPlus 2863 | [6 empty] | Verified as Rental |  |  | MHHS-Woodlands
NO | YES |  |  |  | ZSX2368 |  | STRYKER | AIR I/II PUMP |  | CU400-3224 | Rental | MHHS-Woodlands |  |  |  | ZSX2368 |  | Woodlands |  | Rental | [7 empty] | PUMPAIRMATTRESS-Stryker-AirPlus 2863 |  | AIR I/II LAL/PULSATE PUMP |  |  | PUMPAIRMATTRESS-Stryker-AirPlus 2863 | [6 empty] | Verified as Rental |  |  | MHHS-Woodlands
NO | YES |  |  |  | ZSX2375 |  | STRYKER | AIR I/II PUMP |  | CU400-3808 | Rental | MHHS-Woodlands |  |  |  | ZSX2375 |  | Woodlands |  | Rental | [7 empty] | PUMPAIRMATTRESS-Stryker-AirPlus 2863 |  | AIR I/II LAL/PULSATE PUMP |  |  | PUMPAIRMATTRESS-Stryker-AirPlus 2863 | [6 empty] | Verified as Rental |  |  | MHHS-Woodlands
NO | YES |  |  |  | ZSX2541 |  | STRYKER | AIR I/II PUMP |  | CU400-3758 | Rental | MHHS-Woodlands |  |  |  | ZSX2541 |  | Woodlands |  | Rental | [7 empty] | PUMPAIRMATTRESS-Stryker-AirPlus 2863 |  | AIR I/II LAL/PULSATE PUMP |  |  | PUMPAIRMATTRESS-Stryker-AirPlus 2863 | [6 empty] | Verified as Rental |  |  | MHHS-Woodlands
NO | YES |  |  |  | ZSX2583 |  | STRYKER | AIR I/II PUMP |  | CU400-3699 | Rental | MHHS-Woodlands |  |  |  | ZSX2583 |  | Woodlands |  | Rental | [7 empty] | PUMPAIRMATTRESS-Stryker-AirPlus 2863 |  | AIR I/II LAL/PULSATE PUMP |  |  | PUMPAIRMATTRESS-Stryker-AirPlus 2863 | [6 empty] | Verified as Rental |  |  | MHHS-Woodlands
NO | YES |  |  |  | ZSX2588 |  | STRYKER | AIR I/II PUMP |  | CU400-3715 | Rental | MHHS-Woodlands |  |  |  | ZSX2588 |  | Woodlands |  | Rental | [7 empty] | PUMPAIRMATTRESS-Stryker-AirPlus 2863 |  | AIR I/II LAL/PULSATE PUMP |  |  | PUMPAIRMATTRESS-Stryker-AirPlus 2863 | [6 empty] | Verified as Rental |  |  | MHHS-Woodlands
NO | YES |  |  |  | ZSX2607 |  | STRYKER | AIR I/II PUMP |  | CU400-3738 | Rental | MHHS-Woodlands |  |  |  | ZSX2607 |  | Woodlands |  | Rental | [7 empty] | PUMPAIRMATTRESS-Stryker-AirPlus 2863 |  | AIR I/II LAL/PULSATE PUMP |  |  | PUMPAIRMATTRESS-Stryker-AirPlus 2863 | [6 empty] | Verified as Rental |  |  | MHHS-Woodlands
NO | YES |  |  |  | ZSX2608 |  | STRYKER | AIR I/II PUMP |  | CU400-3729 | Rental | MHHS-Woodlands |  |  |  | ZSX2608 |  | Woodlands |  | Rental | [7 empty] | PUMPAIRMATTRESS-Stryker-AirPlus 2863 |  | AIR I/II LAL/PULSATE PUMP |  |  | PUMPAIRMATTRESS-Stryker-AirPlus 2863 | [6 empty] | Verified as Rental |  |  | MHHS-Woodlands
NO | YES |  |  |  | ZSX2620 |  | STRYKER | AIR I/II PUMP |  | CU400-3706 | Rental | MHHS-Woodlands |  |  |  | ZSX2620 |  | Woodlands |  | Rental | [7 empty] | PUMPAIRMATTRESS-Stryker-AirPlus 2863 |  | AIR I/II LAL/PULSATE PUMP |  |  | PUMPAIRMATTRESS-Stryker-AirPlus 2863 | [6 empty] | Verified as Rental |  |  | MHHS-Woodlands
NO | YES |  |  |  | ZSX2687 |  | STRYKER | AIR I/II PUMP |  | CU400-4055 | Rental | MHHS-Woodlands |  |  |  | ZSX2687 |  | Woodlands |  | Rental | [7 empty] | PUMPAIRMATTRESS-Stryker-AirPlus 2863 |  | AIR I/II LAL/PULSATE PUMP |  |  | PUMPAIRMATTRESS-Stryker-AirPlus 2863 | [6 empty] | Verified as Rental |  |  | MHHS-Woodlands
NO | YES |  |  |  | ZSX2738 |  | STRYKER | AIR I/II PUMP |  | CU400-3841 | Rental | MHHS-Woodlands |  |  |  | ZSX2738 |  | Woodlands |  | Rental | [7 empty] | PUMPAIRMATTRESS-Stryker-AirPlus 2863 |  | AIR I/II LAL/PULSATE PUMP |  |  | PUMPAIRMATTRESS-Stryker-AirPlus 2863 | [6 empty] | Verified as Rental |  |  | MHHS-Woodlands
NO | YES |  |  |  | ZSX2743 |  | STRYKER | AIR I/II PUMP |  | CU400-3901 | Rental | MHHS-Woodlands |  |  |  | ZSX2743 |  | Woodlands |  | Rental | [7 empty] | PUMPAIRMATTRESS-Stryker-AirPlus 2863 |  | AIR I/II LAL/PULSATE PUMP |  |  | PUMPAIRMATTRESS-Stryker-AirPlus 2863 | [6 empty] | Verified as Rental |  |  | MHHS-Woodlands
NO | YES |  |  |  | ZSX2760 |  | STRYKER | AIR I/II PUMP |  | CU400-4103 | Rental | MHHS-Woodlands |  |  |  | ZSX2760 |  | Woodlands |  | Rental | [7 empty] | PUMPAIRMATTRESS-Stryker-AirPlus 2863 |  | AIR I/II LAL/PULSATE PUMP |  |  | PUMPAIRMATTRESS-Stryker-AirPlus 2863 | [6 empty] | Verified as Rental |  |  | MHHS-Woodlands
NO | YES |  |  |  | ZSX2777 |  | STRYKER | AIR I/II PUMP |  | CU400-4120 | Rental | MHHS-Woodlands |  |  |  | ZSX2777 |  | Woodlands |  | Rental | [7 empty] | PUMPAIRMATTRESS-Stryker-AirPlus 2863 |  | AIR I/II LAL/PULSATE PUMP |  |  | PUMPAIRMATTRESS-Stryker-AirPlus 2863 | [6 empty] | Verified as Rental |  |  | MHHS-Woodlands
NO | YES |  |  |  | ZSX2809 |  | STRYKER | AIR I/II PUMP |  | CU400-3550 | Rental | MHHS-Woodlands |  |  |  | ZSX2809 |  | Woodlands |  | Rental | [7 empty] | PUMPAIRMATTRESS-Stryker-AirPlus 2863 |  | AIR I/II LAL/PULSATE PUMP |  |  | PUMPAIRMATTRESS-Stryker-AirPlus 2863 | [6 empty] | Verified as Rental |  |  | MHHS-Woodlands
NO | YES |  |  |  | ZSX2877 |  | STRYKER | AIR I/II PUMP |  | CU400-6540 | Rental | MHHS-Woodlands |  |  |  | ZSX2877 |  | Woodlands |  | Rental | [7 empty] | PUMPAIRMATTRESS-Stryker-AirPlus 2863 |  | AIR I/II LAL/PULSATE PUMP |  |  | PUMPAIRMATTRESS-Stryker-AirPlus 2863 | [6 empty] | Verified as Rental |  |  | MHHS-Woodlands
NO | YES |  |  |  | ZSX2893 |  | STRYKER | AIR I/II PUMP |  | CU400-6465 | Rental | MHHS-Woodlands |  |  |  | ZSX2893 |  | Woodlands |  | Rental | [7 empty] | PUMPAIRMATTRESS-Stryker-AirPlus 2863 |  | AIR I/II LAL/PULSATE PUMP |  |  | PUMPAIRMATTRESS-Stryker-AirPlus 2863 | [6 empty] | Verified as Rental |  |  | MHHS-Woodlands
NO | YES |  |  |  | ZSX2964 |  | STRYKER | AIR I/II PUMP |  | CU400-6662 | Rental | MHHS-Woodlands |  |  |  | ZSX2964 |  | Woodlands |  | Rental | [7 empty] | PUMPAIRMATTRESS-Stryker-AirPlus 2863 |  | AIR I/II LAL/PULSATE PUMP |  |  | PUMPAIRMATTRESS-Stryker-AirPlus 2863 | [6 empty] | Verified as Rental |  |  | MHHS-Woodlands
NO | YES |  |  |  | ZSX3077 |  | STRYKER | AIR I/II PUMP |  | CU400-7534 | Rental | MHHS-Woodlands |  |  |  | ZSX3077 |  | Woodlands |  | Rental | [7 empty] | PUMPAIRMATTRESS-Stryker-AirPlus 2863 |  | AIR I/II LAL/PULSATE PUMP |  |  | PUMPAIRMATTRESS-Stryker-AirPlus 2863 | [6 empty] | Verified as Rental |  |  | MHHS-Woodlands
NO | YES |  |  |  | ZSX3158 |  | STRYKER | AIR I/II PUMP |  | CU400-7875 | Rental | MHHS-Woodlands |  |  |  | ZSX3158 |  | Woodlands |  | Rental | [7 empty] | PUMPAIRMATTRESS-Stryker-AirPlus 2863 |  | AIR I/II LAL/PULSATE PUMP |  |  | PUMPAIRMATTRESS-Stryker-AirPlus 2863 | [6 empty] | Verified as Rental |  |  | MHHS-Woodlands
NO | YES |  |  |  | ZSX3397 |  | STRYKER | AIR I/II PUMP |  | CU400-9299 | Rental | MHHS-Woodlands |  |  |  | ZSX3397 |  | Woodlands |  | Rental | [7 empty] | PUMPAIRMATTRESS-Stryker-AirPlus 2863 |  | AIR I/II LAL/PULSATE PUMP |  |  | PUMPAIRMATTRESS-Stryker-AirPlus 2863 | [6 empty] | Verified as Rental |  |  | MHHS-Woodlands
NO | YES |  |  |  | ZSX3546 |  | STRYKER | AIR I/II PUMP |  | CU400-11798 | Rental | MHHS-Woodlands |  |  |  | ZSX3546 |  | Woodlands |  | Rental | [7 empty] | PUMPAIRMATTRESS-Stryker-AirPlus 2863 |  | AIR I/II LAL/PULSATE PUMP |  |  | PUMPAIRMATTRESS-Stryker-AirPlus 2863 | [6 empty] | Verified as Rental |  |  | MHHS-Woodlands
NO | YES |  |  |  | ZSX3590 |  | STRYKER | AIR I/II PUMP |  | CU400-2257 | Rental | MHHS-Woodlands |  |  |  | ZSX3590 |  | Woodlands |  | Rental | [7 empty] | PUMPAIRMATTRESS-Stryker-AirPlus 2863 |  | AIR I/II LAL/PULSATE PUMP |  |  | PUMPAIRMATTRESS-Stryker-AirPlus 2863 | [6 empty] | Verified as Rental |  |  | MHHS-Woodlands
NO | YES |  |  |  | ZSX3625 |  | STRYKER | AIR I/II PUMP |  | CU400-12315 | Rental | MHHS-Woodlands |  |  |  | ZSX3625 |  | Woodlands |  | Rental | [7 empty] | PUMPAIRMATTRESS-Stryker-AirPlus 2863 |  | AIR I/II LAL/PULSATE PUMP |  |  | PUMPAIRMATTRESS-Stryker-AirPlus 2863 | [6 empty] | Verified as Rental |  |  | MHHS-Woodlands
NO | YES |  |  |  | ZSX3655 |  | STRYKER | AIR I/II PUMP |  | CU400-12194 | Rental | MHHS-Woodlands |  |  |  | ZSX3655 |  | Woodlands |  | Rental | [7 empty] | PUMPAIRMATTRESS-Stryker-AirPlus 2863 |  | AIR I/II LAL/PULSATE PUMP |  |  | PUMPAIRMATTRESS-Stryker-AirPlus 2863 | [6 empty] | Verified as Rental |  |  | MHHS-Woodlands
YES | YES | Serial Number Cnf |  |  | 133-07235 | 133-07235 | Stryker | CNF Model Name or Number |  | CNF | Katy - Inpatient Rehab |  |  |  |  | 133-07235 | 133-07235 | Katy | Memorial Hermann Katy Hospital | Katy - Inpatient Rehab | Katy - Inpatient Rehab | [6 empty] | .needs class
YES | YES | Serial Number Cnf |  |  | 583-01139 | 583-01139 | Stryker | CNF Model Name or Number |  | CNF | Katy - Inpatient Rehab |  |  |  |  | 583-01139 | 583-01139 | Katy | Memorial Hermann Katy Hospital | Katy - Inpatient Rehab | Katy - Inpatient Rehab | [6 empty] | .needs class
YES | YES |  |  |  |  | 029-13942 | Stryker | I015 stretcher |  |  | ER | [5 empty] | 029-13942 | Central | Memorial Herman Hospital woodland | ER |  | 3/1/20 |  | 3/1/20
NO | YES |  |  |  | 009-34237 | 009-34237 | Stryker | Mistral Air |  |  | SW-HVI-OR |  |  |  |  | 009-34237 | 009-34237 | Southwest | MHHS-Southwest | SW-HVI-OR | Hallway | 4/1/19 |  | 4/1/20
NO | YES |  |  |  | 009-34247 | 009-34247 | Stryker | Mistral Air |  |  | SW-OR |  |  |  |  | 009-34247 | 009-34247 | Southwest | MHHS-Southwest | SW-OR | OR 1 | 4/1/19 |  | 4/1/20
NO | YES |  |  |  | 009-34246 | 009-34246 | Stryker | Mistral Air |  |  | SW-OR |  |  |  |  | 009-34246 | 009-34246 | Southwest | MHHS-Southwest | SW-OR | OR 1 | 4/1/19 |  | 4/1/20
NO | YES |  |  |  | 009-34245 | 009-34245 | Stryker | Mistral Air |  |  | SW-OR |  |  |  |  | 009-34245 | 009-34245 | Southwest | MHHS-Southwest | SW-OR | OR 2 | 4/1/19 |  | 4/1/20
YES | YES |  |  |  | 009-34241 | 009-34241 | Stryker | Mistral Air |  |  | SW - OR |  |  |  |  | 009-34241 | 009-34241 | Southwest | Memorial Hermann Southwest Hospital | SW - OR | OR 3 | 4/1/19 |  | 4/1/20
NO | YES |  |  |  | 009-34243 | 009-34243 | Stryker | Mistral Air |  |  | SW-OR |  |  |  |  | 009-34243 | 009-34243 | Southwest | MHHS-Southwest | SW-OR | OR3 | 11/1/19 |  | 11/1/20
NO | YES |  |  |  | 009-34242 | 009-34242 | Stryker | Mistral Air |  |  | SW-OR |  |  |  |  | 009-34242 | 009-34242 | Southwest | MHHS-Southwest | SW-OR | OR3 | 4/1/19 |  | 4/1/20
NO | YES |  |  |  | 009-34244 | 009-34244 | Stryker | Mistral Air |  |  | SW-OR |  |  |  |  | 009-34244 | 009-34244 | Southwest | MHHS-Southwest | SW-OR | OR5 | 4/1/19 |  | 4/1/20
NO | YES |  |  |  | 099-10948 | 099-10948 | Stryker | Mistral Air |  |  | SW-OR |  |  |  |  | 099-10948 | 099-10948 | Southwest | MHHS-Southwest | SW-OR | OR6 | 4/1/19 |  | 4/1/20
NO | YES |  |  |  | 099-10949 | 099-10949 | Stryker | Mistral Air |  |  | SW-OR |  |  |  |  | 099-10949 | 099-10949 | Southwest | MHHS-Southwest | SW-OR | OR6 | 4/1/19 |  | 4/1/20
NO | YES |  |  |  | 099-10950 | 099-10950 | Stryker | Mistral Air |  |  | SW-OR |  |  |  |  | 099-10950 | 099-10950 | Southwest | MHHS-Southwest | SW-OR | OR6 | 4/1/19 |  | 4/1/20
NO | YES |  |  |  | 099-10958 | 099-10958 | Stryker | Mistral Air |  |  | SW-OR |  |  |  |  | 099-10958 | 099-10958 | Southwest | MHHS-Southwest | SW-OR | OR25 | 4/1/19 |  | 4/1/20
NO | YES |  |  |  | 099-10947 | 099-10947 | Stryker | Mistral Air |  |  | SW-HVI-OR |  |  |  |  | 099-10947 | 099-10947 | Southwest | MHHS-Southwest | SW-HVI-OR | CVOR1 | 9/1/19 |  | 9/1/20
NO | YES |  |  |  | 099-10965 | 099-10965 | Stryker | Mistral Air |  |  | SW-HVI-OR |  |  |  |  | 099-10965 | 099-10965 | Southwest | MHHS-Southwest | SW-HVI-OR | CVOR3 | 4/1/19 |  | 4/1/20
NO | YES |  |  |  | 099-08089 | 099-08089 | Stryker | Mistral-AIR |  |  | Woodlands-Cath Lab |  |  |  |  | 099-08089 | 099-08089 | Woodlands | MHHS-Woodlands | Woodlands-Cath Lab | Cath lab 1 | 11/1/19 |  | 11/1/20 |  |  | Warmer, Patient | WARMERPATIENT-Stryker-Mistral-Air | [12 empty] | WP-A | [9 empty] | Warmer, Patient | WARMERPATIENT | Warmer, Patient | Stryker
NO | YES |  |  |  |  | 151-04149 | Stryker | mistral-air |  |  | MEMORIAL CITY - OUTPATIENT SURGERY | [5 empty] | 151-04149 | West | Memorial City- Memorial Hermann Hospital | MEMORIAL CITY - OUTPATIENT SURGERY | Pre-Op 6
NO | YES |  |  |  | 041-34007 | 041-34007 | Stryker | mistral-air |  |  | MEMORIAL CITY - CATH LAB |  |  |  |  | 041-34007 | 041-34007 | West | Heart | MEMORIAL CITY - CATH LAB | EP 215.1 Cath Lab 1
YES | YES |  |  |  | 041-34011 | 041-34011 | Stryker | mistral-air |  |  | MEMORIAL CITY - CATH LAB |  |  |  |  | 041-34011 | 041-34011 | West | Heart | MEMORIAL CITY - CATH LAB | E9 215.2 Control Room
NO | YES | [5 empty] | Stryker | mistral-air |  | MA1100-PM | MEMORIAL CITY - Endoscopy | [6 empty] | West | MEMORIAL CITY - MEMORIAL HERMANN HOSPITAL WEST TOWER | MEMORIAL CITY - Endoscopy | Bay 12
NO | YES |  |  |  | 099-13196 | 099-13196 | Stryker | Mistral-Air Plus |  |  | SW-Labor & Delivery |  |  |  |  | 099-13196 | 099-13196 | Southwest | MHHS-Southwest | SW-Labor & Delivery | Recovery room
YES | YES |  |  |  | 041-19789 | 041-19789 | Stryker | SDP1000 |  |  | MEMORIAL CITY - MHT - JHC OR |  |  |  |  | 041-19789 | 041-19789 | West | Weat | MEMORIAL CITY - MHT - JHC OR | Mh11:507.1 equipment storage
NO | YES |  |  |  | TSO339 |  | STRYKER | SPIRIT SELECT |  |  | Rental Equipment | MHHS-Greater Heights |  |  |  | TSO339 |  | Central & Greater Heights |  | Rental Equipment | [7 empty] | BEDPATIENTELECTRIC-CHG Hospital Beds-Spirit Select |  | SPIRIT SELECT HILOW BED W/WATCHDOG (CHG) |  |  | BEDPATIENTELECTRIC-CHG Hospital Beds-Spirit Select | [6 empty] | Verified as Rental |  |  | MHHS-Greater Heights
NO | YES |  |  |  | TSO587 |  | STRYKER | SPIRIT SELECT |  |  | Rental Equipment | MHHS-Greater Heights |  |  |  | TSO587 |  | Central & Greater Heights |  | Rental Equipment | [7 empty] | BEDPATIENTELECTRIC-CHG Hospital Beds-Spirit Select |  | SPIRIT SELECT HILOW BED W/WATCHDOG (CHG) |  |  | BEDPATIENTELECTRIC-CHG Hospital Beds-Spirit Select | [6 empty] | Verified as Rental |  |  | MHHS-Greater Heights
NO | YES |  |  |  | TSO129 |  | STRYKER | SPIRIT SELECT |  |  | Rental | MHHS-Mem City |  |  |  | TSO129 |  | West & Memorial City |  | Rental | [7 empty] | BEDPATIENTELECTRIC-CHG Hospital Beds-Spirit Select |  | SPIRIT SELECT HILOW BED W/WATCHDOG (CHG) |  |  | BEDPATIENTELECTRIC-CHG Hospital Beds-Spirit Select | [6 empty] | Verified as Rental |  |  | MHHS-Mem City
NO | YES |  |  |  | TSO101 |  | STRYKER | SPIRIT SELECT |  |  | Rental | MHHS-TIRR |  |  |  | TSO101 |  | TMC |  | Rental | [7 empty] | BEDPATIENTELECTRIC-CHG Hospital Beds-Spirit Select |  | SPIRIT SELECT HILOW BED W/WATCHDOG (CHG) |  |  | BEDPATIENTELECTRIC-CHG Hospital Beds-Spirit Select | [6 empty] | Verified as Rental |  |  | MHHS-TIRR
NO | YES |  |  |  | TSO303 |  | STRYKER | SPIRIT SELECT |  |  | Rental | MHHS-TIRR |  |  |  | TSO303 |  | TMC |  | Rental | [7 empty] | BEDPATIENTELECTRIC-CHG Hospital Beds-Spirit Select |  | SPIRIT SELECT HILOW BED W/WATCHDOG (CHG) |  |  | BEDPATIENTELECTRIC-CHG Hospital Beds-Spirit Select | [6 empty] | Verified as Rental |  |  | MHHS-TIRR
NO | YES |  |  |  | TSO611 |  | STRYKER | SPIRIT SELECT |  |  | Rental | MHHS-TIRR |  |  |  | TSO611 |  | TMC |  | Rental | [7 empty] | BEDPATIENTELECTRIC-CHG Hospital Beds-Spirit Select |  | SPIRIT SELECT HILOW BED W/WATCHDOG (CHG) |  |  | BEDPATIENTELECTRIC-CHG Hospital Beds-Spirit Select | [6 empty] | Verified as Rental |  |  | MHHS-TIRR
NO | YES |  |  |  | TSO294 |  | STRYKER | SPIRIT SELECT |  |  | Rental | MHHS-Southeast |  |  |  | TSO294 |  | Southeast & Bay Area |  | Rental | [7 empty] | BEDPATIENTELECTRIC-CHG Hospital Beds-Spirit Select |  | SPIRIT SELECT HILOW BED W/WATCHDOG (CHG) |  |  | BEDPATIENTELECTRIC-CHG Hospital Beds-Spirit Select | [6 empty] | Verified as Rental |  |  | MHHS-Southeast
NO | YES |  |  |  | TSO559 |  | STRYKER | SPIRIT SELECT |  |  | Rental | MHHS-Southeast |  |  |  | TSO559 |  | Southeast & Bay Area |  | Rental | [7 empty] | BEDPATIENTELECTRIC-CHG Hospital Beds-Spirit Select |  | SPIRIT SELECT HILOW BED W/WATCHDOG (CHG) |  |  | BEDPATIENTELECTRIC-CHG Hospital Beds-Spirit Select | [6 empty] | Verified as Rental |  |  | MHHS-Southeast
NO | YES |  |  |  | TSO128 |  | STRYKER | SPIRIT SELECT |  |  | Rental | MHHS-Southwest |  |  |  | TSO128 |  | Southwest |  | Rental | [7 empty] | BEDPATIENTELECTRIC-CHG Hospital Beds-Spirit Select |  | SPIRIT SELECT HILOW BED W/WATCHDOG (CHG) |  |  | BEDPATIENTELECTRIC-CHG Hospital Beds-Spirit Select | [6 empty] | Verified as Rental |  |  | MHHS-Southwest
NO | YES |  |  |  | TSO291 |  | STRYKER | SPIRIT SELECT |  |  | Rental | MHHS-Southwest |  |  |  | TSO291 |  | Southwest |  | Rental | [7 empty] | BEDPATIENTELECTRIC-CHG Hospital Beds-Spirit Select |  | SPIRIT SELECT HILOW BED W/WATCHDOG (CHG) |  |  | BEDPATIENTELECTRIC-CHG Hospital Beds-Spirit Select | [6 empty] | Verified as Rental |  |  | MHHS-Southwest
NO | YES |  |  |  | TSO321 |  | STRYKER | SPIRIT SELECT |  |  | Rental | MHHS-Southwest |  |  |  | TSO321 |  | Southwest |  | Rental | [7 empty] | BEDPATIENTELECTRIC-CHG Hospital Beds-Spirit Select |  | SPIRIT SELECT HILOW BED W/WATCHDOG (CHG) |  |  | BEDPATIENTELECTRIC-CHG Hospital Beds-Spirit Select | [6 empty] | Verified as Rental |  |  | MHHS-Southwest
NO | YES |  |  |  | TSO327 |  | STRYKER | SPIRIT SELECT |  |  | Rental | MHHS-Southwest |  |  |  | TSO327 |  | Southwest |  | Rental | [7 empty] | BEDPATIENTELECTRIC-CHG Hospital Beds-Spirit Select |  | SPIRIT SELECT HILOW BED W/WATCHDOG (CHG) |  |  | BEDPATIENTELECTRIC-CHG Hospital Beds-Spirit Select | [6 empty] | Verified as Rental |  |  | MHHS-Southwest
NO | YES |  |  |  | TSO588 |  | STRYKER | SPIRIT SELECT |  |  | Rental | MHHS-Southwest |  |  |  | TSO588 |  | Southwest |  | Rental | [7 empty] | BEDPATIENTELECTRIC-CHG Hospital Beds-Spirit Select |  | SPIRIT SELECT HILOW BED W/WATCHDOG (CHG) |  |  | BEDPATIENTELECTRIC-CHG Hospital Beds-Spirit Select | [6 empty] | Verified as Rental |  |  | MHHS-Southwest
NO | YES |  |  |  | TSO613 |  | STRYKER | SPIRIT SELECT |  |  | Rental | MHHS-Southwest |  |  |  | TSO613 |  | Southwest |  | Rental | [7 empty] | BEDPATIENTELECTRIC-CHG Hospital Beds-Spirit Select |  | SPIRIT SELECT HILOW BED W/WATCHDOG (CHG) |  |  | BEDPATIENTELECTRIC-CHG Hospital Beds-Spirit Select | [6 empty] | Verified as Rental |  |  | MHHS-Southwest
NO | YES |  |  |  | TSO673 |  | STRYKER | SPIRIT SELECT |  |  | Rental | MHHS-Southwest |  |  |  | TSO673 |  | Southwest |  | Rental | [7 empty] | BEDPATIENTELECTRIC-CHG Hospital Beds-Spirit Select |  | SPIRIT SELECT HILOW BED W/WATCHDOG (CHG) |  |  | BEDPATIENTELECTRIC-CHG Hospital Beds-Spirit Select | [6 empty] | Verified as Rental |  |  | MHHS-Southwest
NO | YES |  |  |  | TSO675 |  | STRYKER | SPIRIT SELECT |  |  | Rental | MHHS-Southwest |  |  |  | TSO675 |  | Southwest |  | Rental | [7 empty] | BEDPATIENTELECTRIC-CHG Hospital Beds-Spirit Select |  | SPIRIT SELECT HILOW BED W/WATCHDOG (CHG) |  |  | BEDPATIENTELECTRIC-CHG Hospital Beds-Spirit Select | [6 empty] | Verified as Rental |  |  | MHHS-Southwest
NO | YES |  |  |  | TSO124 |  | STRYKER | SPIRIT SELECT |  |  | Rental | MHHS-TMC |  |  |  | TSO124 |  | TMC |  | Rental | [7 empty] | BEDPATIENTELECTRIC-CHG Hospital Beds-Spirit Select |  | SPIRIT SELECT HILOW BED W/WATCHDOG (CHG) |  |  | BEDPATIENTELECTRIC-CHG Hospital Beds-Spirit Select | [6 empty] | Verified as Rental |  |  | MHHS-TMC
NO | YES |  |  |  | TSO179 |  | STRYKER | SPIRIT SELECT |  |  | Rental | MHHS-TMC |  |  |  | TSO179 |  | TMC |  | Rental | [7 empty] | BEDPATIENTELECTRIC-CHG Hospital Beds-Spirit Select |  | SPIRIT SELECT HILOW BED W/WATCHDOG (CHG) |  |  | BEDPATIENTELECTRIC-CHG Hospital Beds-Spirit Select | [6 empty] | Verified as Rental |  |  | MHHS-TMC
NO | YES |  |  |  | TSO283 |  | STRYKER | SPIRIT SELECT |  |  | Rental | MHHS-TMC |  |  |  | TSO283 |  | TMC |  | Rental | [7 empty] | BEDPATIENTELECTRIC-CHG Hospital Beds-Spirit Select |  | SPIRIT SELECT HILOW BED W/WATCHDOG (CHG) |  |  | BEDPATIENTELECTRIC-CHG Hospital Beds-Spirit Select | [6 empty] | Verified as Rental |  |  | MHHS-TMC
NO | YES |  |  |  | TSO315 |  | STRYKER | SPIRIT SELECT |  |  | Rental | MHHS-TMC |  |  |  | TSO315 |  | TMC |  | Rental | [7 empty] | BEDPATIENTELECTRIC-CHG Hospital Beds-Spirit Select |  | SPIRIT SELECT HILOW BED W/WATCHDOG (CHG) |  |  | BEDPATIENTELECTRIC-CHG Hospital Beds-Spirit Select | [6 empty] | Verified as Rental |  |  | MHHS-TMC
NO | YES |  |  |  | TSO329 |  | STRYKER | SPIRIT SELECT |  |  | Rental | MHHS-TMC |  |  |  | TSO329 |  | TMC |  | Rental | [7 empty] | BEDPATIENTELECTRIC-CHG Hospital Beds-Spirit Select |  | SPIRIT SELECT HILOW BED W/WATCHDOG (CHG) |  |  | BEDPATIENTELECTRIC-CHG Hospital Beds-Spirit Select | [6 empty] | Verified as Rental |  |  | MHHS-TMC
NO | YES |  |  |  | TSO337 |  | STRYKER | SPIRIT SELECT |  |  | Rental | MHHS-TMC |  |  |  | TSO337 |  | TMC |  | Rental | [7 empty] | BEDPATIENTELECTRIC-CHG Hospital Beds-Spirit Select |  | SPIRIT SELECT HILOW BED W/WATCHDOG (CHG) |  |  | BEDPATIENTELECTRIC-CHG Hospital Beds-Spirit Select | [6 empty] | Verified as Rental |  |  | MHHS-TMC
NO | YES |  |  |  | TSO552 |  | STRYKER | SPIRIT SELECT |  |  | Rental | MHHS-TMC |  |  |  | TSO552 |  | TMC |  | Rental | [7 empty] | BEDPATIENTELECTRIC-CHG Hospital Beds-Spirit Select |  | SPIRIT SELECT HILOW BED W/WATCHDOG (CHG) |  |  | BEDPATIENTELECTRIC-CHG Hospital Beds-Spirit Select | [6 empty] | Verified as Rental |  |  | MHHS-TMC
NO | YES |  |  |  | TSO553 |  | STRYKER | SPIRIT SELECT |  |  | Rental | MHHS-TMC |  |  |  | TSO553 |  | TMC |  | Rental | [7 empty] | BEDPATIENTELECTRIC-CHG Hospital Beds-Spirit Select |  | SPIRIT SELECT HILOW BED W/WATCHDOG (CHG) |  |  | BEDPATIENTELECTRIC-CHG Hospital Beds-Spirit Select | [6 empty] | Verified as Rental |  |  | MHHS-TMC
YES | YES |  |  |  | 19B546328 | 19B546328 | Stryker | Suite Stream hd codec |  | 19B546328 | MEMORIAL CITY - MHT - JHC OR |  |  |  |  | 19B546328 | 19B546328 | West | Weat | MEMORIAL CITY - MHT - JHC OR | Mh11:507.1 equipment storage
YES | YES |  |  |  | P1750466 | P1750466 | Stryker | Switchpoint infinity 3 control system |  | P1750466 | MEMORIAL CITY - MHT - JHC OR |  |  |  |  | P1750466 | P1750466 | West | Weat | MEMORIAL CITY - MHT - JHC OR | Mh11:507.1 equipment storage
YES | YES | [5 empty] | Stryker | Visum LED 2 |  |  | MEMORIAL CITY - MOR | [6 empty] | West | Memorial City - Memorial Hermann Hospital | MEMORIAL CITY - MOR | E2 321 Surgery Rm 6 |  |  |  | SN is asset tag | Surgical Light
YES | YES | [5 empty] | Stryker | Visum LED 2 |  |  | MEMORIAL CITY - MOR | [6 empty] | West | Memorial City - Memorial Hermann Hospital | MEMORIAL CITY - MOR | E2 321 Surgery Rm 6 |  |  |  | SN is asset number | Surgical Light
YES | YES | [5 empty] | Stryker | Visum led 2 surgical light |  |  | MEMORIAL CITY - MHT - JHC OR | [6 empty] | West | West | MEMORIAL CITY - MHT - JHC OR | MH11:507 OR7
YES | YES | [5 empty] | Stryker | Visum led 2 surgical light |  |  | MEMORIAL CITY - MHT - JHC OR | [6 empty] | West | West | MEMORIAL CITY - MHT - JHC OR | MH11:507 OR7
YES | YES | [5 empty] | Stryker | Visum led 2 surgical |  |  | MEMORIAL CITY - MHT - JHC OR | [6 empty] | West | West | MEMORIAL CITY - MHT - JHC OR | MH11:504 OR4
YES | YES | [5 empty] | Stryker | Visum LED 2 Surgical Light |  |  | MEMORIAL CITY - Orthopedics Surgery | [6 empty] | West | Memorial City - Memorial Hermann Hospital | MEMORIAL CITY - Orthopedics Surgery | MH11 506 OR 6 |  |  |  | No PM sticker
YES | YES | [5 empty] | Stryker | Visum LED 2 Surgical Light |  |  | MEMORIAL CITY - Orthopedics Surgery | [6 empty] | West | Memorial City - Memorial Hermann Hospital | MEMORIAL CITY - Orthopedics Surgery | MH11 506 OR 6 |  |  |  | NO PM STICKER
YES | YES | Serial Number Cnf |  |  | 041-32406 | 041-32406 | Stryker | Visum LED Surgical Light System |  | CNF | MEMORIAL CITY - MOR |  |  |  |  | 041-32406 | 041-32406 | West | Memorial City - Memorial Hermann Hospital | MEMORIAL CITY - MOR | E2 321 Surgery Rm 6
YES | YES | [5 empty] | Stryker | Visum LED Surgical Light System |  |  | MEMORIAL CITY - MOR | [6 empty] | West | Memorial City - Memorial Hermann Hospital | MEMORIAL CITY - MOR | MOR 11
YES | YES | [5 empty] | Stryker | Visum LED Surgical Light System |  |  | MEMORIAL CITY - MOR | [6 empty] | West | Memorial City - Memorial Hermann Hospital | MEMORIAL CITY - MOR | MOR 11
NO | YES |  |  |  | 133-10317 | 133-10317 | Stryker Corp Medical Div | 0240-031-050 |  | SV7328F0201 | Katy-OR | MHHS-Katy |  | Monitor, Video |  | 133-10317 | 133-10317 | Katy | MHHS-Katy | Katy-OR | Cystology Procedure Room 5 |  |  |  |  | DISPLAY, REMOTE | Monitor, Video | MONITORVIDEO-STRYKER-0240-031-050 | MONITORVIDEO | 0240-031-050 |  |  |  | STRYKER | Monitor, Video |  | MONITORVIDEO-STRYKER-0240-031-050 |  | 6/4/18 |  |  | Covered PM Repair - Biomedical | MHHS-Katy | [8 empty] | MONITORVIDEO | Monitor, Video | STRYKER
NO | YES |  |  |  | 133-31139 | 133-31139 | Stryker Corp Medical Div | 0240-031-050 |  | SV7329K0633 | Katy-OR | MHHS-Katy |  | Monitor, Video |  | 133-31139 | 133-31139 | Katy | MHHS-Katy | Katy-OR | OR |  |  |  |  | DISPLAY, REMOTE | Monitor, Video | MONITORVIDEO-STRYKER-0240-031-050 | MONITORVIDEO | 0240-031-050 |  |  |  | STRYKER | Monitor, Video |  | MONITORVIDEO-STRYKER-0240-031-050 |  |  |  |  | Covered PM Repair - Radiology, Low End | MHHS-Katy | [8 empty] | MONITORVIDEO | Monitor, Video | STRYKER
NO | YES |  |  |  | 142-07220 | 142-07220 | Stryker Corp Medical Div | 0240-031-050 |  | SV7327F0103 | NE-OR | MHHS-Northeast |  | Monitor, Video |  | 142-07220 | 142-07220 | Katy | MHHS-Northeast | NE-OR | OR4 |  |  |  |  | DISPLAY, REMOTE | Monitor, Video | MONITORVIDEO-STRYKER-0240-031-050 | MONITORVIDEO | 0240-031-050 |  |  |  | STRYKER | Monitor, Video |  | MONITORVIDEO-STRYKER-0240-031-050 |  | 3/4/14 |  |  | Covered PM Repair - Biomedical | MHHS-Northeast | [8 empty] | MONITORVIDEO | Monitor, Video | STRYKER
NO | YES |  |  |  | 142-07226 | 142-07226 | Stryker Corp Medical Div | 0240-031-050 |  | SV7327F0108 | NE-OR | MHHS-Northeast |  | Monitor, Video |  | 142-07226 | 142-07226 | Katy | MHHS-Northeast | NE-OR | OR 3 | 9/1/19 | 9/1/20 |  |  | DISPLAY, REMOTE | Monitor, Video | MONITORVIDEO-STRYKER-0240-031-050 | MONITORVIDEO | 0240-031-050 |  |  |  | STRYKER | Monitor, Video |  | MONITORVIDEO-STRYKER-0240-031-050 |  |  |  |  | Covered PM Repair - Biomedical | MHHS-Northeast | [8 empty] | MONITORVIDEO | Monitor, Video | STRYKER
NO | YES |  |  |  | 142-07232 | 142-07232 | Stryker Corp Medical Div | 0240-031-050 |  | SV7327F0131 | NE-OR | MHHS-Northeast |  | Monitor, Video |  | 142-07232 | 142-07232 | Katy | MHHS-Northeast | NE-OR | OR1 | 8/1/19 | 8/1/20 |  |  | DISPLAY, REMOTE | Monitor, Video | MONITORVIDEO-STRYKER-0240-031-050 | MONITORVIDEO | 0240-031-050 |  |  |  | STRYKER | Monitor, Video |  | MONITORVIDEO-STRYKER-0240-031-050 |  | 7/1/16 |  |  | Covered PM Repair - Biomedical | MHHS-Northeast | [8 empty] | MONITORVIDEO | Monitor, Video | STRYKER
NO | YES |  |  |  | 142-07238 | 142-07238 | Stryker Corp Medical Div | 0240-031-050 |  | SV732 | NE-OR | MHHS-Northeast |  | Monitor, Video |  | 142-07238 | 142-07238 | Katy | MHHS-Northeast | NE-OR | OR 6 | 10/1/17 |  |  | One time safety | DISPLAY, REMOTE | Monitor, Video | MONITORVIDEO-STRYKER-0240-031-050 | MONITORVIDEO | 0240-031-050 |  |  |  | STRYKER | Monitor, Video |  | MONITORVIDEO-STRYKER-0240-031-050 |  | 11/8/20 |  |  | Not Covered Vendor Only - Biomedical | MHHS-Northeast | [8 empty] | MONITORVIDEO | Monitor, Video | STRYKER
NO | YES |  |  |  | 142-07244 | 142-07244 | Stryker Corp Medical Div | 0240-031-050 |  | SV7327F0105 | NE-OR | MHHS-Northeast |  | Monitor, Video |  | 142-07244 | 142-07244 | Katy | MHHS-Northeast | NE-OR | Or storage | 8/1/19 | 8/1/20 |  |  | DISPLAY, REMOTE | Monitor, Video | MONITORVIDEO-STRYKER-0240-031-050 | MONITORVIDEO | 0240-031-050 |  |  |  | STRYKER | Monitor, Video |  | MONITORVIDEO-STRYKER-0240-031-050 |  | 7/10/08 |  |  | Not Covered Vendor Only - Biomedical | MHHS-Northeast | [8 empty] | MONITORVIDEO | Monitor, Video | STRYKER
NO | YES |  |  |  | 142-07245 | 142-07245 | Stryker Corp Medical Div | 0240-031-050 |  | SV7327F0104 | NE-OR | MHHS-Northeast |  | Monitor, Video |  | 142-07245 | 142-07245 | Katy | MHHS-Northeast | NE-OR | OR1 |  |  |  |  | DISPLAY, REMOTE | Monitor, Video | MONITORVIDEO-STRYKER-0240-031-050 | MONITORVIDEO | 0240-031-050 |  |  |  | STRYKER | Monitor, Video |  | MONITORVIDEO-STRYKER-0240-031-050 |  |  |  |  | Covered PM Repair - Biomedical | MHHS-Northeast | [8 empty] | MONITORVIDEO | Monitor, Video | STRYKER
NO | YES |  |  |  | 142-07246 | 142-07246 | Stryker Corp Medical Div | 0240-031-050 |  | SV7327F0126 | NE-OR | MHHS-Northeast |  | Monitor, Video |  | 142-07246 | 142-07246 | Katy | MHHS-Northeast | NE-OR | OR 2 | 9/1/19 | 9/1/20 |  |  | DISPLAY, REMOTE | Monitor, Video | MONITORVIDEO-STRYKER-0240-031-050 | MONITORVIDEO | 0240-031-050 |  |  |  | STRYKER | Monitor, Video |  | MONITORVIDEO-STRYKER-0240-031-050 |  |  |  |  | Covered PM Repair - Biomedical | MHHS-Northeast | [8 empty] | MONITORVIDEO | Monitor, Video | STRYKER
NO | YES |  |  |  | 142-07274 | 142-07274 | Stryker Corp Medical Div | 0240-031-050 |  | SV7327F0125 | NE-OR | MHHS-Northeast |  | Monitor, Video |  | 142-07274 | 142-07274 | Katy | MHHS-Northeast | NE-OR | Or 8 | 11/1/17 |  |  | One time safety | DISPLAY, REMOTE | Monitor, Video | MONITORVIDEO-STRYKER-0240-031-050 | MONITORVIDEO | 0240-031-050 |  |  |  | STRYKER | Monitor, Video |  | MONITORVIDEO-STRYKER-0240-031-050 |  | 6/6/18 |  |  | Covered PM Repair - Biomedical | MHHS-Northeast | [8 empty] | MONITORVIDEO | Monitor, Video | STRYKER
NO | NO |  |  |  | 069-44495 |  | Stryker Corp Medical Div | 0240-031-050 |  | SV73270151 | TMC - JONES - TSCU (9J) | MHHS-TMC |  | Monitor, Video |  | 069-44495 |  | TMC |  | TMC - JONES - TSCU (9J) | [5 empty] | DISPLAY, REMOTE |  | MONITORVIDEO-STRYKER-0240-031-050 | MONITORVIDEO | 0240-031-050 |  |  |  | STRYKER | Monitor, Video |  | MONITORVIDEO-STRYKER-0240-031-050 |  |  |  |  | Covered PM Repair - Biomedical | MHHS-TMC
NO | YES |  |  |  | 241-03125 | 241-03125 | Stryker Corp Medical Div |  |  |  | TIRR-Therapy Gym | MHHS-TIRR |  | Stretcher |  | 241-03125 | 241-03125 | TMC | MHHS-Others | TIRR-Therapy Gym | Rehab | 10/1/19 |  |  |  | STRETCHERS, NON-ELECTRIC | Stretcher | STRETCHER-Stryker-1080 | STRETCHER |  |  |  |  | Stryker | Stretcher |  | STRETCHER-Stryker-1080 |  | 7/14/14 |  |  | Covered PM Repair - Biomedical | MHHS-TIRR | [8 empty] | STRETCHER | Stretcher | Stryker
NO | YES |  |  |  | 133-31137 | 133-31137 | Stryker Corp Medical Div |  |  | 19L526894 | Katy-OR | MHHS-Katy |  |  |  | 133-31137 | 133-31137 | Katy | MHHS-Katy | Katy-OR | OR |  |  |  |  | ENDOSCOPIC EQUIPMENT, VIDEO PROCESSOR | Camera, Surgical | CAMERASURGICAL-Stryker-1688HD |  |  |  |  | .needs class | Stryker |  |  |  |  | 5/1/16 |  |  | Covered PM Repair - Biomedical | MHHS-Katy | [8 empty] | CAMERASURGICAL | Camera, Surgical | Stryker
NO | YES |  |  |  | 041-34170 | 041-34170 | Stryker Corp Medical Div |  |  | 19D502594 | MEMORIAL CITY - Day Surgery | MHHS-Mem City |  |  |  | 041-34170 | 041-34170 | West | Memorial City - Memorial Hermann Hospital | MEMORIAL CITY - Day Surgery | W1 300.94 OR 7 |  |  |  | ?AuNO PM REQUIRED?Au sticker on unit and a one time inspection sticker | ENDOSCOPIC EQUIPMENT, VIDEO PROCESSOR |  | .needs class |  |  |  |  | .needs class | Stryker | [7 empty] | Covered PM Repair - Biomedical | MHHS-Mem City
NO | YES |  |  |  | 041-34173 | 041-34173 | Stryker Corp Medical Div |  |  | 19D506944 | MEMORIAL CITY - Day Surgery | MHHS-Mem City |  |  |  | 041-34173 | 041-34173 | West | Memorial City - Memorial Hermann Hospital | MEMORIAL CITY - Day Surgery | W1 300.94 OR 7 |  |  |  | ?AuNO PM REQUIRED?Au sticker on unit and a one time inspection sticker | ENDOSCOPIC EQUIPMENT, VIDEO PROCESSOR |  | .needs class |  |  |  |  | .needs class | Stryker | [7 empty] | Covered PM Repair - Biomedical | MHHS-Mem City
NO | YES |  |  |  | 041-34178 | 041-34178 | Stryker Corp Medical Div |  |  | 19D502744 | MEMORIAL CITY - OUTPATIENT SURGERY | MHHS-Mem City |  |  |  | 041-34178 | 041-34178 | West | Memorial City - Memorial Hermann Hospital West Tower | MEMORIAL CITY - OUTPATIENT SURGERY | W1 300.94 OR 7 |  |  |  | ?AuNO PM REQUIRED?Au sticker on unit | ENDOSCOPIC EQUIPMENT, VIDEO PROCESSOR |  | .needs class |  |  |  |  | .needs class | Stryker | [7 empty] | Covered PM Repair - Biomedical | MHHS-Mem City
NO | YES |  |  |  | 041-34182 | 041-34182 | Stryker Corp Medical Div |  |  | 19D502684 | MEMORIAL CITY - Outpatient | MHHS-Mem City |  |  |  | 041-34182 | 041-34182 | West | Memorial Hermann Memorial City Medical Center | MEMORIAL CITY - Outpatient | MEMORIAL CITY - OUTPATIENT |  |  |  |  | ENDOSCOPIC EQUIPMENT, VIDEO PROCESSOR |  | .needs class |  |  |  |  | .needs class | Stryker | [7 empty] | Covered PM Repair - Biomedical | MHHS-Mem City
NO | YES |  |  |  | 041-34186 | 041-34186 | Stryker Corp Medical Div |  |  | 19D502724 | MEMORIAL CITY - OUTPATIENT SURGERY | MHHS-Mem City |  |  |  | 041-34186 | 041-34186 | West | Memorial City - Memorial Hermann Hospital West Tower | MEMORIAL CITY - OUTPATIENT SURGERY | W1 300.94 OR 7 |  |  |  | ?AuNO PM REQUIRED?Au sticker on unit and a one time inspection sticker | ENDOSCOPIC EQUIPMENT, VIDEO PROCESSOR |  | .needs class |  |  |  |  | .needs class | Stryker | [7 empty] | Covered PM Repair - Biomedical | MHHS-Mem City
NO | YES |  |  |  | 029-12609 | 029-12609 | Stryker Corp Medical Div |  |  | 19F511164 | Woodlands-OR | MHHS-Woodlands |  |  |  | 029-12609 | 029-12609 | Woodlands | MHHS-Woodlands | Woodlands-OR | Equipment Storage | 8/1/19 |  | 8/1/20 |  | ENDOSCOPIC EQUIPMENT, VIDEO PROCESSOR | Camera, Surgical | CAMERASURGICAL-Stryker-1688HD |  |  |  |  | .needs class | Stryker |  |  |  |  | 5/1/16 |  |  | Covered PM Repair - Biomedical | MHHS-Woodlands | [8 empty] | CAMERASURGICAL | Camera, Surgical | Stryker
YES | YES |  |  |  | 029-13025 | 029-13025 | Stryker Corp Medical Div |  |  | 19K589084 | WOODLANDS - OR |  |  |  |  | 029-13025 | 029-13025 | Woodlands | Memorial Hermann The Woodlands Medical Center | WOODLANDS - OR | Equipment Storage | 2/1/20 |  | 8/1/20 | New Add |  | Camera, Surgical | CAMERASURGICAL-Stryker-1688HD | [23 empty] | CAMERASURGICAL | Camera, Surgical | Stryker
YES | YES |  |  |  | 029-13029 | 029-13029 | Stryker Corp Medical Div |  |  | 19K589074 | OR |  |  |  |  | 029-13029 | 029-13029 | Woodlands | Memorial Hermann The Woodlands Medical Center | OR | Equipment Storage | 2/1/20 |  | 2/1/21 | New Add |  | Camera, Surgical | CAMERASURGICAL-Stryker-1688HD | [23 empty] | CAMERASURGICAL | Camera, Surgical | Stryker
NO | YES |  |  |  |  | 069-21145 | Stryker Corp Medical Div | 240-030-920 |  | SV2195H0059 | TMC-OR-Pedi OR (2R) | MHHS-TMC |  |  |  |  | 069-21145 | TMC | MHHS-TMC | TMC-OR-Pedi OR (2R) | OR Hallway |  |  | 4/1/20 |  | MONITORS, VIDEO |  | MONITORVIDEO-Stryker-0240030970 |  |  |  |  | MONITORVIDEO-Stryker-0240030970 | Stryker | [7 empty] | Covered PM Repair - Biomedical | MHHS-TMC
NO | NO |  |  |  | 241-02645 |  | Stryker Corp Medical Div |  |  | 14D03989 | TIRR - PATIENT CARE UNIT 2-C - 2414368 | MHHS-TIRR |  |  |  | 241-02645 |  | TMC |  | TIRR - PATIENT CARE UNIT 2-C - 2414368 | [5 empty] | CONTROLLERS |  | PUMPAIRMATTRESS-Stryker-2861-000-001 |  |  |  |  | PUMPAIRMATTRESS-Stryker-2861-000-001 | Stryker | [7 empty] | Covered PM Repair - Biomedical | MHHS-TIRR
NO | NO |  |  |  | 241-02646 |  | Stryker Corp Medical Div |  |  | 14D03975 | TIRR - PATIENT CARE UNIT 2-C - 2414368 | MHHS-TIRR |  |  |  | 241-02646 |  | TMC |  | TIRR - PATIENT CARE UNIT 2-C - 2414368 | [5 empty] | CONTROLLERS |  | PUMPAIRMATTRESS-Stryker-2861-000-001 |  |  |  |  | PUMPAIRMATTRESS-Stryker-2861-000-001 | Stryker | [7 empty] | Covered PM Repair - Biomedical | MHHS-TIRR
NO | NO |  |  |  | 241-02647 |  | Stryker Corp Medical Div |  |  | 14D03984 | TIRR - PATIENT CARE UNIT 2-C - 2414368 | MHHS-TIRR |  |  |  | 241-02647 |  | TMC |  | TIRR - PATIENT CARE UNIT 2-C - 2414368 | [5 empty] | CONTROLLERS |  | PUMPAIRMATTRESS-Stryker-2861-000-001 |  |  |  |  | PUMPAIRMATTRESS-Stryker-2861-000-001 | Stryker | [7 empty] | Not Covered Vendor Only - Biomedical | MHHS-TIRR
NO | YES |  |  |  | 009-34637 | 009-34637 | Stryker Corp Medical Div | 32" 4K SURGICAL DISPLAY |  | SV7329J0152 | GH-OR Endoscopy | MHHS-Greater Heights |  |  |  | 009-34637 | 009-34637 | Central | MHHS-Greater Heights | GH-OR Endoscopy | OR | 12/1/19 |  | 6/1/20 |  | MONITORS, VIDEO | Monitor, Video | MONITORVIDEO-Stryker- 4K 0240-031-050 |  |  |  |  | MONITORVIDEO-Stryker- 4K 0240-031-050 | Stryker |  |  |  |  | 2/1/15 |  |  | Covered PM Repair - Biomedical | MHHS-Greater Heights | [8 empty] | MONITORVIDEO | Monitor, Video | Stryker
NO | YES |  |  |  | 142-08314 | 142-08314 | Stryker Corp Medical Div | 32" 4K SURGICAL DISPLAY |  | sv7329c0321 | NE-PACU | MHHS-Northeast |  |  |  | 142-08314 | 142-08314 | Katy | MHHS-Northeast | NE-PACU | OR | 8/1/19 | 8/1/20 |  |  | MONITORS, VIDEO | Monitor, Video | MONITORVIDEO-Stryker- 4K 0240-031-050 |  |  |  |  | MONITORVIDEO-Stryker- 4K 0240-031-050 | Stryker |  |  |  |  | 2/1/15 |  |  | Covered PM Repair - Respiratory/Steriliz | MHHS-Northeast | [8 empty] | MONITORVIDEO | Monitor, Video | Stryker
NO | YES |  |  |  | 013-38403 | 013-38403 | Stryker Corp Medical Div | 32" 4K SURGICAL DISPLAY |  | SV7329E0022 | SW-OR | MHHS-Southwest |  |  |  | 013-38403 | 013-38403 | Southwest | MHHS-Southwest | SW-OR | ORHallway | 9/1/19 |  | 9/1/20 |  | MONITORS, VIDEO | Monitor, Video | MONITORVIDEO-Stryker- 4K 0240-031-050 |  |  |  |  | MONITORVIDEO-Stryker- 4K 0240-031-050 | Stryker |  |  |  |  | 2/1/15 |  |  | Covered PM Repair - Biomedical | MHHS-Southwest | [8 empty] | MONITORVIDEO | Monitor, Video | Stryker
NO | YES |  |  |  | 013-38412 | 013-38412 | Stryker Corp Medical Div | 32" 4K SURGICAL DISPLAY |  | SV7329G0035 | SW-OR | MHHS-Southwest |  |  |  | 013-38412 | 013-38412 | Southwest | MHHS-Southwest | SW-OR | Room 18 - Storage | 9/1/19 |  | 9/1/20 |  | MONITORS, VIDEO | Monitor, Video | MONITORVIDEO-Stryker- 4K 0240-031-050 |  |  |  |  | MONITORVIDEO-Stryker- 4K 0240-031-050 | Stryker |  |  |  |  | 2/1/15 |  |  | Covered PM Repair - Biomedical | MHHS-Southwest | [8 empty] | MONITORVIDEO | Monitor, Video | Stryker
NO | YES |  |  |  | 029-12611 | 029-12611 | Stryker Corp Medical Div | 32" 4K SURGICAL DISPLAY |  | SV7329E0180 | Woodlands-OR | MHHS-Woodlands |  |  |  | 029-12611 | 029-12611 | Woodlands | MHHS-Woodlands | Woodlands-OR | Equipment Storage | 8/1/19 |  | 8/1/20 |  | MONITORS, VIDEO | Monitor, Video | MONITORVIDEO-Stryker- 4K 0240-031-050 |  |  |  |  | MONITORVIDEO-Stryker- 4K 0240-031-050 | Stryker |  |  |  |  | 2/1/15 |  |  | Covered PM Repair - Biomedical | MHHS-Woodlands | [8 empty] | MONITORVIDEO | Monitor, Video | Stryker
NO | NO |  |  |  | 142-08310 |  | Stryker Corp Medical Div | 32" 4K SURGICAL DISPLAY |  | sv7329e0262 | NE - OR | MHHS-Northeast |  |  |  | 142-08310 |  | Katy |  | NE - OR | [5 empty] | MONITORS, VIDEO |  | MONITORVIDEO-Stryker- 4K 0240-031-050 |  |  |  |  | MONITORVIDEO-Stryker- 4K 0240-031-050 | Stryker | [7 empty] | Covered PM Repair - Respiratory/Steriliz | MHHS-Northeast
NO | YES |  |  |  | 151-01939 | 151-01939 | Stryker Corp Medical Div | 400-355 |  |  | CY-OR | MHHS-Cypress |  | Charger, Battery |  | 151-01939 | 151-01939 | Northwest | MHHS-Cypress | CY-OR | Storage 211 | 6/1/19 | 6/1/20 |  |  | BATTERIES | Charger, Battery | CHARGERBATTERY-Stryker-400-355 | CHARGERBATTERY | 400-355 |  |  |  | Stryker | Charger, Battery |  | CHARGERBATTERY-Stryker-400-355 |  |  |  |  | Covered PM Repair - Biomedical | MHHS-Cypress | [8 empty] | CHARGERBATTERY | Charger, Battery | Stryker
NO | YES |  |  |  | 145-01137 | 145-01137 | Stryker Corp Medical Div | 400-655 |  |  | Pearland-OR-Preop/PACU | MHHS-Pearland Hospital |  | Charger, Battery |  | 145-01137 | 145-01137 | Pearland | MHHS-Pearland Hospital | Pearland-OR-Preop/PACU | Med gas storage | 12/1/17 |  |  |  | BATTERIES, EXTERNAL DEFIBRILLATOR | Charger, Battery | CHARGERBATTERY-Stryker-400-655 | CHARGERBATTERY | 400-655 |  |  |  | Stryker | Charger, Battery |  | CHARGERBATTERY-Stryker-400-655 |  |  |  |  | Covered PM Repair - Biomedical | MHHS-Pearland Hospital | [8 empty] | CHARGERBATTERY | Charger, Battery | Stryker
NO | YES |  |  |  | 013-37976 | 013-37976 | Stryker Corp Medical Div | 400-655 |  |  | SW-OR | MHHS-Southwest |  | Charger, Battery |  | 013-37976 | 013-37976 | Southwest | MHHS-Southwest | SW-OR | Or 11.5 | 3/1/20 |  | 3/1/21 |  | BATTERIES, EXTERNAL DEFIBRILLATOR | Charger, Battery | CHARGERBATTERY-Stryker-400-655 | CHARGERBATTERY | 400-655 |  |  |  | Stryker | Charger, Battery |  | CHARGERBATTERY-Stryker-400-655 |  |  |  |  | Covered PM Repair - Biomedical | MHHS-Southwest | [8 empty] | CHARGERBATTERY | Charger, Battery | Stryker
NO | YES |  |  |  |  | 099-03256 | Stryker Corp Medical Div | 4110-120 |  |  | Katy-OR | MHHS-Katy |  | Charger, Battery |  |  | 099-03256 | Katy | MHHS-Katy | Katy-OR | SPD | 12/1/15 |  |  |  | BATTERIES | Charger, Battery | CHARGERBATTERY-Stryker-4110-120 | CHARGERBATTERY | 4110-120 |  |  |  | Stryker | Charger, Battery |  | CHARGERBATTERY-Stryker-4110-120 |  |  |  |  | Covered PM Repair - Biomedical | MHHS-Katy | [8 empty] | CHARGERBATTERY | Charger, Battery | Stryker
NO | YES |  |  |  | 133-03165 | 133-03165 | Stryker Corp Medical Div | 620-040-504 |  | 0612CE238 | Katy-OR | MHHS-Katy |  |  |  | 133-03165 | 133-03165 | Katy | MHHS-Katy | Katy-OR | OR 3 | 2/1/20 | 8/1/20 |  |  | INSUFFLATORS |  | .needs class |  |  |  |  | .needs class | Stryker |  |  |  |  | 2/13/20 |  |  | Not Covered Vendor Only - Biomedical | MHHS-Katy
NO | YES |  |  |  | 133-03200 | 133-03200 | Stryker Corp Medical Div | 620-040-504 |  | 0702CE006 | Katy-OR | MHHS-Katy |  |  |  | 133-03200 | 133-03200 | Katy | MHHS-Katy | Katy-OR | O.R. 10 | 8/1/19 | 2/1/20 |  |  | INSUFFLATORS |  | .needs class |  |  |  |  | .needs class | Stryker | [7 empty] | Covered PM Repair - Biomedical | MHHS-Katy
NO | YES |  |  |  | 133-04178 | 133-04178 | Stryker Corp Medical Div | 620-040-504 |  | 0702CE004 | Katy-OR | MHHS-Katy |  |  |  | 133-04178 | 133-04178 | Katy | MHHS-Katy | Katy-OR | OR 11 | 8/1/19 | 8/1/20 |  |  | INSUFFLATORS |  | .needs class |  |  |  |  | .needs class | Stryker |  |  |  |  | 11/20/20 |  |  | No Coverage Specified | MHHS-Katy
NO | YES |  |  |  | 133-05734 | 133-05734 | Stryker Corp Medical Div | 620-040-504 |  | 0801CE253 | Katy-OR | MHHS-Katy |  |  |  | 133-05734 | 133-05734 | Katy | MHHS-Katy | Katy-OR | OR1 | 2/1/20 | 8/1/20 |  |  | INSUFFLATORS |  | .needs class |  |  |  |  | .needs class | Stryker |  |  |  |  | 11/20/20 |  |  | No Coverage Specified | MHHS-Katy
NO | YES |  |  |  | 129-05619 | 129-05619 | Stryker Corp Medical Div |  |  |  | Sugar Land-Laboratory | MHHS-Sugarland |  | Saw, Autopsy |  | 129-05619 | 129-05619 | Sugar Land | MHHS-Sugarland | Sugar Land-Laboratory | Pathology | 2/1/20 |  | 2/1/21 |  | SAWS, AUTOPSY | Saw, Autopsy | SAWAUTOPSY-Stryker-810 | SAWAUTOPSY |  |  |  |  | Stryker | Saw, Autopsy |  | SAWAUTOPSY-Stryker-810 |  |  |  |  | Covered PM Repair - Lab Analyzers/Anesth | MHHS-Sugarland | [8 empty] | SAWAUTOPSY | Saw, Autopsy | Stryker
NO | YES |  |  |  | 129-05639 | 129-05639 | Stryker Corp Medical Div |  |  |  | Sugar Land-Laboratory | MHHS-Sugarland |  | Saw, Autopsy |  | 129-05639 | 129-05639 | Sugar Land | MHHS-Sugarland | Sugar Land-Laboratory | Pathology | 2/1/20 |  | 2/1/21 |  | SAWS, AUTOPSY | Saw, Autopsy | SAWAUTOPSY-Stryker-810 | SAWAUTOPSY |  |  |  |  | Stryker | Saw, Autopsy |  | SAWAUTOPSY-Stryker-810 |  |  |  |  | Covered PM Repair - Lab Analyzers/Anesth | MHHS-Sugarland | [8 empty] | SAWAUTOPSY | Saw, Autopsy | Stryker
NO | NO | [5 empty] | Stryker Corp Medical Div |  |  |  | TMC - LABORATORY - ANATOMIC PATHOLOGY (2R) | MHHS-TMC |  | Saw, Autopsy |  |  |  | TMC |  | TMC - LABORATORY - ANATOMIC PATHOLOGY (2R) | [5 empty] | SAWS, AUTOPSY |  | SAWAUTOPSY-Stryker-810 | SAWAUTOPSY |  |  |  |  | Stryker | Saw, Autopsy |  | SAWAUTOPSY-Stryker-810 |  |  |  |  | Covered PM Repair - Lab Analyzers/Anesth | MHHS-TMC
NO | YES |  |  |  | 129-05620 | 129-05620 | Stryker Corp Medical Div | 9004-210 |  | 1H83 | Sugar Land-Laboratory | MHHS-Sugarland |  | Saw, Bone |  | 129-05620 | 129-05620 | Sugar Land | MHHS-Sugarland | Sugar Land-Laboratory | Pathology | 2/1/20 |  | 2/1/21 |  | SAWS, AUTOPSY | Saw, Bone | SAWBONE-Stryker-9004-210 | SAWBONE | 9004-210 |  |  |  | Stryker | Saw, Bone |  | SAWBONE-Stryker-9004-210 |  |  |  |  | Covered PM Repair - Biomedical | MHHS-Sugarland | [8 empty] | SAWBONE | Saw, Bone | Stryker
NO | NO | [5 empty] | Stryker Corp Medical Div | 9004-210 |  | 9H80 | NE - LABORATORY | MHHS-Northeast |  | Saw, Bone |  |  |  | Katy |  | NE - LABORATORY | [5 empty] | SAWS, AUTOPSY |  | SAWBONE-Stryker-9004-210 | SAWBONE | 9004-210 |  |  |  | Stryker | Saw, Bone |  | SAWBONE-Stryker-9004-210 |  |  |  |  | Covered PM Repair - Biomedical | MHHS-Northeast
NO | YES |  |  |  | 151-01985 | 151-01985 | Stryker Corp Medical Div | CAST CUTTER |  |  | CY-OR | MHHS-Cypress |  |  |  | 151-01985 | 151-01985 | Northwest | MHHS-Cypress | CY-OR | OR Storage | 12/1/18 |  |  |  | CAST CUTTERS |  | .needs class | [5 empty] | Stryker |  |  |  |  | 1/1/12 |  |  | Covered PM Repair - Biomedical | MHHS-Cypress
NO | YES |  |  |  | 129-06155 | 129-06155 | Stryker Corp Medical Div | CAST CUTTER |  |  | SP CCC - (SL) - EMERGENCY ROOM | MHHS-Sienna Plantation CCC |  |  |  | 129-06155 | 129-06155 | Sugar Land | MHHS-Others | SP CCC - (SL) - EMERGENCY ROOM | Exam room 7 | 5/1/18 |  | 5/1/19 |  | CAST CUTTERS |  | .needs class | [5 empty] | Stryker |  |  |  |  | 1/1/12 |  |  | Covered PM Repair - Biomedical | MHHS-Sienna Plantation CCC
NO | NO |  |  |  | 069-43777 |  | Stryker Corp Medical Div | CAST CUTTER |  |  | TMC - LABORATORY - ANATOMIC PATHOLOGY (2R) | MHHS-TMC |  |  |  | 069-43777 |  | TMC |  | TMC - LABORATORY - ANATOMIC PATHOLOGY (2R) | [5 empty] | CAST CUTTERS |  | .needs class | [5 empty] | Stryker | [7 empty] | Covered PM Repair - Biomedical | MHHS-TMC
NO | YES |  |  |  | 133-31136 | 133-31136 | Stryker Corp Medical Div | CONNECTED OR HUB |  | 19J529534 | Katy-OR | MHHS-Katy |  | Hub, Computer Network |  | 133-31136 | 133-31136 | Katy | MHHS-Katy | Katy-OR | OR |  |  |  |  | IMAGE STORAGE DEVICES | Hub, Computer Network | HUBCOMPUTERNETWORK-Stryker-Connected OR Hub | HUBCOMPUTERNETWORK | Connected OR Hub |  |  |  | Stryker | Hub, Computer Network |  | HUBCOMPUTERNETWORK-Stryker-Connected OR Hub |  | 11/1/14 |  |  | Covered PM Repair - Biomedical | MHHS-Katy | [8 empty] | HUBCOMPUTERNETWORK | Hub, Computer Network | Stryker
NO | YES |  |  |  | 041-32873 | 041-32873 | Stryker Corp Medical Div | CONNECTED OR HUB |  | 19f535014 | MEMORIAL CITY - Day Surgery | MHHS-Mem City |  | Hub, Computer Network |  | 041-32873 | 041-32873 | West | Memorial City - Memorial Hermann Hospital | MEMORIAL CITY - Day Surgery | W1 300.94 OR 7 |  |  |  | ?AuNO PM REQUIRED?Au sticker on unit and a one time inspection sticker | IMAGE STORAGE DEVICES |  | HUBCOMPUTERNETWORK-Stryker-Connected OR Hub | HUBCOMPUTERNETWORK | Connected OR Hub |  |  |  | Stryker | Hub, Computer Network |  | HUBCOMPUTERNETWORK-Stryker-Connected OR Hub |  |  |  |  | Covered PM Repair - Biomedical | MHHS-Mem City
NO | YES |  |  |  | 041-32874 | 041-32874 | Stryker Corp Medical Div | CONNECTED OR HUB |  | 19f501824 | MEMORIAL CITY - Day Surgery | MHHS-Mem City |  | Hub, Computer Network |  | 041-32874 | 041-32874 | West | Memorial City - Memorial Hermann Hospital | MEMORIAL CITY - Day Surgery | W1 300.94 OR 7 |  |  |  | ?AuNO PM REQUIRED?Au sticker on unit | IMAGE STORAGE DEVICES |  | HUBCOMPUTERNETWORK-Stryker-Connected OR Hub | HUBCOMPUTERNETWORK | Connected OR Hub |  |  |  | Stryker | Hub, Computer Network |  | HUBCOMPUTERNETWORK-Stryker-Connected OR Hub |  |  |  |  | Covered PM Repair - Biomedical | MHHS-Mem City
NO | YES |  |  |  | 041-34176 | 041-34176 | Stryker Corp Medical Div | CONNECTED OR HUB |  |  | MEMORIAL CITY - OUTPATIENT SURGERY | MHHS-Mem City |  | Hub, Computer Network |  | 041-34176 | 041-34176 | West | Memorial City - Memorial Hermann Hospital West Tower | MEMORIAL CITY - OUTPATIENT SURGERY | W1 300.94 OR 7 |  |  |  | ?AuNO PM REQUIRED?Au sticker and one time inspection sticker on unit | IMAGE STORAGE DEVICES |  | HUBCOMPUTERNETWORK-Stryker-Connected OR Hub | HUBCOMPUTERNETWORK | Connected OR Hub |  |  |  | Stryker | Hub, Computer Network |  | HUBCOMPUTERNETWORK-Stryker-Connected OR Hub |  |  |  |  | Covered PM Repair - Biomedical | MHHS-Mem City
NO | YES |  |  |  | 041-34180 | 041-34180 | Stryker Corp Medical Div | CONNECTED OR HUB |  |  | MEMORIAL CITY - Outpatient | MHHS-Mem City |  | Hub, Computer Network |  | 041-34180 | 041-34180 | West | Memorial Hermann Memorial City Medical Center | MEMORIAL CITY - Outpatient | MEMORIAL CITY - OUTPATIENT |  |  |  |  | IMAGE STORAGE DEVICES |  | HUBCOMPUTERNETWORK-Stryker-Connected OR Hub | HUBCOMPUTERNETWORK | Connected OR Hub |  |  |  | Stryker | Hub, Computer Network |  | HUBCOMPUTERNETWORK-Stryker-Connected OR Hub |  |  |  |  | Covered PM Repair - Biomedical | MHHS-Mem City
NO | YES |  |  |  | 041-34184 | 041-34184 | Stryker Corp Medical Div | CONNECTED OR HUB |  |  | MEMORIAL CITY - OUTPATIENT SURGERY | MHHS-Mem City |  | Hub, Computer Network |  | 041-34184 | 041-34184 | West | Memorial City - Memorial Hermann Hospital West Tower | MEMORIAL CITY - OUTPATIENT SURGERY | W1 300.94 OR 7 |  |  |  | ?AuNO PM REQUIRED?Au sticker on unit | IMAGE STORAGE DEVICES |  | HUBCOMPUTERNETWORK-Stryker-Connected OR Hub | HUBCOMPUTERNETWORK | Connected OR Hub |  |  |  | Stryker | Hub, Computer Network |  | HUBCOMPUTERNETWORK-Stryker-Connected OR Hub |  |  |  |  | Covered PM Repair - Biomedical | MHHS-Mem City
NO | YES |  |  |  | 013-38406 | 013-38406 | Stryker Corp Medical Div | CONNECTED OR HUB |  | 19H560124 | SW-OR | MHHS-Southwest |  | Hub, Computer Network |  | 013-38406 | 013-38406 | Southwest | MHHS-Southwest | SW-OR | Room 18 - Storage | 9/1/19 |  | 9/1/20 |  | IMAGE STORAGE DEVICES | Hub, Computer Network | HUBCOMPUTERNETWORK-Stryker-Connected OR Hub | HUBCOMPUTERNETWORK | Connected OR Hub |  |  |  | Stryker | Hub, Computer Network |  | HUBCOMPUTERNETWORK-Stryker-Connected OR Hub |  |  |  |  | Covered PM Repair - Biomedical | MHHS-Southwest | [8 empty] | HUBCOMPUTERNETWORK | Hub, Computer Network | Stryker
NO | YES |  |  |  | 013-38996 | 013-38996 | Stryker Corp Medical Div | CONNECTED OR HUB |  | 19H549514 | SW-OR | MHHS-Southwest |  | Hub, Computer Network |  | 013-38996 | 013-38996 | Southwest | MHHS-Southwest | SW-OR | ORHallway | 9/1/19 |  | 9/1/20 |  | IMAGE STORAGE DEVICES | Hub, Computer Network | HUBCOMPUTERNETWORK-Stryker-Connected OR Hub | HUBCOMPUTERNETWORK | Connected OR Hub |  |  |  | Stryker | Hub, Computer Network |  | HUBCOMPUTERNETWORK-Stryker-Connected OR Hub |  | 2/1/18 |  |  | Covered PM Repair - Biomedical | MHHS-Southwest | [8 empty] | HUBCOMPUTERNETWORK | Hub, Computer Network | Stryker
NO | NO |  |  |  | 041-34167 |  | Stryker Corp Medical Div | CONNECTED OR HUB |  |  | MEMORIAL CITY - OUTPATIENT SURGERY | MHHS-Mem City |  | Hub, Computer Network |  | 041-34167 |  | West & Memorial City |  | MEMORIAL CITY - OUTPATIENT SURGERY | [5 empty] | IMAGE STORAGE DEVICES |  | HUBCOMPUTERNETWORK-Stryker-Connected OR Hub | HUBCOMPUTERNETWORK | Connected OR Hub |  |  |  | Stryker | Hub, Computer Network |  | HUBCOMPUTERNETWORK-Stryker-Connected OR Hub |  |  |  |  | Covered PM Repair - Biomedical | MHHS-Mem City
NO | NO |  |  |  | 041-34172 |  | Stryker Corp Medical Div | CONNECTED OR HUB |  |  | MEMORIAL CITY - OUTPATIENT SURGERY | MHHS-Mem City |  | Hub, Computer Network |  | 041-34172 |  | West & Memorial City |  | MEMORIAL CITY - OUTPATIENT SURGERY | [5 empty] | IMAGE STORAGE DEVICES |  | HUBCOMPUTERNETWORK-Stryker-Connected OR Hub | HUBCOMPUTERNETWORK | Connected OR Hub |  |  |  | Stryker | Hub, Computer Network |  | HUBCOMPUTERNETWORK-Stryker-Connected OR Hub |  |  |  |  | Covered PM Repair - Biomedical | MHHS-Mem City
NO | NO |  |  |  | 041-18666 |  | Stryker Corp Medical Div | CONSTAVAC |  |  | MEMORIAL CITY - CENTRAL SUPPLY | MHHS-Mem City |  |  |  | 041-18666 |  | West & Memorial City |  | MEMORIAL CITY - CENTRAL SUPPLY | [5 empty] | POWER SUPPLIES |  | .needs class | [5 empty] | Stryker | [7 empty] | Not Covered Vendor Only - Biomedical | MHHS-Mem City
NO | NO |  |  |  | 041-18667 |  | Stryker Corp Medical Div | CONSTAVAC |  |  | MEMORIAL CITY - CENTRAL SUPPLY | MHHS-Mem City |  |  |  | 041-18667 |  | West & Memorial City |  | MEMORIAL CITY - CENTRAL SUPPLY | [5 empty] | POWER SUPPLIES |  | .needs class | [5 empty] | Stryker | [7 empty] | Not Covered Vendor Only - Biomedical | MHHS-Mem City
NO | YES |  |  |  | 925-01673 | 925-01673 | Stryker Corp Medical Div | CORE 2 |  |  | GH-OR | MHHS Orthopedic & Spine |  | Shaver System Control Unit |  | 925-01673 | 925-01673 | Central | MHHS-Greater Heights | GH-OR | OR 6 | 8/1/19 |  | 8/1/20 |  | CONTROLLERS | Shaver System Control Unit | SHAVERSYSCONTROLUNIT-STRYKER-CORE 2 | SHAVERSYSCONTROLUNIT | CORE 2 |  |  |  | STRYKER | Shaver System Control Unit |  | SHAVERSYSCONTROLUNIT-STRYKER-CORE 2 |  | 1/1/12 | MHOSH Inventory Dec 2019 into 2020 - Copy.xls - Already Verified |  | Covered PM Repair - Biomedical | MHHS Orthopedic & Spine | [8 empty] | SHAVERSYSCONTROLUNIT | Shaver System Control Unit | STRYKER
NO | YES |  |  |  | 925-01674 | 925-01674 | Stryker Corp Medical Div | CORE 2 |  |  | GH-OR | MHHS Orthopedic & Spine |  | Shaver System Control Unit |  | 925-01674 | 925-01674 | Central | MHHS-Greater Heights | GH-OR | OR 9 | 8/1/19 |  | 8/1/20 |  | CONTROLLERS | Shaver System Control Unit | SHAVERSYSCONTROLUNIT-STRYKER-CORE 2 | SHAVERSYSCONTROLUNIT | CORE 2 |  |  |  | STRYKER | Shaver System Control Unit |  | SHAVERSYSCONTROLUNIT-STRYKER-CORE 2 |  | 1/1/12 | MHOSH Inventory Dec 2019 into 2020 - Copy.xls - Already Verified |  | Covered PM Repair - Biomedical | MHHS Orthopedic & Spine | [8 empty] | SHAVERSYSCONTROLUNIT | Shaver System Control Unit | STRYKER
NO | YES |  |  |  | 929-00983 | 929-00983 | Stryker Corp Medical Div | CORE 2 |  |  | GH-OR | MHHS Orthopedic & Spine |  | Shaver System Control Unit |  | 929-00983 | 929-00983 | Central | MHHS-Greater Heights | GH-OR | OR 7 | 8/1/19 |  | 8/1/20 |  | CONTROLLERS | Shaver System Control Unit | SHAVERSYSCONTROLUNIT-STRYKER-CORE 2 | SHAVERSYSCONTROLUNIT | CORE 2 |  |  |  | STRYKER | Shaver System Control Unit |  | SHAVERSYSCONTROLUNIT-STRYKER-CORE 2 |  | 1/1/12 | MHOSH Inventory Dec 2019 into 2020 - Copy.xls - Already Verified |  | Covered PM Repair - Biomedical | MHHS Orthopedic & Spine | [8 empty] | SHAVERSYSCONTROLUNIT | Shaver System Control Unit | STRYKER
NO | YES |  |  |  | 929-01000 | 929-01000 | Stryker Corp Medical Div | CORE 2 |  |  | GH-OR | MHHS Orthopedic & Spine |  | Shaver System Control Unit |  | 929-01000 | 929-01000 | Central | MHHS-Greater Heights | GH-OR | OR 4 | 8/1/19 |  | 8/1/20 |  | CONTROLLERS | Shaver System Control Unit | SHAVERSYSCONTROLUNIT-STRYKER-CORE 2 | SHAVERSYSCONTROLUNIT | CORE 2 |  |  |  | STRYKER | Shaver System Control Unit |  | SHAVERSYSCONTROLUNIT-STRYKER-CORE 2 |  | 4/1/20 | MHOSH Inventory Dec 2019 into 2020 - Copy.xls - Already Verified |  | Clinical Miscellaneous | MHHS Orthopedic & Spine | [8 empty] | SHAVERSYSCONTROLUNIT | Shaver System Control Unit | STRYKER
NO | YES |  |  |  | 069-37523 | 069-37523 | Stryker Corp Medical Div | CORE 2 |  |  | OR | MHHS-TMC |  | Shaver System Control Unit |  | 069-37523 | 069-37523 | TMC | Memorial Hermann-Texas Medical Center | OR | Room 38 | 3/1/19 |  | 8/1/20 |  | CONTROLLERS |  | SHAVERSYSCONTROLUNIT-STRYKER-CORE 2 | SHAVERSYSCONTROLUNIT | CORE 2 |  |  |  | STRYKER | Shaver System Control Unit |  | SHAVERSYSCONTROLUNIT-STRYKER-CORE 2 |  | 1/1/12 |  |  | Covered PM Repair - Biomedical | MHHS-TMC
NO | NO | [5 empty] | Stryker Corp Medical Div | CORE 2 |  |  | TMC - MHTMC - NON HOSPITAL-OWNED | MHHS-TMC |  | Shaver System Control Unit |  |  |  | TMC |  | TMC - MHTMC - NON HOSPITAL-OWNED | [5 empty] | CONTROLLERS |  | SHAVERSYSCONTROLUNIT-STRYKER-CORE 2 | SHAVERSYSCONTROLUNIT | CORE 2 |  |  |  | STRYKER | Shaver System Control Unit |  | SHAVERSYSCONTROLUNIT-STRYKER-CORE 2 |  |  |  |  | Covered PM Repair - Biomedical | MHHS-TMC
NO | NO | [5 empty] | Stryker Corp Medical Div | CORE 2 |  |  | TMC - MHTMC - NON HOSPITAL-OWNED | MHHS-TMC |  | Shaver System Control Unit |  |  |  | TMC |  | TMC - MHTMC - NON HOSPITAL-OWNED | [5 empty] | CONTROLLERS |  | SHAVERSYSCONTROLUNIT-STRYKER-CORE 2 | SHAVERSYSCONTROLUNIT | CORE 2 |  |  |  | STRYKER | Shaver System Control Unit |  | SHAVERSYSCONTROLUNIT-STRYKER-CORE 2 |  |  |  |  | Covered PM Repair - Biomedical | MHHS-TMC
NO | NO | [5 empty] | Stryker Corp Medical Div | CORE 2 |  |  | TMC - MHTMC - NON HOSPITAL-OWNED | MHHS-TMC |  | Shaver System Control Unit |  |  |  | TMC |  | TMC - MHTMC - NON HOSPITAL-OWNED | [5 empty] | CONTROLLERS |  | SHAVERSYSCONTROLUNIT-STRYKER-CORE 2 | SHAVERSYSCONTROLUNIT | CORE 2 |  |  |  | STRYKER | Shaver System Control Unit |  | SHAVERSYSCONTROLUNIT-STRYKER-CORE 2 |  |  |  |  | Covered PM Repair - Biomedical | MHHS-TMC
NO | NO |  |  |  | 069-37524 |  | Stryker Corp Medical Div | CORE 2 |  |  | TMC - OR - HERMANN (2HP) | MHHS-TMC |  | Shaver System Control Unit |  | 069-37524 |  | TMC |  | TMC - OR - HERMANN (2HP) | [5 empty] | CONTROLLERS |  | SHAVERSYSCONTROLUNIT-STRYKER-CORE 2 | SHAVERSYSCONTROLUNIT | CORE 2 |  |  |  | STRYKER | Shaver System Control Unit |  | SHAVERSYSCONTROLUNIT-STRYKER-CORE 2 |  |  |  |  | Covered PM Repair - Biomedical | MHHS-TMC
NO | YES |  |  |  | 151-01937 | 151-01937 | Stryker Corp Medical Div | CORE SYSTEM |  |  | CY-OR | MHHS-Cypress |  |  |  | 151-01937 | 151-01937 | Northwest | MHHS-Cypress | CY-OR | Or 7 | 12/1/19 | 12/1/20 |  |  | ARTHROSCOPIC SHAVER SYSTEMS | Shaver System Control Unit | SHAVERSYSCONTROLUNIT-STRYKER-CORE |  |  |  |  | SHAVERSYSCONTROLUNIT-STRYKER-CORE | Stryker |  |  |  |  | 12/1/19 |  |  | Clinical Miscellaneous | MHHS-Cypress | [8 empty] | SHAVERSYSCONTROLUNIT | Shaver System Control Unit | STRYKER
NO | YES |  |  |  | 151-01938 | 151-01938 | Stryker Corp Medical Div | CORE SYSTEM |  |  | CY-OR | MHHS-Cypress |  |  |  | 151-01938 | 151-01938 | Northwest | MHHS-Cypress | CY-OR | OR Storage | 9/1/19 | 9/1/20 |  |  | ARTHROSCOPIC SHAVER SYSTEMS | Shaver System Control Unit | SHAVERSYSCONTROLUNIT-STRYKER-CORE |  |  |  |  | SHAVERSYSCONTROLUNIT-STRYKER-CORE | Stryker |  |  |  |  | 12/1/19 |  |  | Clinical Miscellaneous | MHHS-Cypress | [8 empty] | SHAVERSYSCONTROLUNIT | Shaver System Control Unit | STRYKER
NO | YES |  |  |  | 133-02948 | 133-02948 | Stryker Corp Medical Div | CORE SYSTEM |  |  | Katy-OR | MHHS-Katy |  |  |  | 133-02948 | 133-02948 | Katy | MHHS-Katy | Katy-OR | OR 7 | 3/1/19 | 3/1/20 |  |  | ARTHROSCOPIC SHAVER SYSTEMS | Shaver System Control Unit | SHAVERSYSCONTROLUNIT-STRYKER-CORE |  |  |  |  | SHAVERSYSCONTROLUNIT-STRYKER-CORE | Stryker |  |  |  |  | 3/16/21 |  |  | Not Covered Vendor Only - Biomedical | MHHS-Katy | [8 empty] | SHAVERSYSCONTROLUNIT | Shaver System Control Unit | STRYKER
NO | YES |  |  |  | 133-03180 | 133-03180 | Stryker Corp Medical Div | CORE SYSTEM |  |  | Katy-OR | MHHS-Katy |  |  |  | 133-03180 | 133-03180 | Katy | MHHS-Katy | Katy-OR | OR 9 | 2/1/19 | 2/1/20 |  |  | ARTHROSCOPIC SHAVER SYSTEMS | Shaver System Control Unit | SHAVERSYSCONTROLUNIT-STRYKER-CORE |  |  |  |  | SHAVERSYSCONTROLUNIT-STRYKER-CORE | Stryker |  |  |  |  | 3/16/21 |  |  | Not Covered Vendor Only - Biomedical | MHHS-Katy | [8 empty] | SHAVERSYSCONTROLUNIT | Shaver System Control Unit | STRYKER
NO | YES |  |  |  | 133-03181 | 133-03181 | Stryker Corp Medical Div | CORE SYSTEM |  |  | Katy-OR | MHHS-Katy |  |  |  | 133-03181 | 133-03181 | Katy | MHHS-Katy | Katy-OR |  | 4/1/19 | 4/1/20 |  |  | ARTHROSCOPIC SHAVER SYSTEMS | Shaver System Control Unit | SHAVERSYSCONTROLUNIT-STRYKER-CORE |  |  |  |  | SHAVERSYSCONTROLUNIT-STRYKER-CORE | Stryker |  |  |  |  | 3/16/21 |  |  | Not Covered Vendor Only - Biomedical | MHHS-Katy | [8 empty] | SHAVERSYSCONTROLUNIT | Shaver System Control Unit | STRYKER
NO | YES |  |  |  | 041-20092 | 041-20092 | Stryker Corp Medical Div | CORE SYSTEM |  |  | MEMORIAL CITY - MHT - JHC OR | MHHS-Mem City |  |  |  | 041-20092 | 041-20092 | West | Memorial Hermann - Memorial City | MEMORIAL CITY - MHT - JHC OR | MH11 OR Room 3 |  |  |  |  | ARTHROSCOPIC SHAVER SYSTEMS |  | SHAVERSYSCONTROLUNIT-STRYKER-CORE |  |  |  |  | SHAVERSYSCONTROLUNIT-STRYKER-CORE | Stryker | [7 empty] | Clinical Miscellaneous | MHHS-Mem City
NO | YES |  |  |  | 041-20093 | 041-20093 | Stryker Corp Medical Div | CORE SYSTEM |  |  | MEMORIAL CITY - ORTHO SURGERY | MHHS-Mem City |  |  |  | 041-20093 | 041-20093 | West | Memorial City - Memorial Hermann Hospital | MEMORIAL CITY - ORTHO SURGERY | MH11 505 OR 5 |  |  |  |  | ARTHROSCOPIC SHAVER SYSTEMS |  | SHAVERSYSCONTROLUNIT-STRYKER-CORE |  |  |  |  | SHAVERSYSCONTROLUNIT-STRYKER-CORE | Stryker | [7 empty] | Clinical Miscellaneous | MHHS-Mem City
NO | YES |  |  |  | 145-00151 | 145-00151 | Stryker Corp Medical Div | CORE SYSTEM |  |  | Pearland-OR | MHHS-Pearland Hospital |  |  |  | 145-00151 | 145-00151 | Pearland | MHHS-Pearland Hospital | Pearland-OR | OR2 | 10/1/19 | 10/1/20 |  |  | ARTHROSCOPIC SHAVER SYSTEMS | Shaver System Control Unit | SHAVERSYSCONTROLUNIT-STRYKER-CORE |  |  |  |  | SHAVERSYSCONTROLUNIT-STRYKER-CORE | Stryker |  |  |  |  | 1/1/20 |  |  | Clinical Miscellaneous | MHHS-Pearland Hospital | [8 empty] | SHAVERSYSCONTROLUNIT | Shaver System Control Unit | STRYKER
NO | YES |  |  |  | 145-00152 | 145-00152 | Stryker Corp Medical Div | CORE SYSTEM |  |  | Pearland-OR | MHHS-Pearland Hospital |  |  |  | 145-00152 | 145-00152 | Pearland | MHHS-Pearland Hospital | Pearland-OR | OR1 | 9/1/19 | 9/1/20 |  |  | ARTHROSCOPIC SHAVER SYSTEMS | Shaver System Control Unit | SHAVERSYSCONTROLUNIT-STRYKER-CORE |  |  |  |  | SHAVERSYSCONTROLUNIT-STRYKER-CORE | Stryker |  |  |  |  | 1/1/20 |  |  | Clinical Miscellaneous | MHHS-Pearland Hospital | [8 empty] | SHAVERSYSCONTROLUNIT | Shaver System Control Unit | STRYKER
NO | YES |  |  |  | 145-00179 | 145-00179 | Stryker Corp Medical Div | CORE SYSTEM |  |  | Pearland-OR | MHHS-Pearland Hospital |  |  |  | 145-00179 | 145-00179 | Pearland | MHHS-Pearland Hospital | Pearland-OR | OR 3 | 9/1/19 | 9/1/20 |  |  | ARTHROSCOPIC SHAVER SYSTEMS | Shaver System Control Unit | SHAVERSYSCONTROLUNIT-STRYKER-CORE |  |  |  |  | SHAVERSYSCONTROLUNIT-STRYKER-CORE | Stryker |  |  |  |  | 1/1/20 |  |  | Clinical Miscellaneous | MHHS-Pearland Hospital | [8 empty] | SHAVERSYSCONTROLUNIT | Shaver System Control Unit | STRYKER
NO | YES |  |  |  | 145-01384 | 145-01384 | Stryker Corp Medical Div | CORE SYSTEM |  |  | Pearland-OR | MHHS-Pearland Hospital |  |  |  | 145-01384 | 145-01384 | Pearland | MHHS-Pearland Hospital | Pearland-OR | OR1 | 3/1/19 | 3/1/20 |  |  | ARTHROSCOPIC SHAVER SYSTEMS | Shaver System Control Unit | SHAVERSYSCONTROLUNIT-STRYKER-CORE |  |  |  |  | SHAVERSYSCONTROLUNIT-STRYKER-CORE | Stryker |  |  |  |  | 1/31/20 |  |  | Clinical Miscellaneous | MHHS-Pearland Hospital | [8 empty] | SHAVERSYSCONTROLUNIT | Shaver System Control Unit | STRYKER
NO | YES |  |  |  | 005-08229 | 005-08229 | Stryker Corp Medical Div | CORE SYSTEM |  |  | SE-OR | MHHS-Southeast |  |  |  | 005-08229 | 005-08229 | Southeast | MHHS-Southeast | SE-OR | SE -OR | 4/1/19 |  | 4/1/20 |  | ARTHROSCOPIC SHAVER SYSTEMS |  | SHAVERSYSCONTROLUNIT-STRYKER-CORE |  |  |  |  | SHAVERSYSCONTROLUNIT-STRYKER-CORE | Stryker |  |  |  |  | 10/1/19 |  |  | Clinical Miscellaneous | MHHS-Southeast
NO | YES |  |  |  | 005-09143 | 005-09143 | Stryker Corp Medical Div | CORE SYSTEM |  |  | SE-OR | MHHS-Southeast |  |  |  | 005-09143 | 005-09143 | Southeast | MHHS-Southeast | SE-OR | OR - Clean Supply | 4/1/19 |  | 4/1/20 |  | ARTHROSCOPIC SHAVER SYSTEMS |  | SHAVERSYSCONTROLUNIT-STRYKER-CORE |  |  |  |  | SHAVERSYSCONTROLUNIT-STRYKER-CORE | Stryker |  |  |  |  | 10/1/19 |  |  | Clinical Miscellaneous | MHHS-Southeast
NO | YES |  |  |  | 005-09144 | 005-09144 | Stryker Corp Medical Div | CORE SYSTEM |  |  | SE-OR | MHHS-Southeast |  |  |  | 005-09144 | 005-09144 | Southeast | MHHS-Southeast | SE-OR | OR - Clean Supply | 4/1/19 |  | 4/1/20 |  | ARTHROSCOPIC SHAVER SYSTEMS |  | SHAVERSYSCONTROLUNIT-STRYKER-CORE |  |  |  |  | SHAVERSYSCONTROLUNIT-STRYKER-CORE | Stryker |  |  |  |  | 10/1/19 |  |  | Clinical Miscellaneous | MHHS-Southeast
NO | YES |  |  |  | 069-28604 | 069-28604 | Stryker Corp Medical Div | CORE SYSTEM |  |  | TMC-OR-Anesthesia (Contract Equip) | MHHS-TMC |  |  |  | 069-28604 | 069-28604 | TMC | MHHS-TMC | TMC-OR-Anesthesia (Contract Equip) | OR 9 | 12/1/19 |  | 12/1/20 |  | ARTHROSCOPIC SHAVER SYSTEMS |  | SHAVERSYSCONTROLUNIT-STRYKER-CORE |  |  |  |  | SHAVERSYSCONTROLUNIT-STRYKER-CORE | Stryker |  |  |  |  | 4/1/20 |  |  | Clinical Miscellaneous | MHHS-TMC
NO | YES |  |  |  | 069-42167 | 069-42167 | Stryker Corp Medical Div | CORE SYSTEM |  |  | TMC-OR-Hermann (2Hp) | MHHS-TMC |  |  |  | 069-42167 | 069-42167 | TMC | MHHS-TMC | TMC-OR-Hermann (2Hp) | Equipment room | 10/1/19 |  | 10/1/20 |  | ARTHROSCOPIC SHAVER SYSTEMS | Shaver System Control Unit | SHAVERSYSCONTROLUNIT-STRYKER-CORE |  |  |  |  | SHAVERSYSCONTROLUNIT-STRYKER-CORE | Stryker |  |  |  |  | 5/4/20 |  |  | Clinical Miscellaneous | MHHS-TMC | [8 empty] | SHAVERSYSCONTROLUNIT | Shaver System Control Unit | STRYKER
NO | YES |  |  |  | 069-36781 |  | Stryker Corp Medical Div | CORE SYSTEM |  |  | TMC-OR-Pedi OR (2R) | MHHS-TMC |  |  |  | 069-36781 |  | TMC | MHHS-TMC | TMC-OR-Pedi OR (2R) |  | 10/1/19 |  | 10/1/20 |  | ARTHROSCOPIC SHAVER SYSTEMS |  | SHAVERSYSCONTROLUNIT-STRYKER-CORE |  |  |  |  | SHAVERSYSCONTROLUNIT-STRYKER-CORE | Stryker |  |  |  |  | 5/4/20 |  |  | Clinical Miscellaneous | MHHS-TMC
NO | YES | Asset Tag 069-47174 |  |  | 069-47174 | 069-47174 | Stryker Corp Medical Div | CORE SYSTEM |  |  | (null) | MHHS-TMC |  |  |  | 069-47174 | 069-47174 | (null) | MHHS-TMC | (null) | (null) |  |  |  | (null) | ARTHROSCOPIC SHAVER SYSTEMS |  | SHAVERSYSCONTROLUNIT-STRYKER-CORE |  |  |  |  | SHAVERSYSCONTROLUNIT-STRYKER-CORE | Stryker |  |  |  |  | 5/4/20 |  |  | Clinical Miscellaneous | MHHS-TMC
NO | YES |  |  |  | 069-38571 | 069-38571 | Stryker Corp Medical Div | CORE SYSTEM |  |  | TMC-OR-Pedi OR (2R) | MHHS-TMC |  |  |  | 069-38571 | 069-38571 | TMC | MHHS-TMC | TMC-OR-Pedi OR (2R) |  | 10/1/19 |  | 10/1/20 |  | ARTHROSCOPIC SHAVER SYSTEMS |  | SHAVERSYSCONTROLUNIT-STRYKER-CORE |  |  |  |  | SHAVERSYSCONTROLUNIT-STRYKER-CORE | Stryker |  |  |  |  | 5/4/20 |  |  | Clinical Miscellaneous | MHHS-TMC
NO | YES |  |  |  |  | 069-20431 | Stryker Corp Medical Div | CORE SYSTEM |  |  | TMC-OR-Robertson (2R) | MHHS-TMC |  |  |  |  | 069-20431 | TMC | MHHS-TMC | TMC-OR-Robertson (2R) | TMC OR ROBERTSON (2R) | 9/1/19 |  | 9/1/20 |  | ARTHROSCOPIC SHAVER SYSTEMS |  | SHAVERSYSCONTROLUNIT-STRYKER-CORE |  |  |  |  | SHAVERSYSCONTROLUNIT-STRYKER-CORE | Stryker |  |  |  |  | 5/4/20 |  |  | Clinical Miscellaneous | MHHS-TMC
NO | YES |  |  |  | 069-33780 | 069-33780 | Stryker Corp Medical Div | CORE SYSTEM |  |  | TMC-OR-Robertson (2R) | MHHS-TMC |  |  |  | 069-33780 | 069-33780 | TMC | MHHS-TMC | TMC-OR-Robertson (2R) | OR 58 | 9/1/19 |  |  |  | ARTHROSCOPIC SHAVER SYSTEMS |  | SHAVERSYSCONTROLUNIT-STRYKER-CORE |  |  |  |  | SHAVERSYSCONTROLUNIT-STRYKER-CORE | Stryker |  |  |  |  | 5/4/20 |  |  | Clinical Miscellaneous | MHHS-TMC
NO | YES |  |  |  |  | 069-25765 | Stryker Corp Medical Div | CORE SYSTEM |  |  | TMC-OR-Hermann (2Hp) | MHHS-TMC |  |  |  |  | 069-25765 | TMC | MHHS-TMC | TMC-OR-Hermann (2Hp) | H2/412 Storage |  |  |  |  | ARTHROSCOPIC SHAVER SYSTEMS |  | SHAVERSYSCONTROLUNIT-STRYKER-CORE |  |  |  |  | SHAVERSYSCONTROLUNIT-STRYKER-CORE | Stryker |  |  |  |  | 5/4/20 |  |  | Clinical Miscellaneous | MHHS-TMC
NO | YES |  |  |  | 029-11395 | 029-11395 | Stryker Corp Medical Div | CORE SYSTEM |  |  | Woodlands-OR | MHHS-Woodlands |  |  |  | 029-11395 | 029-11395 | Woodlands | MHHS-Woodlands | Woodlands-OR | OR Room 6 | 2/1/20 |  | 2/1/21 |  | ARTHROSCOPIC SHAVER SYSTEMS | Shaver System Control Unit | SHAVERSYSCONTROLUNIT-STRYKER-CORE |  |  |  |  | SHAVERSYSCONTROLUNIT-STRYKER-CORE | Stryker |  |  |  |  | 3/16/21 |  |  | Not Covered Vendor Only - Biomedical | MHHS-Woodlands | [8 empty] | SHAVERSYSCONTROLUNIT | Shaver System Control Unit | STRYKER
NO | YES |  |  |  |  | 029-12984 | Stryker Corp Medical Div | CORE SYSTEM |  |  | Woodlands-OR | MHHS-Woodlands |  |  |  |  | 029-12984 | Woodlands | MHHS-Woodlands | Woodlands-OR | Surgery Storage | 1/1/19 |  | 1/1/20 |  | ARTHROSCOPIC SHAVER SYSTEMS | Shaver System Control Unit | SHAVERSYSCONTROLUNIT-STRYKER-CORE |  |  |  |  | SHAVERSYSCONTROLUNIT-STRYKER-CORE | Stryker |  |  |  |  | 12/1/19 |  |  | Clinical Miscellaneous | MHHS-Woodlands | [8 empty] | SHAVERSYSCONTROLUNIT | Shaver System Control Unit | STRYKER
NO | NO | [5 empty] | Stryker Corp Medical Div | CORE SYSTEM |  |  | TMC - OR - ROBERTSON (2R) | MHHS-TMC | [5 empty] | TMC |  | TMC - OR - ROBERTSON (2R) | [5 empty] | ARTHROSCOPIC SHAVER SYSTEMS |  | SHAVERSYSCONTROLUNIT-STRYKER-CORE |  |  |  |  | SHAVERSYSCONTROLUNIT-STRYKER-CORE | Stryker | [7 empty] | Clinical Miscellaneous | MHHS-TMC
NO | NO |  |  |  | 029-12451 |  | Stryker Corp Medical Div | CORE SYSTEM |  |  | WOODLANDS - OR | MHHS-Woodlands |  |  |  | 029-12451 |  | Woodlands |  | WOODLANDS - OR | [5 empty] | ARTHROSCOPIC SHAVER SYSTEMS |  | SHAVERSYSCONTROLUNIT-STRYKER-CORE |  |  |  |  | SHAVERSYSCONTROLUNIT-STRYKER-CORE | Stryker | [7 empty] | Clinical Miscellaneous | MHHS-Woodlands
NO | YES |  |  |  | 013-38402 | 013-38402 | Stryker Corp Medical Div | ENDOSCOPY CART |  | 2019AN00293 | SW-OR | MHHS-Southwest |  |  |  | 013-38402 | 013-38402 | Southwest | MHHS-Southwest | SW-OR | ORHallway | 9/1/19 |  | 9/1/20 |  | CARTS |  | .needs class | [5 empty] | Stryker | [7 empty] | Covered PM Repair - Biomedical | MHHS-Southwest
NO | YES |  |  |  | 013-38405 | 013-38405 | Stryker Corp Medical Div | ENDOSCOPY CART |  | 2019AN00289 | SW-OR | MHHS-Southwest |  |  |  | 013-38405 | 013-38405 | Southwest | MHHS-Southwest | SW-OR | Room 18 - Storage | 3/1/20 |  | 3/1/21 |  | CARTS |  | .needs class | [5 empty] | Stryker |  |  |  |  | 3/1/20 |  |  | Not Covered Vendor Only - Biomedical | MHHS-Southwest
NO | YES |  |  |  | 129-05705 | 129-05705 | Stryker Corp Medical Div | ENLITE |  |  | Sugar Land-OR | MHHS-Sugarland |  | Radiographic Unit, Mammographic, Stereotactic |  | 129-05705 | 129-05705 | Sugar Land | MHHS-Sugarland | Sugar Land-OR |  | 3/1/19 | 3/1/20 |  |  | STEREOTACTIC SYSTEM |  | RADIOGRAPHMAMSTEREOTAC-Stryker-eNlite | RADIOGRAPHMAMSTEREOTAC | eNlite |  |  |  | Stryker | Radiographic Unit, Mammographic, Stereotactic |  | RADIOGRAPHMAMSTEREOTAC-Stryker-eNlite |  | 4/25/17 |  |  | Not Covered Vendor Only - Lab Ana/Anes | MHHS-Sugarland
NO | YES |  |  |  | 041-19710 | 041-19710 | Stryker Corp Medical Div | INFINITY |  |  | MEMORIAL CITY - Orthopedics Surgery | MHHS-Mem City |  | Monitor, Central Station |  | 041-19710 | 041-19710 | West | Memorial City - Memorial Hermann Hospital | MEMORIAL CITY - Orthopedics Surgery | MH11 506.1 Equipment Storage |  |  |  |  | INFORMATION SYSTEMS, TELEMEDICINE, VIDEOCONFERENCI |  | MONITORCENTRALSTATION-DraegerMed-Infinity | MONITORCENTRALSTATION | Infinity |  |  |  | Draeger Inc | Monitor, Central Station |  |  | MONITORCENTRALSTATION-DraegerMed-Infinity |  |  |  | Not Covered Vendor Only - Biomedical | MHHS-Mem City
NO | YES |  |  |  | 041-19711 | 041-19711 | Stryker Corp Medical Div | INFINITY |  | p1542062 | MEMORIAL CITY - Orthopedics Surgery | MHHS-Mem City |  | Monitor, Central Station |  | 041-19711 | 041-19711 | West | Memorial City - Memorial Hermann Hospital | MEMORIAL CITY - Orthopedics Surgery | MH11 506.1 Equipment Storage |  |  |  | PM past due | INFORMATION SYSTEMS, TELEMEDICINE, VIDEOCONFERENCI |  | MONITORCENTRALSTATION-DraegerMed-Infinity | MONITORCENTRALSTATION | Infinity |  |  |  | Draeger Inc | Monitor, Central Station |  |  | MONITORCENTRALSTATION-DraegerMed-Infinity |  |  |  | Not Covered Vendor Only - Biomedical | MHHS-Mem City
NO | YES |  |  |  | 041-34169 | 041-34169 | Stryker Corp Medical Div | L11 |  |  | MEMORIAL CITY - Day Surgery | MHHS-Mem City |  |  |  | 041-34169 | 041-34169 | West | Memorial City - Memorial Hermann Hospital | MEMORIAL CITY - Day Surgery | W1 300.94 OR 7 |  |  |  | ?AuNO PM REQUIRED?Au sticker on unit and a one time inspection sticker | LIGHT SOURCES, FIBEROPTIC |  | LIGHTSOURCEFIBEROPT-Stryker-L11 AIM |  |  |  |  | LIGHTSOURCEFIBEROPT-Stryker-L11 AIM | Stryker | [7 empty] | Covered PM Repair - Biomedical | MHHS-Mem City
NO | YES |  |  |  | 041-34174 | 041-34174 | Stryker Corp Medical Div | L11 |  |  | MEMORIAL CITY - Day Surgery | MHHS-Mem City |  |  |  | 041-34174 | 041-34174 | West | Memorial City - Memorial Hermann Hospital | MEMORIAL CITY - Day Surgery | W1 300.94 OR 7 |  |  |  | ?AuNO PM REQUIRED?Au sticker on unit and a one time inspection sticker | LIGHT SOURCES, FIBEROPTIC |  | LIGHTSOURCEFIBEROPT-Stryker-L11 AIM |  |  |  |  | LIGHTSOURCEFIBEROPT-Stryker-L11 AIM | Stryker | [7 empty] | Not Covered Vendor Only - Biomedical | MHHS-Mem City
NO | YES |  |  |  | 041-34177 | 041-34177 | Stryker Corp Medical Div | L11 |  |  | MEMORIAL CITY - OUTPATIENT SURGERY | MHHS-Mem City |  |  |  | 041-34177 | 041-34177 | West | Memorial City - Memorial Hermann Hospital West Tower | MEMORIAL CITY - OUTPATIENT SURGERY | W1 300.94 OR 7 |  |  |  | ?AuNO PM REQUIRED?Au sticker on unit | LIGHT SOURCES, FIBEROPTIC |  | LIGHTSOURCEFIBEROPT-Stryker-L11 AIM |  |  |  |  | LIGHTSOURCEFIBEROPT-Stryker-L11 AIM | Stryker | [7 empty] | Covered PM Repair - Biomedical | MHHS-Mem City
NO | YES |  |  |  | 041-34181 | 041-35181 | Stryker Corp Medical Div | L11 |  |  | MEMORIAL CITY - Outpatient | MHHS-Mem City |  |  |  | 041-34181 | 041-35181 | West | Memorial Hermann Memorial City Medical Center | MEMORIAL CITY - Outpatient | MEMORIAL CITY - OUTPATIENT |  |  |  |  | LIGHT SOURCES, FIBEROPTIC |  | LIGHTSOURCEFIBEROPT-Stryker-L11 AIM |  |  |  |  | LIGHTSOURCEFIBEROPT-Stryker-L11 AIM | Stryker | [7 empty] | Covered PM Repair - Biomedical | MHHS-Mem City
NO | YES |  |  |  | 041-34185 | 041-34185 | Stryker Corp Medical Div | L11 |  |  | MEMORIAL CITY - OUTPATIENT SURGERY | MHHS-Mem City |  |  |  | 041-34185 | 041-34185 | West | Memorial City - Memorial Hermann Hospital West Tower | MEMORIAL CITY - OUTPATIENT SURGERY | W1 300.94 OR 7 |  |  |  | ?AuNO PM REQUIRED?Au sticker on unit | LIGHT SOURCES, FIBEROPTIC |  | LIGHTSOURCEFIBEROPT-Stryker-L11 AIM |  |  |  |  | LIGHTSOURCEFIBEROPT-Stryker-L11 AIM | Stryker | [7 empty] | Covered PM Repair - Biomedical | MHHS-Mem City
NO | YES |  |  |  | 029-12610 | 029-12610 | Stryker Corp Medical Div | L11 |  | 19F538164 | Woodlands-OR | MHHS-Woodlands |  |  |  | 029-12610 | 029-12610 | Woodlands | MHHS-Woodlands | Woodlands-OR | Equipment Storage | 8/1/19 |  | 8/1/20 |  | LIGHT SOURCES, FIBEROPTIC | Light Source, Fiberoptic | LIGHTSOURCEFIBEROPT-Stryker-L11 AIM |  |  |  |  | LIGHTSOURCEFIBEROPT-Stryker-L11 AIM | Stryker | [7 empty] | Covered PM Repair - Biomedical | MHHS-Woodlands | [8 empty] | LIGHTSOURCEFIBEROPT | Light Source, Fiberoptic | Stryker
NO | YES |  |  |  | 133-08208 | 133-08208 | Stryker Corp Medical Div | L9000 |  | 14I009494 | Katy-OR | MHHS-Katy |  | Light Source, Fiberoptic |  | 133-08208 | 133-08208 | Katy | MHHS-Katy | Katy-OR | OR1 | 2/1/19 |  |  |  | LIGHT SOURCES, FIBEROPTIC | Light Source, Fiberoptic | LIGHTSOURCEFIBEROPT-Stryker-L9000 | LIGHTSOURCEFIBEROPT | L9000 |  |  |  | Stryker | Light Source, Fiberoptic |  | LIGHTSOURCEFIBEROPT-Stryker-L9000 |  |  |  |  | Covered PM Repair - Biomedical | MHHS-Katy | [8 empty] | LIGHTSOURCEFIBEROPT | Light Source, Fiberoptic | Stryker
NO | YES |  |  |  | 133-08209 | 133-08209 | Stryker Corp Medical Div | L9000 |  | 14G032484 | Katy-OR | MHHS-Katy |  | Light Source, Fiberoptic |  | 133-08209 | 133-08209 | Katy | MHHS-Katy | Katy-OR | OR 3 |  |  |  | No pm required | LIGHT SOURCES, FIBEROPTIC | Light Source, Fiberoptic | LIGHTSOURCEFIBEROPT-Stryker-L9000 | LIGHTSOURCEFIBEROPT | L9000 |  |  |  | Stryker | Light Source, Fiberoptic |  | LIGHTSOURCEFIBEROPT-Stryker-L9000 |  |  |  |  | Covered PM Repair - Biomedical | MHHS-Katy | [8 empty] | LIGHTSOURCEFIBEROPT | Light Source, Fiberoptic | Stryker
NO | YES |  |  |  | 133-08210 | 133-08210 | Stryker Corp Medical Div | L9000 |  | 14I009454 | Katy-OR | MHHS-Katy |  | Light Source, Fiberoptic |  | 133-08210 | 133-08210 | Katy | MHHS-Katy | Katy-OR | OR 4 |  |  |  | No pm | LIGHT SOURCES, FIBEROPTIC | Light Source, Fiberoptic | LIGHTSOURCEFIBEROPT-Stryker-L9000 | LIGHTSOURCEFIBEROPT | L9000 |  |  |  | Stryker | Light Source, Fiberoptic |  | LIGHTSOURCEFIBEROPT-Stryker-L9000 |  |  |  |  | Covered PM Repair Labor Only - Biomedica | MHHS-Katy | [8 empty] | LIGHTSOURCEFIBEROPT | Light Source, Fiberoptic | Stryker
NO | YES |  |  |  | 133-08211 | 133-08211 | Stryker Corp Medical Div | L9000 |  | 14G032325 | Katy-OR | MHHS-Katy |  | Light Source, Fiberoptic |  | 133-08211 | 133-08211 | Katy | MHHS-Katy | Katy-OR | Cystology Procedure Rm 5 | 2/1/19 |  |  |  | LIGHT SOURCES, FIBEROPTIC | Light Source, Fiberoptic | LIGHTSOURCEFIBEROPT-Stryker-L9000 | LIGHTSOURCEFIBEROPT | L9000 |  |  |  | Stryker | Light Source, Fiberoptic |  | LIGHTSOURCEFIBEROPT-Stryker-L9000 |  | 6/30/16 |  |  | Covered PM Repair - Biomedical | MHHS-Katy | [8 empty] | LIGHTSOURCEFIBEROPT | Light Source, Fiberoptic | Stryker
NO | YES |  |  |  | 133-08212 | 133-08212 | Stryker Corp Medical Div | L9000 |  | 14G032494 | Katy-OR | MHHS-Katy |  | Light Source, Fiberoptic |  | 133-08212 | 133-08212 | Katy | MHHS-Katy | Katy-OR | OR | 2/1/19 |  |  | No pm required | LIGHT SOURCES, FIBEROPTIC | Light Source, Fiberoptic | LIGHTSOURCEFIBEROPT-Stryker-L9000 | LIGHTSOURCEFIBEROPT | L9000 |  |  |  | Stryker | Light Source, Fiberoptic |  | LIGHTSOURCEFIBEROPT-Stryker-L9000 |  |  |  |  | Covered PM Repair - Biomedical | MHHS-Katy | [8 empty] | LIGHTSOURCEFIBEROPT | Light Source, Fiberoptic | Stryker
NO | YES |  |  |  | 133-08225 | 133-08225 | Stryker Corp Medical Div | L9000 |  | 14I009504 | Katy-OR | MHHS-Katy |  | Light Source, Fiberoptic |  | 133-08225 | 133-08225 | Katy | MHHS-Katy | Katy-OR | O.R.6 | 11/1/19 | 11/1/20 |  |  | LIGHT SOURCES, FIBEROPTIC | Light Source, Fiberoptic | LIGHTSOURCEFIBEROPT-Stryker-L9000 | LIGHTSOURCEFIBEROPT | L9000 |  |  |  | Stryker | Light Source, Fiberoptic |  | LIGHTSOURCEFIBEROPT-Stryker-L9000 |  |  |  |  | Covered PM Repair - Biomedical | MHHS-Katy | [8 empty] | LIGHTSOURCEFIBEROPT | Light Source, Fiberoptic | Stryker
NO | YES |  |  |  | 133-09270 | 133-09270 | Stryker Corp Medical Div | L9000 |  | 15K007274 | Katy-OR | MHHS-Katy |  | Light Source, Fiberoptic |  | 133-09270 | 133-09270 | Katy | MHHS-Katy | Katy-OR | OR |  |  |  |  | LIGHT SOURCES, FIBEROPTIC | Light Source, Fiberoptic | LIGHTSOURCEFIBEROPT-Stryker-L9000 | LIGHTSOURCEFIBEROPT | L9000 |  |  |  | Stryker | Light Source, Fiberoptic |  | LIGHTSOURCEFIBEROPT-Stryker-L9000 |  | 6/28/18 |  |  | Covered PM Repair - Biomedical | MHHS-Katy | [8 empty] | LIGHTSOURCEFIBEROPT | Light Source, Fiberoptic | Stryker
NO | YES |  |  |  | 133-09271 | 133-09271 | Stryker Corp Medical Div | L9000 |  | 15K007294 | Katy-OR | MHHS-Katy |  | Light Source, Fiberoptic |  | 133-09271 | 133-09271 | Katy | MHHS-Katy | Katy-OR | OR 7 | 11/1/19 | 11/1/20 |  |  | LIGHT SOURCES, FIBEROPTIC | Light Source, Fiberoptic | LIGHTSOURCEFIBEROPT-Stryker-L9000 | LIGHTSOURCEFIBEROPT | L9000 |  |  |  | Stryker | Light Source, Fiberoptic |  | LIGHTSOURCEFIBEROPT-Stryker-L9000 |  | 6/28/18 |  |  | Covered PM Repair - Biomedical | MHHS-Katy | [8 empty] | LIGHTSOURCEFIBEROPT | Light Source, Fiberoptic | Stryker
NO | YES |  |  |  | 133-09272 | 133-09272 | Stryker Corp Medical Div | L9000 |  | 15K005944 | Katy-OR | MHHS-Katy |  | Light Source, Fiberoptic |  | 133-09272 | 133-09272 | Katy | MHHS-Katy | Katy-OR | OR 9 | 11/1/19 | 11/1/20 |  |  | LIGHT SOURCES, FIBEROPTIC | Light Source, Fiberoptic | LIGHTSOURCEFIBEROPT-Stryker-L9000 | LIGHTSOURCEFIBEROPT | L9000 |  |  |  | Stryker | Light Source, Fiberoptic |  | LIGHTSOURCEFIBEROPT-Stryker-L9000 |  | 6/28/18 |  |  | Covered PM Repair - Biomedical | MHHS-Katy | [8 empty] | LIGHTSOURCEFIBEROPT | Light Source, Fiberoptic | Stryker
NO | YES |  |  |  | 133-09273 | 133-09273 | Stryker Corp Medical Div | L9000 |  | 15K005934 | Katy-OR | MHHS-Katy |  | Light Source, Fiberoptic |  | 133-09273 | 133-09273 | Katy | MHHS-Katy | Katy-OR | OR 8 | 2/1/19 |  |  |  | LIGHT SOURCES, FIBEROPTIC | Light Source, Fiberoptic | LIGHTSOURCEFIBEROPT-Stryker-L9000 | LIGHTSOURCEFIBEROPT | L9000 |  |  |  | Stryker | Light Source, Fiberoptic |  | LIGHTSOURCEFIBEROPT-Stryker-L9000 |  | 6/28/18 |  |  | Covered PM Repair - Biomedical | MHHS-Katy | [8 empty] | LIGHTSOURCEFIBEROPT | Light Source, Fiberoptic | Stryker
NO | YES |  |  |  | 133-09740 | 133-09740 | Stryker Corp Medical Div | L9000 |  | 16F009464 | Katy-OR | MHHS-Katy |  | Light Source, Fiberoptic |  | 133-09740 | 133-09740 | Katy | MHHS-Katy | Katy-OR | OR 11 | 8/1/19 |  |  |  | LIGHT SOURCES, FIBEROPTIC | Light Source, Fiberoptic | LIGHTSOURCEFIBEROPT-Stryker-L9000 | LIGHTSOURCEFIBEROPT | L9000 |  |  |  | Stryker | Light Source, Fiberoptic |  | LIGHTSOURCEFIBEROPT-Stryker-L9000 |  | 6/28/18 |  |  | Covered PM Repair - Biomedical | MHHS-Katy | [8 empty] | LIGHTSOURCEFIBEROPT | Light Source, Fiberoptic | Stryker
NO | YES |  |  |  | 133-09741 | 133-09741 | Stryker Corp Medical Div | L9000 |  | 16F009314 | Katy-OR | MHHS-Katy |  | Light Source, Fiberoptic |  | 133-09741 | 133-09741 | Katy | MHHS-Katy | Katy-OR | O.R. 10 | 8/1/19 | 8/1/20 |  |  | LIGHT SOURCES, FIBEROPTIC | Light Source, Fiberoptic | LIGHTSOURCEFIBEROPT-Stryker-L9000 | LIGHTSOURCEFIBEROPT | L9000 |  |  |  | Stryker | Light Source, Fiberoptic |  | LIGHTSOURCEFIBEROPT-Stryker-L9000 |  | 6/1/20 |  |  | Not Covered Vendor Only - Biomedical | MHHS-Katy | [8 empty] | LIGHTSOURCEFIBEROPT | Light Source, Fiberoptic | Stryker
NO | YES |  |  |  | 041-19543 | 041-19543 | Stryker Corp Medical Div | L9000 |  | 15F035544 | MEMORIAL CITY - Orthopedics Surgery | MHHS-Mem City |  | Light Source, Fiberoptic |  | 041-19543 | 041-19543 | West | Memorial City - Memorial Hermann Hospital | MEMORIAL CITY - Orthopedics Surgery | MH11 506 OR 6 |  |  |  |  | LIGHT SOURCES, FIBEROPTIC |  | LIGHTSOURCEFIBEROPT-Stryker-L9000 | LIGHTSOURCEFIBEROPT | L9000 |  |  |  | Stryker | Light Source, Fiberoptic |  | LIGHTSOURCEFIBEROPT-Stryker-L9000 |  |  |  |  | Covered PM Repair - Biomedical | MHHS-Mem City
NO | YES |  |  |  | 041-19545 | 041-19545 | Stryker Corp Medical Div | L9000 |  | 15F034114 | MEMORIAL CITY - MHT - JHC OR | MHHS-Mem City |  | Light Source, Fiberoptic |  | 041-19545 | 041-19545 | West | West | MEMORIAL CITY - MHT - JHC OR | MH11: 504 OR11 |  |  |  |  | LIGHT SOURCES, FIBEROPTIC |  | LIGHTSOURCEFIBEROPT-Stryker-L9000 | LIGHTSOURCEFIBEROPT | L9000 |  |  |  | Stryker | Light Source, Fiberoptic |  | LIGHTSOURCEFIBEROPT-Stryker-L9000 |  |  |  |  | Covered PM Repair - Biomedical | MHHS-Mem City
NO | YES |  |  |  | 041-19547 | 041-19547 | Stryker Corp Medical Div | L9000 |  | 15F035564 | MEMORIAL CITY - MHT - JHC OR | MHHS-Mem City |  | Light Source, Fiberoptic |  | 041-19547 | 041-19547 | West | Weat | MEMORIAL CITY - MHT - JHC OR | MH11:507 OR7 |  |  |  |  | LIGHT SOURCES, FIBEROPTIC |  | LIGHTSOURCEFIBEROPT-Stryker-L9000 | LIGHTSOURCEFIBEROPT | L9000 |  |  |  | Stryker | Light Source, Fiberoptic |  | LIGHTSOURCEFIBEROPT-Stryker-L9000 |  |  |  |  | Covered PM Repair - Biomedical | MHHS-Mem City
NO | YES |  |  |  | 041-19549 | 041-19549 | Stryker Corp Medical Div | L9000 |  | 15F035604 | MEMORIAL CITY - ORTHO SURGERY | MHHS-Mem City |  | Light Source, Fiberoptic |  | 041-19549 | 041-19549 | West | Memorial City - Memorial Hermann Hospital | MEMORIAL CITY - ORTHO SURGERY | MH11 505 OR 5 |  |  |  |  | LIGHT SOURCES, FIBEROPTIC |  | LIGHTSOURCEFIBEROPT-Stryker-L9000 | LIGHTSOURCEFIBEROPT | L9000 |  |  |  | Stryker | Light Source, Fiberoptic |  | LIGHTSOURCEFIBEROPT-Stryker-L9000 |  |  |  |  | Covered PM Repair - Biomedical | MHHS-Mem City
NO | YES |  |  |  | 041-19627 | 041-19627 | Stryker Corp Medical Div | L9000 |  | 15F035574 | MEMORIAL CITY - Ortho OR | MHHS-Mem City |  | Light Source, Fiberoptic |  | 041-19627 | 041-19627 | West | Memorial Hermann - Memorial City | MEMORIAL CITY - Ortho OR | 11th Floor OR Room 8 |  |  |  |  | LIGHT SOURCES, FIBEROPTIC |  | LIGHTSOURCEFIBEROPT-Stryker-L9000 | LIGHTSOURCEFIBEROPT | L9000 |  |  |  | Stryker | Light Source, Fiberoptic |  | LIGHTSOURCEFIBEROPT-Stryker-L9000 |  |  |  |  | Covered PM Repair - Biomedical | MHHS-Mem City
NO | YES |  |  |  | 041-19629 | 041-19629 | Stryker Corp Medical Div | L9000 |  | 15F035554 | MEMORIAL CITY - MHT - JHC OR | MHHS-Mem City |  | Light Source, Fiberoptic |  | 041-19629 | 041-19629 | West | Memorial Hermann - Memorial City | MEMORIAL CITY - MHT - JHC OR | MH11 OR Room 3 |  |  |  |  | LIGHT SOURCES, FIBEROPTIC |  | LIGHTSOURCEFIBEROPT-Stryker-L9000 | LIGHTSOURCEFIBEROPT | L9000 |  |  |  | Stryker | Light Source, Fiberoptic |  | LIGHTSOURCEFIBEROPT-Stryker-L9000 |  |  |  |  | Covered PM Repair - Biomedical | MHHS-Mem City
NO | YES |  |  |  | 041-19631 | 041-19631 | Stryker Corp Medical Div | L9000 |  | 15F035524 | MEMORIAL CITY - MHT - JHC OR | MHHS-Mem City |  | Light Source, Fiberoptic |  | 041-19631 | 041-19631 | West | Memorial Hermann Memorial City Medical Center | MEMORIAL CITY - MHT - JHC OR | MEMORIAL CITY - MHT - JHC OR |  |  |  |  | LIGHT SOURCES, FIBEROPTIC |  | LIGHTSOURCEFIBEROPT-Stryker-L9000 | LIGHTSOURCEFIBEROPT | L9000 |  |  |  | Stryker | Light Source, Fiberoptic |  | LIGHTSOURCEFIBEROPT-Stryker-L9000 |  |  |  |  | Covered PM Repair - Biomedical | MHHS-Mem City
NO | YES |  |  |  | 041-19633 | 041-19633 | Stryker Corp Medical Div | L9000 |  | 15F035504 | MEMORIAL CITY - MHT - JHC OR | MHHS-Mem City |  | Light Source, Fiberoptic |  | 041-19633 | 041-19633 | West | Memorial Hermann Memorial City Medical Center | MEMORIAL CITY - MHT - JHC OR | MH11 500.1 |  |  |  |  | LIGHT SOURCES, FIBEROPTIC |  | LIGHTSOURCEFIBEROPT-Stryker-L9000 | LIGHTSOURCEFIBEROPT | L9000 |  |  |  | Stryker | Light Source, Fiberoptic |  | LIGHTSOURCEFIBEROPT-Stryker-L9000 |  |  |  |  | Covered PM Repair - Biomedical | MHHS-Mem City
NO | YES |  |  |  | 041-19068 | 041-19068 | Stryker Corp Medical Div | L9000 |  | 15H012104 | MEMORIAL CITY - MOR | MHHS-Mem City |  | Light Source, Fiberoptic |  | 041-19068 | 041-19068 | West | Memorial City - Memorial Hermann Hospital | MEMORIAL CITY - MOR | MOR 11 |  |  |  | ?AuNO PM REQUIRED?Au sticker on unit | LIGHT SOURCES, FIBEROPTIC |  | LIGHTSOURCEFIBEROPT-Stryker-L9000 | LIGHTSOURCEFIBEROPT | L9000 |  |  |  | Stryker | Light Source, Fiberoptic |  | LIGHTSOURCEFIBEROPT-Stryker-L9000 |  |  |  |  | Covered PM Repair - Biomedical | MHHS-Mem City
NO | YES |  |  |  | 041-20494 | 041-20494 | Stryker Corp Medical Div | L9000 |  | 16F014254 | MEMORIAL CITY - Day Surgery | MHHS-Mem City |  | Light Source, Fiberoptic |  | 041-20494 | 041-20494 | West | Memorial City - Memorial Hermann Hospital | MEMORIAL CITY - Day Surgery | W1 300.94 OR 7 |  |  |  |  | LIGHT SOURCES, FIBEROPTIC |  | LIGHTSOURCEFIBEROPT-Stryker-L9000 | LIGHTSOURCEFIBEROPT | L9000 |  |  |  | Stryker | Light Source, Fiberoptic |  | LIGHTSOURCEFIBEROPT-Stryker-L9000 |  |  |  |  | Covered PM Repair - Biomedical | MHHS-Mem City
NO | YES |  |  |  |  | 142-06239 | Stryker Corp Medical Div | L9000 |  | 1K005924 | NE-OR | MHHS-Northeast |  | Light Source, Fiberoptic |  |  | 142-06239 | Katy | MHHS-Northeast | NE-OR | Or storage | 1/1/19 | 1/1/20 |  |  | LIGHT SOURCES, FIBEROPTIC | Light Source, Fiberoptic | LIGHTSOURCEFIBEROPT-Stryker-L9000 | LIGHTSOURCEFIBEROPT | L9000 |  |  |  | Stryker | Light Source, Fiberoptic |  | LIGHTSOURCEFIBEROPT-Stryker-L9000 |  |  |  |  | Covered PM Repair - Biomedical | MHHS-Northeast | [8 empty] | LIGHTSOURCEFIBEROPT | Light Source, Fiberoptic | Stryker
NO | YES | [5 empty] | Stryker Corp Medical Div | L9000 |  | 12J026384 | TMC-OR-Hermann (2Hp) | MHHS-TMC |  | Light Source, Fiberoptic |  |  |  | TMC | MHHS-TMC | TMC-OR-Hermann (2Hp) | H2/412 Storage | 4/1/19 |  |  |  | LIGHT SOURCES, FIBEROPTIC |  | LIGHTSOURCEFIBEROPT-Stryker-L9000 | LIGHTSOURCEFIBEROPT | L9000 |  |  |  | Stryker | Light Source, Fiberoptic |  | LIGHTSOURCEFIBEROPT-Stryker-L9000 |  | 6/7/13 |  |  | Covered PM Repair - Biomedical | MHHS-TMC
NO | NO | [5 empty] | Stryker Corp Medical Div | L9000 |  | 12H044844 | NE - OR | MHHS-Northeast |  | Light Source, Fiberoptic |  |  |  | Katy |  | NE - OR | [5 empty] | LIGHT SOURCES, FIBEROPTIC |  | LIGHTSOURCEFIBEROPT-Stryker-L9000 | LIGHTSOURCEFIBEROPT | L9000 |  |  |  | Stryker | Light Source, Fiberoptic |  | LIGHTSOURCEFIBEROPT-Stryker-L9000 |  |  |  |  | Covered PM Repair - Biomedical | MHHS-Northeast
NO | NO |  |  |  | 074-01474 |  | Stryker Corp Medical Div | L9000 |  | 12G006114 | TMC - OR - CVOR (7HVI) | MHHS-TMC |  | Light Source, Fiberoptic |  | 074-01474 |  | TMC |  | TMC - OR - CVOR (7HVI) | [5 empty] | LIGHT SOURCES, FIBEROPTIC |  | LIGHTSOURCEFIBEROPT-Stryker-L9000 | LIGHTSOURCEFIBEROPT | L9000 |  |  |  | Stryker | Light Source, Fiberoptic |  | LIGHTSOURCEFIBEROPT-Stryker-L9000 |  |  |  |  | Covered PM Repair - Biomedical | MHHS-TMC
NO | NO |  |  |  | 069-38673 |  | Stryker Corp Medical Div | L9000 |  | 13H019434 | TMC - OR - ROBERTSON (2R) | MHHS-TMC |  | Light Source, Fiberoptic |  | 069-38673 |  | TMC |  | TMC - OR - ROBERTSON (2R) | [5 empty] | LIGHT SOURCES, FIBEROPTIC |  | LIGHTSOURCEFIBEROPT-Stryker-L9000 | LIGHTSOURCEFIBEROPT | L9000 |  |  |  | Stryker | Light Source, Fiberoptic |  | LIGHTSOURCEFIBEROPT-Stryker-L9000 |  |  |  |  | Covered PM Repair - Biomedical | MHHS-TMC
NO | NO | [5 empty] | Stryker Corp Medical Div | L9000 |  |  | WOODLANDS - OR | MHHS-Woodlands |  | Light Source, Fiberoptic |  |  |  | Woodlands |  | WOODLANDS - OR | [5 empty] | LIGHT SOURCES, FIBEROPTIC |  | LIGHTSOURCEFIBEROPT-Stryker-L9000 | LIGHTSOURCEFIBEROPT | L9000 |  |  |  | Stryker | Light Source, Fiberoptic |  | LIGHTSOURCEFIBEROPT-Stryker-L9000 |  |  |  |  | Not Covered Vendor Only - Biomedical | MHHS-Woodlands
NO | YES |  |  |  | 151-03433 | 151-03433 | Stryker Corp Medical Div | MA1200 |  |  | CY-Cardiac Cath Lab | MHHS-Cypress |  |  |  | 151-03433 | 151-03433 | Northwest | MHHS-Cypress | CY-Cardiac Cath Lab | South tower storage | 9/1/19 | 9/1/20 |  |  | WARMING/COOLING UNITS, PATIENT |  | .needs class | [5 empty] | Stryker | [7 empty] | Covered PM Repair - Biomedical | MHHS-Cypress
NO | YES |  |  |  | 151-03434 | 151-03434 | Stryker Corp Medical Div | MA1200 |  |  | CY-Cardiac Cath Lab | MHHS-Cypress |  |  |  | 151-03434 | 151-03434 | Northwest | MHHS-Cypress | CY-Cardiac Cath Lab | South tower storage | 9/1/19 | 9/1/20 |  |  | WARMING/COOLING UNITS, PATIENT |  | .needs class | [5 empty] | Stryker | [7 empty] | Covered PM Repair - Biomedical | MHHS-Cypress
NO | YES |  |  |  | 151-03435 | 151-03435 | Stryker Corp Medical Div | MA1200 |  |  | CY-Cardiac Cath Lab | MHHS-Cypress |  |  |  | 151-03435 | 151-03435 | Northwest | MHHS-Cypress | CY-Cardiac Cath Lab | South Tower Storage | 9/1/19 |  |  |  | WARMING/COOLING UNITS, PATIENT |  | .needs class | [5 empty] | Stryker | [7 empty] | Covered PM Repair - Biomedical | MHHS-Cypress
NO | YES |  |  |  | 151-03436 | 151-03436 | Stryker Corp Medical Div | MA1200 |  |  | CY-Cardiac Cath Lab | MHHS-Cypress |  |  |  | 151-03436 | 151-03436 | Northwest | MHHS-Cypress | CY-Cardiac Cath Lab | South tower storage | 9/1/19 | 9/1/20 |  |  | WARMING/COOLING UNITS, PATIENT |  | .needs class | [5 empty] | Stryker | [7 empty] | Covered PM Repair - Biomedical | MHHS-Cypress
NO | YES |  |  |  | 151-03437 | 151-03437 | Stryker Corp Medical Div | MA1200 |  |  | CY-Cardiac Cath Lab | MHHS-Cypress |  |  |  | 151-03437 | 151-03437 | Northwest | MHHS-Cypress | CY-Cardiac Cath Lab | South Tower Storage | 9/1/19 |  |  |  | WARMING/COOLING UNITS, PATIENT |  | .needs class | [5 empty] | Stryker | [7 empty] | Covered PM Repair - Biomedical | MHHS-Cypress
NO | YES |  |  |  | 151-03438 | 151-03438 | Stryker Corp Medical Div | MA1200 |  |  | CY-Cardiac Cath Lab | MHHS-Cypress |  |  |  | 151-03438 | 151-03438 | Northwest | MHHS-Cypress | CY-Cardiac Cath Lab | SOUTH TOWER STORAGE | 9/1/19 | 9/1/20 |  |  | WARMING/COOLING UNITS, PATIENT |  | .needs class | [5 empty] | Stryker | [7 empty] | Covered PM Repair - Biomedical | MHHS-Cypress
NO | YES |  |  |  | 151-03439 | 151-03439 | Stryker Corp Medical Div | MA1200 |  |  | CY-Cardiac Cath Lab | MHHS-Cypress |  |  |  | 151-03439 | 151-03439 | Northwest | MHHS-Cypress | CY-Cardiac Cath Lab | SOUTH TOWER STORAGE | 9/1/19 | 9/1/20 |  |  | WARMING/COOLING UNITS, PATIENT |  | .needs class | [5 empty] | Stryker |  |  |  |  | 1/1/08 |  |  | Covered PM Repair - Biomedical | MHHS-Cypress
NO | YES |  |  |  | 151-03440 | 151-03440 | Stryker Corp Medical Div | MA1200 |  |  | CY-Cardiac Cath Lab | MHHS-Cypress |  |  |  | 151-03440 | 151-03440 | Northwest | MHHS-Cypress | CY-Cardiac Cath Lab | South Tower Storage | 9/1/19 |  |  |  | WARMING/COOLING UNITS, PATIENT |  | .needs class | [5 empty] | Stryker |  |  |  |  | 4/15/18 |  |  | Covered PM Repair - Biomedical | MHHS-Cypress
NO | YES |  |  |  | 151-03441 | 151-03441 | Stryker Corp Medical Div | MA1200 |  |  | CY-Cardiac Cath Lab | MHHS-Cypress |  |  |  | 151-03441 | 151-03441 | Northwest | MHHS-Cypress | CY-Cardiac Cath Lab | South Tower Storage | 9/1/19 |  |  |  | WARMING/COOLING UNITS, PATIENT |  | .needs class | [5 empty] | Stryker | [7 empty] | Covered PM Repair - Biomedical | MHHS-Cypress
NO | YES |  |  |  | 151-03442 | 151-03442 | Stryker Corp Medical Div | MA1200 |  |  | CY-Cardiac Cath Lab | MHHS-Cypress |  |  |  | 151-03442 | 151-03442 | Northwest | MHHS-Cypress | CY-Cardiac Cath Lab | SOUTH TOWER STORAGE | 9/1/19 | 9/1/20 |  |  | WARMING/COOLING UNITS, PATIENT |  | .needs class | [5 empty] | Stryker | [7 empty] | Covered PM Repair - Biomedical | MHHS-Cypress
NO | YES |  |  |  | 151-03423 | 151-03423 | Stryker Corp Medical Div | MA1200 |  |  | CY-Cardiac Cath Lab | MHHS-Cypress |  |  |  | 151-03423 | 151-03423 | Northwest | MHHS-Cypress | CY-Cardiac Cath Lab | Cardiac imaging | 9/9/19 |  |  |  | WARMING/COOLING UNITS, PATIENT |  | .needs class | [5 empty] | Stryker | [7 empty] | Covered PM Repair - Biomedical | MHHS-Cypress
NO | YES |  |  |  | 151-03424 | 151-03424 | Stryker Corp Medical Div | MA1200 |  |  | CY-COU | MHHS-Cypress |  |  |  | 151-03424 | 151-03424 | Northwest | MHHS-Cypress | CY-COU | Rm 2 | 9/9/19 |  |  |  | WARMING/COOLING UNITS, PATIENT |  | .needs class | [5 empty] | Stryker | [7 empty] | Covered PM Repair - Biomedical | MHHS-Cypress
NO | YES |  |  |  | 151-03425 | 151-03425 | Stryker Corp Medical Div | MA1200 |  |  | CY-Cardiac Cath Lab | MHHS-Cypress |  |  |  | 151-03425 | 151-03425 | Northwest | MHHS-Cypress | CY-Cardiac Cath Lab | CVR 1 | 9/9/19 |  |  |  | WARMING/COOLING UNITS, PATIENT |  | .needs class | [5 empty] | Stryker | [7 empty] | Covered PM Repair - Biomedical | MHHS-Cypress
NO | YES |  |  |  | 151-03426 | 151-03426 | Stryker Corp Medical Div | MA1200 |  |  | CY-COU | MHHS-Cypress |  |  |  | 151-03426 | 151-03426 | Northwest | MHHS-Cypress | CY-COU | Cvr 2 | 9/9/19 |  |  |  | WARMING/COOLING UNITS, PATIENT |  | .needs class | [5 empty] | Stryker | [7 empty] | Covered PM Repair - Biomedical | MHHS-Cypress
NO | YES |  |  |  | 151-03427 | 151-03427 | Stryker Corp Medical Div | MA1200 |  |  | CY-COU | MHHS-Cypress |  |  |  | 151-03427 | 151-03427 | Northwest | MHHS-Cypress | CY-COU | Rm 1 | 9/9/19 |  |  |  | WARMING/COOLING UNITS, PATIENT |  | .needs class | [5 empty] | Stryker |  |  |  |  | 3/6/14 |  |  | Covered PM Repair - Biomedical | MHHS-Cypress
NO | YES |  |  |  | 151-03428 | 151-03428 | Stryker Corp Medical Div | MA1200 |  |  | CY-Cardiac Cath Lab | MHHS-Cypress |  |  |  | 151-03428 | 151-03428 | Northwest | MHHS-Cypress | CY-Cardiac Cath Lab | Cvr 6 | 9/1/19 | 9/1/20 |  |  | WARMING/COOLING UNITS, PATIENT |  | .needs class | [5 empty] | Stryker |  |  |  |  | 12/15/16 |  |  | Covered PM Repair - Biomedical | MHHS-Cypress
NO | YES |  |  |  | 151-03429 | 151-03429 | Stryker Corp Medical Div | MA1200 |  |  | CY-Cardiac Cath Lab | MHHS-Cypress |  |  |  | 151-03429 | 151-03429 | Northwest | MHHS-Cypress | CY-Cardiac Cath Lab | Cvr 7 | 9/1/19 | 9/1/20 |  |  | WARMING/COOLING UNITS, PATIENT |  | .needs class | [5 empty] | Stryker |  |  |  |  | 12/15/16 |  |  | Covered PM Repair - Biomedical | MHHS-Cypress
NO | YES |  |  |  | 151-03430 | 151-03430 | Stryker Corp Medical Div | MA1200 |  |  | CY-Cardiac Cath Lab | MHHS-Cypress |  |  |  | 151-03430 | 151-03430 | Northwest | MHHS-Cypress | CY-Cardiac Cath Lab | CV 3 | 9/9/19 |  |  |  | WARMING/COOLING UNITS, PATIENT |  | .needs class | [5 empty] | Stryker |  |  |  |  | 12/15/16 |  |  | Covered PM Repair - Biomedical | MHHS-Cypress
NO | YES |  |  |  | 151-03431 | 151-03431 | Stryker Corp Medical Div | MA1200 |  |  | CY-Cardiac Cath Lab | MHHS-Cypress |  |  |  | 151-03431 | 151-03431 | Northwest | MHHS-Cypress | CY-Cardiac Cath Lab | CV 4 | 9/10/19 |  |  |  | WARMING/COOLING UNITS, PATIENT |  | .needs class | [5 empty] | Stryker |  |  |  |  | 12/15/16 |  |  | Covered PM Repair - Biomedical | MHHS-Cypress
NO | YES |  |  |  | 151-03432 | 151-03432 | Stryker Corp Medical Div | MA1200 |  |  | CY-Cardiac Cath Lab | MHHS-Cypress |  |  |  | 151-03432 | 151-03432 | Northwest | MHHS-Cypress | CY-Cardiac Cath Lab | CVR 5 | 9/1/19 | 9/1/20 |  |  | WARMING/COOLING UNITS, PATIENT |  | .needs class | [5 empty] | Stryker |  |  |  |  | 12/15/16 |  |  | Covered PM Repair - Biomedical | MHHS-Cypress
NO | YES | Asset Tag 929-00764 |  |  | 929-00764 | 929-00764 | Stryker Corp Medical Div | MA1200 |  |  | (null) | MHHS-Southeast |  |  |  | 929-00764 | 929-00764 | (null) | MHHS-Southeast | (null) | (null) |  |  |  | (null) | WARMING/COOLING UNITS, PATIENT |  | .needs class | [5 empty] | Stryker |  | (null) |  |  |  | (null) |  | Not Covered Vendor Only - Rad, Low End | MHHS-Southeast
NO | YES |  |  |  |  | 099-06054 | Stryker Corp Medical Div | MA1200 |  |  | SE-CDU (Old) | MHHS-Southeast |  |  |  |  | 099-06054 | Southeast | MHHS-Southeast | SE-CDU (Old) | SE - CDU | 10/1/19 |  | 10/1/20 |  | WARMING/COOLING UNITS, PATIENT |  | .needs class | [5 empty] | Stryker | [7 empty] | Covered PM Repair - Respiratory/Steriliz | MHHS-Southeast
NO | YES | [5 empty] | Stryker Corp Medical Div | MA1200 |  |  | SE-CDU (Old) | MHHS-Southeast | [5 empty] | Southeast | MHHS-Southeast | SE-CDU (Old) | Room 6 | 10/1/19 |  | 10/1/20 |  | WARMING/COOLING UNITS, PATIENT |  | .needs class | [5 empty] | Stryker | [7 empty] | Covered PM Repair - Radiology, High End | MHHS-Southeast
NO | NO |  |  |  | 005-33856 |  | Stryker Corp Medical Div | MA1200 |  |  | SE - CLINICAL DECISION UNIT | MHHS-Southeast |  |  |  | 005-33856 |  | Southeast & Bay Area |  | SE - CLINICAL DECISION UNIT | [5 empty] | WARMING/COOLING UNITS, PATIENT |  | .needs class | [5 empty] | Stryker | [7 empty] | Clinical Miscellaneous | MHHS-Southeast
NO | NO | [5 empty] | Stryker Corp Medical Div | MA1200 |  |  | SE - CLINICAL DECISION UNIT | MHHS-Southeast | [5 empty] | Southeast & Bay Area |  | SE - CLINICAL DECISION UNIT | [5 empty] | WARMING/COOLING UNITS, PATIENT |  | .needs class | [5 empty] | Stryker | [7 empty] | Covered PM Repair - Radiology, Low End | MHHS-Southeast
YES | YES |  |  |  | 069-44962 | 069-44962 | Stryker Corp Medical Div | MISTRAL AIR |  |  | TMC - OR - ROBERTSON (2R) |  |  |  |  | 069-44962 | 069-44962 | TMC | Memorial Hermann-Texas Medical Center | TMC - OR - ROBERTSON (2R) | OR 38
NO | YES |  |  |  | 069-44957 | 069-44957 | Stryker Corp Medical Div | MISTRAL AIR |  |  | TMC-OR-Robertson (2R) |  |  |  |  | 069-44957 | 069-44957 | TMC | MHHS-TMC | TMC-OR-Robertson (2R) | OR 38
NO | YES | Asset Tag 099-09848 |  |  | 099-09848 | 099-09848 | Stryker Corp Medical Div | MISTRAL AIR |  |  | TMC - PACU - HERMANN (3HP) |  |  |  |  | 099-09848 | 099-09848 | TMC | Memorial Hermann-Texas Medical Center | TMC - PACU - HERMANN (3HP) | Hallway | 4/1/19 |  | 4/1/20
NO | YES |  |  |  | 099-07621 | 099-07621 | Stryker Corp Medical Div | MISTRAL AIR |  |  | TMC-OR-Pedi OR (2R) |  |  |  |  | 099-07621 | 099-07621 | TMC | MHHS-TMC | TMC-OR-Pedi OR (2R) | OR 7 | 3/1/19
NO | YES |  |  |  | 099-10021 | 099-10021 | Stryker Corp Medical Div | MISTRAL AIR |  |  | TMC-OR-Robertson (2R) |  |  |  |  | 099-10021 | 099-10021 | TMC | MHHS-TMC | TMC-OR-Robertson (2R) | OR 58 | 5/1/19
YES | YES |  |  |  | 099-07091 | 099-07091 | Stryker Corp Medical Div | MISTRAL AIR |  |  | TMC - OR - HERMANN (2HP) |  |  |  |  | 099-07091 | 099-07091 | TMC | Memorial Hermann-Texas Medical Center | TMC - OR - HERMANN (2HP) | OR-64
NO | YES | [5 empty] | Stryker Corp Medical Div | MISTRAL AIR |  |  | SE-OR-PACU | [6 empty] | Southeast | MHHS-Southeast | SE-OR-PACU | Bay 1 | 5/1/19 |  | 5/1/20
NO | YES |  |  |  | 151-04154 | 151-04154 | Stryker Corp Medical Div | MISTRAL AIR |  |  | MEMORIAL CITY - OUTPATIENT SURGERY |  |  |  |  | 151-04154 | 151-04154 | West | Memorial City- Memorial Hermann Hospital | MEMORIAL CITY - OUTPATIENT SURGERY | Hallway |  |  |  |  | WARMING/COOLING UNITS, PATIENT
NO | YES |  |  |  | 151-04155 | 151-04155 | Stryker Corp Medical Div | MISTRAL AIR |  |  | MEMORIAL CITY - OUTPATIENT SURGERY |  |  |  |  | 151-04155 | 151-04155 | West | Memorial City- Memorial Hermann Hospital | MEMORIAL CITY - OUTPATIENT SURGERY | Hallway |  |  |  |  | WARMING/COOLING UNITS, PATIENT
NO | YES |  |  |  | 151-04157 | 151-04157 | Stryker Corp Medical Div | MISTRAL AIR |  |  | MEMORIAL CITY - OUTPATIENT SURGERY |  |  |  |  | 151-04157 | 151-04157 | West | Memorial City- Memorial Hermann Hospital | MEMORIAL CITY - OUTPATIENT SURGERY | Hallway |  |  |  |  | WARMING/COOLING UNITS, PATIENT
NO | YES |  |  |  |  | 151-04158 | Stryker Corp Medical Div | MISTRAL AIR |  |  | MEMORIAL CITY - OUTPATIENT SURGERY | [5 empty] | 151-04158 | West | Memorial City- Memorial Hermann Hospital | MEMORIAL CITY - OUTPATIENT SURGERY | Hallway |  |  |  |  | WARMING/COOLING UNITS, PATIENT
NO | YES |  |  |  | 151-04160 | 151-04160 | Stryker Corp Medical Div | MISTRAL AIR |  |  | MEMORIAL CITY - OUTPATIENT SURGERY |  |  |  |  | 151-04160 | 151-04160 | West | Memorial City- Memorial Hermann Hospital | MEMORIAL CITY - OUTPATIENT SURGERY | Hallway |  |  |  |  | WARMING/COOLING UNITS, PATIENT
NO | YES |  |  |  |  | 151-04161 | Stryker Corp Medical Div | MISTRAL AIR |  |  | MEMORIAL CITY - OUTPATIENT SURGERY | [5 empty] | 151-04161 | West | Memorial City- Memorial Hermann Hospital | MEMORIAL CITY - OUTPATIENT SURGERY | Step Down 4 |  |  |  |  | WARMING/COOLING UNITS, PATIENT
NO | YES |  |  |  | 041-33236 | 041-33236 | Stryker Corp Medical Div | MISTRAL AIR |  |  | MEMORIAL CITY - OUTPATIENT SURGERY RECOVERY |  |  |  |  | 041-33236 | 041-33236 | West | Memorial City - Memorial Hermann Hospital | MEMORIAL CITY - OUTPATIENT SURGERY RECOVERY | Recovery 24 |  |  |  |  | WARMING/COOLING UNITS, PATIENT
NO | YES |  |  |  | 041-33238 | 041-33238 | Stryker Corp Medical Div | MISTRAL AIR |  |  | Outpatient Surgery |  |  |  |  | 041-33238 | 041-33238 | West | Memorial City | Outpatient Surgery | Recovery 24 |  |  |  |  | WARMING/COOLING UNITS, PATIENT
NO | YES |  |  |  | 151-01837 | 151-01837 | Stryker Corp Medical Div | MISTRAL AIR PLUS |  |  | CY-Cardiac Cath Lab | MHHS-Cypress |  | Warmer, Patient |  | 151-01837 | 151-01837 | Northwest | MHHS-Cypress | CY-Cardiac Cath Lab | Preop 10 | 1/1/20 | 1/1/21 |  |  | WARMING/COOLING UNITS, PATIENT | Warmer, Patient | WARMERPATIENT-Stryker-Mistral-Air | WARMERPATIENT | Mistral-Air |  |  |  | Stryker | Warmer, Patient |  | WARMERPATIENT-Stryker-Mistral-Air |  | 5/31/19 |  | WP-A | Not Covered Vendor Only - Biomedical | MHHS-Cypress | [8 empty] | WARMERPATIENT | Warmer, Patient | Stryker
NO | YES |  |  |  | 151-01838 | 151-01838 | Stryker Corp Medical Div | MISTRAL AIR PLUS |  |  | CY-Cardiac Cath Lab | MHHS-Cypress |  | Warmer, Patient |  | 151-01838 | 151-01838 | Northwest | MHHS-Cypress | CY-Cardiac Cath Lab | Cath Lab 1 | 6/1/19 | 6/1/20 |  |  | WARMING/COOLING UNITS, PATIENT | Warmer, Patient | WARMERPATIENT-Stryker-Mistral-Air | WARMERPATIENT | Mistral-Air |  |  |  | Stryker | Warmer, Patient |  | WARMERPATIENT-Stryker-Mistral-Air |  |  |  | WP-A | Covered PM Repair - Biomedical | MHHS-Cypress | [8 empty] | WARMERPATIENT | Warmer, Patient | Stryker
NO | YES |  |  |  | 151-01842 | 151-01842 | Stryker Corp Medical Div | MISTRAL AIR PLUS |  |  | CY-Cardiac Cath Lab | MHHS-Cypress |  | Warmer, Patient |  | 151-01842 | 151-01842 | Northwest | MHHS-Cypress | CY-Cardiac Cath Lab | Cath lab | 1/1/20 | 1/1/21 |  |  | WARMING/COOLING UNITS, PATIENT | Warmer, Patient | WARMERPATIENT-Stryker-Mistral-Air | WARMERPATIENT | Mistral-Air |  |  |  | Stryker | Warmer, Patient |  | WARMERPATIENT-Stryker-Mistral-Air |  |  |  | WP-A | Covered PM Repair - Biomedical | MHHS-Cypress | [8 empty] | WARMERPATIENT | Warmer, Patient | Stryker
NO | YES |  |  |  | 151-02824 | 151-02824 | Stryker Corp Medical Div | MISTRAL AIR PLUS |  |  | CY-Cardiac Cath Lab | MHHS-Cypress |  | Warmer, Patient |  | 151-02824 | 151-02824 | Northwest | MHHS-Cypress | CY-Cardiac Cath Lab | ER storage rm | 2/1/19 | 2/1/20 |  |  | WARMING/COOLING UNITS, PATIENT | Warmer, Patient | WARMERPATIENT-Stryker-Mistral-Air | WARMERPATIENT | Mistral-Air |  |  |  | Stryker | Warmer, Patient |  | WARMERPATIENT-Stryker-Mistral-Air |  | 12/31/19 |  | WP-A | Covered PM Repair - Biomedical | MHHS-Cypress | [8 empty] | WARMERPATIENT | Warmer, Patient | Stryker
NO | YES |  |  |  | 151-02846 | 151-02846 | Stryker Corp Medical Div | MISTRAL AIR PLUS |  |  | CY-Cardiac Cath Lab | MHHS-Cypress |  | Warmer, Patient |  | 151-02846 | 151-02846 | Northwest | MHHS-Cypress | CY-Cardiac Cath Lab |  | 2/1/19 | 2/1/20 |  |  | WARMING/COOLING UNITS, PATIENT | Warmer, Patient | WARMERPATIENT-Stryker-Mistral-Air | WARMERPATIENT | Mistral-Air |  |  |  | Stryker | Warmer, Patient |  | WARMERPATIENT-Stryker-Mistral-Air |  | 3/1/17 |  | WP-A | Covered PM Repair - Biomedical | MHHS-Cypress | [8 empty] | WARMERPATIENT | Warmer, Patient | Stryker
NO | YES |  |  |  | 151-03379 | 151-03379 | Stryker Corp Medical Div | MISTRAL AIR PLUS |  |  | CY-Cardiac Cath Lab | MHHS-Cypress |  | Warmer, Patient |  | 151-03379 | 151-03379 | Northwest | MHHS-Cypress | CY-Cardiac Cath Lab | ER Storage Rm | 8/1/19 | 8/1/20 |  |  | WARMING/COOLING UNITS, PATIENT | Warmer, Patient | WARMERPATIENT-Stryker-Mistral-Air | WARMERPATIENT | Mistral-Air |  |  |  | Stryker | Warmer, Patient |  | WARMERPATIENT-Stryker-Mistral-Air |  | 2/21/20 |  | WP-A | Not Covered Vendor Only - Biomedical | MHHS-Cypress | [8 empty] | WARMERPATIENT | Warmer, Patient | Stryker
NO | YES |  |  |  | 151-02650 | 151-02650 | Stryker Corp Medical Div | MISTRAL AIR PLUS |  |  | CY-COU | MHHS-Cypress |  | Warmer, Patient |  | 151-02650 | 151-02650 | Northwest | MHHS-Cypress | CY-COU | COU | 6/1/19 | 6/1/20 |  |  | WARMING/COOLING UNITS, PATIENT | Warmer, Patient | WARMERPATIENT-Stryker-Mistral-Air | WARMERPATIENT | Mistral-Air |  |  |  | Stryker | Warmer, Patient |  | WARMERPATIENT-Stryker-Mistral-Air |  | 11/1/17 |  | WP-A | Covered PM Repair - Biomedical | MHHS-Cypress | [8 empty] | WARMERPATIENT | Warmer, Patient | Stryker
NO | YES |  |  |  | 151-01836 | 151-01836 | Stryker Corp Medical Div | MISTRAL AIR PLUS |  |  | CY-ER | MHHS-Cypress |  | Warmer, Patient |  | 151-01836 | 151-01836 | Northwest | MHHS-Cypress | CY-ER | Trauma 1 | 2/1/19 | 2/1/20 |  |  | WARMING/COOLING UNITS, PATIENT | Warmer, Patient | WARMERPATIENT-Stryker-Mistral-Air | WARMERPATIENT | Mistral-Air |  |  |  | Stryker | Warmer, Patient |  | WARMERPATIENT-Stryker-Mistral-Air |  | 9/1/17 |  | WP-A | Covered PM Repair - Biomedical | MHHS-Cypress | [8 empty] | WARMERPATIENT | Warmer, Patient | Stryker
NO | YES |  |  |  | 151-02295 | 151-02295 | Stryker Corp Medical Div | MISTRAL AIR PLUS |  |  | CY-ER | MHHS-Cypress |  | Warmer, Patient |  | 151-02295 | 151-02295 | Northwest | MHHS-Cypress | CY-ER | Trama 3 | 3/1/19 | 3/1/20 |  |  | WARMING/COOLING UNITS, PATIENT | Warmer, Patient | WARMERPATIENT-Stryker-Mistral-Air | WARMERPATIENT | Mistral-Air |  |  |  | Stryker | Warmer, Patient |  | WARMERPATIENT-Stryker-Mistral-Air |  | 11/1/19 |  | WP-A | Covered PM Repair - Biomedical | MHHS-Cypress | [8 empty] | WARMERPATIENT | Warmer, Patient | Stryker
NO | YES |  |  |  | 151-01843 | 151-01843 | Stryker Corp Medical Div | MISTRAL AIR PLUS |  |  | CY-ICU | MHHS-Cypress |  | Warmer, Patient |  | 151-01843 | 151-01843 | Northwest | MHHS-Cypress | CY-ICU | Icu 15 | 2/1/20 | 2/1/21 |  |  | WARMING/COOLING UNITS, PATIENT | Warmer, Patient | WARMERPATIENT-Stryker-Mistral-Air | WARMERPATIENT | Mistral-Air |  |  |  | Stryker | Warmer, Patient |  | WARMERPATIENT-Stryker-Mistral-Air |  | 11/1/18 |  | WP-A | Covered PM Repair - Biomedical | MHHS-Cypress | [8 empty] | WARMERPATIENT | Warmer, Patient | Stryker
NO | YES |  |  |  | 151-01845 | 151-01845 | Stryker Corp Medical Div | MISTRAL AIR PLUS |  |  | CY-ICU | MHHS-Cypress |  | Warmer, Patient |  | 151-01845 | 151-01845 | Northwest | MHHS-Cypress | CY-ICU | Clean supply | 1/1/19 |  |  |  | WARMING/COOLING UNITS, PATIENT | Warmer, Patient | WARMERPATIENT-Stryker-Mistral-Air | WARMERPATIENT | Mistral-Air |  |  |  | Stryker | Warmer, Patient |  | WARMERPATIENT-Stryker-Mistral-Air |  |  |  | WP-A | Covered PM Repair - Biomedical | MHHS-Cypress | [8 empty] | WARMERPATIENT | Warmer, Patient | Stryker
NO | YES |  |  |  | 151-01868 | 151-01868 | Stryker Corp Medical Div | MISTRAL AIR PLUS |  |  | CY-Labor & Delivery | MHHS-Cypress |  | Warmer, Patient |  | 151-01868 | 151-01868 | Northwest | MHHS-Cypress | CY-Labor & Delivery | C section 1 | 1/1/19 | 1/1/20 |  |  | WARMING/COOLING UNITS, PATIENT | Warmer, Patient | WARMERPATIENT-Stryker-Mistral-Air | WARMERPATIENT | Mistral-Air |  |  |  | Stryker | Warmer, Patient |  | WARMERPATIENT-Stryker-Mistral-Air |  | 9/1/17 |  | WP-A | Covered PM Repair - Biomedical | MHHS-Cypress | [8 empty] | WARMERPATIENT | Warmer, Patient | Stryker
NO | YES |  |  |  | 151-02012 | 151-02012 | Stryker Corp Medical Div | MISTRAL AIR PLUS |  |  | CY-Labor & Delivery | MHHS-Cypress |  | Warmer, Patient |  | 151-02012 | 151-02012 | Northwest | MHHS-Cypress | CY-Labor & Delivery |  | 12/1/18 |  |  |  | WARMING/COOLING UNITS, PATIENT | Warmer, Patient | WARMERPATIENT-Stryker-Mistral-Air | WARMERPATIENT | Mistral-Air |  |  |  | Stryker | Warmer, Patient |  | WARMERPATIENT-Stryker-Mistral-Air |  | 1/1/10 |  | WP-A | Covered PM Repair - Biomedical | MHHS-Cypress | [8 empty] | WARMERPATIENT | Warmer, Patient | Stryker
NO | YES |  |  |  | 151-02013 | 151-02013 | Stryker Corp Medical Div | MISTRAL AIR PLUS |  |  | CY-Labor & Delivery | MHHS-Cypress |  | Warmer, Patient |  | 151-02013 | 151-02013 | Northwest | MHHS-Cypress | CY-Labor & Delivery | DICTATION/EQUIPMENT S5 163 | 1/1/19 | 1/1/20 |  |  | WARMING/COOLING UNITS, PATIENT | Warmer, Patient | WARMERPATIENT-Stryker-Mistral-Air | WARMERPATIENT | Mistral-Air |  |  |  | Stryker | Warmer, Patient |  | WARMERPATIENT-Stryker-Mistral-Air |  |  |  | WP-A | Covered PM Repair - Biomedical | MHHS-Cypress | [8 empty] | WARMERPATIENT | Warmer, Patient | Stryker
NO | YES |  |  |  | 151-01847 | 151-01847 | Stryker Corp Medical Div | MISTRAL AIR PLUS |  |  | CY - MEDSURG | MHHS-Cypress |  | Warmer, Patient |  | 151-01847 | 151-01847 | Northwest | Cypress | CY - MEDSURG | Storage room 223 | 1/1/19 | 1/1/20 |  |  | WARMING/COOLING UNITS, PATIENT | Warmer, Patient | WARMERPATIENT-Stryker-Mistral-Air | WARMERPATIENT | Mistral-Air |  |  |  | Stryker | Warmer, Patient |  | WARMERPATIENT-Stryker-Mistral-Air |  | 9/1/17 |  | WP-A | Covered PM Repair - Biomedical | MHHS-Cypress | [8 empty] | WARMERPATIENT | Warmer, Patient | Stryker
NO | YES |  |  |  | 151-01848 | 151-01848 | Stryker Corp Medical Div | MISTRAL AIR PLUS |  |  | CY - MEDSURG | MHHS-Cypress |  | Warmer, Patient |  | 151-01848 | 151-01848 | Northwest | Cypress | CY - MEDSURG | Storage room 223 | 1/1/19 | 1/1/20 |  |  | WARMING/COOLING UNITS, PATIENT | Warmer, Patient | WARMERPATIENT-Stryker-Mistral-Air | WARMERPATIENT | Mistral-Air |  |  |  | Stryker | Warmer, Patient |  | WARMERPATIENT-Stryker-Mistral-Air |  | 8/1/20 |  | WP-A | Not Covered Vendor Only - Biomedical | MHHS-Cypress | [8 empty] | WARMERPATIENT | Warmer, Patient | Stryker
NO | YES |  |  |  | 151-01876 | 151-01876 | Stryker Corp Medical Div | MISTRAL AIR PLUS |  |  | CY-PACU | MHHS-Cypress |  | Warmer, Patient |  | 151-01876 | 151-01876 | Northwest | MHHS-Cypress | CY-PACU | Pacu nursing | 1/1/20 | 2/1/21 |  |  | WARMING/COOLING UNITS, PATIENT | Warmer, Patient | WARMERPATIENT-Stryker-Mistral-Air | WARMERPATIENT | Mistral-Air |  |  |  | Stryker | Warmer, Patient |  | WARMERPATIENT-Stryker-Mistral-Air |  | 9/1/17 |  | WP-A | Covered PM Repair - Biomedical | MHHS-Cypress | [8 empty] | WARMERPATIENT | Warmer, Patient | Stryker
NO | YES |  |  |  | 151-01888 | 151-01888 | Stryker Corp Medical Div | MISTRAL AIR PLUS |  |  | CY-OR | MHHS-Cypress |  | Warmer, Patient |  | 151-01888 | 151-01888 | Northwest | MHHS-Cypress | CY-OR | OR 8 | 12/1/19 | 12/1/20 |  |  | WARMING/COOLING UNITS, PATIENT | Warmer, Patient | WARMERPATIENT-Stryker-Mistral-Air | WARMERPATIENT | Mistral-Air |  |  |  | Stryker | Warmer, Patient |  | WARMERPATIENT-Stryker-Mistral-Air |  | 9/1/17 |  | WP-A | Covered PM Repair - Biomedical | MHHS-Cypress | [8 empty] | WARMERPATIENT | Warmer, Patient | Stryker
NO | YES |  |  |  | 151-01889 | 151-01889 | Stryker Corp Medical Div | MISTRAL AIR PLUS |  |  | CY-OR | MHHS-Cypress |  | Warmer, Patient |  | 151-01889 | 151-01889 | Northwest | MHHS-Cypress | CY-OR | OR 4 | 12/1/19 | 12/1/20 |  |  | WARMING/COOLING UNITS, PATIENT | Warmer, Patient | WARMERPATIENT-Stryker-Mistral-Air | WARMERPATIENT | Mistral-Air |  |  |  | Stryker | Warmer, Patient |  | WARMERPATIENT-Stryker-Mistral-Air |  | 4/19/24 |  | WP-A | Not Covered Vendor Only - Biomedical | MHHS-Cypress | [8 empty] | WARMERPATIENT | Warmer, Patient | Stryker
NO | YES |  |  |  | 151-01891 | 151-01891 | Stryker Corp Medical Div | MISTRAL AIR PLUS |  |  | CY-OR | MHHS-Cypress |  | Warmer, Patient |  | 151-01891 | 151-01891 | Northwest | MHHS-Cypress | CY-OR | OR 8 | 12/1/19 | 12/1/20 |  |  | WARMING/COOLING UNITS, PATIENT | Warmer, Patient | WARMERPATIENT-Stryker-Mistral-Air | WARMERPATIENT | Mistral-Air |  |  |  | Stryker | Warmer, Patient |  | WARMERPATIENT-Stryker-Mistral-Air |  | 2/1/15 |  | WP-A | Covered PM Repair - Biomedical | MHHS-Cypress | [8 empty] | WARMERPATIENT | Warmer, Patient | Stryker
NO | YES |  |  |  | 151-01892 | 151-01892 | Stryker Corp Medical Div | MISTRAL AIR PLUS |  |  | CY-OR | MHHS-Cypress |  | Warmer, Patient |  | 151-01892 | 151-01892 | Northwest | MHHS-Cypress | CY-OR | Or 7 | 1/1/18 | 1/1/19 |  |  | WARMING/COOLING UNITS, PATIENT | Warmer, Patient | WARMERPATIENT-Stryker-Mistral-Air | WARMERPATIENT | Mistral-Air |  |  |  | Stryker | Warmer, Patient |  | WARMERPATIENT-Stryker-Mistral-Air |  | 2/3/15 |  | WP-A | Covered PM Repair - Biomedical | MHHS-Cypress | [8 empty] | WARMERPATIENT | Warmer, Patient | Stryker
NO | YES |  |  |  | 151-02009 | 151-02009 | Stryker Corp Medical Div | MISTRAL AIR PLUS |  |  | CY-OR | MHHS-Cypress |  | Warmer, Patient |  | 151-02009 | 151-02009 | Northwest | MHHS-Cypress | CY-OR | Or 5 | 1/1/20 | 1/1/21 |  |  | WARMING/COOLING UNITS, PATIENT | Warmer, Patient | WARMERPATIENT-Stryker-Mistral-Air | WARMERPATIENT | Mistral-Air |  |  |  | Stryker | Warmer, Patient |  | WARMERPATIENT-Stryker-Mistral-Air |  | 12/1/17 |  | WP-A | Covered PM Repair - Biomedical | MHHS-Cypress | [8 empty] | WARMERPATIENT | Warmer, Patient | Stryker
NO | YES |  |  |  | 151-02634 | 151-02634 | Stryker Corp Medical Div | MISTRAL AIR PLUS |  |  | CY-OR | MHHS-Cypress |  | Warmer, Patient |  | 151-02634 | 151-02634 | Northwest | MHHS-Cypress | CY-OR | OR 6 | 4/1/19 | 4/1/20 |  |  | WARMING/COOLING UNITS, PATIENT | Warmer, Patient | WARMERPATIENT-Stryker-Mistral-Air | WARMERPATIENT | Mistral-Air |  |  |  | Stryker | Warmer, Patient |  | WARMERPATIENT-Stryker-Mistral-Air |  | 12/1/17 |  | WP-A | Covered PM Repair - Biomedical | MHHS-Cypress | [8 empty] | WARMERPATIENT | Warmer, Patient | Stryker
NO | YES |  |  |  | 151-02635 | 151-02635 | Stryker Corp Medical Div | MISTRAL AIR PLUS |  |  | CY-OR | MHHS-Cypress |  | Warmer, Patient |  | 151-02635 | 151-02635 | Northwest | MHHS-Cypress | CY-OR | Biomed Shop | 4/30/19 |  |  |  | WARMING/COOLING UNITS, PATIENT | Warmer, Patient | WARMERPATIENT-Stryker-Mistral-Air | WARMERPATIENT | Mistral-Air |  |  |  | Stryker | Warmer, Patient |  | WARMERPATIENT-Stryker-Mistral-Air |  | 12/1/17 |  | WP-A | Covered PM Repair - Biomedical | MHHS-Cypress | [8 empty] | WARMERPATIENT | Warmer, Patient | Stryker
NO | YES |  |  |  | 151-01863 | 151-01863 | Stryker Corp Medical Div | MISTRAL AIR PLUS |  |  | CY-PACU | MHHS-Cypress |  | Warmer, Patient |  | 151-01863 | 151-01863 | Northwest | MHHS-Cypress | CY-PACU | PACU 2 | 1/1/20 | 1/1/21 |  |  | WARMING/COOLING UNITS, PATIENT | Warmer, Patient | WARMERPATIENT-Stryker-Mistral-Air | WARMERPATIENT | Mistral-Air |  |  |  | Stryker | Warmer, Patient |  | WARMERPATIENT-Stryker-Mistral-Air |  | 12/1/17 |  | WP-A | Covered PM Repair - Biomedical | MHHS-Cypress | [8 empty] | WARMERPATIENT | Warmer, Patient | Stryker
NO | YES |  |  |  | 151-01864 | 151-01864 | Stryker Corp Medical Div | MISTRAL AIR PLUS |  |  | CY-Central Supply | MHHS-Cypress |  | Warmer, Patient |  | 151-01864 | 151-01864 | Northwest | MHHS-Cypress | CY-Central Supply | Pacu | 1/1/20 | 1/1/21 |  |  | WARMING/COOLING UNITS, PATIENT | Warmer, Patient | WARMERPATIENT-Stryker-Mistral-Air | WARMERPATIENT | Mistral-Air |  |  |  | Stryker | Warmer, Patient |  | WARMERPATIENT-Stryker-Mistral-Air |  | 12/1/17 |  | WP-A | Covered PM Repair - Biomedical | MHHS-Cypress | [8 empty] | WARMERPATIENT | Warmer, Patient | Stryker
NO | YES |  |  |  | 151-01865 | 151-01865 | Stryker Corp Medical Div | MISTRAL AIR PLUS |  |  | CY-PACU | MHHS-Cypress |  | Warmer, Patient |  | 151-01865 | 151-01865 | Northwest | MHHS-Cypress | CY-PACU | Pacu 2 | 1/1/20 | 1/1/21 |  |  | WARMING/COOLING UNITS, PATIENT | Warmer, Patient | WARMERPATIENT-Stryker-Mistral-Air | WARMERPATIENT | Mistral-Air |  |  |  | Stryker | Warmer, Patient |  | WARMERPATIENT-Stryker-Mistral-Air |  | 9/1/20 |  | WP-A | Not Covered Vendor Only - Biomedical | MHHS-Cypress | [8 empty] | WARMERPATIENT | Warmer, Patient | Stryker
NO | YES |  |  |  | 151-01866 | 151-01866 | Stryker Corp Medical Div | MISTRAL AIR PLUS |  |  | CY-PACU | MHHS-Cypress |  | Warmer, Patient |  | 151-01866 | 151-01866 | Northwest | MHHS-Cypress | CY-PACU | Bed 5 | 1/1/20 | 1/1/21 |  |  | WARMING/COOLING UNITS, PATIENT | Warmer, Patient | WARMERPATIENT-Stryker-Mistral-Air | WARMERPATIENT | Mistral-Air |  |  |  | Stryker | Warmer, Patient |  | WARMERPATIENT-Stryker-Mistral-Air |  | 11/2/20 |  | WP-A | No Coverage Specified | MHHS-Cypress | [8 empty] | WARMERPATIENT | Warmer, Patient | Stryker
NO | YES |  |  |  | 151-01867 | 151-01867 | Stryker Corp Medical Div | MISTRAL AIR PLUS |  |  | CY-PACU | MHHS-Cypress |  | Warmer, Patient |  | 151-01867 | 151-01867 | Northwest | MHHS-Cypress | CY-PACU | Pacu 14 | 1/1/20 | 1/1/21 |  |  | WARMING/COOLING UNITS, PATIENT | Warmer, Patient | WARMERPATIENT-Stryker-Mistral-Air | WARMERPATIENT | Mistral-Air |  |  |  | Stryker | Warmer, Patient |  | WARMERPATIENT-Stryker-Mistral-Air |  | 10/1/20 |  | WP-A | No Coverage Specified | MHHS-Cypress | [8 empty] | WARMERPATIENT | Warmer, Patient | Stryker